## Sheet1
variables | type | units | values | description
financese.machine_rating | input | kW | 5000
financese.offset_tcc_per_kW | input | USD/kW | 0
financese.opex_per_kW | input | USD/kW/year | 43
financese.plant_aep_in | input | kW*h | 0
financese.wake_loss_factor | input |  | 0.15
financese.fixed_charge_rate | input |  | 0.0578
financese.electricity_price | input | USD/kW/h | 0.04
financese.reserve_margin_price | input | USD/kW/year | 120
financese.capacity_credit | input |  | 1
financese.benchmark_price | input | USD/kW/h | 0.071
financese.turbine_number | input | n/a | 120
landbosse.blade_drag_coefficient | input |  | -1
landbosse.blade_lever_arm | input | m | -1
landbosse.blade_install_cycle_time | input | h | -1
landbosse.blade_offload_hook_height | input | m | -1
landbosse.blade_offload_cycle_time | input | h | -1
landbosse.blade_drag_multiplier | input |  | -1
landbosse.tower_section_length_m | input | m | 30
landbosse.crane_breakdown_fraction | input |  | 0 | 0 means the crane is never broken down. 1 means it is broken down every turbine.
landbosse.construct_duration | input |  | 9 | Total project construction time (months)
landbosse.wind_shear_exponent | input |  | 0.2 | Wind shear exponent
landbosse.turbine_rating_MW | input | MW | 5 | Turbine rating MW
landbosse.fuel_cost_usd_per_gal | input |  | 1.5 | Fuel cost USD/gal
landbosse.breakpoint_between_base_and_topping_percent | input |  | 0.8 | Breakpoint between base and topping (percent)
landbosse.turbine_spacing_rotor_diameters | input |  | 7 | Turbine spacing (times rotor diameter)
landbosse.depth | input | m | 2.36 | Foundation depth m
landbosse.bearing_pressure_n_m2 | input |  | 191521 | Bearing Pressure (n/m2)
landbosse.road_length_adder_m | input | m | 5000 | Road length adder (m)
landbosse.fraction_new_roads | input |  | 0.33 | Percent of roads that will be constructed (0.0 - 1.0)
landbosse.road_quality | input |  | 0.6 | Road Quality (0-1)
landbosse.line_frequency_hz | input | Hz | 60 | Line Frequency (Hz)
landbosse.row_spacing_rotor_diameters | input |  | 7 | Row spacing (times rotor diameter)
landbosse.trench_len_to_substation_km | input | km | 50 | Combined Homerun Trench Length to Substation (km)
landbosse.distance_to_interconnect_mi | input | mi | 4.971 | Distance to interconnect (miles)
landbosse.interconnect_voltage_kV | input | kV | 130 | Interconnect Voltage (kV)
landbosse.critical_speed_non_erection_wind_delays_m_per_s | input | m/s | 15 | Non-Erection Wind Delay Critical Speed (m/s)
landbosse.critical_height_non_erection_wind_delays_m | input | m | 10 | Non-Erection Wind Delay Critical Height (m)
landbosse.road_width_ft | input | ft | 20 | Road width (ft)
landbosse.road_thickness | input |  | 8 | Road thickness (in)
landbosse.crane_width | input | m | 12.2 | Crane width (m)
landbosse.overtime_multiplier | input |  | 1.4 | Overtime multiplier
landbosse.markup_contingency | input |  | 0.03 | Markup contingency
landbosse.markup_warranty_management | input |  | 0.0002 | Markup warranty management
landbosse.markup_sales_and_use_tax | input |  | 0 | Markup sales and use tax
landbosse.markup_overhead | input |  | 0.05 | Markup overhead
landbosse.markup_profit_margin | input |  | 0.05 | Markup profit margin
landbosse.Mass tonne | input | t | 1
landbosse.development_labor_cost_usd | input | USD | 1000000 | The cost of labor in the development phase
landbosse.labor_cost_multiplier | input |  | 1 | Labor cost multiplier
landbosse.commissioning_cost_kW | input | USD/kW | 44 | Commissioning cost.
landbosse.decommissioning_cost_kW | input | USD/kW | 58 | Decommissioning cost.
landbosse.road_distributed_winnd | input | n/a | FALSE
landbosse.num_turbines | input | n/a | 120 | Number of turbines in project
landbosse.number_of_blades | input | n/a | 3 | Number of blades on the rotor
landbosse.user_defined_home_run_trench | input | n/a | 0 | Flag for user-defined home run trench length (0 = no; 1 = yes)
landbosse.allow_same_flag | input | n/a | FALSE | Allow same crane for base and topping (True or False)
landbosse.hour_day | input | n/a | {'long': 24, 'normal': 10} | Dictionary of normal and long hours for construction in a day in the form of {'long': 24, 'normal': 10}
landbosse.time_construct | input | n/a | normal | One of the keys in the hour_day dictionary to specify how many hours per day construction happens.
landbosse.user_defined_distance_to_grid_connection | input | n/a | FALSE | Flag for user-defined home run trench length (True or False)
landbosse.rate_of_deliveries | input | n/a | 10 | Rate of deliveries (turbines per week)
landbosse.new_switchyard | input | n/a | TRUE | New Switchyard (True or False)
landbosse.num_hwy_permits | input | n/a | 10 | Number of highway permits
landbosse.num_access_roads | input | n/a | 2 | Number of access roads
landbosse.site_facility_building_area_df | input | n/a | Size Min (MW) Size Max (MW) Building area (sq. ft.) 0 0 200 3000 1 200 500 5000 2 500 800 7000 3 800 1000 9000 4 1000 5000 12000 | site_facility_building_area DataFrame
landbosse.components | input | n/a | Component Mass tonne Lift height m Surface area sq m ... Offload hook height m Offload cycle time hrs Multplier drag rotor Multiplier tower drag 0 Nacelle GE 1.5SLE 50.0 90 33.00 ... 6 0.5 1.000000 0 1 Hub 15.4 90 11.30 ... 6 0.5 0.000000 0 2 Blade 1 5.2 90 33.44 ... 6 0.5 0.666667 0 3 Blade 2 5.2 90 33.44 ... 6 0.5 0.666667 0 4 Blade 3 5.2 90 33.44 ... 6 0.5 0.666667 0 5 Tower section 1 59.8 30 95.89 ... 6 0.5 0.000000 1 6 Tower section 2 39.3 60 96.25 ... 6 0.5 0.000000 1 7 Tower section 3 30.9 90 90.00 ... 6 0.5 0.000000 1 [8 rows x 13 columns] | Dataframe of components for tower, blade, nacelle
landbosse.crane_specs | input | n/a | Equipment name Crane name Boom system Crane capacity tonne Speed of travel km per hr ... Hub height m Max capacity tonne Radius m Hook Height m Mobilization cost USD 0 Offload crane LB 75 Hydraulic 75 40 ... 12.5 38 5.4 12.5 8040 1 Offload crane Big LB 2580 Big Hydraulic 500 40 ... 48.0 500 11.0 48.0 406100 2 Offload crane LB 258 Hydraulic 200 40 ... 48.0 63 11.0 48.0 40610 3 Crawler crane M999 22EL 275 2 ... 57.0 67 14.0 57.0 68709 4 Crawler crane LR1500 SL3F 500 2 ... 80.0 102 16.0 94.0 184398 5 Crawler crane LR1500 SL3F 500 2 ... 85.0 95 16.0 100.0 184398 6 Crawler crane LR1500 SL3F 500 2 ... 90.0 87 16.0 106.0 184398 7 Crawler crane LR1500 SL3F 500 2 ... 100.0 77 18.0 112.0 184398 8 Crawler crane LR1500 SL4DFB + Derrick 500 2 ... 80.0 112 16.0 94.0 184398 9 Crawler crane LR1500 SL4DFB + Derrick 500 2 ... 90.0 105 16.0 100.0 184398 10 Crawler crane LR1500 SL4DFB + Derrick 500 2 ... 100.0 90 16.0 112.0 184398 11 Crawler crane LR1500 SL4DFB + Derrick 500 2 ... 120.0 74 18.0 130.0 184398 12 Crawler crane LR1500 SL4DFB + Derrick 500 2 ... 130.0 60 20.0 142.0 184398 13 Crawler crane LR1600/2 SL8F3 600 2 ... 80.0 137 18.0 93.0 249177 14 Crawler crane LR1600/2 SL8F3 600 2 ... 100.0 118 18.0 114.0 249177 15 Crawler crane LR1600/2 SL3F 600 2 ... 105.0 93 18.0 117.0 249177 16 Crawler crane LR1600/2 HSL4DF + Derrick boom 600 2 ... 120.0 87 20.0 135.0 249177 17 Crawler crane LR1600/2 SL13DFB + Derrick 600 2 ... 135.0 96 20.0 147.0 249177 18 Crawler crane LR1600/2 SL13DFB + Derrick 600 2 ... 140.0 87 24.0 152.0 249177 19 Crawler crane LR1600/2 SL13DFB2 + Derrick 600 2 ... 150.0 71 24.0 164.0 249177 20 Crawler crane LR1750/2 HSL8HS 750 2 ... 80.0 111 18.0 101.0 360193 21 Crawler crane LR1500/2 HSL8HS 750 2 ... 95.0 110 18.0 109.0 360193 22 Crawler crane LR1750/2 HSL7DHS 750 2 ... 120.0 108 18.0 136.0 360193 23 Crawler crane LR1750/2 HSL7DHS 750 2 ... 130.0 98 18.0 147.0 360193 24 Crawler crane LR1500/2 HSL7DHS 750 2 ... 140.0 89 22.0 152.0 360193 25 Crawler crane LR1750/2 SX3D4F2B Derrick (walk) 750 2 ... 140.0 141 28.0 154.0 360193 26 Crawler crane LR1750/2 SX3D4F2B Derrick (walk) 750 2 ... 150.0 118 28.0 165.0 360193 27 Crawler crane LR11000 SL3F 1000 1 ... 100.0 179 18.0 114.0 579224 28 Crawler crane LR11000 SL3F 1000 1 ... 110.0 152 18.0 120.0 1000000 29 Crawler crane LR11000 SL2DFB 1000 1 ... 120.0 179 20.0 132.0 1000000 30 Crawler crane LR11000 SL2DFB 1000 1 ... 140.0 133 18.0 136.0 1000000 31 Crawler crane LR11000 SL2DFB 1000 1 ... 150.0 154 18.0 147.0 1000000 32 Crawler crane LR11000 SL2DFB 1000 1 ... 155.0 140 22.0 152.0 1000000 33 Crawler crane LR11000 SL2DFB 1000 1 ... 160.0 120 26.0 174.0 1000000 34 Crawler crane LR11000 SL2DFB 1000 1 ... 180.0 73 22.0 192.0 1000000 35 Crawler crane LR11000 SL2DFB 1000 1 ... 185.0 54 34.0 198.0 1000000 36 Crawler crane LR11000 PDW3B Derrick 1000 1 ... 130.0 227 28.0 147.0 1000000 37 Crawler crane LR11000 PDW3B2 Derrick 1000 1 ... 165.0 142 26.0 174.0 1000000 38 Crawler crane Big LR110000 Big PDW3B2 Derrick 100000 1 ... 250.0 1000 50.0 300.0 1400000 [39 rows x 16 columns] | Dataframe of specifications of cranes
landbosse.weather_window | input | n/a | Date UTC Temp C Pressure atm Direction deg Speed m per s Date Month Day Hour Time window Season 0 2012-01-01 12:00:00+00:00 2.444 0.952053 185.0 8.681 2012-01-01 05:00:00-07:00 1 1 5 long winter 1 2012-01-01 13:00:00+00:00 1.655 0.952275 270.0 7.234 2012-01-01 06:00:00-07:00 1 1 6 long winter 2 2012-01-01 14:00:00+00:00 2.512 0.952485 322.0 12.898 2012-01-01 07:00:00-07:00 1 1 7 long winter 3 2012-01-01 15:00:00+00:00 2.589 0.953325 321.0 14.795 2012-01-01 08:00:00-07:00 1 1 8 normal winter 4 2012-01-01 16:00:00+00:00 1.534 0.954406 323.0 15.076 2012-01-01 09:00:00-07:00 1 1 9 normal winter ... ... ... ... ... ... ... ... ... ... ... ... 8779 2013-01-01 07:00:00+00:00 -8.496 0.970703 346.0 6.550 2013-01-01 00:00:00-07:00 1 1 0 long winter 8780 2013-01-01 08:00:00+00:00 -8.584 0.970879 348.0 6.387 2013-01-01 01:00:00-07:00 1 1 1 long winter 8781 2013-01-01 09:00:00+00:00 -9.121 0.970915 351.0 6.617 2013-01-01 02:00:00-07:00 1 1 2 long winter 8782 2013-01-01 10:00:00+00:00 -9.941 0.970998 351.0 7.304 2013-01-01 03:00:00-07:00 1 1 3 long winter 8783 2013-01-01 11:00:00+00:00 -10.568 0.971338 351.0 7.864 2013-01-01 04:00:00-07:00 1 1 4 long winter [8784 rows x 11 columns] | Dataframe of wind toolkit data
landbosse.crew | input | n/a | Crew type ID Operation Crew name Labor type ID Number of workers 0 M0 Management Management - project size Project manager 1 1 M0 Management Management - project size Site manager 1 2 M0 Management Management - project size Construction manager 1 3 M0 Management Management - project size Project engineer 1 4 M0 Management Management - project size Safety or qc manager 1 .. ... ... ... ... ... 74 C4 Base Top 1000t Rigger foreman 1 75 C0 Base Offload can tower Crane operator 2 76 C0 Base Offload can tower Oiler 2 77 C0 Base Offload can tower Iron worker 3 78 C0 Base Offload can tower Rigger foreman 1 [79 rows x 5 columns] | Dataframe of crew configurations
landbosse.crew_price | input | n/a | Labor type ID Hourly rate USD per hour Per diem USD per day Notes/References 0 Crane operator 81.910500 149 2017 National Construction Estimator: Page 30... 1 Oiler 61.625000 149 (35% burden) https://www.ziprecruiter.com/Sala... 2 Rigger 85.840000 149 2017 National Construction Estimator: Page 30... 3 Truck driver 66.410000 149 2017 National Construction Estimator: Page 30... 4 Iron worker 94.554500 149 2017 National Construction Estimator: Page 30... 5 Project manager 119.000000 149 (50% burden) https://www.salary.com/tools/sala... 6 Site manager 112.200000 149 (50% burden) https://www.salary.com/tools/sala... 7 Construction manager 112.200000 149 (50% burden) https://www.salary.com/tools/sala... 8 Project engineer 93.500000 149 (50% burden) https://www.salary.com/tools/sala... 9 Safety or qc manager 106.117647 149 (70% burden) https://www.salary.com/tools/sala... 10 Logistics manager 99.900000 149 (50 % burden) https://www.salary.com/research/... 11 Rigger foreman 85.840000 149 2017 National Construction Estimator: Page 30... 12 Rigger 85.840000 149 2017 National Construction Estimator: Page 30... 13 Operator 81.910500 149 2017 National Construction Estimator: Page 30... 14 Oiler 71.145000 149 (35% burden) https://www.ziprecruiter.com/Sala... 15 Electrician 85.840000 149 2017 National Construction Estimator: Page 30... 16 Tool room 85.840000 149 2017 National Construction Estimator: Page 30... 17 QC/QA tech 87.125000 149 (50% burden for QC/QC Manager) https://www.zip... 18 Office admin 44.562500 149 (35% burden) https://www.salary.com/tools/sala... 19 RSMeans NaN 149 NaN | Dataframe of costs per hour for each type of worker.
landbosse.equip | input | n/a | Equipment ID Operation Equipment name Crane capacity tonne Number of equipment 0 E1 Base Crawler crane 500 1 1 E1 Base Truck crane 50 1 2 E1 Top Crawler crane 500 1 3 E1 Top Truck crane 50 2 4 E2 Top Crawler crane 600 1 5 E2 Top Truck crane 50 2 6 E2 Top RT 100 2 7 E3 Top Crawler crane 750 1 8 E3 Top RT 100 2 9 E4 Top Crawler crane 1000 1 10 E4 Top RT 100 2 11 ST1 Top Mobile crane 200 1 12 ST1 Top RT 100 2 13 OL1 Offload Offload crane 75 2 14 OL2 Offload Offload crane 200 2 15 B1 Base Crawler crane 275 1 16 B1 Base Truck crane 50 1 17 E2 Base Crawler crane 600 1 18 E2 Base Truck crane 50 2 19 E2 Base RT 100 2 20 E3 Base Crawler crane 750 1 21 E3 Base RT 100 2 22 E4 Base Crawler crane 1000 1 23 E4 Base RT 100 2 24 ST1 Base Mobile crane 200 1 25 ST1 Base RT 100 2 26 OL2 Base Offload crane 200 2 | Collections of equipment to perform erection operations.
landbosse.equip_price | input | n/a | Equipment name Crane capacity tonne Equipment price USD per hour Cost USD per breakdown Fuel consumption gal per day 0 Mobile crane 75 35 NaN 44.0 1 Mobile crane 200 149 NaN 64.0 2 Crawler crane 275 217 37674.0 76.0 3 Crawler crane 250 194 30534.0 72.0 4 Crawler crane 400 330 73375.0 97.0 5 Crawler crane 500 420 101936.0 113.0 6 Crawler crane 600 511 130497.0 130.0 7 Crawler crane 750 647 173339.0 154.0 8 Crawler crane 1000 873 244741.0 195.0 9 Crawler crane 1350 1190 344705.0 252.0 10 Truck crane 50 13 NaN NaN 11 RT 100 58 NaN NaN 12 Offload crane 75 35 NaN 44.0 13 Offload crane 200 149 NaN 64.0 | Prices for various type of equipment.
landbosse.rsmeans | input | n/a | Operation ID Type of cost ... Additional Notes Source 0 Concrete placement Equipment rental ... NaN Source 2017 National Construction Estimator: ... 1 Rebar installation Equipment rental ... NaN Source: 2017 National Construction Estimator: ... 2 Survey Equipment rental ... NaN NaN 3 Clear and grub Equipment rental ... NaN NaN 4 Topsoil stripping and stockpiling Equipment rental ... 460 HP D-9 dozer with “U”- blade 2017 National Construction Estimator: Page 599 5 Stormwater pollution prevention Equipment rental ... NaN NaN 6 Culverts Equipment rental ... NaN NaN 7 Compaction of soil (subgrade and crane path) Equipment rental ... NaN http://www.get-a-quote.net/QuoteEngine/costboo... 8 Mass material movement (cut and fill) Equipment rental ... NaN NaN 9 Placing road base (hauling) Equipment rental ... NaN NaN 10 Rough grading road base Equipment rental ... Site preparation grading based on using one cr... http://www.get-a-quote.net/QuoteEngine/costboo... 11 Compacting road base Equipment rental ... NaN http://www.get-a-quote.net/QuoteEngine/costboo... 12 Final grading Equipment rental ... NaN NaN 13 Road maintanance Equipment rental ... NaN NaN 14 Decompaction of crane paths Equipment rental ... NaN NaN 15 Reseeding, planting, etc Equipment rental ... NaN NaN 16 Concrete placement Labor ... Ready-mix concrete for the pour strip includin... Source: 2017 National Construction Estimator: ... 17 Rebar installation Labor ... Steel reinforcing bars (rebar), ASTM A615 Grad... Source: 2017 National Construction Estimator: ... 18 Survey Labor ... NaN NaN 19 Clear and grub Labor ... NaN NaN 20 Topsoil stripping and stockpiling Labor ... Tractor operator 2017 National Construction Estimator: Page 599 21 Stormwater pollution prevention Labor ... NaN NaN 22 Culverts Labor ... NaN NaN 23 Compaction of soil (subgrade and crane path) Labor ... Laborer, tractor operator, and truck driver http://www.get-a-quote.net/QuoteEngine/costboo... 24 Mass material movement (cut and fill) Labor ... NaN NaN 25 Placing road base (hauling) Labor ... Tractor operator http://www.get-a-quote.net/QuoteEngine/costboo... 26 Rough grading road base Labor ... Laborer and tractor operator http://www.get-a-quote.net/QuoteEngine/costboo... 27 Compacting road base Labor ... Laborer, tractor operator, and truck driver http://www.get-a-quote.net/QuoteEngine/costboo... 28 Final grading Labor ... NaN NaN 29 Road maintanance Labor ... NaN NaN 30 Decompaction of crane paths Labor ... NaN NaN 31 Reseeding, planting, etc Labor ... NaN NaN 32 Excavation Equipment rental ... NaN Source: 2017 National Construction Estimator: ... 33 Excavation Labor ... NaN Source: 2017 National Construction Estimator: ... 34 Backfill Equipment rental ... NaN Source: 2017 National Construction Estimator: ... 35 Backfill Labor ... 1 truck operator Source: 2017 National Construction Estimator: ... 36 Collection Labor ... NaN Source: 2017 National Construction Estimator: ... 37 Collection Equipment ... NaN Source: 2017 National Construction Estimator: ... 38 Collection Labor ... NaN Source: 2017 National Construction Estimator: ... 39 Collection Equipment ... NaN Source: 2017 National Construction Estimator: ... 40 Collection Labor ... NaN Source: 2017 National Construction Estimator: ... 41 Collection Equipment ... NaN Source: 2017 National Construction Estimator: ... [42 rows x 12 columns] | RSMeans price data
landbosse.cable_specs | input | n/a | Array Cable Conductor Size (mm2) Current Capacity (A) Rated Voltage (V) ... Inductance (mH/km) Capacitance (nF/km) Cost (USD/LF) Notes 0 AWG 1/0 120 300 36 ... 0.398 0.179 6 2017 National Construction Estimator: Page 55... 1 AWG 4/0 240 440 36 ... 0.359 0.223 9 2017 National Construction Estimator: Page 55... 2 MCM 500 500 640 36 ... 0.317 0.293 13 2017 National Construction Estimator: Page 55... 3 MCM1000 800 830 36 ... 0.291 0.375 16 (curve fitted) 2017 National Construction Esti... 4 MCM1250 1000 935 36 ... 0.284 0.411 17 (curve fitted) 2017 National Construction Esti... [5 rows x 9 columns] | cable specs for collection system
landbosse.material_price | input | n/a | Material type ID Material price USD per unit Unit Notes 0 unique identifier for the material price of material per unit unit of measure used for cost NaN 1 Concrete 3000 psi 117 cubic yard http://gsiconcrete.com/pricing/ 2 Concrete 5000 psi 140 cubic yard http://gsiconcrete.com/pricing/ 3 Concrete 8000 psi 130 cubic yard Curve fit http://gsiconcrete.com/pricing/ 4 Steel - rebar 1120 ton (short) https://www.steelsupplylp.com/sku/102775?gclid... 5 Road base - 3/4 inch crushed stone 15 Loose cubic yard https://homeguide.com/costs/gravel-prices#yard 6 Excavated dirt 0 cubic yard NaN 7 Backfill 0 cubic yard NaN | Prices of materials for foundations and roads
landbosse.project_data | input | n/a | {'components': Component Mass tonne Lift height m Surface area sq m Coeff drag ... Offload hook height m Offload cycle time hrs Multplier drag rotor Multiplier tower drag Operation 0 Nacelle 189.974398 140.0 33.000000 0.8 ... 6 0.5 1.000000 0 Top 1 Hub 36.718560 140.0 11.300000 1.1 ... 6 0.5 0.000000 0 Top 2 Blade 1 52.253844 140.0 150.987537 0.1 ... 6 0.5 0.666667 0 Top 2 Blade 2 52.253844 140.0 150.987537 0.1 ... 6 0.5 0.666667 0 Top 2 Blade 3 52.253844 140.0 150.987537 0.1 ... 6 0.5 0.666667 0 Top 5 Tower 1 79.144596 14.0 74.330082 0.6 ... 6 0.5 0.000000 1 Base 5 Tower 2 79.144596 28.0 74.330082 0.6 ... 6 0.5 0.000000 1 Base 5 Tower 3 79.144596 42.0 74.330082 0.6 ... 6 0.5 0.000000 1 Base 5 Tower 4 79.144596 56.0 74.330082 0.6 ... 6 0.5 0.000000 1 Base 5 Tower 5 79.144596 70.0 74.330082 0.6 ... 6 0.5 0.000000 1 Base 5 Tower 6 79.144596 84.0 74.330082 0.6 ... 6 0.5 0.000000 1 Base 5 Tower 7 79.144596 98.0 74.330082 0.6 ... 6 0.5 0.000000 1 Base 5 Tower 8 79.144596 112.0 74.330082 0.6 ... 6 0.5 0.000000 1 Base 5 Tower 9 79.144596 126.0 74.330082 0.6 ... 6 0.5 0.000000 1 Top 5 Tower 10 79.144596 140.0 74.330082 0.6 ... 6 0.5 0.000000 1 Top [15 rows x 14 columns], 'cable_specs': Array Cable Conductor Size (mm2) Current Capacity (A) Rated Voltage (V) ... Inductance (mH/km) Capacitance (nF/km) Cost (USD/LF) Notes 0 AWG 1/0 120 300 36 ... 0.398 0.179 6 2017 National Construction Estimator: Page 55... 1 AWG 4/0 240 440 36 ... 0.359 0.223 9 2017 National Construction Estimator: Page 55... 2 MCM 500 500 640 36 ... 0.317 0.293 13 2017 National Construction Estimator: Page 55... 3 MCM1000 800 830 36 ... 0.291 0.375 16 (curve fitted) 2017 National Construction Esti... 4 MCM1250 1000 935 36 ... 0.284 0.411 17 (curve fitted) 2017 National Construction Esti... [5 rows x 9 columns], 'equip': Equipment ID Operation Equipment name Crane capacity tonne Number of equipment 0 E1 Base Crawler crane 500 1 1 E1 Base Truck crane 50 1 2 E1 Top Crawler crane 500 1 3 E1 Top Truck crane 50 2 4 E2 Top Crawler crane 600 1 5 E2 Top Truck crane 50 2 6 E2 Top RT 100 2 7 E3 Top Crawler crane 750 1 8 E3 Top RT 100 2 9 E4 Top Crawler crane 1000 1 10 E4 Top RT 100 2 11 ST1 Top Mobile crane 200 1 12 ST1 Top RT 100 2 13 OL1 Offload Offload crane 75 2 14 OL2 Offload Offload crane 200 2 15 B1 Base Crawler crane 275 1 16 B1 Base Truck crane 50 1 17 E2 Base Crawler crane 600 1 18 E2 Base Truck crane 50 2 19 E2 Base RT 100 2 20 E3 Base Crawler crane 750 1 21 E3 Base RT 100 2 22 E4 Base Crawler crane 1000 1 23 E4 Base RT 100 2 24 ST1 Base Mobile crane 200 1 25 ST1 Base RT 100 2 26 OL2 Base Offload crane 200 2, 'crane_specs': Equipment name Crane name Boom system Crane capacity tonne Speed of travel km per hr ... Hub height m Max capacity tonne Radius m Hook Height m Mobilization cost USD 0 Offload crane LB 75 Hydraulic 75 40 ... 12.5 38 5.4 12.5 8040 1 Offload crane Big LB 2580 Big Hydraulic 500 40 ... 48.0 500 11.0 48.0 406100 2 Offload crane LB 258 Hydraulic 200 40 ... 48.0 63 11.0 48.0 40610 3 Crawler crane M999 22EL 275 2 ... 57.0 67 14.0 57.0 68709 4 Crawler crane LR1500 SL3F 500 2 ... 80.0 102 16.0 94.0 184398 5 Crawler crane LR1500 SL3F 500 2 ... 85.0 95 16.0 100.0 184398 6 Crawler crane LR1500 SL3F 500 2 ... 90.0 87 16.0 106.0 184398 7 Crawler crane LR1500 SL3F 500 2 ... 100.0 77 18.0 112.0 184398 8 Crawler crane LR1500 SL4DFB + Derrick 500 2 ... 80.0 112 16.0 94.0 184398 9 Crawler crane LR1500 SL4DFB + Derrick 500 2 ... 90.0 105 16.0 100.0 184398 10 Crawler crane LR1500 SL4DFB + Derrick 500 2 ... 100.0 90 16.0 112.0 184398 11 Crawler crane LR1500 SL4DFB + Derrick 500 2 ... 120.0 74 18.0 130.0 184398 12 Crawler crane LR1500 SL4DFB + Derrick 500 2 ... 130.0 60 20.0 142.0 184398 13 Crawler crane LR1600/2 SL8F3 600 2 ... 80.0 137 18.0 93.0 249177 14 Crawler crane LR1600/2 SL8F3 600 2 ... 100.0 118 18.0 114.0 249177 15 Crawler crane LR1600/2 SL3F 600 2 ... 105.0 93 18.0 117.0 249177 16 Crawler crane LR1600/2 HSL4DF + Derrick boom 600 2 ... 120.0 87 20.0 135.0 249177 17 Crawler crane LR1600/2 SL13DFB + Derrick 600 2 ... 135.0 96 20.0 147.0 249177 18 Crawler crane LR1600/2 SL13DFB + Derrick 600 2 ... 140.0 87 24.0 152.0 249177 19 Crawler crane LR1600/2 SL13DFB2 + Derrick 600 2 ... 150.0 71 24.0 164.0 249177 20 Crawler crane LR1750/2 HSL8HS 750 2 ... 80.0 111 18.0 101.0 360193 21 Crawler crane LR1500/2 HSL8HS 750 2 ... 95.0 110 18.0 109.0 360193 22 Crawler crane LR1750/2 HSL7DHS 750 2 ... 120.0 108 18.0 136.0 360193 23 Crawler crane LR1750/2 HSL7DHS 750 2 ... 130.0 98 18.0 147.0 360193 24 Crawler crane LR1500/2 HSL7DHS 750 2 ... 140.0 89 22.0 152.0 360193 25 Crawler crane LR1750/2 SX3D4F2B Derrick (walk) 750 2 ... 140.0 141 28.0 154.0 360193 26 Crawler crane LR1750/2 SX3D4F2B Derrick (walk) 750 2 ... 150.0 118 28.0 165.0 360193 27 Crawler crane LR11000 SL3F 1000 1 ... 100.0 179 18.0 114.0 579224 28 Crawler crane LR11000 SL3F 1000 1 ... 110.0 152 18.0 120.0 1000000 29 Crawler crane LR11000 SL2DFB 1000 1 ... 120.0 179 20.0 132.0 1000000 30 Crawler crane LR11000 SL2DFB 1000 1 ... 140.0 133 18.0 136.0 1000000 31 Crawler crane LR11000 SL2DFB 1000 1 ... 150.0 154 18.0 147.0 1000000 32 Crawler crane LR11000 SL2DFB 1000 1 ... 155.0 140 22.0 152.0 1000000 33 Crawler crane LR11000 SL2DFB 1000 1 ... 160.0 120 26.0 174.0 1000000 34 Crawler crane LR11000 SL2DFB 1000 1 ... 180.0 73 22.0 192.0 1000000 35 Crawler crane LR11000 SL2DFB 1000 1 ... 185.0 54 34.0 198.0 1000000 36 Crawler crane LR11000 PDW3B Derrick 1000 1 ... 130.0 227 28.0 147.0 1000000 37 Crawler crane LR11000 PDW3B2 Derrick 1000 1 ... 165.0 142 26.0 174.0 1000000 38 Crawler crane Big LR110000 Big PDW3B2 Derrick 100000 1 ... 250.0 1000 50.0 300.0 1400000 [39 rows x 16 columns], 'development': Type of cost Cost USD Phase of construction 0 Equipment rental 0 Development 1 Labor 1000000 Development 2 Materials 0 Development 3 Mobilization 0 Development 4 Other 0 Development, 'crew_price': Labor type ID Hourly rate USD per hour Per diem USD per day Notes/References 0 Crane operator 81.910500 149 2017 National Construction Estimator: Page 30... 1 Oiler 61.625000 149 (35% burden) https://www.ziprecruiter.com/Sala... 2 Rigger 85.840000 149 2017 National Construction Estimator: Page 30... 3 Truck driver 66.410000 149 2017 National Construction Estimator: Page 30... 4 Iron worker 94.554500 149 2017 National Construction Estimator: Page 30... 5 Project manager 119.000000 149 (50% burden) https://www.salary.com/tools/sala... 6 Site manager 112.200000 149 (50% burden) https://www.salary.com/tools/sala... 7 Construction manager 112.200000 149 (50% burden) https://www.salary.com/tools/sala... 8 Project engineer 93.500000 149 (50% burden) https://www.salary.com/tools/sala... 9 Safety or qc manager 106.117647 149 (70% burden) https://www.salary.com/tools/sala... 10 Logistics manager 99.900000 149 (50 % burden) https://www.salary.com/research/... 11 Rigger foreman 85.840000 149 2017 National Construction Estimator: Page 30... 12 Rigger 85.840000 149 2017 National Construction Estimator: Page 30... 13 Operator 81.910500 149 2017 National Construction Estimator: Page 30... 14 Oiler 71.145000 149 (35% burden) https://www.ziprecruiter.com/Sala... 15 Electrician 85.840000 149 2017 National Construction Estimator: Page 30... 16 Tool room 85.840000 149 2017 National Construction Estimator: Page 30... 17 QC/QA tech 87.125000 149 (50% burden for QC/QC Manager) https://www.zip... 18 Office admin 44.562500 149 (35% burden) https://www.salary.com/tools/sala... 19 RSMeans NaN 149 NaN, 'crew': Crew type ID Operation Crew name Labor type ID Number of workers 0 M0 Management Management - project size Project manager 1 1 M0 Management Management - project size Site manager 1 2 M0 Management Management - project size Construction manager 1 3 M0 Management Management - project size Project engineer 1 4 M0 Management Management - project size Safety or qc manager 1 .. ... ... ... ... ... 74 C4 Base Top 1000t Rigger foreman 1 75 C0 Base Offload can tower Crane operator 2 76 C0 Base Offload can tower Oiler 2 77 C0 Base Offload can tower Iron worker 3 78 C0 Base Offload can tower Rigger foreman 1 [79 rows x 5 columns], 'equip_price': Equipment name Crane capacity tonne Equipment price USD per hour Cost USD per breakdown Fuel consumption gal per day 0 Mobile crane 75 35 NaN 44.0 1 Mobile crane 200 149 NaN 64.0 2 Crawler crane 275 217 37674.0 76.0 3 Crawler crane 250 194 30534.0 72.0 4 Crawler crane 400 330 73375.0 97.0 5 Crawler crane 500 420 101936.0 113.0 6 Crawler crane 600 511 130497.0 130.0 7 Crawler crane 750 647 173339.0 154.0 8 Crawler crane 1000 873 244741.0 195.0 9 Crawler crane 1350 1190 344705.0 252.0 10 Truck crane 50 13 NaN NaN 11 RT 100 58 NaN NaN 12 Offload crane 75 35 NaN 44.0 13 Offload crane 200 149 NaN 64.0, 'material_price': Material type ID Material price USD per unit Unit Notes 0 unique identifier for the material price of material per unit unit of measure used for cost NaN 1 Concrete 3000 psi 117 cubic yard http://gsiconcrete.com/pricing/ 2 Concrete 5000 psi 140 cubic yard http://gsiconcrete.com/pricing/ 3 Concrete 8000 psi 130 cubic yard Curve fit http://gsiconcrete.com/pricing/ 4 Steel - rebar 1120 ton (short) https://www.steelsupplylp.com/sku/102775?gclid... 5 Road base - 3/4 inch crushed stone 15 Loose cubic yard https://homeguide.com/costs/gravel-prices#yard 6 Excavated dirt 0 cubic yard NaN 7 Backfill 0 cubic yard NaN, 'rsmeans': Operation ID Type of cost ... Additional Notes Source 0 Concrete placement Equipment rental ... NaN Source 2017 National Construction Estimator: ... 1 Rebar installation Equipment rental ... NaN Source: 2017 National Construction Estimator: ... 2 Survey Equipment rental ... NaN NaN 3 Clear and grub Equipment rental ... NaN NaN 4 Topsoil stripping and stockpiling Equipment rental ... 460 HP D-9 dozer with “U”- blade 2017 National Construction Estimator: Page 599 5 Stormwater pollution prevention Equipment rental ... NaN NaN 6 Culverts Equipment rental ... NaN NaN 7 Compaction of soil (subgrade and crane path) Equipment rental ... NaN http://www.get-a-quote.net/QuoteEngine/costboo... 8 Mass material movement (cut and fill) Equipment rental ... NaN NaN 9 Placing road base (hauling) Equipment rental ... NaN NaN 10 Rough grading road base Equipment rental ... Site preparation grading based on using one cr... http://www.get-a-quote.net/QuoteEngine/costboo... 11 Compacting road base Equipment rental ... NaN http://www.get-a-quote.net/QuoteEngine/costboo... 12 Final grading Equipment rental ... NaN NaN 13 Road maintanance Equipment rental ... NaN NaN 14 Decompaction of crane paths Equipment rental ... NaN NaN 15 Reseeding, planting, etc Equipment rental ... NaN NaN 16 Concrete placement Labor ... Ready-mix concrete for the pour strip includin... Source: 2017 National Construction Estimator: ... 17 Rebar installation Labor ... Steel reinforcing bars (rebar), ASTM A615 Grad... Source: 2017 National Construction Estimator: ... 18 Survey Labor ... NaN NaN 19 Clear and grub Labor ... NaN NaN 20 Topsoil stripping and stockpiling Labor ... Tractor operator 2017 National Construction Estimator: Page 599 21 Stormwater pollution prevention Labor ... NaN NaN 22 Culverts Labor ... NaN NaN 23 Compaction of soil (subgrade and crane path) Labor ... Laborer, tractor operator, and truck driver http://www.get-a-quote.net/QuoteEngine/costboo... 24 Mass material movement (cut and fill) Labor ... NaN NaN 25 Placing road base (hauling) Labor ... Tractor operator http://www.get-a-quote.net/QuoteEngine/costboo... 26 Rough grading road base Labor ... Laborer and tractor operator http://www.get-a-quote.net/QuoteEngine/costboo... 27 Compacting road base Labor ... Laborer, tractor operator, and truck driver http://www.get-a-quote.net/QuoteEngine/costboo... 28 Final grading Labor ... NaN NaN 29 Road maintanance Labor ... NaN NaN 30 Decompaction of crane paths Labor ... NaN NaN 31 Reseeding, planting, etc Labor ... NaN NaN 32 Excavation Equipment rental ... NaN Source: 2017 National Construction Estimator: ... 33 Excavation Labor ... NaN Source: 2017 National Construction Estimator: ... 34 Backfill Equipment rental ... NaN Source: 2017 National Construction Estimator: ... 35 Backfill Labor ... 1 truck operator Source: 2017 National Construction Estimator: ... 36 Collection Labor ... NaN Source: 2017 National Construction Estimator: ... 37 Collection Equipment ... NaN Source: 2017 National Construction Estimator: ... 38 Collection Labor ... NaN Source: 2017 National Construction Estimator: ... 39 Collection Equipment ... NaN Source: 2017 National Construction Estimator: ... 40 Collection Labor ... NaN Source: 2017 National Construction Estimator: ... 41 Collection Equipment ... NaN Source: 2017 National Construction Estimator: ... [42 rows x 12 columns], 'site_facility_building_area': Size Min (MW) Size Max (MW) Building area (sq. ft.) 0 0 200 3000 1 200 500 5000 2 500 800 7000 3 800 1000 9000 4 1000 5000 12000, 'weather_window': Unnamed: 0 71444 city?? Iowa United States 2012 42.141941 -93.429169 Not Available 1 8760 0 NaT WTK data from NREL downloaded 2018-1-25 NaN NaN NaN NaN NaN NaN NaN NaN NaN 1 NaT Temperature Pressure Direction Speed NaN NaN NaN NaN NaN NaN 2 NaT C atm Degrees m/s NaN NaN NaN NaN NaN NaN 3 NaT 100 100 100 100 NaN NaN NaN NaN NaN NaN 4 2012-01-01 12:00:00 2.444 0.952053 185 8.681 NaN NaN NaN NaN NaN NaN ... ... ... ... ... ... ... ... ... ... .. ... 8783 2013-01-01 07:00:00 -8.496 0.970703 346 6.55 NaN NaN NaN NaN NaN NaN 8784 2013-01-01 08:00:00 -8.584 0.970879 348 6.387 NaN NaN NaN NaN NaN NaN 8785 2013-01-01 09:00:00 -9.121 0.970915 351 6.617 NaN NaN NaN NaN NaN NaN 8786 2013-01-01 10:00:00 -9.941 0.970998 351 7.304 NaN NaN NaN NaN NaN NaN 8787 2013-01-01 11:00:00 -10.568 0.971338 351 7.864 NaN NaN NaN NaN NaN NaN [8788 rows x 11 columns]} | Dictionary of all dataframes of data
outputs_2_screen.My_std | input | N*m | 0
outputs_2_screen.flp1_std | input | deg | 0
outputs_2_screen.PC_omega | input | rad/s | 0
outputs_2_screen.PC_zeta | input |  | 0
outputs_2_screen.VS_omega | input | rad/s | 0
outputs_2_screen.VS_zeta | input |  | 0
outputs_2_screen.Flp_omega | input | rad/s | 0
outputs_2_screen.Flp_zeta | input |  | 0
tcc.bearing_mass_cost_coeff | input | USD/kg | 4.5
tcc.bedplate_mass_cost_coeff | input | USD/kg | 2.9
tcc.blade_mass_cost_coeff | input | USD/kg | 14.6
tcc.brake_mass_cost_coeff | input | USD/kg | 3.6254
tcc.machine_rating | input | kW | 5000
tcc.controls_machine_rating_cost_coeff | input | USD/kW | 21.15
tcc.converter_mass_cost_coeff | input | USD/kg | 18.8
tcc.cover_mass_cost_coeff | input | USD/kg | 5.7
tcc.elec_connec_machine_rating_cost_coeff | input | USD/kW | 41.85
tcc.gearbox_torque_density | input | N*m/kg | 200 | In 2024, modern 5-7MW gearboxes are able to reach 200 Nm/kg
tcc.gearbox_torque_cost | input | USD/kN/m | 50 | In 2024, modern 5-7MW gearboxes cost approx $50/kNm
tcc.generator_mass_cost_coeff | input | USD/kg | 12.4
tcc.generator_cost_external | input | USD | 0
tcc.hss_mass_cost_coeff | input | USD/kg | 6.8
tcc.hub_assemblyCostMultiplier | input |  | 0
tcc.hub_overheadCostMultiplier | input |  | 0
tcc.hub_profitMultiplier | input |  | 0
tcc.hub_transportMultiplier | input |  | 0
tcc.hub_mass_cost_coeff | input | USD/kg | 3.9
tcc.hvac_mass_cost_coeff | input | USD/kg | 124
tcc.lss_mass_cost_coeff | input | USD/kg | 11.9
tcc.nacelle_assemblyCostMultiplier | input |  | 0
tcc.nacelle_overheadCostMultiplier | input |  | 0
tcc.nacelle_profitMultiplier | input |  | 0
tcc.nacelle_transportMultiplier | input |  | 0
tcc.main_bearing_number | input | n/a | 2
tcc.pitch_system_mass_cost_coeff | input | USD/kg | 22.1
tcc.platforms_mass_cost_coeff | input | USD/kg | 17.1
tcc.crane_cost | input | USD | 12000
tcc.crane | input | n/a | FALSE
tcc.blade_number | input | n/a | 3
tcc.spinner_mass_cost_coeff | input | USD/kg | 11.1
tcc.tower_assemblyCostMultiplier | input |  | 0
tcc.tower_overheadCostMultiplier | input |  | 0
tcc.tower_profitMultiplier | input |  | 0
tcc.tower_transportMultiplier | input |  | 0
tcc.tower_mass_cost_coeff | input | USD/kg | 2.9
tcc.transformer_mass_cost_coeff | input | USD/kg | 18.8
tcc.turbine_assemblyCostMultiplier | input |  | 0
tcc.turbine_overheadCostMultiplier | input |  | 0
tcc.turbine_profitMultiplier | input |  | 0
tcc.turbine_transportMultiplier | input |  | 0
tcc.yaw_mass_cost_coeff | input | USD/kg | 8.3
tcons.blade_number | input | n/a | 3
tcons.precone | input | deg | 2
tcons.tilt | input | deg | 4
tcons.overhang | input | m | 7
tcons.outer_diameter_full | input | m | [6.0, 6.0, 6.0, 6.0, 6.0, 6.0, 6.0, 6.0, 6.0, 5.89079213, 5.53032592]
tcons.max_allowable_td_ratio | input |  | 1.4175
tcons.rotor_orientation | input | n/a | upwind
towerse.env.distLoads.waveLoads_Px | input | N/m | [0.0, 0.0, 0.0, 0.0, 0.0, 0.0, 0.0, 0.0, 0.0, 0.0, 0.0, 0.0, 0.0, 0.0, 0.0, 0.0, 0.0, 0.0, 0.0, 0.0, 0.0, 0.0, 0.0, 0.0, 0.0, 0.0, 0.0, 0.0, 0.0, 0.0, 0.0]
towerse.env.distLoads.waveLoads_Py | input | N/m | [0.0, 0.0, 0.0, 0.0, 0.0, 0.0, 0.0, 0.0, 0.0, 0.0, 0.0, 0.0, 0.0, 0.0, 0.0, 0.0, 0.0, 0.0, 0.0, 0.0, 0.0, 0.0, 0.0, 0.0, 0.0, 0.0, 0.0, 0.0, 0.0, 0.0, 0.0]
towerse.env.distLoads.waveLoads_Pz | input | N/m | [0.0, 0.0, 0.0, 0.0, 0.0, 0.0, 0.0, 0.0, 0.0, 0.0, 0.0, 0.0, 0.0, 0.0, 0.0, 0.0, 0.0, 0.0, 0.0, 0.0, 0.0, 0.0, 0.0, 0.0, 0.0, 0.0, 0.0, 0.0, 0.0, 0.0, 0.0]
towerse.env.distLoads.waveLoads_qdyn | input | N/m**2 | [0.0, 0.0, 0.0, 0.0, 0.0, 0.0, 0.0, 0.0, 0.0, 0.0, 0.0, 0.0, 0.0, 0.0, 0.0, 0.0, 0.0, 0.0, 0.0, 0.0, 0.0, 0.0, 0.0, 0.0, 0.0, 0.0, 0.0, 0.0, 0.0, 0.0, 0.0]
towerse.env.distLoads.waveLoads_z | input | m | [0.0, 0.0, 0.0, 0.0, 0.0, 0.0, 0.0, 0.0, 0.0, 0.0, 0.0, 0.0, 0.0, 0.0, 0.0, 0.0, 0.0, 0.0, 0.0, 0.0, 0.0, 0.0, 0.0, 0.0, 0.0, 0.0, 0.0, 0.0, 0.0, 0.0, 0.0]
towerse.env.distLoads.waveLoads_beta | input | deg | 0
towerse.yaw | input | deg | 0
towerse.z0 | input | m | 0
towerse.shearExp | input |  | 0.2
towerse.beta_wind | input | deg | 0
towerse.rho_air | input | kg/m**3 | 1.225
towerse.mu_air | input | kg/m/s | 1.81e-05
towerse.cd_usr | input |  | [-1.0, -1.0, -1.0, -1.0, -1.0, -1.0, -1.0, -1.0, -1.0, -1.0, -1.0, -1.0, -1.0, -1.0, -1.0, -1.0, -1.0, -1.0, -1.0, -1.0, -1.0, -1.0, -1.0, -1.0, -1.0, -1.0, -1.0, -1.0, -1.0, -1.0, -1.0]
towerse.s_all | input |  | [0.0, 0.0, 0.0, 0.0, 0.0, 0.0, 0.0, 0.0, 0.0, 0.0, 0.0, 0.0, 0.0, 0.0, 0.0, 0.0, 0.0, 0.0, 0.0, 0.0, 0.0, 0.0, 0.0, 0.0, 0.0, 0.0, 0.0, 0.0, 0.0, 0.0, 0.0]
rotorse.ccblade.Uhub | input | m/s | 5 | Undisturbed wind speed
rotorse.tsr | input |  | 10.5 | Tip speed ratio
rotorse.pitch | input | deg | 0 | Pitch angle
rotorse.ccblade.s_opt_chord | input |  | [0.0, 0.3333333333333333, 0.6666666666666666, 1.0] | 1D array of the non-dimensional spanwise grid defined along blade axis to optimize the blade chord
rotorse.ccblade.s_opt_theta | input |  | [0.0, 0.3333333333333333, 0.6666666666666666, 1.0] | 1D array of the non-dimensional spanwise grid defined along blade axis to optimize the blade twist
rotorse.ccblade.aoa_op | input | rad | [3.141592653589793, 3.141592653589793, 3.141592653589793, 3.141592653589793, 3.141592653589793, 3.141592653589793, 3.141592653589793, 3.141592653589793, 3.141592653589793, 3.141592653589793, 3.141592653589793, 3.141592653589793, 3.141592653589793, 3.141592653589793, 3.141592653589793, 3.141592653589793, 3.141592653589793, 3.141592653589793, 3.141592653589793, 3.141592653589793, 3.141592653589793, 3.141592653589793, 3.141592653589793, 3.141592653589793, 3.141592653589793, 3.141592653589793, 3.141592653589793, 3.141592653589793, 3.141592653589793, 3.141592653589793] | 1D array with the operational angles of attack for the airfoils along blade span.
rotorse.airfoils_aoa | input | deg | [-180.0, -177.0, -174.0, -171.0, -168.0, -165.0, -162.0, -159.0, -156.0, -153.0, -149.99999999999997, -147.0, -144.0, -140.99999999999997, -138.0, -135.0, -131.99999999999997, -129.0, -126.0, -122.99999999999999, -119.99999999999999, -117.0, -114.0, -110.99999999999999, -108.0, -105.0, -101.99999999999999, -98.99999999999999, -96.0, -92.99999999999999, -89.99999999999999, -87.0, -83.99999999999999, -80.99999999999999, -78.0, -74.99999999999999, -71.99999999999999, -69.0, -65.99999999999999, -63.0, -59.999999999999986, -56.99999999999999, -54.0, -50.999999999999986, -47.99999999999999, -45.0, -41.999999999999986, -38.99999999999999, -36.0, -32.999999999999986, -29.999999999999996, -29.393939393939394, -28.787878787878785, -28.18181818181818, -27.575757575757574, -26.969696969696965, -26.363636363636363, -25.757575757575754, -25.15151515151515, -24.545454545454543, -23.939393939393938, -23.33333333333333, -22.727272727272727, -22.12121212121212, -21.515151515151512, -20.90909090909091, -20.3030303030303, -19.696969696969695, -19.09090909090909, -18.484848484848484, -17.878787878787875, -17.272727272727273, -16.666666666666664, -16.06060606060606, -15.454545454545455, -14.848484848484848, -14.24242424242424, -13.636363636363633, -13.03030303030303, -12.424242424242424, -11.818181818181817, -11.212121212121213, -10.606060606060606, -9.999999999999998, -9.393939393939394, -8.787878787878787, -8.18181818181818, -7.575757575757576, -6.96969696969697, -6.363636363636362, -5.757575757575755, -5.151515151515151, -4.545454545454545, -3.9393939393939377, -3.333333333333334, -2.7272727272727266, -2.1212121212121198, -1.515151515151516, -0.9090909090909121, -0.30303030303030193, 0.30303030303030193, 0.9090909090909121, 1.515151515151516, 2.1212121212121198, 2.72727272727273, 3.333333333333334, 3.9393939393939377, 4.545454545454548, 5.151515151515151, 5.757575757575755, 6.363636363636366, 6.96969696969697, 7.5757575757575735, 8.181818181818183, 8.787878787878787, 9.393939393939391, 10.000000000000002, 10.606060606060606, 11.21212121212121, 11.818181818181818, 12.424242424242424, 13.030303030303028, 13.636363636363637, 14.24242424242424, 14.848484848484844, 15.454545454545455, 16.06060606060606, 16.666666666666664, 17.272727272727273, 17.878787878787875, 18.484848484848488, 19.09090909090909, 19.696969696969695, 20.303030303030305, 20.90909090909091, 21.515151515151512, 22.12121212121212, 22.727272727272727, 23.33333333333333, 23.93939393939394, 24.545454545454543, 25.15151515151515, 25.757575757575758, 26.363636363636363, 26.969696969696965, 27.57575757575757, 28.181818181818173, 28.78787878787879, 29.393939393939394, 29.999999999999996, 32.99999999999999, 36.0, 39.0, 41.99999999999999, 45.0, 48.0, 50.99999999999999, 54.0, 57.00000000000001, 60.00000000000001, 63.0, 65.99999999999999, 69.00000000000001, 72.0, 75.0, 78.00000000000001, 81.0, 84.0, 87.00000000000001, 90.0, 92.99999999999999, 96.00000000000001, 99.0, 101.99999999999999, 105.00000000000001, 108.0, 111.00000000000001, 114.00000000000001, 117.0, 120.00000000000001, 123.00000000000001, 126.0, 129.00000000000003, 132.0, 135.0, 138.00000000000003, 141.0, 144.0, 147.0, 150.0, 153.0, 156.0, 159.0, 162.0, 165.0, 168.0, 171.0, 174.0, 177.0, 180.0] | angle of attack grid for polars
rotorse.airfoils_Re | input |  | [3000000.0, 5280000.0, 6000000.0, 9000000.0, 12000000.0] | Reynolds numbers of polars
rotorse.precone | input | deg | 2 | precone angle
rotorse.tilt | input | deg | 4 | shaft tilt
rotorse.yaw | input | deg | 0 | yaw error
rotorse.rho_air | input | kg/m**3 | 1.225 | density of air
rotorse.mu_air | input | kg/m/s | 1.81e-05 | dynamic viscosity of air
rotorse.shearExp | input |  | 0.2 | shear exponent
rotorse.nBlades | input | n/a | 3 | number of blades
rotorse.nSector | output | n/a | 4 | number of sectors to divide rotor face into in computing thrust and power
rotorse.tiploss | output | n/a | TRUE | include Prandtl tip loss model
rotorse.hubloss | output | n/a | TRUE | include Prandtl hub loss model
rotorse.wakerotation | output | n/a | TRUE | include effect of wake rotation (i.e., tangential induction factor is nonzero)
rotorse.usecd | output | n/a | TRUE | use drag coefficient in computing induction factors
rotorse.re.precomp.uptilt | input | deg | 4 | Nacelle uptilt angle. A standard machine has positive values.
rotorse.re.precomp.layer_web | input |  | [0.0, 0.0, 0.0, 0.0, 0.0, 0.0, 0.0, 0.0, 0.0, 0.0, 0.0, 0.0, 0.0, 0.0, 1.0, 1.0, 1.0, 2.0, 2.0, 2.0] | 1D array of the web id the layer is associated to. If the layer is on the outer profile, this entry can simply stay equal to 0.
rotorse.re.precomp.fiber_orientation | input | deg | [[0.0, 0.0, 0.0, 0.0, 0.0, 0.0, 0.0, 0.0, 0.0, 0.0, 0.0, 0.0, 0.0, 0.0, 0.0, 0.0, 0.0, 0.0, 0.0, 0.0, 0.0, 0.0, 0.0, 0.0, 0.0, 0.0, 0.0, 0.0, 0.0, 0.0], [0.0, 0.0, 0.0, 0.0, 0.0, 0.0, 0.0, 0.0, 0.0, 0.0, 0.0, 0.0, 0.0, 0.0, 0.0, 0.0, 0.0, 0.0, 0.0, 0.0, 0.0, 0.0, 0.0, 0.0, 0.0, 0.0, 0.0, 0.0, 0.0, 0.0], [0.0, 0.0, 0.0, 0.0, 0.0, 0.0, 0.0, 0.0, 0.0, 0.0, 0.0, 0.0, 0.0, 0.0, 0.0, 0.0, 0.0, 0.0, 0.0, 0.0, 0.0, 0.0, 0.0, 0.0, 0.0, 0.0, 0.0, 0.0, 0.0, 0.0], [0.0, 0.0, 0.0, 0.0, 0.0, 0.0, 0.0, 0.0, 0.0, 0.0, 0.0, 0.0, 0.0, 0.0, 0.0, 0.0, 0.0, 0.0, 0.0, 0.0, 0.0, 0.0, 0.0, 0.0, 0.0, 0.0, 0.0, 0.0, 0.0, 0.0], [0.0, 0.0, 0.0, 0.0, 0.0, 0.0, 0.0, 0.0, 0.0, 0.0, 0.0, 0.0, 0.0, 0.0, 0.0, 0.0, 0.0, 0.0, 0.0, 0.0, 0.0, 0.0, 0.0, 0.0, 0.0, 0.0, 0.0, 0.0, 0.0, 0.0], [0.0, 0.0, 0.0, 0.0, 0.0, 0.0, 0.0, 0.0, 0.0, 0.0, 0.0, 0.0, 0.0, 0.0, 0.0, 0.0, 0.0, 0.0, 0.0, 0.0, 0.0, 0.0, 0.0, 0.0, 0.0, 0.0, 0.0, 0.0, 0.0, 0.0], [0.0, 0.0, 0.0, 0.0, 0.0, 0.0, 0.0, 0.0, 0.0, 0.0, 0.0, 0.0, 0.0, 0.0, 0.0, 0.0, 0.0, 0.0, 0.0, 0.0, 0.0, 0.0, 0.0, 0.0, 0.0, 0.0, 0.0, 0.0, 0.0, 0.0], [0.0, 0.0, 0.0, 0.0, 0.0, 0.0, 0.0, 0.0, 0.0, 0.0, 0.0, 0.0, 0.0, 0.0, 0.0, 0.0, 0.0, 0.0, 0.0, 0.0, 0.0, 0.0, 0.0, 0.0, 0.0, 0.0, 0.0, 0.0, 0.0, 0.0], [0.0, 0.0, 0.0, 0.0, 0.0, 0.0, 0.0, 0.0, 0.0, 0.0, 0.0, 0.0, 0.0, 0.0, 0.0, 0.0, 0.0, 0.0, 0.0, 0.0, 0.0, 0.0, 0.0, 0.0, 0.0, 0.0, 0.0, 0.0, 0.0, 0.0], [0.0, 0.0, 0.0, 0.0, 0.0, 0.0, 0.0, 0.0, 0.0, 0.0, 0.0, 0.0, 0.0, 0.0, 0.0, 0.0, 0.0, 0.0, 0.0, 0.0, 0.0, 0.0, 0.0, 0.0, 0.0, 0.0, 0.0, 0.0, 0.0, 0.0], [0.0, 0.0, 0.0, 0.0, 0.0, 0.0, 0.0, 0.0, 0.0, 0.0, 0.0, 0.0, 0.0, 0.0, 0.0, 0.0, 0.0, 0.0, 0.0, 0.0, 0.0, 0.0, 0.0, 0.0, 0.0, 0.0, 0.0, 0.0, 0.0, 0.0], [0.0, 0.0, 0.0, 0.0, 0.0, 0.0, 0.0, 0.0, 0.0, 0.0, 0.0, 0.0, 0.0, 0.0, 0.0, 0.0, 0.0, 0.0, 0.0, 0.0, 0.0, 0.0, 0.0, 0.0, 0.0, 0.0, 0.0, 0.0, 0.0, 0.0], [0.0, 0.0, 0.0, 0.0, 0.0, 0.0, 0.0, 0.0, 0.0, 0.0, 0.0, 0.0, 0.0, 0.0, 0.0, 0.0, 0.0, 0.0, 0.0, 0.0, 0.0, 0.0, 0.0, 0.0, 0.0, 0.0, 0.0, 0.0, 0.0, 0.0], [0.0, 0.0, 0.0, 0.0, 0.0, 0.0, 0.0, 0.0, 0.0, 0.0, 0.0, 0.0, 0.0, 0.0, 0.0, 0.0, 0.0, 0.0, 0.0, 0.0, 0.0, 0.0, 0.0, 0.0, 0.0, 0.0, 0.0, 0.0, 0.0, 0.0], [0.0, 0.0, 0.0, 0.0, 0.0, 0.0, 0.0, 0.0, 0.0, 0.0, 0.0, 0.0, 0.0, 0.0, 0.0, 0.0, 0.0, 0.0, 0.0, 0.0, 0.0, 0.0, 0.0, 0.0, 0.0, 0.0, 0.0, 0.0, 0.0, 0.0], [0.0, 0.0, 0.0, 0.0, 0.0, 0.0, 0.0, 0.0, 0.0, 0.0, 0.0, 0.0, 0.0, 0.0, 0.0, 0.0, 0.0, 0.0, 0.0, 0.0, 0.0, 0.0, 0.0, 0.0, 0.0, 0.0, 0.0, 0.0, 0.0, 0.0], [0.0, 0.0, 0.0, 0.0, 0.0, 0.0, 0.0, 0.0, 0.0, 0.0, 0.0, 0.0, 0.0, 0.0, 0.0, 0.0, 0.0, 0.0, 0.0, 0.0, 0.0, 0.0, 0.0, 0.0, 0.0, 0.0, 0.0, 0.0, 0.0, 0.0], [0.0, 0.0, 0.0, 0.0, 0.0, 0.0, 0.0, 0.0, 0.0, 0.0, 0.0, 0.0, 0.0, 0.0, 0.0, 0.0, 0.0, 0.0, 0.0, 0.0, 0.0, 0.0, 0.0, 0.0, 0.0, 0.0, 0.0, 0.0, 0.0, 0.0], [0.0, 0.0, 0.0, 0.0, 0.0, 0.0, 0.0, 0.0, 0.0, 0.0, 0.0, 0.0, 0.0, 0.0, 0.0, 0.0, 0.0, 0.0, 0.0, 0.0, 0.0, 0.0, 0.0, 0.0, 0.0, 0.0, 0.0, 0.0, 0.0, 0.0], [0.0, 0.0, 0.0, 0.0, 0.0, 0.0, 0.0, 0.0, 0.0, 0.0, 0.0, 0.0, 0.0, 0.0, 0.0, 0.0, 0.0, 0.0, 0.0, 0.0, 0.0, 0.0, 0.0, 0.0, 0.0, 0.0, 0.0, 0.0, 0.0, 0.0]] | 2D array of the orientation of the layers of the blade structure. The first dimension represents each layer, the second dimension represents each entry along blade span.
rotorse.re.precomp.E | input | Pa | [[3440000000.0, 3440000000.0, 3440000000.0], [4560000.0, 4560000.0, 4560000.0], [43700000000.0, 16500000000.0, 15450000000.0], [157599000000.0, 9100000000.0, 9100000000.0], [11023100000.0, 11023100000.0, 16047700000.0], [28211400000.0, 16238800000.0, 15835500000.0], [142500000.0, 142500000.0, 142500000.0], [1000000.0, 1000000.0, 1000000.0], [200000000000.0, 200000000000.0, 200000000000.0], [210000000000.0, 210000000000.0, 210000000000.0]] | 2D array of the Youngs moduli of the materials. Each row represents a material, the three columns represent E11, E22 and E33.
rotorse.re.precomp.G | input | Pa | [[1323000000.0, 1323000000.0, 1323000000.0], [1450000.0, 1450000.0, 1450000.0], [3265000000.0, 3495000000.0, 3480000000.0], [4131000000.0, 4131000000.0, 2689000000.0], [13231400000.0, 3487480000.0, 3487480000.0], [8248220000.0, 3491240000.0, 3491240000.0], [54000000000.0, 54000000000.0, 54000000000.0], [312500.0, 312500.0, 312500.0], [79300000000.0, 79300000000.0, 79300000000.0], [83900000000.0, 83900000000.0, 83900000000.0]] | 2D array of the shear moduli of the materials. Each row represents a material, the three columns represent G12, G13 and G23.
rotorse.re.precomp.nu | input |  | [[0.3, 0.3, 0.3], [0.3, 0.3, 0.3], [0.262, 0.264, 0.35], [0.3133, 0.3133, 0.47066], [0.688074, 0.117173, 0.117173], [0.497511, 0.18091, 0.27481], [0.3194, 0.3194, 0.3194], [0.3, 0.3, 0.3], [0.3, 0.3, 0.3], [0.283, 0.283, 0.283]] | 2D array of the Poisson ratio of the materials. Each row represents a material, the three columns represent nu12, nu13 and nu23.
rotorse.re.precomp.rho | input | kg/m**3 | [1235.0, 1100.0, 1940.0, 1600.0, 1940.0, 1940.0, 130.0, 1150.0, 7800.0, 7800.0] | 1D array of the density of the materials. For composites, this is the density of the laminate.
rotorse.re.precomp.joint_position | input |  | 0.7 | Spanwise position of the segmentation joint.
rotorse.re.precomp.n_blades | input | n/a | 3 | Number of blades of the rotor.
rotorse.re.precomp.definition_layer | input | n/a | [9.0, 9.0, 2.0, 2.0, 2.0, 2.0, 5.0, 7.0, 8.0, 6.0, 6.0, 6.0, 6.0, 9.0, 10.0, 10.0, 10.0, 10.0, 10.0, 10.0] | 1D array of flags identifying how layers are specified in the yaml. 1) all around (skin, paint, ) 2) offset+rotation twist+width (spar caps) 3) offset+user defined rotation+width 4) midpoint TE+width (TE reinf) 5) midpoint LE+width (LE reinf) 6) layer position fixed to other layer (core fillers) 7) start and width 8) end and width 9) start and end nd 10) web layer
rotorse.re.precomp.mat_name | input | n/a | ['Gelcoat', 'Adhesive', 'glass_uni', 'carbon_uni_industry_baseline', 'glass_biax', 'glass_triax', 'medium_density_foam', 'resin', 'steel', 'joint_insert'] | 1D array of names of materials.
rotorse.re.precomp.orth | input | n/a | [0.0, 0.0, 1.0, 1.0, 1.0, 1.0, 0.0, 0.0, 0.0, 0.0] | 1D array of flags to set whether a material is isotropic (0) or orthtropic (1). Each entry represents a material.
rotorse.wt_class.V_mean_overwrite | input |  | 0
rotorse.wt_class.V_extreme50_overwrite | input |  | 0
rotorse.wt_class.turbine_class | input | n/a | III
towerse.member.ca_usr_grid | input |  | [0.0, 0.0, 0.0, 0.0, 0.0, 0.0, 0.0, 0.0, 0.0, 0.0, 0.0]
towerse.member.cd_usr_grid | input |  | [0.0, 0.0, 0.0, 0.0, 0.0, 0.0, 0.0, 0.0, 0.0, 0.0, 0.0]
towerse.rho_water | input | kg/m**3 | 0
towerse.member.s_ghost1 | input |  | 0
towerse.member.s_ghost2 | input |  | 1
towerse.member.s_const1 | input |  | 0
towerse.member.s_const2 | input |  | 0
towerse.tower_layer_thickness | input | m | [[0.06515525, 0.05866464, 0.05197538, 0.04607753, 0.04094533, 0.03582223, 0.03074005, 0.02575014, 0.02129438, 0.01803766, 0.01803766]]
towerse.tower_outer_diameter_in | input | m | [6.0, 6.0, 6.0, 6.0, 6.0, 6.0, 6.0, 6.0, 6.0, 5.89079213, 5.53032592]
towerse.E_mat | input | Pa | [[3440000000.0, 3440000000.0, 3440000000.0], [4560000.0, 4560000.0, 4560000.0], [43700000000.0, 16500000000.0, 15450000000.0], [157599000000.0, 9100000000.0, 9100000000.0], [11023100000.0, 11023100000.0, 16047700000.0], [28211400000.0, 16238800000.0, 15835500000.0], [142500000.0, 142500000.0, 142500000.0], [1000000.0, 1000000.0, 1000000.0], [200000000000.0, 200000000000.0, 200000000000.0], [210000000000.0, 210000000000.0, 210000000000.0]]
towerse.E_user | input | Pa | 0
towerse.G_mat | input | Pa | [[1323000000.0, 1323000000.0, 1323000000.0], [1450000.0, 1450000.0, 1450000.0], [3265000000.0, 3495000000.0, 3480000000.0], [4131000000.0, 4131000000.0, 2689000000.0], [13231400000.0, 3487480000.0, 3487480000.0], [8248220000.0, 3491240000.0, 3491240000.0], [54000000000.0, 54000000000.0, 54000000000.0], [312500.0, 312500.0, 312500.0], [79300000000.0, 79300000000.0, 79300000000.0], [83900000000.0, 83900000000.0, 83900000000.0]]
towerse.sigma_y_mat | input | Pa | [0.0, 0.0, 0.0, 0.0, 0.0, 0.0, 0.0, 0.0, 345000000.0, 1650000000.0]
towerse.sigma_ult_mat | input | Pa | [[0.0, 0.0, 0.0], [61510000.0, 61510000.0, 61510000.0], [640230000.0, 38100000.0, 0.0], [1285200000.0, 38100000.0, 0.0], [46210000.0, 46210000.0, 46210000.0], [435630000.0, 76440000.0, 0.0], [2083000.0, 2083000.0, 2083000.0], [0.0, 0.0, 0.0], [450000000.0, 450000000.0, 450000000.0], [1790000000.0, 1790000000.0, 1790000000.0]]
towerse.wohler_exp_mat | input |  | [1.0, 1.0, 10.0, 16.1, 10.0, 10.0, 1.0, 1.0, 3.0, 1.0]
towerse.wohler_A_mat | input |  | [0.0, 65360000.0, 640230000.0, 1285200000.0, 70690000.0, 435630000.0, 2083000.0, 0.0, 35534648443.719765, 1790000000.0]
towerse.rho_mat | input | kg/m**3 | [1235.0, 1100.0, 1940.0, 1600.0, 1940.0, 1940.0, 130.0, 1150.0, 7800.0, 7800.0]
towerse.unit_cost_mat | input | USD/kg | [7.23, 7.23, 1.87, 20.08, 3.0, 2.86, 13.0, 3.63, 0.7, 2.0]
towerse.outfitting_factor_in | input |  | 1.07
towerse.tower_layer_materials | input | n/a | steel
towerse.member.ballast_materials | input | n/a | []
towerse.material_names | input | n/a | ['Gelcoat', 'Adhesive', 'glass_uni', 'carbon_uni_industry_baseline', 'glass_biax', 'glass_triax', 'medium_density_foam', 'resin', 'steel', 'joint_insert']
towerse.labor_cost_rate | input | USD/min | 0.98
towerse.painting_cost_rate | input | USD/m**2 | 30
towerse.tower_mass_user | input | kg | 0
af_3d.aoa | input | rad | [-3.141592653589793, -3.0892327760299634, -3.036872898470133, -2.9845130209103035, -2.9321531433504737, -2.8797932657906435, -2.827433388230814, -2.775073510670984, -2.722713633111154, -2.670353755551324, -2.617993877991494, -2.5656340004316642, -2.5132741228718345, -2.4609142453120043, -2.4085543677521746, -2.356194490192345, -2.3038346126325147, -2.251474735072685, -2.199114857512855, -2.146754979953025, -2.0943951023931953, -2.0420352248333655, -1.9896753472735356, -1.9373154697137056, -1.8849555921538759, -1.832595714594046, -1.780235837034216, -1.727875959474386, -1.6755160819145563, -1.6231562043547263, -1.5707963267948963, -1.5184364492350666, -1.4660765716752366, -1.4137166941154067, -1.361356816555577, -1.308996938995747, -1.256637061435917, -1.2042771838760873, -1.1519173063162573, -1.0995574287564276, -1.0471975511965974, -0.9948376736367677, -0.9424777960769379, -0.8901179185171078, -0.837758040957278, -0.7853981633974483, -0.7330382858376181, -0.6806784082777884, -0.6283185307179586, -0.5759586531581284, -0.5235987755982988, -0.513021022555909, -0.502443269513519, -0.4918655164711292, -0.4812877634287393, -0.4707100103863494, -0.46013225734395957, -0.4495545043015697, -0.4389767512591798, -0.42839899821678995, -0.41782124517440006, -0.40724349213201017, -0.39666573908962033, -0.38608798604723044, -0.37551023300484054, -0.3649324799624507, -0.3543547269200608, -0.3437769738776709, -0.3331992208352811, -0.3226214677928912, -0.3120437147505013, -0.30146596170811146, -0.29088820866572157, -0.2803104556233317, -0.26973270258094184, -0.25915494953855195, -0.24857719649616206, -0.23799944345377216, -0.22742169041138233, -0.21684393736899243, -0.20626618432660254, -0.1956884312842127, -0.1851106782418228, -0.17453292519943292, -0.16395517215704308, -0.1533774191146532, -0.1427996660722633, -0.13222191302987346, -0.12164415998748357, -0.11106640694509368, -0.10048865390270378, -0.08991090086031395, -0.07933314781792405, -0.06875539477553416, -0.058177641733144325, -0.04759988869075443, -0.03702213564836454, -0.026444382605974703, -0.015866629563584866, -0.0052888765211949185, 0.0052888765211949185, 0.015866629563584866, 0.026444382605974703, 0.03702213564836454, 0.04759988869075449, 0.058177641733144325, 0.06875539477553416, 0.07933314781792411, 0.08991090086031395, 0.10048865390270378, 0.11106640694509373, 0.12164415998748357, 0.1322219130298734, 0.14279966607226335, 0.1533774191146532, 0.16395517215704303, 0.17453292519943298, 0.1851106782418228, 0.19568843128421265, 0.2062661843266026, 0.21684393736899243, 0.22742169041138227, 0.23799944345377222, 0.24857719649616206, 0.2591549495385519, 0.26973270258094184, 0.2803104556233317, 0.2908882086657215, 0.30146596170811146, 0.3120437147505013, 0.32262146779289125, 0.3331992208352811, 0.3437769738776709, 0.35435472692006087, 0.3649324799624507, 0.37551023300484054, 0.3860879860472305, 0.39666573908962033, 0.40724349213201017, 0.4178212451744001, 0.42839899821678995, 0.4389767512591798, 0.44955450430156974, 0.46013225734395957, 0.4707100103863494, 0.48128776342873925, 0.4918655164711291, 0.5024432695135191, 0.513021022555909, 0.5235987755982988, 0.5759586531581287, 0.6283185307179586, 0.6806784082777885, 0.7330382858376183, 0.7853981633974483, 0.8377580409572781, 0.890117918517108, 0.9424777960769379, 0.9948376736367679, 1.0471975511965979, 1.0995574287564276, 1.1519173063162573, 1.2042771838760875, 1.2566370614359172, 1.3089969389957472, 1.3613568165555772, 1.413716694115407, 1.4660765716752369, 1.5184364492350668, 1.5707963267948966, 1.6231562043547263, 1.6755160819145565, 1.7278759594743862, 1.780235837034216, 1.8325957145940461, 1.8849555921538759, 1.937315469713706, 1.9896753472735358, 2.0420352248333655, 2.0943951023931957, 2.1467549799530254, 2.199114857512855, 2.2514747350726854, 2.303834612632515, 2.356194490192345, 2.408554367752175, 2.4609142453120048, 2.5132741228718345, 2.5656340004316642, 2.6179938779914944, 2.670353755551324, 2.722713633111154, 2.775073510670984, 2.827433388230814, 2.8797932657906435, 2.9321531433504737, 2.9845130209103035, 3.036872898470133, 3.0892327760299634, 3.141592653589793] | 1D array of the angles of attack used to define the polars of the airfoils. All airfoils defined in openmdao share this grid.
af_3d.Re | input |  | [3000000.0, 5280000.0, 6000000.0, 9000000.0, 12000000.0] | 1D array of the Reynolds numbers used to define the polars of the airfoils. All airfoils defined in openmdao share this grid.
af_3d.rated_TSR | input |  | 10.5 | Constant tip speed ratio in region II.
blade.compute_reynolds.rho | input | kg/m**3 | 1.225
blade.compute_reynolds.mu | input | kg/m/s | 1.81e-05 | Dynamic viscosity of air
blade.compute_reynolds.maxOmega | input | rad/s | 2 | Maximum allowed rotor speed.
blade.compute_reynolds.max_TS | input | m/s | 85 | Maximum allowed blade tip speed.
blade.compute_reynolds.V_out | input | m/s | 25 | Cut out wind speed. This is the wind speed where region III ends.
blade.high_level_blade_props.rotor_diameter_user | input | m | 205.9925 | Diameter of the rotor specified by the user. It is defined as two times the blade length plus the hub diameter.
blade.high_level_blade_props.n_blades | input | n/a | 3 | Number of blades of the rotor.
blade.internal_structure_2d_fem.web_rotation_yaml | output | rad | [[0.0, 0.0, 0.0, 0.0, 0.0, 0.0, 0.0, 0.0, 0.0, 0.0, 0.0, 0.0, 0.0, 0.0, 0.0, 0.0, 0.0, 0.0, 0.0, 0.0, 0.0, 0.0, 0.0, 0.0, 0.0, 0.0, 0.0, 0.0, 0.0, 0.0], [0.0, 0.0, 0.0, 0.0, 0.0, 0.0, 0.0, 0.0, 0.0, 0.0, 0.0, 0.0, 0.0, 0.0, 0.0, 0.0, 0.0, 0.0, 0.0, 0.0, 0.0, 0.0, 0.0, 0.0, 0.0, 0.0, 0.0, 0.0, 0.0, 0.0]] | 2D array of the rotation angle of the shear webs in respect to the chord line. The first dimension represents each shear web, the second dimension represents each entry along blade span. If the rotation is equal to negative twist +- a constant, then the web is built straight.
blade.internal_structure_2d_fem.web_offset_y_pa_yaml | output | m | [[0.0, 0.0, 0.0, -1.15, -1.148663742273099, -1.1446243453802123, -1.137835873753066, -1.128252391823385, -1.1158279640228943, -1.1005166547833196, -1.082272528536386, -1.0610496497138182, -1.0368020827473423, -1.0094838920686833, -0.9790491421095665, -0.9454518973017167, -0.90864622207686, -0.868586180866721, -0.8252258381030251, -0.7785192582174977, -0.7127225388271461, -0.6748836448078492, -0.6178627401471788, -0.5573118560915777, -0.4931850570727715, -0.42543640752248557, -0.35401997187244455, -0.27888981455437434, -0.2, 4.163336342344337e-17], [0.0, 0.0, 0.0, -0.45, -0.4469632, -0.4381856, -0.4241664, -0.4054048, -0.3824, -0.3556512, -0.3256576, -0.2929184, -0.25793279999999996, -0.22119999999999995, -0.18321920000000003, -0.14448959999999988, -0.1055104, -0.0667808, -0.02879999999999988, 0.007932800000000018, 0.05299874560000001, 0.07565760000000005, 0.10565120000000017, 0.13240000000000018, 0.15540480000000023, 0.17416639999999994, 0.18818560000000017, 0.1969631999999999, 0.2, 2.7755575615628914e-17]] | 2D array of the offset along the y axis to set the position of the shear webs. Positive values move the web towards the trailing edge, negative values towards the leading edge. The first dimension represents each shear web, the second dimension represents each entry along blade span.
blade.internal_structure_2d_fem.web_start_nd_yaml | output |  | [[0.0, 0.0, 0.0, 0.0, 0.0, 0.0, 0.0, 0.0, 0.0, 0.0, 0.0, 0.0, 0.0, 0.0, 0.0, 0.0, 0.0, 0.0, 0.0, 0.0, 0.0, 0.0, 0.0, 0.0, 0.0, 0.0, 0.0, 0.0, 0.0, 0.0], [0.0, 0.0, 0.0, 0.0, 0.0, 0.0, 0.0, 0.0, 0.0, 0.0, 0.0, 0.0, 0.0, 0.0, 0.0, 0.0, 0.0, 0.0, 0.0, 0.0, 0.0, 0.0, 0.0, 0.0, 0.0, 0.0, 0.0, 0.0, 0.0, 0.0]] | 2D array of the non-dimensional start point defined along the outer profile of a web. The TE suction side is 0, the TE pressure side is 1. The first dimension represents each web, the second dimension represents each entry along blade span.
blade.internal_structure_2d_fem.web_end_nd_yaml | output |  | [[0.0, 0.0, 0.0, 0.0, 0.0, 0.0, 0.0, 0.0, 0.0, 0.0, 0.0, 0.0, 0.0, 0.0, 0.0, 0.0, 0.0, 0.0, 0.0, 0.0, 0.0, 0.0, 0.0, 0.0, 0.0, 0.0, 0.0, 0.0, 0.0, 0.0], [0.0, 0.0, 0.0, 0.0, 0.0, 0.0, 0.0, 0.0, 0.0, 0.0, 0.0, 0.0, 0.0, 0.0, 0.0, 0.0, 0.0, 0.0, 0.0, 0.0, 0.0, 0.0, 0.0, 0.0, 0.0, 0.0, 0.0, 0.0, 0.0, 0.0]] | 2D array of the non-dimensional end point defined along the outer profile of a web. The TE suction side is 0, the TE pressure side is 1. The first dimension represents each web, the second dimension represents each entry along blade span.
blade.internal_structure_2d_fem.layer_web | output |  | [0.0, 0.0, 0.0, 0.0, 0.0, 0.0, 0.0, 0.0, 0.0, 0.0, 0.0, 0.0, 0.0, 0.0, 1.0, 1.0, 1.0, 2.0, 2.0, 2.0] | 1D array of the web id the layer is associated to. If the layer is on the outer profile, this entry can simply stay equal to zero.
blade.internal_structure_2d_fem.layer_thickness | output | m | [[0.001, 0.001, 0.001, 0.001, 0.001, 0.001, 0.001, 0.001, 0.001, 0.001, 0.001, 0.001, 0.001, 0.001, 0.001, 0.001, 0.001, 0.001, 0.001, 0.001, 0.001, 0.001, 0.001, 0.001, 0.001, 0.001, 0.001, 0.001, 0.001, 0.001], [0.041, 0.033, 0.026, 0.02, 0.015, 0.011, 0.008284540718575178, 0.0065124340152886585, 0.005362077516845975, 0.004702475040252789, 0.004402630402514755, 0.004331547420637534, 0.0043582299116267645, 0.00435168169248812, 0.004307029653720184, 0.004219400685821545, 0.004083921679290805, 0.0038957195246265212, 0.0036499211123273024, 0.0033416533328917363, 0.0028649115237233047, 0.0025793559173691184, 0.0021461494036608486, 0.0016921197675737938, 0.0012276785702973474, 0.001, 0.001, 0.001, 0.001, 0.001], [0.0, 0.010363863922080815, 0.018021234480601413, 0.025361659590798752, 0.03206819380434953, 0.03782389167293049, 0.042311807748218355, 0.045214996581889856, 0.046216512725621724, 0.04569526776353126, 0.04403017327973565, 0.041600140858352265, 0.038784082083498365, 0.03596090853929123, 0.03350953180984813, 0.0313580742821214, 0.02943465834306337, 0.027667406379626357, 0.025984440778762663, 0.02431388392742465, 0.0220549122718989, 0.0208042751114363, 0.018985046101293482, 0.01713608265938962, 0.01526729626297836, 0.013388598389313434, 0.011509900515648486, 0.009631202641983529, 0.007752504768318578, 0.005873806894653622], [0.0, 0.012478059721382662, 0.01761157401713909, 0.022745088312895515, 0.027664175500095572, 0.03215440847018287, 0.03600136011460119, 0.03899060332479406, 0.04090771099220513, 0.0415382560082781, 0.041101726495636016, 0.03981761057690187, 0.03790539637469875, 0.03558457201164968, 0.033074625610377724, 0.030595045293505926, 0.02815655274214637, 0.02576986963741116, 0.023445717660412414, 0.021194818492262218, 0.018396886548685744, 0.016955665306955872, 0.014962350275733031, 0.01303216602522535, 0.01114932986025402, 0.009298059085640267, 0.007462571006205302, 0.005627082926770338, 0.0037915948473353817, 0.0019561067679004216], [0.0, 0.0, 0.0, 0.0, 0.0, 0.0, 0.0, 0.0, 0.0, 0.0, 0.0, 0.0, 0.0, 0.0, 0.0, 0.0, 0.0, 0.0, 0.0, 0.001, 0.05, 0.001, -8.131516293641283e-20, 0.0, 0.0, 0.0, 0.0, 0.0, 0.0, 0.0], [0.0, 0.0, 0.0, 0.0, 0.0, 0.0, 0.0, 0.0, 0.0, 0.0, 0.0, 0.0, 0.0, 0.0, 0.0, 0.0, 0.0, 0.0, 0.0, 0.001, 0.05, 0.001, -8.131516293641283e-20, 0.0, 0.0, 0.0, 0.0, 0.0, 0.0, 0.0], [0.0, 0.0, 0.006650033728755581, 0.008148123658263425, 0.009646213587771253, 0.011144303517279089, 0.01260256197570184, 0.013981157491954431, 0.015240258594951785, 0.016340033813608823, 0.017240651676840472, 0.01790228071356164, 0.018327608985325365, 0.018519324553684678, 0.018480115480192617, 0.01821266982640221, 0.017719675653866496, 0.0170038210241385, 0.016105782583305264, 0.015066236977453804, 0.013570845372449021, 0.012725330855044377, 0.011505323630660504, 0.010306515825606558, 0.009125374203327537, 0.00795836552726849, 0.0068019565608744125, 0.005652614067590332, 0.0045068048108612615, 0.003360995554132208], [0.0, 0.0, 0.023343227487567127, 0.02514806479023719, 0.02695290209290725, 0.028757739395577298, 0.03056257669824736, 0.032367414000917416, 0.03399537923059806, 0.03526960031429983, 0.03601320517903334, 0.0360493217518092, 0.03520107795963813, 0.03329160172953063, 0.030593866909944815, 0.02738084734933888, 0.023925516896170944, 0.020500849398899176, 0.017379818705981716, 0.014835398665876708, 0.01223234944423054, 0.01109198344222918, 0.009700784707749164, 0.008501789524206603, 0.007398896116132821, 0.006296002708059051, 0.00519310929998528, 0.004090215891911514, 0.0029873224838377426, -2.168404344971009e-19], [0.0, 0.0, 0.023343227487567127, 0.02514806479023719, 0.02695290209290725, 0.028757739395577298, 0.03056257669824736, 0.032367414000917416, 0.03399537923059806, 0.03526960031429983, 0.03601320517903334, 0.0360493217518092, 0.03520107795963813, 0.03329160172953063, 0.030593866909944815, 0.02738084734933888, 0.023925516896170944, 0.020500849398899176, 0.017379818705981716, 0.014835398665876708, 0.01223234944423054, 0.01109198344222918, 0.009700784707749164, 0.008501789524206603, 0.007398896116132821, 0.006296002708059051, 0.00519310929998528, 0.004090215891911514, 0.0029873224838377426, -2.168404344971009e-19], [0.0, 0.0, 0.018640217490227647, 0.022904385684442738, 0.027168553878657818, 0.0312820798151019, 0.035094321236003936, 0.03845463588359295, 0.041212381500097914, 0.04321691582774788, 0.04431759660877182, 0.044631775714407025, 0.044276805015890965, 0.04337003638446096, 0.04202882169135447, 0.040370512807808824, 0.03851246160506139, 0.03646387880311415, 0.03423397512196914, 0.03183196128162837, 0.028467525364800895, 0.026548446003367625, 0.023685366005451677, 0.02070188767487763, 0.01762209067817712, 0.014470054681881742, 0.01126985935252313, 0.008045584356632905, 0.0048213093607426755, 0.0015970343648524527], [0.0, 0.0, 0.010678322708722262, 0.013027749686046041, 0.015377176663369818, 0.017726603640693592, 0.02007603061801737, 0.022343664312566913, 0.024447711441567942, 0.026306378722246202, 0.02783787287182743, 0.0289604006075374, 0.029592168646601816, 0.029791678876096843, 0.02961743318309853, 0.02912793345468304, 0.028381681577926424, 0.027437179439904813, 0.02635292892769433, 0.025110640888752044, 0.0232295708259792, 0.02207879562049976, 0.020252660086103807, 0.01819533041480395, 0.015888517454057182, 0.01337380175210471, 0.010692763857187702, 0.007886984317547073, 0.004998043681424268, 0.0020675224970603053], [0.0, 0.0, 0.011714132383639313, 0.014764947347625046, 0.017815762311610757, 0.02086657727559648, 0.023917392239582207, 0.02696820720356794, 0.030019022167553665, 0.03295298719726778, 0.035653252358438574, 0.03800296771679428, 0.03988528333806326, 0.04118334928797394, 0.04178031563225458, 0.041727364564737766, 0.04107567827925614, 0.039876438969642325, 0.03818082882972886, 0.03604003005334837, 0.032679793711968524, 0.030642080913123152, 0.027516266030156573, 0.02419344792587278, 0.020739294340710836, 0.01721947301510983, 0.013699651689508844, 0.010179830363907818, 0.006660009038306791, 0.0031401877127057915], [0.0, 0.0, 0.035987381471276024, 0.04397734379711533, 0.051967306122954644, 0.059630209740332625, 0.06663899594078779, 0.07266660601585875, 0.07738598125708404, 0.0804700629560023, 0.08159179240415206, 0.08099668674906287, 0.0789302631382641, 0.07563803871928527, 0.07136553063965596, 0.06635825604690564, 0.06086173208856376, 0.05503573124453716, 0.04904002599473268, 0.04303438881905716, 0.03547715954202539, 0.03163240860972047, 0.026555610535872978, 0.02186996705690011, 0.017497247253826908, 0.01335922020767848, 0.009377654999479916, 0.005474320710256289, 0.0015709864210326626, 0.001], [0.041, 0.033, 0.026, 0.02, 0.015315621882346286, 0.012614052419141646, 0.010089285411055738, 0.007829722085647882, 0.0059237636704776095, 0.004459811393104192, 0.003526266481086949, 0.0030162506695686785, 0.0028228856936921773, 0.002839293288600149, 0.0029585951894353707, 0.0030739131313404964, 0.0030783688494581463, 0.0029930342735692765, 0.00283898133345475, 0.002637281958895433, 0.0023387770706268904, 0.0021752316255659585, 0.00195702452635758, 0.0017517918895640714, 0.0015569388227024443, 0.0013698704332897418, 0.0011879918288430328, 0.0010087081168792522, 0.001, 0.001], [0.0, 0.0, 0.0, 0.0021642290748897794, 0.0022101615271658773, 0.0022560939794419753, 0.002302026431718077, 0.002347958883994179, 0.0023857856093980226, 0.0024074008810573743, 0.002404698972099977, 0.0023695741556535783, 0.0022939207048459304, 0.0021696328928047836, 0.002012922173274681, 0.0018400000000000736, 0.0016670778267254723, 0.0015103671071953555, 0.0013860792951542347, 0.001310425844346601, 0.0012739797944200206, 0.0012725991189427679, 0.001294214390602067, 0.001332041116005865, 0.0013779735682819148, 0.0014239060205579876, 0.0014698384728340475, 0.0015157709251100578, 0.0015617033773860887, 1.0842021724855044e-19], [0.0, 0.0, 0.0, 0.03748906121529216, 0.03611723351773886, 0.03474540582018555, 0.03336309557167681, 0.03195982022125724, 0.03052509721797137, 0.02904844401086386, 0.02751937804897927, 0.02592741678136225, 0.024337449781140424, 0.022814366621441057, 0.021423056875391283, 0.020228410116118648, 0.019295315916750478, 0.018688663850414115, 0.018346790223235213, 0.018208031341339345, 0.02, 0.02, 0.02, 0.02, 0.02, 0.02, 0.02, 0.02, 0.02, 5.204170427930421e-18], [0.0, 0.0, 0.0, 0.0020723641703378447, 0.002118296622613882, 0.0021642290748899273, 0.002210161527165972, 0.0022560939794420165, 0.0023020264317180615, 0.0023479588839941056, 0.0023857856093979176, 0.0024074008810572537, 0.002404698972099874, 0.0023695741556534785, 0.0022939207048458332, 0.0021696328928047324, 0.0020129221732746467, 0.0018400000000000569, 0.0016670778267254514, 0.0015103671071953343, 0.0013589344180927612, 0.0013104258443465565, 0.0012753010279001407, 0.001272599118942723, 0.001294214390602057, 0.0013320411160058796, 0.001377973568281959, 0.0014239060205580112, 0.001469838472834042, 1.0842021724855044e-19], [0.0, 0.0, 0.0, 0.002517599968446932, 0.002445129913471889, 0.002372659858496847, 0.0023001898035218114, 0.002227719748546781, 0.0021544904794845205, 0.0020797427822478514, 0.0020027174427495156, 0.0019226552469023392, 0.0018387969806191531, 0.0017503834298127764, 0.0016614674579192518, 0.0015761019283747073, 0.0014983397046152694, 0.0014322336500771126, 0.0013818366281962682, 0.0013512015024089593, 0.0013365476557123661, 0.001336042341719111, 0.0013449310081187766, 0.001360406973216308, 0.0013791765876627789, 0.0013979462021092215, 0.0014167158165556374, 0.001435485431002038, 0.0014542550454484536, 2.168404344971009e-19], [0.0, 0.0, 0.0, 0.0377066146348917, 0.03634612196662573, 0.03498562929835977, 0.03361391516359078, 0.03221975809581581, 0.030791936628531906, 0.029319229295236043, 0.027790414629425268, 0.026194271164596574, 0.02459555683654566, 0.0230590295810682, 0.021649447333959928, 0.02043156803101652, 0.02, 0.02, 0.02, 0.02, 0.02, 0.02, 0.02, 0.02, 0.02, 0.02, 0.02, 0.02, 0.02, 5.204170427930421e-18], [0.0, 0.0, 0.0, 0.0026625400783972237, 0.0025900700234221716, 0.0025175999684471195, 0.0024451299134720674, 0.0023726598584970127, 0.002300189803521959, 0.002227719748546904, 0.002154490479484672, 0.0020797427822479954, 0.002002717442749689, 0.0019226552469024875, 0.0018387969806192307, 0.0017503834298126966, 0.001661467457919111, 0.0015761019283745596, 0.0014983397046151392, 0.0014322336500769564, 0.0013708383916703005, 0.0013512015024088637, 0.0013370346233662605, 0.0013360423417192616, 0.0013449310081189907, 0.0013604069732165167, 0.001379176587662875, 0.0013979462021091273, 0.0014167158165554958, 3.2526065174565133e-19]] | 2D array of the thickness of the layers of the blade structure. The first dimension represents each layer, the second dimension represents each entry along blade span.
blade.internal_structure_2d_fem.layer_orientation | output | rad | [[0.0, 0.0, 0.0, 0.0, 0.0, 0.0, 0.0, 0.0, 0.0, 0.0, 0.0, 0.0, 0.0, 0.0, 0.0, 0.0, 0.0, 0.0, 0.0, 0.0, 0.0, 0.0, 0.0, 0.0, 0.0, 0.0, 0.0, 0.0, 0.0, 0.0], [0.0, 0.0, 0.0, 0.0, 0.0, 0.0, 0.0, 0.0, 0.0, 0.0, 0.0, 0.0, 0.0, 0.0, 0.0, 0.0, 0.0, 0.0, 0.0, 0.0, 0.0, 0.0, 0.0, 0.0, 0.0, 0.0, 0.0, 0.0, 0.0, 0.0], [0.0, 0.0, 0.0, 0.0, 0.0, 0.0, 0.0, 0.0, 0.0, 0.0, 0.0, 0.0, 0.0, 0.0, 0.0, 0.0, 0.0, 0.0, 0.0, 0.0, 0.0, 0.0, 0.0, 0.0, 0.0, 0.0, 0.0, 0.0, 0.0, 0.0], [0.0, 0.0, 0.0, 0.0, 0.0, 0.0, 0.0, 0.0, 0.0, 0.0, 0.0, 0.0, 0.0, 0.0, 0.0, 0.0, 0.0, 0.0, 0.0, 0.0, 0.0, 0.0, 0.0, 0.0, 0.0, 0.0, 0.0, 0.0, 0.0, 0.0], [0.0, 0.0, 0.0, 0.0, 0.0, 0.0, 0.0, 0.0, 0.0, 0.0, 0.0, 0.0, 0.0, 0.0, 0.0, 0.0, 0.0, 0.0, 0.0, 0.0, 0.0, 0.0, 0.0, 0.0, 0.0, 0.0, 0.0, 0.0, 0.0, 0.0], [0.0, 0.0, 0.0, 0.0, 0.0, 0.0, 0.0, 0.0, 0.0, 0.0, 0.0, 0.0, 0.0, 0.0, 0.0, 0.0, 0.0, 0.0, 0.0, 0.0, 0.0, 0.0, 0.0, 0.0, 0.0, 0.0, 0.0, 0.0, 0.0, 0.0], [0.0, 0.0, 0.0, 0.0, 0.0, 0.0, 0.0, 0.0, 0.0, 0.0, 0.0, 0.0, 0.0, 0.0, 0.0, 0.0, 0.0, 0.0, 0.0, 0.0, 0.0, 0.0, 0.0, 0.0, 0.0, 0.0, 0.0, 0.0, 0.0, 0.0], [0.0, 0.0, 0.0, 0.0, 0.0, 0.0, 0.0, 0.0, 0.0, 0.0, 0.0, 0.0, 0.0, 0.0, 0.0, 0.0, 0.0, 0.0, 0.0, 0.0, 0.0, 0.0, 0.0, 0.0, 0.0, 0.0, 0.0, 0.0, 0.0, 0.0], [0.0, 0.0, 0.0, 0.0, 0.0, 0.0, 0.0, 0.0, 0.0, 0.0, 0.0, 0.0, 0.0, 0.0, 0.0, 0.0, 0.0, 0.0, 0.0, 0.0, 0.0, 0.0, 0.0, 0.0, 0.0, 0.0, 0.0, 0.0, 0.0, 0.0], [0.0, 0.0, 0.0, 0.0, 0.0, 0.0, 0.0, 0.0, 0.0, 0.0, 0.0, 0.0, 0.0, 0.0, 0.0, 0.0, 0.0, 0.0, 0.0, 0.0, 0.0, 0.0, 0.0, 0.0, 0.0, 0.0, 0.0, 0.0, 0.0, 0.0], [0.0, 0.0, 0.0, 0.0, 0.0, 0.0, 0.0, 0.0, 0.0, 0.0, 0.0, 0.0, 0.0, 0.0, 0.0, 0.0, 0.0, 0.0, 0.0, 0.0, 0.0, 0.0, 0.0, 0.0, 0.0, 0.0, 0.0, 0.0, 0.0, 0.0], [0.0, 0.0, 0.0, 0.0, 0.0, 0.0, 0.0, 0.0, 0.0, 0.0, 0.0, 0.0, 0.0, 0.0, 0.0, 0.0, 0.0, 0.0, 0.0, 0.0, 0.0, 0.0, 0.0, 0.0, 0.0, 0.0, 0.0, 0.0, 0.0, 0.0], [0.0, 0.0, 0.0, 0.0, 0.0, 0.0, 0.0, 0.0, 0.0, 0.0, 0.0, 0.0, 0.0, 0.0, 0.0, 0.0, 0.0, 0.0, 0.0, 0.0, 0.0, 0.0, 0.0, 0.0, 0.0, 0.0, 0.0, 0.0, 0.0, 0.0], [0.0, 0.0, 0.0, 0.0, 0.0, 0.0, 0.0, 0.0, 0.0, 0.0, 0.0, 0.0, 0.0, 0.0, 0.0, 0.0, 0.0, 0.0, 0.0, 0.0, 0.0, 0.0, 0.0, 0.0, 0.0, 0.0, 0.0, 0.0, 0.0, 0.0], [0.0, 0.0, 0.0, 0.0, 0.0, 0.0, 0.0, 0.0, 0.0, 0.0, 0.0, 0.0, 0.0, 0.0, 0.0, 0.0, 0.0, 0.0, 0.0, 0.0, 0.0, 0.0, 0.0, 0.0, 0.0, 0.0, 0.0, 0.0, 0.0, 0.0], [0.0, 0.0, 0.0, 0.0, 0.0, 0.0, 0.0, 0.0, 0.0, 0.0, 0.0, 0.0, 0.0, 0.0, 0.0, 0.0, 0.0, 0.0, 0.0, 0.0, 0.0, 0.0, 0.0, 0.0, 0.0, 0.0, 0.0, 0.0, 0.0, 0.0], [0.0, 0.0, 0.0, 0.0, 0.0, 0.0, 0.0, 0.0, 0.0, 0.0, 0.0, 0.0, 0.0, 0.0, 0.0, 0.0, 0.0, 0.0, 0.0, 0.0, 0.0, 0.0, 0.0, 0.0, 0.0, 0.0, 0.0, 0.0, 0.0, 0.0], [0.0, 0.0, 0.0, 0.0, 0.0, 0.0, 0.0, 0.0, 0.0, 0.0, 0.0, 0.0, 0.0, 0.0, 0.0, 0.0, 0.0, 0.0, 0.0, 0.0, 0.0, 0.0, 0.0, 0.0, 0.0, 0.0, 0.0, 0.0, 0.0, 0.0], [0.0, 0.0, 0.0, 0.0, 0.0, 0.0, 0.0, 0.0, 0.0, 0.0, 0.0, 0.0, 0.0, 0.0, 0.0, 0.0, 0.0, 0.0, 0.0, 0.0, 0.0, 0.0, 0.0, 0.0, 0.0, 0.0, 0.0, 0.0, 0.0, 0.0], [0.0, 0.0, 0.0, 0.0, 0.0, 0.0, 0.0, 0.0, 0.0, 0.0, 0.0, 0.0, 0.0, 0.0, 0.0, 0.0, 0.0, 0.0, 0.0, 0.0, 0.0, 0.0, 0.0, 0.0, 0.0, 0.0, 0.0, 0.0, 0.0, 0.0]] | Fiber orientation of the composite layer with 0-value meaning alignment with reference axis. The first dimension represents each layer, the second dimension represents each entry along blade span.
blade.internal_structure_2d_fem.layer_rotation_yaml | output | rad | [[0.0, 0.0, 0.0, 0.0, 0.0, 0.0, 0.0, 0.0, 0.0, 0.0, 0.0, 0.0, 0.0, 0.0, 0.0, 0.0, 0.0, 0.0, 0.0, 0.0, 0.0, 0.0, 0.0, 0.0, 0.0, 0.0, 0.0, 0.0, 0.0, 0.0], [0.0, 0.0, 0.0, 0.0, 0.0, 0.0, 0.0, 0.0, 0.0, 0.0, 0.0, 0.0, 0.0, 0.0, 0.0, 0.0, 0.0, 0.0, 0.0, 0.0, 0.0, 0.0, 0.0, 0.0, 0.0, 0.0, 0.0, 0.0, 0.0, 0.0], [0.0, 0.0, 0.0, 0.0, 0.0, 0.0, 0.0, 0.0, 0.0, 0.0, 0.0, 0.0, 0.0, 0.0, 0.0, 0.0, 0.0, 0.0, 0.0, 0.0, 0.0, 0.0, 0.0, 0.0, 0.0, 0.0, 0.0, 0.0, 0.0, 0.0], [0.0, 0.0, 0.0, 0.0, 0.0, 0.0, 0.0, 0.0, 0.0, 0.0, 0.0, 0.0, 0.0, 0.0, 0.0, 0.0, 0.0, 0.0, 0.0, 0.0, 0.0, 0.0, 0.0, 0.0, 0.0, 0.0, 0.0, 0.0, 0.0, 0.0], [0.0, 0.0, 0.0, 0.0, 0.0, 0.0, 0.0, 0.0, 0.0, 0.0, 0.0, 0.0, 0.0, 0.0, 0.0, 0.0, 0.0, 0.0, 0.0, 0.0, 0.0, 0.0, 0.0, 0.0, 0.0, 0.0, 0.0, 0.0, 0.0, 0.0], [0.0, 0.0, 0.0, 0.0, 0.0, 0.0, 0.0, 0.0, 0.0, 0.0, 0.0, 0.0, 0.0, 0.0, 0.0, 0.0, 0.0, 0.0, 0.0, 0.0, 0.0, 0.0, 0.0, 0.0, 0.0, 0.0, 0.0, 0.0, 0.0, 0.0], [0.0, 0.0, 0.0, 0.0, 0.0, 0.0, 0.0, 0.0, 0.0, 0.0, 0.0, 0.0, 0.0, 0.0, 0.0, 0.0, 0.0, 0.0, 0.0, 0.0, 0.0, 0.0, 0.0, 0.0, 0.0, 0.0, 0.0, 0.0, 0.0, 0.0], [0.0, 0.0, 0.0, 0.0, 0.0, 0.0, 0.0, 0.0, 0.0, 0.0, 0.0, 0.0, 0.0, 0.0, 0.0, 0.0, 0.0, 0.0, 0.0, 0.0, 0.0, 0.0, 0.0, 0.0, 0.0, 0.0, 0.0, 0.0, 0.0, 0.0], [0.0, 0.0, 0.0, 0.0, 0.0, 0.0, 0.0, 0.0, 0.0, 0.0, 0.0, 0.0, 0.0, 0.0, 0.0, 0.0, 0.0, 0.0, 0.0, 0.0, 0.0, 0.0, 0.0, 0.0, 0.0, 0.0, 0.0, 0.0, 0.0, 0.0], [0.0, 0.0, 0.0, 0.0, 0.0, 0.0, 0.0, 0.0, 0.0, 0.0, 0.0, 0.0, 0.0, 0.0, 0.0, 0.0, 0.0, 0.0, 0.0, 0.0, 0.0, 0.0, 0.0, 0.0, 0.0, 0.0, 0.0, 0.0, 0.0, 0.0], [0.0, 0.0, 0.0, 0.0, 0.0, 0.0, 0.0, 0.0, 0.0, 0.0, 0.0, 0.0, 0.0, 0.0, 0.0, 0.0, 0.0, 0.0, 0.0, 0.0, 0.0, 0.0, 0.0, 0.0, 0.0, 0.0, 0.0, 0.0, 0.0, 0.0], [0.0, 0.0, 0.0, 0.0, 0.0, 0.0, 0.0, 0.0, 0.0, 0.0, 0.0, 0.0, 0.0, 0.0, 0.0, 0.0, 0.0, 0.0, 0.0, 0.0, 0.0, 0.0, 0.0, 0.0, 0.0, 0.0, 0.0, 0.0, 0.0, 0.0], [0.0, 0.0, 0.0, 0.0, 0.0, 0.0, 0.0, 0.0, 0.0, 0.0, 0.0, 0.0, 0.0, 0.0, 0.0, 0.0, 0.0, 0.0, 0.0, 0.0, 0.0, 0.0, 0.0, 0.0, 0.0, 0.0, 0.0, 0.0, 0.0, 0.0], [0.0, 0.0, 0.0, 0.0, 0.0, 0.0, 0.0, 0.0, 0.0, 0.0, 0.0, 0.0, 0.0, 0.0, 0.0, 0.0, 0.0, 0.0, 0.0, 0.0, 0.0, 0.0, 0.0, 0.0, 0.0, 0.0, 0.0, 0.0, 0.0, 0.0], [0.0, 0.0, 0.0, 0.0, 0.0, 0.0, 0.0, 0.0, 0.0, 0.0, 0.0, 0.0, 0.0, 0.0, 0.0, 0.0, 0.0, 0.0, 0.0, 0.0, 0.0, 0.0, 0.0, 0.0, 0.0, 0.0, 0.0, 0.0, 0.0, 0.0], [0.0, 0.0, 0.0, 0.0, 0.0, 0.0, 0.0, 0.0, 0.0, 0.0, 0.0, 0.0, 0.0, 0.0, 0.0, 0.0, 0.0, 0.0, 0.0, 0.0, 0.0, 0.0, 0.0, 0.0, 0.0, 0.0, 0.0, 0.0, 0.0, 0.0], [0.0, 0.0, 0.0, 0.0, 0.0, 0.0, 0.0, 0.0, 0.0, 0.0, 0.0, 0.0, 0.0, 0.0, 0.0, 0.0, 0.0, 0.0, 0.0, 0.0, 0.0, 0.0, 0.0, 0.0, 0.0, 0.0, 0.0, 0.0, 0.0, 0.0], [0.0, 0.0, 0.0, 0.0, 0.0, 0.0, 0.0, 0.0, 0.0, 0.0, 0.0, 0.0, 0.0, 0.0, 0.0, 0.0, 0.0, 0.0, 0.0, 0.0, 0.0, 0.0, 0.0, 0.0, 0.0, 0.0, 0.0, 0.0, 0.0, 0.0], [0.0, 0.0, 0.0, 0.0, 0.0, 0.0, 0.0, 0.0, 0.0, 0.0, 0.0, 0.0, 0.0, 0.0, 0.0, 0.0, 0.0, 0.0, 0.0, 0.0, 0.0, 0.0, 0.0, 0.0, 0.0, 0.0, 0.0, 0.0, 0.0, 0.0], [0.0, 0.0, 0.0, 0.0, 0.0, 0.0, 0.0, 0.0, 0.0, 0.0, 0.0, 0.0, 0.0, 0.0, 0.0, 0.0, 0.0, 0.0, 0.0, 0.0, 0.0, 0.0, 0.0, 0.0, 0.0, 0.0, 0.0, 0.0, 0.0, 0.0]] | 2D array of the rotation angle of a layer in respect to the chord line. The first dimension represents each layer, the second dimension represents each entry along blade span. If the rotation is equal to negative twist +- a constant, then the layer is built straight.
blade.internal_structure_2d_fem.layer_offset_y_pa_yaml | output | m | [[0.0, 0.0, 0.0, 0.0, 0.0, 0.0, 0.0, 0.0, 0.0, 0.0, 0.0, 0.0, 0.0, 0.0, 0.0, 0.0, 0.0, 0.0, 0.0, 0.0, 0.0, 0.0, 0.0, 0.0, 0.0, 0.0, 0.0, 0.0, 0.0, 0.0], [0.0, 0.0, 0.0, 0.0, 0.0, 0.0, 0.0, 0.0, 0.0, 0.0, 0.0, 0.0, 0.0, 0.0, 0.0, 0.0, 0.0, 0.0, 0.0, 0.0, 0.0, 0.0, 0.0, 0.0, 0.0, 0.0, 0.0, 0.0, 0.0, 0.0], [0.0, 0.0, 0.0, -0.8, -0.768, -0.736, -0.7040000000000001, -0.672, -0.64, -0.608, -0.576, -0.544, -0.512, -0.48, -0.448, -0.4159999999999999, -0.38399999999999995, -0.352, -0.31999999999999995, -0.2879999999999999, -0.24639999999999998, -0.22399999999999998, -0.19199999999999995, -0.15999999999999992, -0.1279999999999999, -0.09599999999999997, -0.06399999999999995, -0.03199999999999992, 0.0, 0.0], [0.0, 0.0, 0.0, -0.8, -0.768, -0.736, -0.7040000000000001, -0.672, -0.64, -0.608, -0.576, -0.544, -0.512, -0.48, -0.448, -0.4159999999999999, -0.38399999999999995, -0.352, -0.31999999999999995, -0.2879999999999999, -0.24639999999999998, -0.22399999999999998, -0.19199999999999995, -0.15999999999999992, -0.1279999999999999, -0.09599999999999997, -0.06399999999999995, -0.03199999999999992, 0.0, 0.0], [0.0, 0.0, 0.0, 0.0, 0.0, 0.0, 0.0, 0.0, 0.0, 0.0, 0.0, 0.0, 0.0, 0.0, 0.0, 0.0, 0.0, 0.0, 0.0, 0.0, 0.0, 0.0, 0.0, 0.0, 0.0, 0.0, 0.0, 0.0, 0.0, 0.0], [0.0, 0.0, 0.0, 0.0, 0.0, 0.0, 0.0, 0.0, 0.0, 0.0, 0.0, 0.0, 0.0, 0.0, 0.0, 0.0, 0.0, 0.0, 0.0, 0.0, 0.0, 0.0, 0.0, 0.0, 0.0, 0.0, 0.0, 0.0, 0.0, 0.0], [0.0, 0.0, 0.0, 0.0, 0.0, 0.0, 0.0, 0.0, 0.0, 0.0, 0.0, 0.0, 0.0, 0.0, 0.0, 0.0, 0.0, 0.0, 0.0, 0.0, 0.0, 0.0, 0.0, 0.0, 0.0, 0.0, 0.0, 0.0, 0.0, 0.0], [0.0, 0.0, 0.0, 0.0, 0.0, 0.0, 0.0, 0.0, 0.0, 0.0, 0.0, 0.0, 0.0, 0.0, 0.0, 0.0, 0.0, 0.0, 0.0, 0.0, 0.0, 0.0, 0.0, 0.0, 0.0, 0.0, 0.0, 0.0, 0.0, 0.0], [0.0, 0.0, 0.0, 0.0, 0.0, 0.0, 0.0, 0.0, 0.0, 0.0, 0.0, 0.0, 0.0, 0.0, 0.0, 0.0, 0.0, 0.0, 0.0, 0.0, 0.0, 0.0, 0.0, 0.0, 0.0, 0.0, 0.0, 0.0, 0.0, 0.0], [0.0, 0.0, 0.0, 0.0, 0.0, 0.0, 0.0, 0.0, 0.0, 0.0, 0.0, 0.0, 0.0, 0.0, 0.0, 0.0, 0.0, 0.0, 0.0, 0.0, 0.0, 0.0, 0.0, 0.0, 0.0, 0.0, 0.0, 0.0, 0.0, 0.0], [0.0, 0.0, 0.0, 0.0, 0.0, 0.0, 0.0, 0.0, 0.0, 0.0, 0.0, 0.0, 0.0, 0.0, 0.0, 0.0, 0.0, 0.0, 0.0, 0.0, 0.0, 0.0, 0.0, 0.0, 0.0, 0.0, 0.0, 0.0, 0.0, 0.0], [0.0, 0.0, 0.0, 0.0, 0.0, 0.0, 0.0, 0.0, 0.0, 0.0, 0.0, 0.0, 0.0, 0.0, 0.0, 0.0, 0.0, 0.0, 0.0, 0.0, 0.0, 0.0, 0.0, 0.0, 0.0, 0.0, 0.0, 0.0, 0.0, 0.0], [0.0, 0.0, 0.0, 0.0, 0.0, 0.0, 0.0, 0.0, 0.0, 0.0, 0.0, 0.0, 0.0, 0.0, 0.0, 0.0, 0.0, 0.0, 0.0, 0.0, 0.0, 0.0, 0.0, 0.0, 0.0, 0.0, 0.0, 0.0, 0.0, 0.0], [0.0, 0.0, 0.0, 0.0, 0.0, 0.0, 0.0, 0.0, 0.0, 0.0, 0.0, 0.0, 0.0, 0.0, 0.0, 0.0, 0.0, 0.0, 0.0, 0.0, 0.0, 0.0, 0.0, 0.0, 0.0, 0.0, 0.0, 0.0, 0.0, 0.0], [0.0, 0.0, 0.0, 0.0, 0.0, 0.0, 0.0, 0.0, 0.0, 0.0, 0.0, 0.0, 0.0, 0.0, 0.0, 0.0, 0.0, 0.0, 0.0, 0.0, 0.0, 0.0, 0.0, 0.0, 0.0, 0.0, 0.0, 0.0, 0.0, 0.0], [0.0, 0.0, 0.0, 0.0, 0.0, 0.0, 0.0, 0.0, 0.0, 0.0, 0.0, 0.0, 0.0, 0.0, 0.0, 0.0, 0.0, 0.0, 0.0, 0.0, 0.0, 0.0, 0.0, 0.0, 0.0, 0.0, 0.0, 0.0, 0.0, 0.0], [0.0, 0.0, 0.0, 0.0, 0.0, 0.0, 0.0, 0.0, 0.0, 0.0, 0.0, 0.0, 0.0, 0.0, 0.0, 0.0, 0.0, 0.0, 0.0, 0.0, 0.0, 0.0, 0.0, 0.0, 0.0, 0.0, 0.0, 0.0, 0.0, 0.0], [0.0, 0.0, 0.0, 0.0, 0.0, 0.0, 0.0, 0.0, 0.0, 0.0, 0.0, 0.0, 0.0, 0.0, 0.0, 0.0, 0.0, 0.0, 0.0, 0.0, 0.0, 0.0, 0.0, 0.0, 0.0, 0.0, 0.0, 0.0, 0.0, 0.0], [0.0, 0.0, 0.0, 0.0, 0.0, 0.0, 0.0, 0.0, 0.0, 0.0, 0.0, 0.0, 0.0, 0.0, 0.0, 0.0, 0.0, 0.0, 0.0, 0.0, 0.0, 0.0, 0.0, 0.0, 0.0, 0.0, 0.0, 0.0, 0.0, 0.0], [0.0, 0.0, 0.0, 0.0, 0.0, 0.0, 0.0, 0.0, 0.0, 0.0, 0.0, 0.0, 0.0, 0.0, 0.0, 0.0, 0.0, 0.0, 0.0, 0.0, 0.0, 0.0, 0.0, 0.0, 0.0, 0.0, 0.0, 0.0, 0.0, 0.0]] | 2D array of the offset along the y axis to set the position of a layer. Positive values move the layer towards the trailing edge, negative values towards the leading edge. The first dimension represents each layer, the second dimension represents each entry along blade span.
blade.internal_structure_2d_fem.layer_width_yaml | output | m | [[0.0, 0.0, 0.0, 0.0, 0.0, 0.0, 0.0, 0.0, 0.0, 0.0, 0.0, 0.0, 0.0, 0.0, 0.0, 0.0, 0.0, 0.0, 0.0, 0.0, 0.0, 0.0, 0.0, 0.0, 0.0, 0.0, 0.0, 0.0, 0.0, 0.0], [0.0, 0.0, 0.0, 0.0, 0.0, 0.0, 0.0, 0.0, 0.0, 0.0, 0.0, 0.0, 0.0, 0.0, 0.0, 0.0, 0.0, 0.0, 0.0, 0.0, 0.0, 0.0, 0.0, 0.0, 0.0, 0.0, 0.0, 0.0, 0.0, 0.0], [0.8, 0.8, 0.8, 0.8, 0.8, 0.8, 0.8, 0.8, 0.8, 0.8, 0.8, 0.8, 0.8, 0.8, 0.8, 0.8, 0.8, 0.8, 0.8, 0.8, 0.8, 0.8, 0.8, 0.8, 0.7536, 0.7059, 0.6587, 0.611, 0.5383, 0.3419], [0.8, 0.8, 0.8, 0.8, 0.8, 0.8, 0.8, 0.8, 0.8, 0.8, 0.8, 0.8, 0.8, 0.8, 0.8, 0.8, 0.8, 0.8, 0.8, 0.8, 0.8, 0.8, 0.8, 0.7855, 0.7453, 0.7019, 0.6571, 0.6099, 0.5246, 0.331], [0.0, 0.0, 0.0, 0.0, 0.0, 0.0, 0.0, 0.0, 0.0, 0.0, 0.0, 0.0, 0.0, 0.0, 0.0, 0.0, 0.0, 0.0, 0.0, 0.3, 1.7, 0.3, 1.3877787807814457e-17, 0.0, 0.0, 0.0, 0.0, 0.0, 0.0, 0.0], [0.0, 0.0, 0.0, 0.0, 0.0, 0.0, 0.0, 0.0, 0.0, 0.0, 0.0, 0.0, 0.0, 0.0, 0.0, 0.0, 0.0, 0.0, 0.0, 0.3, 1.7, 0.3, 1.3877787807814457e-17, 0.0, 0.0, 0.0, 0.0, 0.0, 0.0, 0.0], [0.3094, 0.3094, 0.3094, 0.3094, 0.3094, 0.3094, 0.3094, 0.3094, 0.3094, 0.3094, 0.3094, 0.3094, 0.3094, 0.3094, 0.3094, 0.3094, 0.3094, 0.3094, 0.3094, 0.3094, 0.3094, 0.3094, 0.3094, 0.3094, 0.3094, 0.3094, 0.2801, 0.2223, 0.1635, 0.1035], [0.576, 0.57745, 0.581, 0.58365, 0.58685, 0.58985, 0.59945, 0.60525, 0.61195, 0.61385, 0.6119, 0.60915, 0.6066, 0.6063, 0.60745, 0.6106, 0.61615, 0.57865, 0.53735, 0.4965, 0.4444673776755774, 0.41675, 0.37725, 0.33625, 0.27445, 0.2347, 0.1947, 0.1541, 0.113, 0.0713], [0.576, 0.57745, 0.581, 0.58365, 0.58685, 0.58985, 0.59945, 0.60525, 0.61195, 0.61385, 0.6119, 0.60915, 0.6066, 0.6063, 0.60745, 0.6106, 0.61615, 0.57865, 0.53735, 0.4965, 0.4444673776755774, 0.41675, 0.37725, 0.33625, 0.27445, 0.2347, 0.1947, 0.1541, 0.113, 0.0713], [0.0, 0.0, 0.0, 0.0, 0.0, 0.0, 0.0, 0.0, 0.0, 0.0, 0.0, 0.0, 0.0, 0.0, 0.0, 0.0, 0.0, 0.0, 0.0, 0.0, 0.0, 0.0, 0.0, 0.0, 0.0, 0.0, 0.0, 0.0, 0.0, 0.0], [0.0, 0.0, 0.0, 0.0, 0.0, 0.0, 0.0, 0.0, 0.0, 0.0, 0.0, 0.0, 0.0, 0.0, 0.0, 0.0, 0.0, 0.0, 0.0, 0.0, 0.0, 0.0, 0.0, 0.0, 0.0, 0.0, 0.0, 0.0, 0.0, 0.0], [0.0, 0.0, 0.0, 0.0, 0.0, 0.0, 0.0, 0.0, 0.0, 0.0, 0.0, 0.0, 0.0, 0.0, 0.0, 0.0, 0.0, 0.0, 0.0, 0.0, 0.0, 0.0, 0.0, 0.0, 0.0, 0.0, 0.0, 0.0, 0.0, 0.0], [0.0, 0.0, 0.0, 0.0, 0.0, 0.0, 0.0, 0.0, 0.0, 0.0, 0.0, 0.0, 0.0, 0.0, 0.0, 0.0, 0.0, 0.0, 0.0, 0.0, 0.0, 0.0, 0.0, 0.0, 0.0, 0.0, 0.0, 0.0, 0.0, 0.0], [0.0, 0.0, 0.0, 0.0, 0.0, 0.0, 0.0, 0.0, 0.0, 0.0, 0.0, 0.0, 0.0, 0.0, 0.0, 0.0, 0.0, 0.0, 0.0, 0.0, 0.0, 0.0, 0.0, 0.0, 0.0, 0.0, 0.0, 0.0, 0.0, 0.0], [0.0, 0.0, 0.0, 0.0, 0.0, 0.0, 0.0, 0.0, 0.0, 0.0, 0.0, 0.0, 0.0, 0.0, 0.0, 0.0, 0.0, 0.0, 0.0, 0.0, 0.0, 0.0, 0.0, 0.0, 0.0, 0.0, 0.0, 0.0, 0.0, 0.0], [0.0, 0.0, 0.0, 0.0, 0.0, 0.0, 0.0, 0.0, 0.0, 0.0, 0.0, 0.0, 0.0, 0.0, 0.0, 0.0, 0.0, 0.0, 0.0, 0.0, 0.0, 0.0, 0.0, 0.0, 0.0, 0.0, 0.0, 0.0, 0.0, 0.0], [0.0, 0.0, 0.0, 0.0, 0.0, 0.0, 0.0, 0.0, 0.0, 0.0, 0.0, 0.0, 0.0, 0.0, 0.0, 0.0, 0.0, 0.0, 0.0, 0.0, 0.0, 0.0, 0.0, 0.0, 0.0, 0.0, 0.0, 0.0, 0.0, 0.0], [0.0, 0.0, 0.0, 0.0, 0.0, 0.0, 0.0, 0.0, 0.0, 0.0, 0.0, 0.0, 0.0, 0.0, 0.0, 0.0, 0.0, 0.0, 0.0, 0.0, 0.0, 0.0, 0.0, 0.0, 0.0, 0.0, 0.0, 0.0, 0.0, 0.0], [0.0, 0.0, 0.0, 0.0, 0.0, 0.0, 0.0, 0.0, 0.0, 0.0, 0.0, 0.0, 0.0, 0.0, 0.0, 0.0, 0.0, 0.0, 0.0, 0.0, 0.0, 0.0, 0.0, 0.0, 0.0, 0.0, 0.0, 0.0, 0.0, 0.0], [0.0, 0.0, 0.0, 0.0, 0.0, 0.0, 0.0, 0.0, 0.0, 0.0, 0.0, 0.0, 0.0, 0.0, 0.0, 0.0, 0.0, 0.0, 0.0, 0.0, 0.0, 0.0, 0.0, 0.0, 0.0, 0.0, 0.0, 0.0, 0.0, 0.0]] | 2D array of the width along the outer profile of a layer. The first dimension represents each layer, the second dimension represents each entry along blade span.
blade.internal_structure_2d_fem.layer_midpoint_nd | output |  | [[0.0, 0.0, 0.0, 0.0, 0.0, 0.0, 0.0, 0.0, 0.0, 0.0, 0.0, 0.0, 0.0, 0.0, 0.0, 0.0, 0.0, 0.0, 0.0, 0.0, 0.0, 0.0, 0.0, 0.0, 0.0, 0.0, 0.0, 0.0, 0.0, 0.0], [0.0, 0.0, 0.0, 0.0, 0.0, 0.0, 0.0, 0.0, 0.0, 0.0, 0.0, 0.0, 0.0, 0.0, 0.0, 0.0, 0.0, 0.0, 0.0, 0.0, 0.0, 0.0, 0.0, 0.0, 0.0, 0.0, 0.0, 0.0, 0.0, 0.0], [0.0, 0.0, 0.0, 0.0, 0.0, 0.0, 0.0, 0.0, 0.0, 0.0, 0.0, 0.0, 0.0, 0.0, 0.0, 0.0, 0.0, 0.0, 0.0, 0.0, 0.0, 0.0, 0.0, 0.0, 0.0, 0.0, 0.0, 0.0, 0.0, 0.0], [0.0, 0.0, 0.0, 0.0, 0.0, 0.0, 0.0, 0.0, 0.0, 0.0, 0.0, 0.0, 0.0, 0.0, 0.0, 0.0, 0.0, 0.0, 0.0, 0.0, 0.0, 0.0, 0.0, 0.0, 0.0, 0.0, 0.0, 0.0, 0.0, 0.0], [0.0, 0.0, 0.0, 0.0, 0.0, 0.0, 0.0, 0.0, 0.0, 0.0, 0.0, 0.0, 0.0, 0.0, 0.0, 0.0, 0.0, 0.0, 0.0, 0.0, 0.0, 0.0, 0.0, 0.0, 0.0, 0.0, 0.0, 0.0, 0.0, 0.0], [0.0, 0.0, 0.0, 0.0, 0.0, 0.0, 0.0, 0.0, 0.0, 0.0, 0.0, 0.0, 0.0, 0.0, 0.0, 0.0, 0.0, 0.0, 0.0, 0.0, 0.0, 0.0, 0.0, 0.0, 0.0, 0.0, 0.0, 0.0, 0.0, 0.0], [0.4999993345962153, 0.4999349861372684, 0.49952821501557054, 0.49929128847419735, 0.4997165796254653, 0.49945578412505665, 0.4990638127370759, 0.4996312336860437, 0.5001611314094205, 0.500435720567034, 0.5008708524951972, 0.5012724030259867, 0.5015436856626054, 0.5016744219704857, 0.5016455582799279, 0.5014459640724489, 0.5011709794138863, 0.500860688679, 0.5005328907971824, 0.5001899052407798, 0.49970653099125, 0.49941629496621603, 0.4989484034588351, 0.4984857786619131, 0.4979706939376063, 0.4971449265320289, 0.4959859046375415, 0.4946969228271027, 0.49329601010057955, 0.49178761974131224], [0.0, 0.0, 0.0, 0.0, 0.0, 0.0, 0.0, 0.0, 0.0, 0.0, 0.0, 0.0, 0.0, 0.0, 0.0, 0.0, 0.0, 0.0, 0.0, 0.0, 0.0, 0.0, 0.0, 0.0, 0.0, 0.0, 0.0, 0.0, 0.0, 0.0], [0.0, 0.0, 0.0, 0.0, 0.0, 0.0, 0.0, 0.0, 0.0, 0.0, 0.0, 0.0, 0.0, 0.0, 0.0, 0.0, 0.0, 0.0, 0.0, 0.0, 0.0, 0.0, 0.0, 0.0, 0.0, 0.0, 0.0, 0.0, 0.0, 0.0], [0.0, 0.0, 0.0, 0.0, 0.0, 0.0, 0.0, 0.0, 0.0, 0.0, 0.0, 0.0, 0.0, 0.0, 0.0, 0.0, 0.0, 0.0, 0.0, 0.0, 0.0, 0.0, 0.0, 0.0, 0.0, 0.0, 0.0, 0.0, 0.0, 0.0], [0.0, 0.0, 0.0, 0.0, 0.0, 0.0, 0.0, 0.0, 0.0, 0.0, 0.0, 0.0, 0.0, 0.0, 0.0, 0.0, 0.0, 0.0, 0.0, 0.0, 0.0, 0.0, 0.0, 0.0, 0.0, 0.0, 0.0, 0.0, 0.0, 0.0], [0.0, 0.0, 0.0, 0.0, 0.0, 0.0, 0.0, 0.0, 0.0, 0.0, 0.0, 0.0, 0.0, 0.0, 0.0, 0.0, 0.0, 0.0, 0.0, 0.0, 0.0, 0.0, 0.0, 0.0, 0.0, 0.0, 0.0, 0.0, 0.0, 0.0], [0.0, 0.0, 0.0, 0.0, 0.0, 0.0, 0.0, 0.0, 0.0, 0.0, 0.0, 0.0, 0.0, 0.0, 0.0, 0.0, 0.0, 0.0, 0.0, 0.0, 0.0, 0.0, 0.0, 0.0, 0.0, 0.0, 0.0, 0.0, 0.0, 0.0], [0.0, 0.0, 0.0, 0.0, 0.0, 0.0, 0.0, 0.0, 0.0, 0.0, 0.0, 0.0, 0.0, 0.0, 0.0, 0.0, 0.0, 0.0, 0.0, 0.0, 0.0, 0.0, 0.0, 0.0, 0.0, 0.0, 0.0, 0.0, 0.0, 0.0], [0.0, 0.0, 0.0, 0.0, 0.0, 0.0, 0.0, 0.0, 0.0, 0.0, 0.0, 0.0, 0.0, 0.0, 0.0, 0.0, 0.0, 0.0, 0.0, 0.0, 0.0, 0.0, 0.0, 0.0, 0.0, 0.0, 0.0, 0.0, 0.0, 0.0], [0.0, 0.0, 0.0, 0.0, 0.0, 0.0, 0.0, 0.0, 0.0, 0.0, 0.0, 0.0, 0.0, 0.0, 0.0, 0.0, 0.0, 0.0, 0.0, 0.0, 0.0, 0.0, 0.0, 0.0, 0.0, 0.0, 0.0, 0.0, 0.0, 0.0], [0.0, 0.0, 0.0, 0.0, 0.0, 0.0, 0.0, 0.0, 0.0, 0.0, 0.0, 0.0, 0.0, 0.0, 0.0, 0.0, 0.0, 0.0, 0.0, 0.0, 0.0, 0.0, 0.0, 0.0, 0.0, 0.0, 0.0, 0.0, 0.0, 0.0], [0.0, 0.0, 0.0, 0.0, 0.0, 0.0, 0.0, 0.0, 0.0, 0.0, 0.0, 0.0, 0.0, 0.0, 0.0, 0.0, 0.0, 0.0, 0.0, 0.0, 0.0, 0.0, 0.0, 0.0, 0.0, 0.0, 0.0, 0.0, 0.0, 0.0], [0.0, 0.0, 0.0, 0.0, 0.0, 0.0, 0.0, 0.0, 0.0, 0.0, 0.0, 0.0, 0.0, 0.0, 0.0, 0.0, 0.0, 0.0, 0.0, 0.0, 0.0, 0.0, 0.0, 0.0, 0.0, 0.0, 0.0, 0.0, 0.0, 0.0], [0.0, 0.0, 0.0, 0.0, 0.0, 0.0, 0.0, 0.0, 0.0, 0.0, 0.0, 0.0, 0.0, 0.0, 0.0, 0.0, 0.0, 0.0, 0.0, 0.0, 0.0, 0.0, 0.0, 0.0, 0.0, 0.0, 0.0, 0.0, 0.0, 0.0]] | 2D array of the non-dimensional midpoint defined along the outer profile of a layer. The first dimension represents each layer, the second dimension represents each entry along blade span.
blade.internal_structure_2d_fem.layer_start_nd_yaml | output |  | [[0.0, 0.0, 0.0, 0.0, 0.0, 0.0, 0.0, 0.0, 0.0, 0.0, 0.0, 0.0, 0.0, 0.0, 0.0, 0.0, 0.0, 0.0, 0.0, 0.0, 0.0, 0.0, 0.0, 0.0, 0.0, 0.0, 0.0, 0.0, 0.0, 0.0], [0.0, 0.0, 0.0, 0.0, 0.0, 0.0, 0.0, 0.0, 0.0, 0.0, 0.0, 0.0, 0.0, 0.0, 0.0, 0.0, 0.0, 0.0, 0.0, 0.0, 0.0, 0.0, 0.0, 0.0, 0.0, 0.0, 0.0, 0.0, 0.0, 0.0], [0.0, 0.0, 0.0, 0.0, 0.0, 0.0, 0.0, 0.0, 0.0, 0.0, 0.0, 0.0, 0.0, 0.0, 0.0, 0.0, 0.0, 0.0, 0.0, 0.0, 0.0, 0.0, 0.0, 0.0, 0.0, 0.0, 0.0, 0.0, 0.0, 0.0], [0.0, 0.0, 0.0, 0.0, 0.0, 0.0, 0.0, 0.0, 0.0, 0.0, 0.0, 0.0, 0.0, 0.0, 0.0, 0.0, 0.0, 0.0, 0.0, 0.0, 0.0, 0.0, 0.0, 0.0, 0.0, 0.0, 0.0, 0.0, 0.0, 0.0], [0.0, 0.0, 0.0, 0.0, 0.0, 0.0, 0.0, 0.0, 0.0, 0.0, 0.0, 0.0, 0.0, 0.0, 0.0, 0.0, 0.0, 0.0, 0.0, 0.0, 0.0, 0.0, 0.0, 0.0, 0.0, 0.0, 0.0, 0.0, 0.0, 0.0], [0.0, 0.0, 0.0, 0.0, 0.0, 0.0, 0.0, 0.0, 0.0, 0.0, 0.0, 0.0, 0.0, 0.0, 0.0, 0.0, 0.0, 0.0, 0.0, 0.0, 0.0, 0.0, 0.0, 0.0, 0.0, 0.0, 0.0, 0.0, 0.0, 0.0], [0.0, 0.0, 0.0, 0.0, 0.0, 0.0, 0.0, 0.0, 0.0, 0.0, 0.0, 0.0, 0.0, 0.0, 0.0, 0.0, 0.0, 0.0, 0.0, 0.0, 0.0, 0.0, 0.0, 0.0, 0.0, 0.0, 0.0, 0.0, 0.0, 0.0], [0.0, 0.0, 0.0, 0.0, 0.0, 0.0, 0.0, 0.0, 0.0, 0.0, 0.0, 0.0, 0.0, 0.0, 0.0, 0.0, 0.0, 0.0, 0.0, 0.0, 0.0, 0.0, 0.0, 0.0, 0.0, 0.0, 0.0, 0.0, 0.0, 0.0], [0.0, 0.0, 0.0, 0.0, 0.0, 0.0, 0.0, 0.0, 0.0, 0.0, 0.0, 0.0, 0.0, 0.0, 0.0, 0.0, 0.0, 0.0, 0.0, 0.0, 0.0, 0.0, 0.0, 0.0, 0.0, 0.0, 0.0, 0.0, 0.0, 0.0], [0.0, 0.0, 0.0, 0.0, 0.0, 0.0, 0.0, 0.0, 0.0, 0.0, 0.0, 0.0, 0.0, 0.0, 0.0, 0.0, 0.0, 0.0, 0.0, 0.0, 0.0, 0.0, 0.0, 0.0, 0.0, 0.0, 0.0, 0.0, 0.0, 0.0], [0.0, 0.0, 0.0, 0.0, 0.0, 0.0, 0.0, 0.0, 0.0, 0.0, 0.0, 0.0, 0.0, 0.0, 0.0, 0.0, 0.0, 0.0, 0.0, 0.0, 0.0, 0.0, 0.0, 0.0, 0.0, 0.0, 0.0, 0.0, 0.0, 0.0], [0.0, 0.0, 0.0, 0.0, 0.0, 0.0, 0.0, 0.0, 0.0, 0.0, 0.0, 0.0, 0.0, 0.0, 0.0, 0.0, 0.0, 0.0, 0.0, 0.0, 0.0, 0.0, 0.0, 0.0, 0.0, 0.0, 0.0, 0.0, 0.0, 0.0], [0.0, 0.0, 0.0, 0.0, 0.0, 0.0, 0.0, 0.0, 0.0, 0.0, 0.0, 0.0, 0.0, 0.0, 0.0, 0.0, 0.0, 0.0, 0.0, 0.0, 0.0, 0.0, 0.0, 0.0, 0.0, 0.0, 0.0, 0.0, 0.0, 0.0], [0.0, 0.0, 0.0, 0.0, 0.0, 0.0, 0.0, 0.0, 0.0, 0.0, 0.0, 0.0, 0.0, 0.0, 0.0, 0.05, 0.05, 0.05, 0.05, 0.05, 0.05, 0.05, 0.05, 0.05, 0.05, 0.05, 0.04, 0.05, 0.05, 0.05], [0.0, 0.0, 0.0, 0.0, 0.0, 0.0, 0.0, 0.0, 0.0, 0.0, 0.0, 0.0, 0.0, 0.0, 0.0, 0.0, 0.0, 0.0, 0.0, 0.0, 0.0, 0.0, 0.0, 0.0, 0.0, 0.0, 0.0, 0.0, 0.0, 0.0], [0.0, 0.0, 0.0, 0.0, 0.0, 0.0, 0.0, 0.0, 0.0, 0.0, 0.0, 0.0, 0.0, 0.0, 0.0, 0.0, 0.0, 0.0, 0.0, 0.0, 0.0, 0.0, 0.0, 0.0, 0.0, 0.0, 0.0, 0.0, 0.0, 0.0], [0.0, 0.0, 0.0, 0.0, 0.0, 0.0, 0.0, 0.0, 0.0, 0.0, 0.0, 0.0, 0.0, 0.0, 0.0, 0.0, 0.0, 0.0, 0.0, 0.0, 0.0, 0.0, 0.0, 0.0, 0.0, 0.0, 0.0, 0.0, 0.0, 0.0], [0.0, 0.0, 0.0, 0.0, 0.0, 0.0, 0.0, 0.0, 0.0, 0.0, 0.0, 0.0, 0.0, 0.0, 0.0, 0.0, 0.0, 0.0, 0.0, 0.0, 0.0, 0.0, 0.0, 0.0, 0.0, 0.0, 0.0, 0.0, 0.0, 0.0], [0.0, 0.0, 0.0, 0.0, 0.0, 0.0, 0.0, 0.0, 0.0, 0.0, 0.0, 0.0, 0.0, 0.0, 0.0, 0.0, 0.0, 0.0, 0.0, 0.0, 0.0, 0.0, 0.0, 0.0, 0.0, 0.0, 0.0, 0.0, 0.0, 0.0], [0.0, 0.0, 0.0, 0.0, 0.0, 0.0, 0.0, 0.0, 0.0, 0.0, 0.0, 0.0, 0.0, 0.0, 0.0, 0.0, 0.0, 0.0, 0.0, 0.0, 0.0, 0.0, 0.0, 0.0, 0.0, 0.0, 0.0, 0.0, 0.0, 0.0]] | 2D array of the non-dimensional start point defined along the outer profile of a layer. The TE suction side is 0, the TE pressure side is 1. The first dimension represents each layer, the second dimension represents each entry along blade span.
blade.internal_structure_2d_fem.layer_end_nd_yaml | output |  | [[1.0, 1.0, 1.0, 1.0, 1.0, 1.0, 1.0, 1.0, 1.0, 1.0, 1.0, 1.0, 1.0, 1.0, 1.0, 1.0, 1.0, 1.0, 1.0, 1.0, 1.0, 1.0, 1.0, 1.0, 1.0, 1.0, 1.0, 1.0, 1.0, 1.0], [1.0, 1.0, 1.0, 1.0, 1.0, 1.0, 1.0, 1.0, 1.0, 1.0, 1.0, 1.0, 1.0, 1.0, 1.0, 1.0, 1.0, 1.0, 1.0, 1.0, 1.0, 1.0, 1.0, 1.0, 1.0, 1.0, 1.0, 1.0, 1.0, 1.0], [0.0, 0.0, 0.0, 0.0, 0.0, 0.0, 0.0, 0.0, 0.0, 0.0, 0.0, 0.0, 0.0, 0.0, 0.0, 0.0, 0.0, 0.0, 0.0, 0.0, 0.0, 0.0, 0.0, 0.0, 0.0, 0.0, 0.0, 0.0, 0.0, 0.0], [0.0, 0.0, 0.0, 0.0, 0.0, 0.0, 0.0, 0.0, 0.0, 0.0, 0.0, 0.0, 0.0, 0.0, 0.0, 0.0, 0.0, 0.0, 0.0, 0.0, 0.0, 0.0, 0.0, 0.0, 0.0, 0.0, 0.0, 0.0, 0.0, 0.0], [0.0, 0.0, 0.0, 0.0, 0.0, 0.0, 0.0, 0.0, 0.0, 0.0, 0.0, 0.0, 0.0, 0.0, 0.0, 0.0, 0.0, 0.0, 0.0, 0.0, 0.0, 0.0, 0.0, 0.0, 0.0, 0.0, 0.0, 0.0, 0.0, 0.0], [0.0, 0.0, 0.0, 0.0, 0.0, 0.0, 0.0, 0.0, 0.0, 0.0, 0.0, 0.0, 0.0, 0.0, 0.0, 0.0, 0.0, 0.0, 0.0, 0.0, 0.0, 0.0, 0.0, 0.0, 0.0, 0.0, 0.0, 0.0, 0.0, 0.0], [0.0, 0.0, 0.0, 0.0, 0.0, 0.0, 0.0, 0.0, 0.0, 0.0, 0.0, 0.0, 0.0, 0.0, 0.0, 0.0, 0.0, 0.0, 0.0, 0.0, 0.0, 0.0, 0.0, 0.0, 0.0, 0.0, 0.0, 0.0, 0.0, 0.0], [0.0, 0.0, 0.0, 0.0, 0.0, 0.0, 0.0, 0.0, 0.0, 0.0, 0.0, 0.0, 0.0, 0.0, 0.0, 0.0, 0.0, 0.0, 0.0, 0.0, 0.0, 0.0, 0.0, 0.0, 0.0, 0.0, 0.0, 0.0, 0.0, 0.0], [1.0, 1.0, 1.0, 1.0, 1.0, 1.0, 1.0, 1.0, 1.0, 1.0, 1.0, 1.0, 1.0, 1.0, 1.0, 1.0, 1.0, 1.0, 1.0, 1.0, 1.0, 1.0, 1.0, 1.0, 1.0, 1.0, 1.0, 1.0, 1.0, 1.0], [0.0, 0.0, 0.0, 0.0, 0.0, 0.0, 0.0, 0.0, 0.0, 0.0, 0.0, 0.0, 0.0, 0.0, 0.0, 0.0, 0.0, 0.0, 0.0, 0.0, 0.0, 0.0, 0.0, 0.0, 0.0, 0.0, 0.0, 0.0, 0.0, 0.0], [0.0, 0.0, 0.0, 0.0, 0.0, 0.0, 0.0, 0.0, 0.0, 0.0, 0.0, 0.0, 0.0, 0.0, 0.0, 0.0, 0.0, 0.0, 0.0, 0.0, 0.0, 0.0, 0.0, 0.0, 0.0, 0.0, 0.0, 0.0, 0.0, 0.0], [0.0, 0.0, 0.0, 0.0, 0.0, 0.0, 0.0, 0.0, 0.0, 0.0, 0.0, 0.0, 0.0, 0.0, 0.0, 0.0, 0.0, 0.0, 0.0, 0.0, 0.0, 0.0, 0.0, 0.0, 0.0, 0.0, 0.0, 0.0, 0.0, 0.0], [0.0, 0.0, 0.0, 0.0, 0.0, 0.0, 0.0, 0.0, 0.0, 0.0, 0.0, 0.0, 0.0, 0.0, 0.0, 0.0, 0.0, 0.0, 0.0, 0.0, 0.0, 0.0, 0.0, 0.0, 0.0, 0.0, 0.0, 0.0, 0.0, 0.0], [1.0, 1.0, 1.0, 1.0, 1.0, 1.0, 1.0, 1.0, 1.0, 1.0, 1.0, 1.0, 1.0, 1.0, 1.0, 0.95, 0.95, 0.95, 0.95, 0.95, 0.95, 0.95, 0.95, 0.95, 0.95, 0.95, 0.95, 0.95, 0.95, 0.95], [0.0, 0.0, 0.0, 0.0, 0.0, 0.0, 0.0, 0.0, 0.0, 0.0, 0.0, 0.0, 0.0, 0.0, 0.0, 0.0, 0.0, 0.0, 0.0, 0.0, 0.0, 0.0, 0.0, 0.0, 0.0, 0.0, 0.0, 0.0, 0.0, 0.0], [0.0, 0.0, 0.0, 0.0, 0.0, 0.0, 0.0, 0.0, 0.0, 0.0, 0.0, 0.0, 0.0, 0.0, 0.0, 0.0, 0.0, 0.0, 0.0, 0.0, 0.0, 0.0, 0.0, 0.0, 0.0, 0.0, 0.0, 0.0, 0.0, 0.0], [0.0, 0.0, 0.0, 0.0, 0.0, 0.0, 0.0, 0.0, 0.0, 0.0, 0.0, 0.0, 0.0, 0.0, 0.0, 0.0, 0.0, 0.0, 0.0, 0.0, 0.0, 0.0, 0.0, 0.0, 0.0, 0.0, 0.0, 0.0, 0.0, 0.0], [0.0, 0.0, 0.0, 0.0, 0.0, 0.0, 0.0, 0.0, 0.0, 0.0, 0.0, 0.0, 0.0, 0.0, 0.0, 0.0, 0.0, 0.0, 0.0, 0.0, 0.0, 0.0, 0.0, 0.0, 0.0, 0.0, 0.0, 0.0, 0.0, 0.0], [0.0, 0.0, 0.0, 0.0, 0.0, 0.0, 0.0, 0.0, 0.0, 0.0, 0.0, 0.0, 0.0, 0.0, 0.0, 0.0, 0.0, 0.0, 0.0, 0.0, 0.0, 0.0, 0.0, 0.0, 0.0, 0.0, 0.0, 0.0, 0.0, 0.0], [0.0, 0.0, 0.0, 0.0, 0.0, 0.0, 0.0, 0.0, 0.0, 0.0, 0.0, 0.0, 0.0, 0.0, 0.0, 0.0, 0.0, 0.0, 0.0, 0.0, 0.0, 0.0, 0.0, 0.0, 0.0, 0.0, 0.0, 0.0, 0.0, 0.0]] | 2D array of the non-dimensional end point defined along the outer profile of a layer. The TE suction side is 0, the TE pressure side is 1. The first dimension represents each layer, the second dimension represents each entry along blade span.
blade.internal_structure_2d_fem.layer_side | output | n/a | ['', '', 'suction', 'pressure', 'suction', 'pressure', '', '', '', '', '', '', '', '', '', '', '', '', '', ''] | 1D array setting whether the layer is on the suction or pressure side. This entry is only used if definition_layer is equal to 1 or 2.
blade.internal_structure_2d_fem.definition_web | output | n/a | [1.0, 1.0] | 1D array of flags identifying how webs are specified in the yaml. 1) offset+rotation=twist 2) offset+rotation
blade.internal_structure_2d_fem.definition_layer | output | n/a | [9.0, 9.0, 2.0, 2.0, 2.0, 2.0, 5.0, 7.0, 8.0, 6.0, 6.0, 6.0, 6.0, 9.0, 10.0, 10.0, 10.0, 10.0, 10.0, 10.0] | 1D array of flags identifying how layers are specified in the yaml. 1) all around (skin, paint, ) 2) offset+rotation twist+width (spar caps) 3) offset+user defined rotation+width 4) midpoint TE+width (TE reinf) 5) midpoint LE+width (LE reinf) 6) layer position fixed to other layer (core fillers) 7) start and width 8) end and width 9) start and end nd 10) web layer
blade.internal_structure_2d_fem.index_layer_start | output | n/a | [0.0, 0.0, 0.0, 0.0, 0.0, 0.0, 0.0, 0.0, 0.0, 7.0, 2.0, 6.0, 3.0, 0.0, 0.0, 0.0, 0.0, 0.0, 0.0, 0.0] | Index used to fix a layer to another
blade.internal_structure_2d_fem.index_layer_end | output | n/a | [0.0, 0.0, 0.0, 0.0, 0.0, 0.0, 0.0, 0.0, 0.0, 2.0, 6.0, 3.0, 8.0, 0.0, 0.0, 0.0, 0.0, 0.0, 0.0, 0.0] | Index used to fix a layer to another
blade.interp_airfoils.af_position | input |  | [0.0, 0.02, 0.18, 0.29632121, 0.4824137, 0.76458948, 0.87235063, 1.0] | 1D array of the non dimensional positions of the airfoils af_used defined along blade span.
blade.interp_airfoils.ac | input |  | [0.5, 0.316, 0.316, 0.282, 0.266, 0.265, 0.228] | 1D array of the aerodynamic centers of each airfoil.
blade.interp_airfoils.r_thick_discrete | input |  | [1.0, 0.5, 0.36, 0.301, 0.241, 0.211, 0.18] | 1D array of the relative thicknesses of each airfoil.
blade.interp_airfoils.aoa | input | rad | [-3.141592653589793, -3.0892327760299634, -3.036872898470133, -2.9845130209103035, -2.9321531433504737, -2.8797932657906435, -2.827433388230814, -2.775073510670984, -2.722713633111154, -2.670353755551324, -2.617993877991494, -2.5656340004316642, -2.5132741228718345, -2.4609142453120043, -2.4085543677521746, -2.356194490192345, -2.3038346126325147, -2.251474735072685, -2.199114857512855, -2.146754979953025, -2.0943951023931953, -2.0420352248333655, -1.9896753472735356, -1.9373154697137056, -1.8849555921538759, -1.832595714594046, -1.780235837034216, -1.727875959474386, -1.6755160819145563, -1.6231562043547263, -1.5707963267948963, -1.5184364492350666, -1.4660765716752366, -1.4137166941154067, -1.361356816555577, -1.308996938995747, -1.256637061435917, -1.2042771838760873, -1.1519173063162573, -1.0995574287564276, -1.0471975511965974, -0.9948376736367677, -0.9424777960769379, -0.8901179185171078, -0.837758040957278, -0.7853981633974483, -0.7330382858376181, -0.6806784082777884, -0.6283185307179586, -0.5759586531581284, -0.5235987755982988, -0.513021022555909, -0.502443269513519, -0.4918655164711292, -0.4812877634287393, -0.4707100103863494, -0.46013225734395957, -0.4495545043015697, -0.4389767512591798, -0.42839899821678995, -0.41782124517440006, -0.40724349213201017, -0.39666573908962033, -0.38608798604723044, -0.37551023300484054, -0.3649324799624507, -0.3543547269200608, -0.3437769738776709, -0.3331992208352811, -0.3226214677928912, -0.3120437147505013, -0.30146596170811146, -0.29088820866572157, -0.2803104556233317, -0.26973270258094184, -0.25915494953855195, -0.24857719649616206, -0.23799944345377216, -0.22742169041138233, -0.21684393736899243, -0.20626618432660254, -0.1956884312842127, -0.1851106782418228, -0.17453292519943292, -0.16395517215704308, -0.1533774191146532, -0.1427996660722633, -0.13222191302987346, -0.12164415998748357, -0.11106640694509368, -0.10048865390270378, -0.08991090086031395, -0.07933314781792405, -0.06875539477553416, -0.058177641733144325, -0.04759988869075443, -0.03702213564836454, -0.026444382605974703, -0.015866629563584866, -0.0052888765211949185, 0.0052888765211949185, 0.015866629563584866, 0.026444382605974703, 0.03702213564836454, 0.04759988869075449, 0.058177641733144325, 0.06875539477553416, 0.07933314781792411, 0.08991090086031395, 0.10048865390270378, 0.11106640694509373, 0.12164415998748357, 0.1322219130298734, 0.14279966607226335, 0.1533774191146532, 0.16395517215704303, 0.17453292519943298, 0.1851106782418228, 0.19568843128421265, 0.2062661843266026, 0.21684393736899243, 0.22742169041138227, 0.23799944345377222, 0.24857719649616206, 0.2591549495385519, 0.26973270258094184, 0.2803104556233317, 0.2908882086657215, 0.30146596170811146, 0.3120437147505013, 0.32262146779289125, 0.3331992208352811, 0.3437769738776709, 0.35435472692006087, 0.3649324799624507, 0.37551023300484054, 0.3860879860472305, 0.39666573908962033, 0.40724349213201017, 0.4178212451744001, 0.42839899821678995, 0.4389767512591798, 0.44955450430156974, 0.46013225734395957, 0.4707100103863494, 0.48128776342873925, 0.4918655164711291, 0.5024432695135191, 0.513021022555909, 0.5235987755982988, 0.5759586531581287, 0.6283185307179586, 0.6806784082777885, 0.7330382858376183, 0.7853981633974483, 0.8377580409572781, 0.890117918517108, 0.9424777960769379, 0.9948376736367679, 1.0471975511965979, 1.0995574287564276, 1.1519173063162573, 1.2042771838760875, 1.2566370614359172, 1.3089969389957472, 1.3613568165555772, 1.413716694115407, 1.4660765716752369, 1.5184364492350668, 1.5707963267948966, 1.6231562043547263, 1.6755160819145565, 1.7278759594743862, 1.780235837034216, 1.8325957145940461, 1.8849555921538759, 1.937315469713706, 1.9896753472735358, 2.0420352248333655, 2.0943951023931957, 2.1467549799530254, 2.199114857512855, 2.2514747350726854, 2.303834612632515, 2.356194490192345, 2.408554367752175, 2.4609142453120048, 2.5132741228718345, 2.5656340004316642, 2.6179938779914944, 2.670353755551324, 2.722713633111154, 2.775073510670984, 2.827433388230814, 2.8797932657906435, 2.9321531433504737, 2.9845130209103035, 3.036872898470133, 3.0892327760299634, 3.141592653589793] | 1D array of the angles of attack used to define the polars of the airfoils. All airfoils defined in openmdao share this grid.
blade.interp_airfoils.cl | input |  | [[[[0.0], [0.0], [0.0], [0.0], [0.0]], [[0.0], [0.0], [0.0], [0.0], [0.0]], [[0.0], [0.0], [0.0], [0.0], [0.0]], [[0.0], [0.0], [0.0], [0.0], [0.0]], [[0.0], [0.0], [0.0], [0.0], [0.0]], [[0.0], [0.0], [0.0], [0.0], [0.0]], [[0.0], [0.0], [0.0], [0.0], [0.0]], [[0.0], [0.0], [0.0], [0.0], [0.0]], [[0.0], [0.0], [0.0], [0.0], [0.0]], [[0.0], [0.0], [0.0], [0.0], [0.0]], [[0.0], [0.0], [0.0], [0.0], [0.0]], [[0.0], [0.0], [0.0], [0.0], [0.0]], [[0.0], [0.0], [0.0], [0.0], [0.0]], [[0.0], [0.0], [0.0], [0.0], [0.0]], [[0.0], [0.0], [0.0], [0.0], [0.0]], [[0.0], [0.0], [0.0], [0.0], [0.0]], [[0.0], [0.0], [0.0], [0.0], [0.0]], [[0.0], [0.0], [0.0], [0.0], [0.0]], [[0.0], [0.0], [0.0], [0.0], [0.0]], [[0.0], [0.0], [0.0], [0.0], [0.0]], [[0.0], [0.0], [0.0], [0.0], [0.0]], [[0.0], [0.0], [0.0], [0.0], [0.0]], [[0.0], [0.0], [0.0], [0.0], [0.0]], [[0.0], [0.0], [0.0], [0.0], [0.0]], [[0.0], [0.0], [0.0], [0.0], [0.0]], [[0.0], [0.0], [0.0], [0.0], [0.0]], [[0.0], [0.0], [0.0], [0.0], [0.0]], [[0.0], [0.0], [0.0], [0.0], [0.0]], [[0.0], [0.0], [0.0], [0.0], [0.0]], [[0.0], [0.0], [0.0], [0.0], [0.0]], [[0.0], [0.0], [0.0], [0.0], [0.0]], [[0.0], [0.0], [0.0], [0.0], [0.0]], [[0.0], [0.0], [0.0], [0.0], [0.0]], [[0.0], [0.0], [0.0], [0.0], [0.0]], [[0.0], [0.0], [0.0], [0.0], [0.0]], [[0.0], [0.0], [0.0], [0.0], [0.0]], [[0.0], [0.0], [0.0], [0.0], [0.0]], [[0.0], [0.0], [0.0], [0.0], [0.0]], [[0.0], [0.0], [0.0], [0.0], [0.0]], [[0.0], [0.0], [0.0], [0.0], [0.0]], [[0.0], [0.0], [0.0], [0.0], [0.0]], [[0.0], [0.0], [0.0], [0.0], [0.0]], [[0.0], [0.0], [0.0], [0.0], [0.0]], [[0.0], [0.0], [0.0], [0.0], [0.0]], [[0.0], [0.0], [0.0], [0.0], [0.0]], [[0.0], [0.0], [0.0], [0.0], [0.0]], [[0.0], [0.0], [0.0], [0.0], [0.0]], [[0.0], [0.0], [0.0], [0.0], [0.0]], [[0.0], [0.0], [0.0], [0.0], [0.0]], [[0.0], [0.0], [0.0], [0.0], [0.0]], [[0.0], [0.0], [0.0], [0.0], [0.0]], [[0.0], [0.0], [0.0], [0.0], [0.0]], [[0.0], [0.0], [0.0], [0.0], [0.0]], [[0.0], [0.0], [0.0], [0.0], [0.0]], [[0.0], [0.0], [0.0], [0.0], [0.0]], [[0.0], [0.0], [0.0], [0.0], [0.0]], [[0.0], [0.0], [0.0], [0.0], [0.0]], [[0.0], [0.0], [0.0], [0.0], [0.0]], [[0.0], [0.0], [0.0], [0.0], [0.0]], [[0.0], [0.0], [0.0], [0.0], [0.0]], [[0.0], [0.0], [0.0], [0.0], [0.0]], [[0.0], [0.0], [0.0], [0.0], [0.0]], [[0.0], [0.0], [0.0], [0.0], [0.0]], [[0.0], [0.0], [0.0], [0.0], [0.0]], [[0.0], [0.0], [0.0], [0.0], [0.0]], [[0.0], [0.0], [0.0], [0.0], [0.0]], [[0.0], [0.0], [0.0], [0.0], [0.0]], [[0.0], [0.0], [0.0], [0.0], [0.0]], [[0.0], [0.0], [0.0], [0.0], [0.0]], [[0.0], [0.0], [0.0], [0.0], [0.0]], [[0.0], [0.0], [0.0], [0.0], [0.0]], [[0.0], [0.0], [0.0], [0.0], [0.0]], [[0.0], [0.0], [0.0], [0.0], [0.0]], [[0.0], [0.0], [0.0], [0.0], [0.0]], [[0.0], [0.0], [0.0], [0.0], [0.0]], [[0.0], [0.0], [0.0], [0.0], [0.0]], [[0.0], [0.0], [0.0], [0.0], [0.0]], [[0.0], [0.0], [0.0], [0.0], [0.0]], [[0.0], [0.0], [0.0], [0.0], [0.0]], [[0.0], [0.0], [0.0], [0.0], [0.0]], [[0.0], [0.0], [0.0], [0.0], [0.0]], [[0.0], [0.0], [0.0], [0.0], [0.0]], [[0.0], [0.0], [0.0], [0.0], [0.0]], [[0.0], [0.0], [0.0], [0.0], [0.0]], [[0.0], [0.0], [0.0], [0.0], [0.0]], [[0.0], [0.0], [0.0], [0.0], [0.0]], [[0.0], [0.0], [0.0], [0.0], [0.0]], [[0.0], [0.0], [0.0], [0.0], [0.0]], [[0.0], [0.0], [0.0], [0.0], [0.0]], [[0.0], [0.0], [0.0], [0.0], [0.0]], [[0.0], [0.0], [0.0], [0.0], [0.0]], [[0.0], [0.0], [0.0], [0.0], [0.0]], [[0.0], [0.0], [0.0], [0.0], [0.0]], [[0.0], [0.0], [0.0], [0.0], [0.0]], [[0.0], [0.0], [0.0], [0.0], [0.0]], [[0.0], [0.0], [0.0], [0.0], [0.0]], [[0.0], [0.0], [0.0], [0.0], [0.0]], [[0.0], [0.0], [0.0], [0.0], [0.0]], [[0.0], [0.0], [0.0], [0.0], [0.0]], [[0.0], [0.0], [0.0], [0.0], [0.0]], [[0.0], [0.0], [0.0], [0.0], [0.0]], [[0.0], [0.0], [0.0], [0.0], [0.0]], [[0.0], [0.0], [0.0], [0.0], [0.0]], [[0.0], [0.0], [0.0], [0.0], [0.0]], [[0.0], [0.0], [0.0], [0.0], [0.0]], [[0.0], [0.0], [0.0], [0.0], [0.0]], [[0.0], [0.0], [0.0], [0.0], [0.0]], [[0.0], [0.0], [0.0], [0.0], [0.0]], [[0.0], [0.0], [0.0], [0.0], [0.0]], [[0.0], [0.0], [0.0], [0.0], [0.0]], [[0.0], [0.0], [0.0], [0.0], [0.0]], [[0.0], [0.0], [0.0], [0.0], [0.0]], [[0.0], [0.0], [0.0], [0.0], [0.0]], [[0.0], [0.0], [0.0], [0.0], [0.0]], [[0.0], [0.0], [0.0], [0.0], [0.0]], [[0.0], [0.0], [0.0], [0.0], [0.0]], [[0.0], [0.0], [0.0], [0.0], [0.0]], [[0.0], [0.0], [0.0], [0.0], [0.0]], [[0.0], [0.0], [0.0], [0.0], [0.0]], [[0.0], [0.0], [0.0], [0.0], [0.0]], [[0.0], [0.0], [0.0], [0.0], [0.0]], [[0.0], [0.0], [0.0], [0.0], [0.0]], [[0.0], [0.0], [0.0], [0.0], [0.0]], [[0.0], [0.0], [0.0], [0.0], [0.0]], [[0.0], [0.0], [0.0], [0.0], [0.0]], [[0.0], [0.0], [0.0], [0.0], [0.0]], [[0.0], [0.0], [0.0], [0.0], [0.0]], [[0.0], [0.0], [0.0], [0.0], [0.0]], [[0.0], [0.0], [0.0], [0.0], [0.0]], [[0.0], [0.0], [0.0], [0.0], [0.0]], [[0.0], [0.0], [0.0], [0.0], [0.0]], [[0.0], [0.0], [0.0], [0.0], [0.0]], [[0.0], [0.0], [0.0], [0.0], [0.0]], [[0.0], [0.0], [0.0], [0.0], [0.0]], [[0.0], [0.0], [0.0], [0.0], [0.0]], [[0.0], [0.0], [0.0], [0.0], [0.0]], [[0.0], [0.0], [0.0], [0.0], [0.0]], [[0.0], [0.0], [0.0], [0.0], [0.0]], [[0.0], [0.0], [0.0], [0.0], [0.0]], [[0.0], [0.0], [0.0], [0.0], [0.0]], [[0.0], [0.0], [0.0], [0.0], [0.0]], [[0.0], [0.0], [0.0], [0.0], [0.0]], [[0.0], [0.0], [0.0], [0.0], [0.0]], [[0.0], [0.0], [0.0], [0.0], [0.0]], [[0.0], [0.0], [0.0], [0.0], [0.0]], [[0.0], [0.0], [0.0], [0.0], [0.0]], [[0.0], [0.0], [0.0], [0.0], [0.0]], [[0.0], [0.0], [0.0], [0.0], [0.0]], [[0.0], [0.0], [0.0], [0.0], [0.0]], [[0.0], [0.0], [0.0], [0.0], [0.0]], [[0.0], [0.0], [0.0], [0.0], [0.0]], [[0.0], [0.0], [0.0], [0.0], [0.0]], [[0.0], [0.0], [0.0], [0.0], [0.0]], [[0.0], [0.0], [0.0], [0.0], [0.0]], [[0.0], [0.0], [0.0], [0.0], [0.0]], [[0.0], [0.0], [0.0], [0.0], [0.0]], [[0.0], [0.0], [0.0], [0.0], [0.0]], [[0.0], [0.0], [0.0], [0.0], [0.0]], [[0.0], [0.0], [0.0], [0.0], [0.0]], [[0.0], [0.0], [0.0], [0.0], [0.0]], [[0.0], [0.0], [0.0], [0.0], [0.0]], [[0.0], [0.0], [0.0], [0.0], [0.0]], [[0.0], [0.0], [0.0], [0.0], [0.0]], [[0.0], [0.0], [0.0], [0.0], [0.0]], [[0.0], [0.0], [0.0], [0.0], [0.0]], [[0.0], [0.0], [0.0], [0.0], [0.0]], [[0.0], [0.0], [0.0], [0.0], [0.0]], [[0.0], [0.0], [0.0], [0.0], [0.0]], [[0.0], [0.0], [0.0], [0.0], [0.0]], [[0.0], [0.0], [0.0], [0.0], [0.0]], [[0.0], [0.0], [0.0], [0.0], [0.0]], [[0.0], [0.0], [0.0], [0.0], [0.0]], [[0.0], [0.0], [0.0], [0.0], [0.0]], [[0.0], [0.0], [0.0], [0.0], [0.0]], [[0.0], [0.0], [0.0], [0.0], [0.0]], [[0.0], [0.0], [0.0], [0.0], [0.0]], [[0.0], [0.0], [0.0], [0.0], [0.0]], [[0.0], [0.0], [0.0], [0.0], [0.0]], [[0.0], [0.0], [0.0], [0.0], [0.0]], [[0.0], [0.0], [0.0], [0.0], [0.0]], [[0.0], [0.0], [0.0], [0.0], [0.0]], [[0.0], [0.0], [0.0], [0.0], [0.0]], [[0.0], [0.0], [0.0], [0.0], [0.0]], [[0.0], [0.0], [0.0], [0.0], [0.0]], [[0.0], [0.0], [0.0], [0.0], [0.0]], [[0.0], [0.0], [0.0], [0.0], [0.0]], [[0.0], [0.0], [0.0], [0.0], [0.0]], [[0.0], [0.0], [0.0], [0.0], [0.0]], [[0.0], [0.0], [0.0], [0.0], [0.0]], [[0.0], [0.0], [0.0], [0.0], [0.0]], [[0.0], [0.0], [0.0], [0.0], [0.0]], [[0.0], [0.0], [0.0], [0.0], [0.0]], [[0.0], [0.0], [0.0], [0.0], [0.0]], [[0.0], [0.0], [0.0], [0.0], [0.0]], [[0.0], [0.0], [0.0], [0.0], [0.0]], [[0.0], [0.0], [0.0], [0.0], [0.0]], [[0.0], [0.0], [0.0], [0.0], [0.0]], [[0.0], [0.0], [0.0], [0.0], [0.0]], [[0.0], [0.0], [0.0], [0.0], [0.0]], [[0.0], [0.0], [0.0], [0.0], [0.0]]], [[[0.0], [0.0], [0.0], [0.0], [0.0]], [[0.122100448270672], [0.122100448270672], [0.122100448270672], [0.122100448270672], [0.122100448270672]], [[0.24420089714190688], [0.24420089714190688], [0.24420089714190688], [0.24420089714190688], [0.24420089714190688]], [[0.3663013466130913], [0.3663013466130913], [0.3663013466130913], [0.3663013466130913], [0.3663013466130913]], [[0.49560667835054406], [0.49560667835054406], [0.49560667835054406], [0.49560667835054406], [0.49560667835054406]], [[0.6386466923954562], [0.6386466923954562], [0.6386466923954562], [0.6386466923954562], [0.6386466923954562]], [[0.7612016061580158], [0.7612016061580158], [0.7612016061580158], [0.7612016061580158], [0.7612016061580158]], [[0.8313706924128491], [0.8313706924128491], [0.8313706924128491], [0.8313706924128491], [0.8313706924128491]], [[0.8806212207326751], [0.8806212207326751], [0.8806212207326751], [0.8806212207326751], [0.8806212207326751]], [[0.9163204829469981], [0.9163204829469981], [0.9163204829469981], [0.9163204829469981], [0.9163204829469981]], [[0.9300816196923545], [0.9300816196923545], [0.9300816196923545], [0.9300816196923545], [0.9300816196923545]], [[0.9109751681641519], [0.9109751681641519], [0.9109751681641519], [0.9109751681641519], [0.9109751681641519]], [[0.8672744583681736], [0.8672744583681736], [0.8672744583681736], [0.8672744583681736], [0.8672744583681736]], [[0.8193916703742161], [0.8193916703742161], [0.8193916703742161], [0.8193916703742161], [0.8193916703742161]], [[0.7822524531158993], [0.7822524531158993], [0.7822524531158993], [0.7822524531158993], [0.7822524531158993]], [[0.7475648456710487], [0.7475648456710487], [0.7475648456710487], [0.7475648456710487], [0.7475648456710487]], [[0.712167907424372], [0.712167907424372], [0.712167907424372], [0.712167907424372], [0.712167907424372]], [[0.6740683063938288], [0.6740683063938288], [0.6740683063938288], [0.6740683063938288], [0.6740683063938288]], [[0.6333744159079941], [0.6333744159079941], [0.6333744159079941], [0.6333744159079941], [0.6333744159079941]], [[0.5904401261737809], [0.5904401261737809], [0.5904401261737809], [0.5904401261737809], [0.5904401261737809]], [[0.5452907389084435], [0.5452907389084435], [0.5452907389084435], [0.5452907389084435], [0.5452907389084435]], [[0.49734638094521516], [0.49734638094521516], [0.49734638094521516], [0.49734638094521516], [0.49734638094521516]], [[0.44663884365103534], [0.44663884365103534], [0.44663884365103534], [0.44663884365103534], [0.44663884365103534]], [[0.3941457144876454], [0.3941457144876454], [0.3941457144876454], [0.3941457144876454], [0.3941457144876454]], [[0.34023814392287305], [0.34023814392287305], [0.34023814392287305], [0.34023814392287305], [0.34023814392287305]], [[0.28413456725162295], [0.28413456725162295], [0.28413456725162295], [0.28413456725162295], [0.28413456725162295]], [[0.22707465682496886], [0.22707465682496886], [0.22707465682496886], [0.22707465682496886], [0.22707465682496886]], [[0.1703537253999423], [0.1703537253999423], [0.1703537253999423], [0.1703537253999423], [0.1703537253999423]], [[0.1136580268732902], [0.1136580268732902], [0.1136580268732902], [0.1136580268732902], [0.1136580268732902]], [[0.056818710288513735], [0.056818710288513735], [0.056818710288513735], [0.056818710288513735], [0.056818710288513735]], [[-2.6373225457583025e-06], [-2.6373225457583025e-06], [-2.6373225457583025e-06], [-2.6373225457583025e-06], [-2.6373225457583025e-06]], [[-0.05682456708735157], [-0.05682456708735157], [-0.05682456708735157], [-0.05682456708735157], [-0.05682456708735157]], [[-0.11366415267188819], [-0.11366415267188819], [-0.11366415267188819], [-0.11366415267188819], [-0.11366415267188819]], [[-0.1703617405036082], [-0.1703617405036082], [-0.1703617405036082], [-0.1703617405036082], [-0.1703617405036082]], [[-0.22707876683724035], [-0.22707876683724035], [-0.22707876683724035], [-0.22707876683724035], [-0.22707876683724035]], [[-0.2841411680792977], [-0.2841411680792977], [-0.2841411680792977], [-0.2841411680792977], [-0.2841411680792977]], [[-0.34024479930176066], [-0.34024479930176066], [-0.34024479930176066], [-0.34024479930176066], [-0.34024479930176066]], [[-0.39414193359268695], [-0.39414193359268695], [-0.39414193359268695], [-0.39414193359268695], [-0.39414193359268695]], [[-0.4466296856074178], [-0.4466296856074178], [-0.4466296856074178], [-0.4466296856074178], [-0.4466296856074178]], [[-0.4973363986509162], [-0.4973363986509162], [-0.4973363986509162], [-0.4973363986509162], [-0.4973363986509162]], [[-0.5452953689753767], [-0.5452953689753767], [-0.5452953689753767], [-0.5452953689753767], [-0.5452953689753767]], [[-0.5904494264279285], [-0.5904494264279285], [-0.5904494264279285], [-0.5904494264279285], [-0.5904494264279285]], [[-0.6333820829863679], [-0.6333820829863679], [-0.6333820829863679], [-0.6333820829863679], [-0.6333820829863679]], [[-0.6740705395150288], [-0.6740705395150288], [-0.6740705395150288], [-0.6740705395150288], [-0.6740705395150288]], [[-0.7121634085653332], [-0.7121634085653332], [-0.7121634085653332], [-0.7121634085653332], [-0.7121634085653332]], [[-0.747558668340935], [-0.747558668340935], [-0.747558668340935], [-0.747558668340935], [-0.747558668340935]], [[-0.7822410109387117], [-0.7822410109387117], [-0.7822410109387117], [-0.7822410109387117], [-0.7822410109387117]], [[-0.8193114503773657], [-0.8193114503773657], [-0.8193114503773657], [-0.8193114503773657], [-0.8193114503773657]], [[-0.8671567761009534], [-0.8671567761009534], [-0.8671567761009534], [-0.8671567761009534], [-0.8671567761009534]], [[-0.9109238816147173], [-0.9109238816147173], [-0.9109238816147173], [-0.9109238816147173], [-0.9109238816147173]], [[-0.9300759499870029], [-0.9300759499870029], [-0.9300759499870029], [-0.9300759499870029], [-0.9300759499870029]], [[-0.9291177486676652], [-0.9291177486676652], [-0.9291177486676652], [-0.9291177486676652], [-0.9291177486676652]], [[-0.9262917685868105], [-0.9262917685868105], [-0.9262917685868105], [-0.9262917685868105], [-0.9262917685868105]], [[-0.92167027186479], [-0.92167027186479], [-0.92167027186479], [-0.92167027186479], [-0.92167027186479]], [[-0.9153255206219545], [-0.9153255206219545], [-0.9153255206219545], [-0.9153255206219545], [-0.9153255206219545]], [[-0.9073297769786551], [-0.9073297769786551], [-0.9073297769786551], [-0.9073297769786551], [-0.9073297769786551]], [[-0.8977553030552429], [-0.8977553030552429], [-0.8977553030552429], [-0.8977553030552429], [-0.8977553030552429]], [[-0.8866743609720684], [-0.8866743609720684], [-0.8866743609720684], [-0.8866743609720684], [-0.8866743609720684]], [[-0.8741592128494831], [-0.8741592128494831], [-0.8741592128494831], [-0.8741592128494831], [-0.8741592128494831]], [[-0.8602821208078376], [-0.8602821208078376], [-0.8602821208078376], [-0.8602821208078376], [-0.8602821208078376]], [[-0.8451153469674832], [-0.8451153469674832], [-0.8451153469674832], [-0.8451153469674832], [-0.8451153469674832]], [[-0.8287311534487706], [-0.8287311534487706], [-0.8287311534487706], [-0.8287311534487706], [-0.8287311534487706]], [[-0.8112018023720509], [-0.8112018023720509], [-0.8112018023720509], [-0.8112018023720509], [-0.8112018023720509]], [[-0.792599555857675], [-0.792599555857675], [-0.792599555857675], [-0.792599555857675], [-0.792599555857675]], [[-0.7729966760259942], [-0.7729966760259942], [-0.7729966760259942], [-0.7729966760259942], [-0.7729966760259942]], [[-0.752465424997359], [-0.752465424997359], [-0.752465424997359], [-0.752465424997359], [-0.752465424997359]], [[-0.7310780648921206], [-0.7310780648921206], [-0.7310780648921206], [-0.7310780648921206], [-0.7310780648921206]], [[-0.7019448810977046], [-0.7019448810977046], [-0.7019448810977046], [-0.7019448810977046], [-0.7019448810977046]], [[-0.6719115138426872], [-0.6719115138426872], [-0.6719115138426872], [-0.6719115138426872], [-0.6719115138426872]], [[-0.6462264307564011], [-0.6462264307564011], [-0.6462264307564011], [-0.6462264307564011], [-0.6462264307564011]], [[-0.6181119088343205], [-0.6181119088343205], [-0.6181119088343205], [-0.6181119088343205], [-0.6181119088343205]], [[-0.5886480607359338], [-0.5886480607359338], [-0.5886480607359338], [-0.5886480607359338], [-0.5886480607359338]], [[-0.5618684657573115], [-0.5618684657573115], [-0.5618684657573115], [-0.5618684657573115], [-0.5618684657573115]], [[-0.529664142955001], [-0.529664142955001], [-0.529664142955001], [-0.529664142955001], [-0.529664142955001]], [[-0.4961254754124348], [-0.4961254754124348], [-0.4961254754124348], [-0.4961254754124348], [-0.4961254754124348]], [[-0.4718640064727164], [-0.4718640064727164], [-0.4718640064727164], [-0.4718640064727164], [-0.4718640064727164]], [[-0.44245708509908066], [-0.44245708509908066], [-0.44245708509908066], [-0.44245708509908066], [-0.44245708509908066]], [[-0.4125508945970412], [-0.4125508945970412], [-0.4125508945970412], [-0.4125508945970412], [-0.4125508945970412]], [[-0.3864041758865638], [-0.3864041758865638], [-0.3864041758865638], [-0.3864041758865638], [-0.3864041758865638]], [[-0.3559877894725871], [-0.3559877894725871], [-0.3559877894725871], [-0.3559877894725871], [-0.3559877894725871]], [[-0.3192775610219699], [-0.3192775610219699], [-0.3192775610219699], [-0.3192775610219699], [-0.3192775610219699]], [[-0.28399283385168667], [-0.28399283385168667], [-0.28399283385168667], [-0.28399283385168667], [-0.28399283385168667]], [[-0.24288316370937282], [-0.24288316370937282], [-0.24288316370937282], [-0.24288316370937282], [-0.24288316370937282]], [[-0.20588115920168454], [-0.20588115920168454], [-0.20588115920168454], [-0.20588115920168454], [-0.20588115920168454]], [[-0.17167014173337317], [-0.17167014173337317], [-0.17167014173337317], [-0.17167014173337317], [-0.17167014173337317]], [[-0.13368485360940371], [-0.13368485360940371], [-0.13368485360940371], [-0.13368485360940371], [-0.13368485360940371]], [[-0.09662378437607713], [-0.09662378437607713], [-0.09662378437607713], [-0.09662378437607713], [-0.09662378437607713]], [[-0.06471021411031005], [-0.06471021411031005], [-0.06471021411031005], [-0.06471021411031005], [-0.06471021411031005]], [[-0.028387776558262065], [-0.028387776558262065], [-0.028387776558262065], [-0.028387776558262065], [-0.028387776558262065]], [[0.01241149956398214], [0.01241149956398214], [0.01241149956398214], [0.01241149956398214], [0.01241149956398214]], [[0.04284145909727929], [0.04284145909727929], [0.04284145909727929], [0.04284145909727929], [0.04284145909727929]], [[0.07202723805380791], [0.07202723805380791], [0.07202723805380791], [0.07202723805380791], [0.07202723805380791]], [[0.0944974517584114], [0.0944974517584114], [0.0944974517584114], [0.0944974517584114], [0.0944974517584114]], [[0.11049836013532466], [0.11049836013532466], [0.11049836013532466], [0.11049836013532466], [0.11049836013532466]], [[0.04196201924598406], [0.04196201924598406], [0.04196201924598406], [0.04196201924598406], [0.04196201924598406]], [[-0.0527080373689662], [-0.0527080373689662], [-0.0527080373689662], [-0.0527080373689662], [-0.0527080373689662]], [[-0.15564640589643533], [-0.15564640589643533], [-0.15564640589643533], [-0.15564640589643533], [-0.15564640589643533]], [[-0.24675686792252122], [-0.24675686792252122], [-0.24675686792252122], [-0.24675686792252122], [-0.24675686792252122]], [[-0.3148806567280593], [-0.3148806567280593], [-0.3148806567280593], [-0.3148806567280593], [-0.3148806567280593]], [[-0.23869826785228418], [-0.23869826785228418], [-0.23869826785228418], [-0.23869826785228418], [-0.23869826785228418]], [[-0.16247586535827846], [-0.16247586535827846], [-0.16247586535827846], [-0.16247586535827846], [-0.16247586535827846]], [[-0.08868916669247477], [-0.08868916669247477], [-0.08868916669247477], [-0.08868916669247477], [-0.08868916669247477]], [[-0.011641068198408525], [-0.011641068198408525], [-0.011641068198408525], [-0.011641068198408525], [-0.011641068198408525]], [[0.060467532487565076], [0.060467532487565076], [0.060467532487565076], [0.060467532487565076], [0.060467532487565076]], [[0.13451803195383896], [0.13451803195383896], [0.13451803195383896], [0.13451803195383896], [0.13451803195383896]], [[0.20538531283129582], [0.20538531283129582], [0.20538531283129582], [0.20538531283129582], [0.20538531283129582]], [[0.2778802831111576], [0.2778802831111576], [0.2778802831111576], [0.2778802831111576], [0.2778802831111576]], [[0.34523513193816857], [0.34523513193816857], [0.34523513193816857], [0.34523513193816857], [0.34523513193816857]], [[0.41606754483149644], [0.41606754483149644], [0.41606754483149644], [0.41606754483149644], [0.41606754483149644]], [[0.4805048973065598], [0.4805048973065598], [0.4805048973065598], [0.4805048973065598], [0.4805048973065598]], [[0.5437923352397], [0.5437923352397], [0.5437923352397], [0.5437923352397], [0.5437923352397]], [[0.60286875313736], [0.60286875313736], [0.60286875313736], [0.60286875313736], [0.60286875313736]], [[0.6625036483043609], [0.6625036483043609], [0.6625036483043609], [0.6625036483043609], [0.6625036483043609]], [[0.7140485139857551], [0.7140485139857551], [0.7140485139857551], [0.7140485139857551], [0.7140485139857551]], [[0.7671263147770748], [0.7671263147770748], [0.7671263147770748], [0.7671263147770748], [0.7671263147770748]], [[0.8139541422198996], [0.8139541422198996], [0.8139541422198996], [0.8139541422198996], [0.8139541422198996]], [[0.8645120527637347], [0.8645120527637347], [0.8645120527637347], [0.8645120527637347], [0.8645120527637347]], [[0.9048868319476085], [0.9048868319476085], [0.9048868319476085], [0.9048868319476085], [0.9048868319476085]], [[0.9465635447695299], [0.9465635447695299], [0.9465635447695299], [0.9465635447695299], [0.9465635447695299]], [[0.9886696689578028], [0.9886696689578028], [0.9886696689578028], [0.9886696689578028], [0.9886696689578028]], [[1.022945287793073], [1.022945287793073], [1.022945287793073], [1.022945287793073], [1.022945287793073]], [[1.0601715588915108], [1.0601715588915108], [1.0601715588915108], [1.0601715588915108], [1.0601715588915108]], [[1.0889552444989126], [1.0889552444989126], [1.0889552444989126], [1.0889552444989126], [1.0889552444989126]], [[1.1196030146211018], [1.1196030146211018], [1.1196030146211018], [1.1196030146211018], [1.1196030146211018]], [[1.1514290307891255], [1.1514290307891255], [1.1514290307891255], [1.1514290307891255], [1.1514290307891255]], [[1.17503476186364], [1.17503476186364], [1.17503476186364], [1.17503476186364], [1.17503476186364]], [[1.2038841601677133], [1.2038841601677133], [1.2038841601677133], [1.2038841601677133], [1.2038841601677133]], [[1.2244817766559781], [1.2244817766559781], [1.2244817766559781], [1.2244817766559781], [1.2244817766559781]], [[1.2502486491909488], [1.2502486491909488], [1.2502486491909488], [1.2502486491909488], [1.2502486491909488]], [[1.2777756205316735], [1.2777756205316735], [1.2777756205316735], [1.2777756205316735], [1.2777756205316735]], [[1.3013779330432276], [1.3013779330432276], [1.3013779330432276], [1.3013779330432276], [1.3013779330432276]], [[1.319768781508957], [1.319768781508957], [1.319768781508957], [1.319768781508957], [1.319768781508957]], [[1.3386832076404742], [1.3386832076404742], [1.3386832076404742], [1.3386832076404742], [1.3386832076404742]], [[1.3540104865373173], [1.3540104865373173], [1.3540104865373173], [1.3540104865373173], [1.3540104865373173]], [[1.373438351396614], [1.373438351396614], [1.373438351396614], [1.373438351396614], [1.373438351396614]], [[1.3854915061464959], [1.3854915061464959], [1.3854915061464959], [1.3854915061464959], [1.3854915061464959]], [[1.4030839689197288], [1.4030839689197288], [1.4030839689197288], [1.4030839689197288], [1.4030839689197288]], [[1.4134499434800292], [1.4134499434800292], [1.4134499434800292], [1.4134499434800292], [1.4134499434800292]], [[1.4222377028530893], [1.4222377028530893], [1.4222377028530893], [1.4222377028530893], [1.4222377028530893]], [[1.4352277027612668], [1.4352277027612668], [1.4352277027612668], [1.4352277027612668], [1.4352277027612668]], [[1.4434953781187414], [1.4434953781187414], [1.4434953781187414], [1.4434953781187414], [1.4434953781187414]], [[1.453283099361565], [1.453283099361565], [1.453283099361565], [1.453283099361565], [1.453283099361565]], [[1.4478377186371085], [1.4478377186371085], [1.4478377186371085], [1.4478377186371085], [1.4478377186371085]], [[1.4364236486534878], [1.4364236486534878], [1.4364236486534878], [1.4364236486534878], [1.4364236486534878]], [[1.420578115443506], [1.420578115443506], [1.420578115443506], [1.420578115443506], [1.420578115443506]], [[1.401838345039966], [1.401838345039966], [1.401838345039966], [1.401838345039966], [1.401838345039966]], [[1.3817415634756705], [1.3817415634756705], [1.3817415634756705], [1.3817415634756705], [1.3817415634756705]], [[1.3618249967834224], [1.3618249967834224], [1.3618249967834224], [1.3618249967834224], [1.3618249967834224]], [[1.3436258709960252], [1.3436258709960252], [1.3436258709960252], [1.3436258709960252], [1.3436258709960252]], [[1.3286814121462815], [1.3286814121462815], [1.3286814121462815], [1.3286814121462815], [1.3286814121462815]], [[1.270268464182639], [1.270268464182639], [1.270268464182639], [1.270268464182639], [1.270268464182639]], [[1.2185246099388356], [1.2185246099388356], [1.2185246099388356], [1.2185246099388356], [1.2185246099388356]], [[1.1685497161276708], [1.1685497161276708], [1.1685497161276708], [1.1685497161276708], [1.1685497161276708]], [[1.1174871618215714], [1.1174871618215714], [1.1174871618215714], [1.1174871618215714], [1.1174871618215714]], [[1.0679409555721295], [1.0679409555721295], [1.0679409555721295], [1.0679409555721295], [1.0679409555721295]], [[1.0173762961503188], [1.0173762961503188], [1.0173762961503188], [1.0173762961503188], [1.0173762961503188]], [[0.9629579105444417], [0.9629579105444417], [0.9629579105444417], [0.9629579105444417], [0.9629579105444417]], [[0.904831544560771], [0.904831544560771], [0.904831544560771], [0.904831544560771], [0.904831544560771]], [[0.8434991793842666], [0.8434991793842666], [0.8434991793842666], [0.8434991793842666], [0.8434991793842666]], [[0.778993384253794], [0.778993384253794], [0.778993384253794], [0.778993384253794], [0.778993384253794]], [[0.7104805703217985], [0.7104805703217985], [0.7104805703217985], [0.7104805703217985], [0.7104805703217985]], [[0.6380424096309893], [0.6380424096309893], [0.6380424096309893], [0.6380424096309893], [0.6380424096309893]], [[0.5630599076463186], [0.5630599076463186], [0.5630599076463186], [0.5630599076463186], [0.5630599076463186]], [[0.4860625441693857], [0.4860625441693857], [0.4860625441693857], [0.4860625441693857], [0.4860625441693857]], [[0.4059102154578179], [0.4059102154578179], [0.4059102154578179], [0.4059102154578179], [0.4059102154578179]], [[0.3243923760064459], [0.3243923760064459], [0.3243923760064459], [0.3243923760064459], [0.3243923760064459]], [[0.2429392051808556], [0.2429392051808556], [0.2429392051808556], [0.2429392051808556], [0.2429392051808556]], [[0.15781247902785092], [0.15781247902785092], [0.15781247902785092], [0.15781247902785092], [0.15781247902785092]], [[0.07421252934169302], [0.07421252934169302], [0.07421252934169302], [0.07421252934169302], [0.07421252934169302]], [[4.164877333193151e-05], [4.164877333193151e-05], [4.164877333193151e-05], [4.164877333193151e-05], [4.164877333193151e-05]], [[-0.06170100112624735], [-0.06170100112624735], [-0.06170100112624735], [-0.06170100112624735], [-0.06170100112624735]], [[-0.11683975120509194], [-0.11683975120509194], [-0.11683975120509194], [-0.11683975120509194], [-0.11683975120509194]], [[-0.1706437799738451], [-0.1706437799738451], [-0.1706437799738451], [-0.1706437799738451], [-0.1706437799738451]], [[-0.22707465682496886], [-0.22707465682496886], [-0.22707465682496886], [-0.22707465682496886], [-0.22707465682496886]], [[-0.28413456725162317], [-0.28413456725162317], [-0.28413456725162317], [-0.28413456725162317], [-0.28413456725162317]], [[-0.34023814392287305], [-0.34023814392287305], [-0.34023814392287305], [-0.34023814392287305], [-0.34023814392287305]], [[-0.3941457144876458], [-0.3941457144876458], [-0.3941457144876458], [-0.3941457144876458], [-0.3941457144876458]], [[-0.4466388436510356], [-0.4466388436510356], [-0.4466388436510356], [-0.4466388436510356], [-0.4466388436510356]], [[-0.49734638094521516], [-0.49734638094521516], [-0.49734638094521516], [-0.49734638094521516], [-0.49734638094521516]], [[-0.5452907389084438], [-0.5452907389084438], [-0.5452907389084438], [-0.5452907389084438], [-0.5452907389084438]], [[-0.5904401261737814], [-0.5904401261737814], [-0.5904401261737814], [-0.5904401261737814], [-0.5904401261737814]], [[-0.6333744159079941], [-0.6333744159079941], [-0.6333744159079941], [-0.6333744159079941], [-0.6333744159079941]], [[-0.6740683063938291], [-0.6740683063938291], [-0.6740683063938291], [-0.6740683063938291], [-0.6740683063938291]], [[-0.7121679074243723], [-0.7121679074243723], [-0.7121679074243723], [-0.7121679074243723], [-0.7121679074243723]], [[-0.7475648456710489], [-0.7475648456710489], [-0.7475648456710489], [-0.7475648456710489], [-0.7475648456710489]], [[-0.7822524531158995], [-0.7822524531158995], [-0.7822524531158995], [-0.7822524531158995], [-0.7822524531158995]], [[-0.8193916703742163], [-0.8193916703742163], [-0.8193916703742163], [-0.8193916703742163], [-0.8193916703742163]], [[-0.8672744583681736], [-0.8672744583681736], [-0.8672744583681736], [-0.8672744583681736], [-0.8672744583681736]], [[-0.9109751681641519], [-0.9109751681641519], [-0.9109751681641519], [-0.9109751681641519], [-0.9109751681641519]], [[-0.9300816196923545], [-0.9300816196923545], [-0.9300816196923545], [-0.9300816196923545], [-0.9300816196923545]], [[-0.916320482946998], [-0.916320482946998], [-0.916320482946998], [-0.916320482946998], [-0.916320482946998]], [[-0.8806212207326749], [-0.8806212207326749], [-0.8806212207326749], [-0.8806212207326749], [-0.8806212207326749]], [[-0.831370692412849], [-0.831370692412849], [-0.831370692412849], [-0.831370692412849], [-0.831370692412849]], [[-0.7612016061580158], [-0.7612016061580158], [-0.7612016061580158], [-0.7612016061580158], [-0.7612016061580158]], [[-0.6386466923954562], [-0.6386466923954562], [-0.6386466923954562], [-0.6386466923954562], [-0.6386466923954562]], [[-0.49560667835054406], [-0.49560667835054406], [-0.49560667835054406], [-0.49560667835054406], [-0.49560667835054406]], [[-0.3663013466130913], [-0.3663013466130913], [-0.3663013466130913], [-0.3663013466130913], [-0.3663013466130913]], [[-0.2442008971419069], [-0.2442008971419069], [-0.2442008971419069], [-0.2442008971419069], [-0.2442008971419069]], [[-0.12210044827067201], [-0.12210044827067201], [-0.12210044827067201], [-0.12210044827067201], [-0.12210044827067201]], [[-1.3442407816138017e-17], [-1.3442407816138017e-17], [-1.3442407816138017e-17], [-1.3442407816138017e-17], [-1.3442407816138017e-17]]], [[[0.0], [0.0], [0.0], [0.0], [0.0]], [[0.15752866499999954], [0.16358019726047957], [0.16409809499999956], [0.16390195499999954], [0.1646300249999995]], [[0.3150573300000004], [0.32716039452096046], [0.32819619000000044], [0.3278039100000005], [0.32926005000000047]], [[0.472585995], [0.4907405917814399], [0.49229428499999994], [0.491705865], [0.49389007499999993]], [[0.6301146599999995], [0.6543207890419196], [0.6563923799999996], [0.6556078199999996], [0.6585200999999996]], [[0.7876433250000003], [0.8179009863024005], [0.8204904750000005], [0.8195097750000006], [0.8231501250000004]], [[0.9451719900000009], [0.9814811835628808], [0.9845885700000009], [0.9834117300000011], [0.9877801500000011]], [[1.0413486353379615], [1.0809173254447035], [1.0843036637345944], [1.083021179848414], [1.0877817485748937]], [[0.9613118114952283], [0.9937690436392561], [0.9965467745363945], [0.9954947896552712], [0.9993997466268245]], [[0.9074597002864413], [0.9347781860771253], [0.9371161362579423], [0.9362306921019812], [0.9395174553525665]], [[0.8687429928155134], [0.892182334210727], [0.89418830251791], [0.8934285953522916], [0.8962486218439392]], [[0.836149328794788], [0.8563313604820609], [0.8580585643423476], [0.8574044408537838], [0.8598325391296221]], [[0.8065388522026967], [0.8239372010271642], [0.8254261735023245], [0.824862260842215], [0.8269555008730745]], [[0.7785040539167383], [0.7935062255486286], [0.7947901306026055], [0.7943039002650133], [0.7961087789904143]], [[0.7498588802560293], [0.7627540088084809], [0.7638575899571475], [0.7634396308902679], [0.7649910932888048]], [[0.7201864251065949], [0.731235836604663], [0.7321814591332326], [0.7318233297408828], [0.7331527029777958]], [[0.688391261597931], [0.6978075682002095], [0.6986134275618937], [0.6983082298983665], [0.6994411209108754]], [[0.6541884937741408], [0.6621462303240717], [0.6628272632138834], [0.6625693312230846], [0.6635267751634297]], [[0.6171500883563631], [0.6238267497352599], [0.6243981468962031], [0.6241817490402248], [0.6249850149412347]], [[0.577233461788937], [0.5827571937818802], [0.5832299216097132], [0.5830508842193258], [0.5837154707461247]], [[0.5343381166569391], [0.5388490200116572], [0.5392350687923698], [0.5390888630801781], [0.5396315774315363]], [[0.48855290628195325], [0.4921675623872553], [0.4924769091948737], [0.4923597520346117], [0.4927946384 | 4D array with the lift coefficients of the airfoils. Dimension 0 is along the different airfoils defined in the yaml, dimension 1 is along the angles of attack, dimension 2 is along the Reynolds number, dimension 3 is along the number of tabs, which may describe multiple sets at the same station, for example in presence of a flap.
blade.interp_airfoils.cd | input |  | [[[[0.5], [0.5], [0.5], [0.5], [0.5]], [[0.5], [0.5], [0.5], [0.5], [0.5]], [[0.5], [0.5], [0.5], [0.5], [0.5]], [[0.5], [0.5], [0.5], [0.5], [0.5]], [[0.5], [0.5], [0.5], [0.5], [0.5]], [[0.5], [0.5], [0.5], [0.5], [0.5]], [[0.5], [0.5], [0.5], [0.5], [0.5]], [[0.5], [0.5], [0.5], [0.5], [0.5]], [[0.5], [0.5], [0.5], [0.5], [0.5]], [[0.5], [0.5], [0.5], [0.5], [0.5]], [[0.5], [0.5], [0.5], [0.5], [0.5]], [[0.5], [0.5], [0.5], [0.5], [0.5]], [[0.5], [0.5], [0.5], [0.5], [0.5]], [[0.5], [0.5], [0.5], [0.5], [0.5]], [[0.5], [0.5], [0.5], [0.5], [0.5]], [[0.5], [0.5], [0.5], [0.5], [0.5]], [[0.5], [0.5], [0.5], [0.5], [0.5]], [[0.5], [0.5], [0.5], [0.5], [0.5]], [[0.5], [0.5], [0.5], [0.5], [0.5]], [[0.5], [0.5], [0.5], [0.5], [0.5]], [[0.5], [0.5], [0.5], [0.5], [0.5]], [[0.5], [0.5], [0.5], [0.5], [0.5]], [[0.5], [0.5], [0.5], [0.5], [0.5]], [[0.5], [0.5], [0.5], [0.5], [0.5]], [[0.5], [0.5], [0.5], [0.5], [0.5]], [[0.5], [0.5], [0.5], [0.5], [0.5]], [[0.5], [0.5], [0.5], [0.5], [0.5]], [[0.5], [0.5], [0.5], [0.5], [0.5]], [[0.5], [0.5], [0.5], [0.5], [0.5]], [[0.5], [0.5], [0.5], [0.5], [0.5]], [[0.5], [0.5], [0.5], [0.5], [0.5]], [[0.5], [0.5], [0.5], [0.5], [0.5]], [[0.5], [0.5], [0.5], [0.5], [0.5]], [[0.5], [0.5], [0.5], [0.5], [0.5]], [[0.5], [0.5], [0.5], [0.5], [0.5]], [[0.5], [0.5], [0.5], [0.5], [0.5]], [[0.5], [0.5], [0.5], [0.5], [0.5]], [[0.5], [0.5], [0.5], [0.5], [0.5]], [[0.5], [0.5], [0.5], [0.5], [0.5]], [[0.5], [0.5], [0.5], [0.5], [0.5]], [[0.5], [0.5], [0.5], [0.5], [0.5]], [[0.5], [0.5], [0.5], [0.5], [0.5]], [[0.5], [0.5], [0.5], [0.5], [0.5]], [[0.5], [0.5], [0.5], [0.5], [0.5]], [[0.5], [0.5], [0.5], [0.5], [0.5]], [[0.5], [0.5], [0.5], [0.5], [0.5]], [[0.5], [0.5], [0.5], [0.5], [0.5]], [[0.5], [0.5], [0.5], [0.5], [0.5]], [[0.5], [0.5], [0.5], [0.5], [0.5]], [[0.5], [0.5], [0.5], [0.5], [0.5]], [[0.5], [0.5], [0.5], [0.5], [0.5]], [[0.5], [0.5], [0.5], [0.5], [0.5]], [[0.5], [0.5], [0.5], [0.5], [0.5]], [[0.5], [0.5], [0.5], [0.5], [0.5]], [[0.5], [0.5], [0.5], [0.5], [0.5]], [[0.5], [0.5], [0.5], [0.5], [0.5]], [[0.5], [0.5], [0.5], [0.5], [0.5]], [[0.5], [0.5], [0.5], [0.5], [0.5]], [[0.5], [0.5], [0.5], [0.5], [0.5]], [[0.5], [0.5], [0.5], [0.5], [0.5]], [[0.5], [0.5], [0.5], [0.5], [0.5]], [[0.5], [0.5], [0.5], [0.5], [0.5]], [[0.5], [0.5], [0.5], [0.5], [0.5]], [[0.5], [0.5], [0.5], [0.5], [0.5]], [[0.5], [0.5], [0.5], [0.5], [0.5]], [[0.5], [0.5], [0.5], [0.5], [0.5]], [[0.5], [0.5], [0.5], [0.5], [0.5]], [[0.5], [0.5], [0.5], [0.5], [0.5]], [[0.5], [0.5], [0.5], [0.5], [0.5]], [[0.5], [0.5], [0.5], [0.5], [0.5]], [[0.5], [0.5], [0.5], [0.5], [0.5]], [[0.5], [0.5], [0.5], [0.5], [0.5]], [[0.5], [0.5], [0.5], [0.5], [0.5]], [[0.5], [0.5], [0.5], [0.5], [0.5]], [[0.5], [0.5], [0.5], [0.5], [0.5]], [[0.5], [0.5], [0.5], [0.5], [0.5]], [[0.5], [0.5], [0.5], [0.5], [0.5]], [[0.5], [0.5], [0.5], [0.5], [0.5]], [[0.5], [0.5], [0.5], [0.5], [0.5]], [[0.5], [0.5], [0.5], [0.5], [0.5]], [[0.5], [0.5], [0.5], [0.5], [0.5]], [[0.5], [0.5], [0.5], [0.5], [0.5]], [[0.5], [0.5], [0.5], [0.5], [0.5]], [[0.5], [0.5], [0.5], [0.5], [0.5]], [[0.5], [0.5], [0.5], [0.5], [0.5]], [[0.5], [0.5], [0.5], [0.5], [0.5]], [[0.5], [0.5], [0.5], [0.5], [0.5]], [[0.5], [0.5], [0.5], [0.5], [0.5]], [[0.5], [0.5], [0.5], [0.5], [0.5]], [[0.5], [0.5], [0.5], [0.5], [0.5]], [[0.5], [0.5], [0.5], [0.5], [0.5]], [[0.5], [0.5], [0.5], [0.5], [0.5]], [[0.5], [0.5], [0.5], [0.5], [0.5]], [[0.5], [0.5], [0.5], [0.5], [0.5]], [[0.5], [0.5], [0.5], [0.5], [0.5]], [[0.5], [0.5], [0.5], [0.5], [0.5]], [[0.5], [0.5], [0.5], [0.5], [0.5]], [[0.5], [0.5], [0.5], [0.5], [0.5]], [[0.5], [0.5], [0.5], [0.5], [0.5]], [[0.5], [0.5], [0.5], [0.5], [0.5]], [[0.5], [0.5], [0.5], [0.5], [0.5]], [[0.5], [0.5], [0.5], [0.5], [0.5]], [[0.5], [0.5], [0.5], [0.5], [0.5]], [[0.5], [0.5], [0.5], [0.5], [0.5]], [[0.5], [0.5], [0.5], [0.5], [0.5]], [[0.5], [0.5], [0.5], [0.5], [0.5]], [[0.5], [0.5], [0.5], [0.5], [0.5]], [[0.5], [0.5], [0.5], [0.5], [0.5]], [[0.5], [0.5], [0.5], [0.5], [0.5]], [[0.5], [0.5], [0.5], [0.5], [0.5]], [[0.5], [0.5], [0.5], [0.5], [0.5]], [[0.5], [0.5], [0.5], [0.5], [0.5]], [[0.5], [0.5], [0.5], [0.5], [0.5]], [[0.5], [0.5], [0.5], [0.5], [0.5]], [[0.5], [0.5], [0.5], [0.5], [0.5]], [[0.5], [0.5], [0.5], [0.5], [0.5]], [[0.5], [0.5], [0.5], [0.5], [0.5]], [[0.5], [0.5], [0.5], [0.5], [0.5]], [[0.5], [0.5], [0.5], [0.5], [0.5]], [[0.5], [0.5], [0.5], [0.5], [0.5]], [[0.5], [0.5], [0.5], [0.5], [0.5]], [[0.5], [0.5], [0.5], [0.5], [0.5]], [[0.5], [0.5], [0.5], [0.5], [0.5]], [[0.5], [0.5], [0.5], [0.5], [0.5]], [[0.5], [0.5], [0.5], [0.5], [0.5]], [[0.5], [0.5], [0.5], [0.5], [0.5]], [[0.5], [0.5], [0.5], [0.5], [0.5]], [[0.5], [0.5], [0.5], [0.5], [0.5]], [[0.5], [0.5], [0.5], [0.5], [0.5]], [[0.5], [0.5], [0.5], [0.5], [0.5]], [[0.5], [0.5], [0.5], [0.5], [0.5]], [[0.5], [0.5], [0.5], [0.5], [0.5]], [[0.5], [0.5], [0.5], [0.5], [0.5]], [[0.5], [0.5], [0.5], [0.5], [0.5]], [[0.5], [0.5], [0.5], [0.5], [0.5]], [[0.5], [0.5], [0.5], [0.5], [0.5]], [[0.5], [0.5], [0.5], [0.5], [0.5]], [[0.5], [0.5], [0.5], [0.5], [0.5]], [[0.5], [0.5], [0.5], [0.5], [0.5]], [[0.5], [0.5], [0.5], [0.5], [0.5]], [[0.5], [0.5], [0.5], [0.5], [0.5]], [[0.5], [0.5], [0.5], [0.5], [0.5]], [[0.5], [0.5], [0.5], [0.5], [0.5]], [[0.5], [0.5], [0.5], [0.5], [0.5]], [[0.5], [0.5], [0.5], [0.5], [0.5]], [[0.5], [0.5], [0.5], [0.5], [0.5]], [[0.5], [0.5], [0.5], [0.5], [0.5]], [[0.5], [0.5], [0.5], [0.5], [0.5]], [[0.5], [0.5], [0.5], [0.5], [0.5]], [[0.5], [0.5], [0.5], [0.5], [0.5]], [[0.5], [0.5], [0.5], [0.5], [0.5]], [[0.5], [0.5], [0.5], [0.5], [0.5]], [[0.5], [0.5], [0.5], [0.5], [0.5]], [[0.5], [0.5], [0.5], [0.5], [0.5]], [[0.5], [0.5], [0.5], [0.5], [0.5]], [[0.5], [0.5], [0.5], [0.5], [0.5]], [[0.5], [0.5], [0.5], [0.5], [0.5]], [[0.5], [0.5], [0.5], [0.5], [0.5]], [[0.5], [0.5], [0.5], [0.5], [0.5]], [[0.5], [0.5], [0.5], [0.5], [0.5]], [[0.5], [0.5], [0.5], [0.5], [0.5]], [[0.5], [0.5], [0.5], [0.5], [0.5]], [[0.5], [0.5], [0.5], [0.5], [0.5]], [[0.5], [0.5], [0.5], [0.5], [0.5]], [[0.5], [0.5], [0.5], [0.5], [0.5]], [[0.5], [0.5], [0.5], [0.5], [0.5]], [[0.5], [0.5], [0.5], [0.5], [0.5]], [[0.5], [0.5], [0.5], [0.5], [0.5]], [[0.5], [0.5], [0.5], [0.5], [0.5]], [[0.5], [0.5], [0.5], [0.5], [0.5]], [[0.5], [0.5], [0.5], [0.5], [0.5]], [[0.5], [0.5], [0.5], [0.5], [0.5]], [[0.5], [0.5], [0.5], [0.5], [0.5]], [[0.5], [0.5], [0.5], [0.5], [0.5]], [[0.5], [0.5], [0.5], [0.5], [0.5]], [[0.5], [0.5], [0.5], [0.5], [0.5]], [[0.5], [0.5], [0.5], [0.5], [0.5]], [[0.5], [0.5], [0.5], [0.5], [0.5]], [[0.5], [0.5], [0.5], [0.5], [0.5]], [[0.5], [0.5], [0.5], [0.5], [0.5]], [[0.5], [0.5], [0.5], [0.5], [0.5]], [[0.5], [0.5], [0.5], [0.5], [0.5]], [[0.5], [0.5], [0.5], [0.5], [0.5]], [[0.5], [0.5], [0.5], [0.5], [0.5]], [[0.5], [0.5], [0.5], [0.5], [0.5]], [[0.5], [0.5], [0.5], [0.5], [0.5]], [[0.5], [0.5], [0.5], [0.5], [0.5]], [[0.5], [0.5], [0.5], [0.5], [0.5]], [[0.5], [0.5], [0.5], [0.5], [0.5]], [[0.5], [0.5], [0.5], [0.5], [0.5]], [[0.5], [0.5], [0.5], [0.5], [0.5]], [[0.5], [0.5], [0.5], [0.5], [0.5]], [[0.5], [0.5], [0.5], [0.5], [0.5]], [[0.5], [0.5], [0.5], [0.5], [0.5]], [[0.5], [0.5], [0.5], [0.5], [0.5]], [[0.5], [0.5], [0.5], [0.5], [0.5]], [[0.5], [0.5], [0.5], [0.5], [0.5]], [[0.5], [0.5], [0.5], [0.5], [0.5]], [[0.5], [0.5], [0.5], [0.5], [0.5]], [[0.5], [0.5], [0.5], [0.5], [0.5]]], [[[0.001], [0.001], [0.001], [0.001], [0.001]], [[0.001], [0.001], [0.001], [0.001], [0.001]], [[0.001], [0.001], [0.001], [0.001], [0.001]], [[0.001], [0.001], [0.001], [0.001], [0.001]], [[0.004681007546743631], [0.004681007546743631], [0.004681007546743631], [0.004681007546743631], [0.004681007546743631]], [[0.021631772083824267], [0.021631772083824267], [0.021631772083824267], [0.021631772083824267], [0.021631772083824267]], [[0.047641300151023636], [0.047641300151023636], [0.047641300151023636], [0.047641300151023636], [0.047641300151023636]], [[0.07942668921424027], [0.07942668921424027], [0.07942668921424027], [0.07942668921424027], [0.07942668921424027]], [[0.1333599688440959], [0.1333599688440959], [0.1333599688440959], [0.1333599688440959], [0.1333599688440959]], [[0.20343214376016333], [0.20343214376016333], [0.20343214376016333], [0.20343214376016333], [0.20343214376016333]], [[0.2757990660720517], [0.2757990660720517], [0.2757990660720517], [0.2757990660720517], [0.2757990660720517]], [[0.3482210261341076], [0.3482210261341076], [0.3482210261341076], [0.3482210261341076], [0.3482210261341076]], [[0.4257471116267174], [0.4257471116267174], [0.4257471116267174], [0.4257471116267174], [0.4257471116267174]], [[0.5054732298220647], [0.5054732298220647], [0.5054732298220647], [0.5054732298220647], [0.5054732298220647]], [[0.585862441351779], [0.585862441351779], [0.585862441351779], [0.585862441351779], [0.585862441351779]], [[0.6687189802897572], [0.6687189802897572], [0.6687189802897572], [0.6687189802897572], [0.6687189802897572]], [[0.7517810377714217], [0.7517810377714217], [0.7517810377714217], [0.7517810377714217], [0.7517810377714217]], [[0.8327582128965685], [0.8327582128965685], [0.8327582128965685], [0.8327582128965685], [0.8327582128965685]], [[0.91332892318275], [0.91332892318275], [0.91332892318275], [0.91332892318275], [0.91332892318275]], [[0.9921082434945433], [0.9921082434945433], [0.9921082434945433], [0.9921082434945433], [0.9921082434945433]], [[1.0663778769154522], [1.0663778769154522], [1.0663778769154522], [1.0663778769154522], [1.0663778769154522]], [[1.1369522398775627], [1.1369522398775627], [1.1369522398775627], [1.1369522398775627], [1.1369522398775627]], [[1.2043711470433585], [1.2043711470433585], [1.2043711470433585], [1.2043711470433585], [1.2043711470433585]], [[1.2653387898959352], [1.2653387898959352], [1.2653387898959352], [1.2653387898959352], [1.2653387898959352]], [[1.3190260630877038], [1.3190260630877038], [1.3190260630877038], [1.3190260630877038], [1.3190260630877038]], [[1.3693284163948727], [1.3693284163948727], [1.3693284163948727], [1.3693284163948727], [1.3693284163948727]], [[1.41195961332271], [1.41195961332271], [1.41195961332271], [1.41195961332271], [1.41195961332271]], [[1.4429873542046883], [1.4429873542046883], [1.4429873542046883], [1.4429873542046883], [1.4429873542046883]], [[1.4702640734608705], [1.4702640734608705], [1.4702640734608705], [1.4702640734608705], [1.4702640734608705]], [[1.491462356582849], [1.491462356582849], [1.491462356582849], [1.491462356582849], [1.491462356582849]], [[1.4999517647700398], [1.4999517647700398], [1.4999517647700398], [1.4999517647700398], [1.4999517647700398]], [[1.4913792181480519], [1.4913792181480519], [1.4913792181480519], [1.4913792181480519], [1.4913792181480519]], [[1.4701777794408035], [1.4701777794408035], [1.4701777794408035], [1.4701777794408035], [1.4701777794408035]], [[1.442897787473874], [1.442897787473874], [1.442897787473874], [1.442897787473874], [1.442897787473874]], [[1.4119314820225215], [1.4119314820225215], [1.4119314820225215], [1.4119314820225215], [1.4119314820225215]], [[1.369348019669698], [1.369348019669698], [1.369348019669698], [1.369348019669698], [1.369348019669698]], [[1.3190547866186935], [1.3190547866186935], [1.3190547866186935], [1.3190547866186935], [1.3190547866186935]], [[1.2653557983909296], [1.2653557983909296], [1.2653557983909296], [1.2653557983909296], [1.2653557983909296]], [[1.2043606946982355], [1.2043606946982355], [1.2043606946982355], [1.2043606946982355], [1.2043606946982355]], [[1.136937028843421], [1.136937028843421], [1.136937028843421], [1.136937028843421], [1.136937028843421]], [[1.0663517595035206], [1.0663517595035206], [1.0663517595035206], [1.0663517595035206], [1.0663517595035206]], [[0.9921176057849607], [0.9921176057849607], [0.9921176057849607], [0.9921176057849607], [0.9921176057849607]], [[0.9133409040545528], [0.9133409040545528], [0.9133409040545528], [0.9133409040545528], [0.9133409040545528]], [[0.832762392936226], [0.832762392936226], [0.832762392936226], [0.832762392936226], [0.832762392936226]], [[0.7517796750332475], [0.7517796750332475], [0.7517796750332475], [0.7517796750332475], [0.7517796750332475]], [[0.6687178233726653], [0.6687178233726653], [0.6687178233726653], [0.6687178233726653], [0.6687178233726653]], [[0.5858555956421666], [0.5858555956421666], [0.5858555956421666], [0.5858555956421666], [0.5858555956421666]], [[0.5052907215322047], [0.5052907215322047], [0.5052907215322047], [0.5052907215322047], [0.5052907215322047]], [[0.423941489899535], [0.423941489899535], [0.423941489899535], [0.423941489899535], [0.423941489899535]], [[0.3454580636324812], [0.3454580636324812], [0.3454580636324812], [0.3454580636324812], [0.3454580636324812]], [[0.27579987072050344], [0.27579987072050344], [0.27579987072050344], [0.27579987072050344], [0.27579987072050344]], [[0.26313429881938594], [0.26313429881938594], [0.26313429881938594], [0.26313429881938594], [0.26313429881938594]], [[0.2506975234312212], [0.2506975234312212], [0.2506975234312212], [0.2506975234312212], [0.2506975234312212]], [[0.2384904759982203], [0.2384904759982203], [0.2384904759982203], [0.2384904759982203], [0.2384904759982203]], [[0.22651408796259395], [0.22651408796259395], [0.22651408796259395], [0.22651408796259395], [0.22651408796259395]], [[0.21476929076655307], [0.21476929076655307], [0.21476929076655307], [0.21476929076655307], [0.21476929076655307]], [[0.20325701585230874], [0.20325701585230874], [0.20325701585230874], [0.20325701585230874], [0.20325701585230874]], [[0.1919781946620716], [0.1919781946620716], [0.1919781946620716], [0.1919781946620716], [0.1919781946620716]], [[0.1809337586380527], [0.1809337586380527], [0.1809337586380527], [0.1809337586380527], [0.1809337586380527]], [[0.1701246392224629], [0.1701246392224629], [0.1701246392224629], [0.1701246392224629], [0.1701246392224629]], [[0.15955176785751307], [0.15955176785751307], [0.15955176785751307], [0.15955176785751307], [0.15955176785751307]], [[0.1492160759854141], [0.1492160759854141], [0.1492160759854141], [0.1492160759854141], [0.1492160759854141]], [[0.13911849504837695], [0.13911849504837695], [0.13911849504837695], [0.13911849504837695], [0.13911849504837695]], [[0.12925995648861244], [0.12925995648861244], [0.12925995648861244], [0.12925995648861244], [0.12925995648861244]], [[0.1196413917483315], [0.1196413917483315], [0.1196413917483315], [0.1196413917483315], [0.1196413917483315]], [[0.11026373226974506], [0.11026373226974506], [0.11026373226974506], [0.11026373226974506], [0.11026373226974506]], [[0.10112790949506391], [0.10112790949506391], [0.10112790949506391], [0.10112790949506391], [0.10112790949506391]], [[0.09255301544138761], [0.09255301544138761], [0.09255301544138761], [0.09255301544138761], [0.09255301544138761]], [[0.08709842501084225], [0.08709842501084225], [0.08709842501084225], [0.08709842501084225], [0.08709842501084225]], [[0.08292142972448208], [0.08292142972448208], [0.08292142972448208], [0.08292142972448208], [0.08292142972448208]], [[0.07879059208758728], [0.07879059208758728], [0.07879059208758728], [0.07879059208758728], [0.07879059208758728]], [[0.07467159706804975], [0.07467159706804975], [0.07467159706804975], [0.07467159706804975], [0.07467159706804975]], [[0.07063238044653238], [0.07063238044653238], [0.07063238044653238], [0.07063238044653238], [0.07063238044653238]], [[0.06662323818191587], [0.06662323818191587], [0.06662323818191587], [0.06662323818191587], [0.06662323818191587]], [[0.0626709156101378], [0.0626709156101378], [0.0626709156101378], [0.0626709156101378], [0.0626709156101378]], [[0.058851217433988814], [0.058851217433988814], [0.058851217433988814], [0.058851217433988814], [0.058851217433988814]], [[0.055123048318214116], [0.055123048318214116], [0.055123048318214116], [0.055123048318214116], [0.055123048318214116]], [[0.05149165596157171], [0.05149165596157171], [0.05149165596157171], [0.05149165596157171], [0.05149165596157171]], [[0.0479435676053233], [0.0479435676053233], [0.0479435676053233], [0.0479435676053233], [0.0479435676053233]], [[0.04450697617200861], [0.04450697617200861], [0.04450697617200861], [0.04450697617200861], [0.04450697617200861]], [[0.041175384632853806], [0.041175384632853806], [0.041175384632853806], [0.041175384632853806], [0.041175384632853806]], [[0.037967786003368656], [0.037967786003368656], [0.037967786003368656], [0.037967786003368656], [0.037967786003368656]], [[0.03485766370645003], [0.03485766370645003], [0.03485766370645003], [0.03485766370645003], [0.03485766370645003]], [[0.03195267716867719], [0.03195267716867719], [0.03195267716867719], [0.03195267716867719], [0.03195267716867719]], [[0.029151361399758338], [0.029151361399758338], [0.029151361399758338], [0.029151361399758338], [0.029151361399758338]], [[0.02657507183753033], [0.02657507183753033], [0.02657507183753033], [0.02657507183753033], [0.02657507183753033]], [[0.024135294548563432], [0.024135294548563432], [0.024135294548563432], [0.024135294548563432], [0.024135294548563432]], [[0.02185632183987543], [0.02185632183987543], [0.02185632183987543], [0.02185632183987543], [0.02185632183987543]], [[0.0197958356162451], [0.0197958356162451], [0.0197958356162451], [0.0197958356162451], [0.0197958356162451]], [[0.01789669576082741], [0.01789669576082741], [0.01789669576082741], [0.01789669576082741], [0.01789669576082741]], [[0.01627994953758757], [0.01627994953758757], [0.01627994953758757], [0.01627994953758757], [0.01627994953758757]], [[0.014860065268606637], [0.014860065268606637], [0.014860065268606637], [0.014860065268606637], [0.014860065268606637]], [[0.013955133402050492], [0.013955133402050492], [0.013955133402050492], [0.013955133402050492], [0.013955133402050492]], [[0.013308353587011705], [0.013308353587011705], [0.013308353587011705], [0.013308353587011705], [0.013308353587011705]], [[0.014940850571819556], [0.014940850571819556], [0.014940850571819556], [0.014940850571819556], [0.014940850571819556]], [[0.01702283511800381], [0.01702283511800381], [0.01702283511800381], [0.01702283511800381], [0.01702283511800381]], [[0.018843897064326494], [0.018843897064326494], [0.018843897064326494], [0.018843897064326494], [0.018843897064326494]], [[0.019738898084830397], [0.019738898084830397], [0.019738898084830397], [0.019738898084830397], [0.019738898084830397]], [[0.020195128193735985], [0.020195128193735985], [0.020195128193735985], [0.020195128193735985], [0.020195128193735985]], [[0.01849611589628135], [0.01849611589628135], [0.01849611589628135], [0.01849611589628135], [0.01849611589628135]], [[0.01731005344033698], [0.01731005344033698], [0.01731005344033698], [0.01731005344033698], [0.01731005344033698]], [[0.016538902930127514], [0.016538902930127514], [0.016538902930127514], [0.016538902930127514], [0.016538902930127514]], [[0.015973060744498682], [0.015973060744498682], [0.015973060744498682], [0.015973060744498682], [0.015973060744498682]], [[0.01587095430787843], [0.01587095430787843], [0.01587095430787843], [0.01587095430787843], [0.01587095430787843]], [[0.015953293375836397], [0.015953293375836397], [0.015953293375836397], [0.015953293375836397], [0.015953293375836397]], [[0.016395954025692716], [0.016395954025692716], [0.016395954025692716], [0.016395954025692716], [0.016395954025692716]], [[0.017008964921376546], [0.017008964921376546], [0.017008964921376546], [0.017008964921376546], [0.017008964921376546]], [[0.01803320034600989], [0.01803320034600989], [0.01803320034600989], [0.01803320034600989], [0.01803320034600989]], [[0.01916083805373418], [0.01916083805373418], [0.01916083805373418], [0.01916083805373418], [0.01916083805373418]], [[0.020745791118002888], [0.020745791118002888], [0.020745791118002888], [0.020745791118002888], [0.020745791118002888]], [[0.02255627427341057], [0.02255627427341057], [0.02255627427341057], [0.02255627427341057], [0.02255627427341057]], [[0.024699798148516316], [0.024699798148516316], [0.024699798148516316], [0.024699798148516316], [0.024699798148516316]], [[0.02701359962960121], [0.02701359962960121], [0.02701359962960121], [0.02701359962960121], [0.02701359962960121]], [[0.02980999998033408], [0.02980999998033408], [0.02980999998033408], [0.02980999998033408], [0.02980999998033408]], [[0.03271237472470525], [0.03271237472470525], [0.03271237472470525], [0.03271237472470525], [0.03271237472470525]], [[0.03599286802330959], [0.03599286802330959], [0.03599286802330959], [0.03599286802330959], [0.03599286802330959]], [[0.03930436018176899], [0.03930436018176899], [0.03930436018176899], [0.03930436018176899], [0.03930436018176899]], [[0.043143773128093074], [0.043143773128093074], [0.043143773128093074], [0.043143773128093074], [0.043143773128093074]], [[0.047071752301192704], [0.047071752301192704], [0.047071752301192704], [0.047071752301192704], [0.047071752301192704]], [[0.05105543811636914], [0.05105543811636914], [0.05105543811636914], [0.05105543811636914], [0.05105543811636914]], [[0.05543256781715758], [0.05543256781715758], [0.05543256781715758], [0.05543256781715758], [0.05543256781715758]], [[0.059861671843012755], [0.059861671843012755], [0.059861671843012755], [0.059861671843012755], [0.059861671843012755]], [[0.06465896638284269], [0.06465896638284269], [0.06465896638284269], [0.06465896638284269], [0.06465896638284269]], [[0.06947349787432537], [0.06947349787432537], [0.06947349787432537], [0.06947349787432537], [0.06947349787432537]], [[0.07433670006219298], [0.07433670006219298], [0.07433670006219298], [0.07433670006219298], [0.07433670006219298]], [[0.07952351391346642], [0.07952351391346642], [0.07952351391346642], [0.07952351391346642], [0.07952351391346642]], [[0.08460281637003797], [0.08460281637003797], [0.08460281637003797], [0.08460281637003797], [0.08460281637003797]], [[0.09002589594067498], [0.09002589594067498], [0.09002589594067498], [0.09002589594067498], [0.09002589594067498]], [[0.09524004874296303], [0.09524004874296303], [0.09524004874296303], [0.09524004874296303], [0.09524004874296303]], [[0.1004352723926172], [0.1004352723926172], [0.1004352723926172], [0.1004352723926172], [0.1004352723926172]], [[0.10576752903536406], [0.10576752903536406], [0.10576752903536406], [0.10576752903536406], [0.10576752903536406]], [[0.11121651296091324], [0.11121651296091324], [0.11121651296091324], [0.11121651296091324], [0.11121651296091324]], [[0.11669936708185145], [0.11669936708185145], [0.11669936708185145], [0.11669936708185145], [0.11669936708185145]], [[0.12221713332964171], [0.12221713332964171], [0.12221713332964171], [0.12221713332964171], [0.12221713332964171]], [[0.12758077058155814], [0.12758077058155814], [0.12758077058155814], [0.12758077058155814], [0.12758077058155814]], [[0.13315048049573736], [0.13315048049573736], [0.13315048049573736], [0.13315048049573736], [0.13315048049573736]], [[0.1384435904738727], [0.1384435904738727], [0.1384435904738727], [0.1384435904738727], [0.1384435904738727]], [[0.14392206159341217], [0.14392206159341217], [0.14392206159341217], [0.14392206159341217], [0.14392206159341217]], [[0.149361496123136], [0.149361496123136], [0.149361496123136], [0.149361496123136], [0.149361496123136]], [[0.15463914738549753], [0.15463914738549753], [0.15463914738549753], [0.15463914738549753], [0.15463914738549753]], [[0.15992364454165064], [0.15992364454165064], [0.15992364454165064], [0.15992364454165064], [0.15992364454165064]], [[0.16545382686659163], [0.16545382686659163], [0.16545382686659163], [0.16545382686659163], [0.16545382686659163]], [[0.1741778755947068], [0.1741778755947068], [0.1741778755947068], [0.1741778755947068], [0.1741778755947068]], [[0.18546543316891922], [0.18546543316891922], [0.18546543316891922], [0.18546543316891922], [0.18546543316891922]], [[0.19875891424674935], [0.19875891424674935], [0.19875891424674935], [0.19875891424674935], [0.19875891424674935]], [[0.21350073348571746], [0.21350073348571746], [0.21350073348571746], [0.21350073348571746], [0.21350073348571746]], [[0.2291333055433441], [0.2291333055433441], [0.2291333055433441], [0.2291333055433441], [0.2291333055433441]], [[0.24509904507714975], [0.24509904507714975], [0.24509904507714975], [0.24509904507714975], [0.24509904507714975]], [[0.26084036674465433], [0.26084036674465433], [0.26084036674465433], [0.26084036674465433], [0.26084036674465433]], [[0.2757996852033784], [0.2757996852033784], [0.2757996852033784], [0.2757996852033784], [0.2757996852033784]], [[0.34934456218403803], [0.34934456218403803], [0.34934456218403803], [0.34934456218403803], [0.34934456218403803]], [[0.4264786530407352], [0.4264786530407352], [0.4264786530407352], [0.4264786530407352], [0.4264786530407352]], [[0.5055279336057137], [0.5055279336057137], [0.5055279336057137], [0.5055279336057137], [0.5055279336057137]], [[0.5858555956421669], [0.5858555956421669], [0.5858555956421669], [0.5858555956421669], [0.5858555956421669]], [[0.6687178233726653], [0.6687178233726653], [0.6687178233726653], [0.6687178233726653], [0.6687178233726653]], [[0.7517796750332476], [0.7517796750332476], [0.7517796750332476], [0.7517796750332476], [0.7517796750332476]], [[0.8327623929362263], [0.8327623929362263], [0.8327623929362263], [0.8327623929362263], [0.8327623929362263]], [[0.9133409040545528], [0.9133409040545528], [0.9133409040545528], [0.9133409040545528], [0.9133409040545528]], [[0.9921176057849611], [0.9921176057849611], [0.9921176057849611], [0.9921176057849611], [0.9921176057849611]], [[1.0663517595035212], [1.0663517595035212], [1.0663517595035212], [1.0663517595035212], [1.0663517595035212]], [[1.1369370288434213], [1.1369370288434213], [1.1369370288434213], [1.1369370288434213], [1.1369370288434213]], [[1.2043606946982355], [1.2043606946982355], [1.2043606946982355], [1.2043606946982355], [1.2043606946982355]], [[1.26535579839093], [1.26535579839093], [1.26535579839093], [1.26535579839093], [1.26535579839093]], [[1.3190547866186935], [1.3190547866186935], [1.3190547866186935], [1.3190547866186935], [1.3190547866186935]], [[1.3693480196696983], [1.3693480196696983], [1.3693480196696983], [1.3693480196696983], [1.3693480196696983]], [[1.4119314820225217], [1.4119314820225217], [1.4119314820225217], [1.4119314820225217], [1.4119314820225217]], [[1.442897787473874], [1.442897787473874], [1.442897787473874], [1.442897787473874], [1.442897787473874]], [[1.4701777794408037], [1.4701777794408037], [1.4701777794408037], [1.4701777794408037], [1.4701777794408037]], [[1.491379218148052], [1.491379218148052], [1.491379218148052], [1.491379218148052], [1.491379218148052]], [[1.4999517647700398], [1.4999517647700398], [1.4999517647700398], [1.4999517647700398], [1.4999517647700398]], [[1.4914623565828489], [1.4914623565828489], [1.4914623565828489], [1.4914623565828489], [1.4914623565828489]], [[1.4702640734608707], [1.4702640734608707], [1.4702640734608707], [1.4702640734608707], [1.4702640734608707]], [[1.442987354204688], [1.442987354204688], [1.442987354204688], [1.442987354204688], [1.442987354204688]], [[1.41195961332271], [1.41195961332271], [1.41195961332271], [1.41195961332271], [1.41195961332271]], [[1.3693284163948722], [1.3693284163948722], [1.3693284163948722], [1.3693284163948722], [1.3693284163948722]], [[1.319026063087704], [1.319026063087704], [1.319026063087704], [1.319026063087704], [1.319026063087704]], [[1.265338789895935], [1.265338789895935], [1.265338789895935], [1.265338789895935], [1.265338789895935]], [[1.2043711470433582], [1.2043711470433582], [1.2043711470433582], [1.2043711470433582], [1.2043711470433582]], [[1.1369522398775629], [1.1369522398775629], [1.1369522398775629], [1.1369522398775629], [1.1369522398775629]], [[1.0663778769154513], [1.0663778769154513], [1.0663778769154513], [1.0663778769154513], [1.0663778769154513]], [[0.9921082434945426], [0.9921082434945426], [0.9921082434945426], [0.9921082434945426], [0.9921082434945426]], [[0.91332892318275], [0.91332892318275], [0.91332892318275], [0.91332892318275], [0.91332892318275]], [[0.8327582128965677], [0.8327582128965677], [0.8327582128965677], [0.8327582128965677], [0.8327582128965677]], [[0.751781037771421], [0.751781037771421], [0.751781037771421], [0.751781037771421], [0.751781037771421]], [[0.6687189802897573], [0.6687189802897573], [0.6687189802897573], [0.6687189802897573], [0.6687189802897573]], [[0.5858624413517783], [0.5858624413517783], [0.5858624413517783], [0.5858624413517783], [0.5858624413517783]], [[0.505473229822064], [0.505473229822064], [0.505473229822064], [0.505473229822064], [0.505473229822064]], [[0.4257471116267174], [0.4257471116267174], [0.4257471116267174], [0.4257471116267174], [0.4257471116267174]], [[0.34822102613410766], [0.34822102613410766], [0.34822102613410766], [0.34822102613410766], [0.34822102613410766]], [[0.27579906607205107], [0.27579906607205107], [0.27579906607205107], [0.27579906607205107], [0.27579906607205107]], [[0.20343214376016336], [0.20343214376016336], [0.20343214376016336], [0.20343214376016336], [0.20343214376016336]], [[0.1333599688440959], [0.1333599688440959], [0.1333599688440959], [0.1333599688440959], [0.1333599688440959]], [[0.07942668921424029], [0.07942668921424029], [0.07942668921424029], [0.07942668921424029], [0.07942668921424029]], [[0.04764130015102363], [0.04764130015102363], [0.04764130015102363], [0.04764130015102363], [0.04764130015102363]], [[0.021631772083824267], [0.021631772083824267], [0.021631772083824267], [0.021631772083824267], [0.021631772083824267]], [[0.004681007546743632], [0.004681007546743632], [0.004681007546743632], [0.004681007546743632], [0.004681007546743632]], [[0.001], [0.001], [0.001], [0.001], [0.001]], [[0.001], [0.001], [0.001], [0.001], [0.001]], [[0.001], [0.001], [0.001], [0.001], [0.001]], [[0.001], [0.001], [0.001], [0.001], [0.001]]], [[[0.001], [0.001], [0.001], [0.001], [0.001]], [[0.001], [0.001], [0.001], [0.001], [0.001]], [[0.001], [0.001], [0.001], [0.001], [0.001]], [[0.001], [0.001], [0.001], [0.001], [0.001]], [[0.001], [0.001], [0.001], [0.001], [0.001]], [[0.02407901500334877], [0.01715811942144363], [0.016582242160809727], [0.017497182725221466], [0.016655689542717247]], [[0.0682774465521879], [0.06211934786360057], [0.06160654103953621], [0.06240378671412039], [0.06167033324345246]], [[0.11929672217227386], [0.11325241407529084], [0.11274908299931571], [0.11353159700721815], [0.11281169643799643]], [[0.17633251812181291], [0.1704177364270166], [0.1699251914760848], [0.17069093660966797], [0.16998646314081955]], [[0.2388570758252854], [0.2330876411301648], [0.2326071997419356], [0.23335412782509093], [0.23266696574644652]], [[0.30673095737280126], [0.3011234331233424], [0.3006564745949648], [0.3013824412738332], [0.3007145633571761]], [[0.37885743584066167], [0.3734270617676981], [0.3729748551656558], [0.3736778874505884], [0.3730311088152475]], [[0.4543800221744004], [0.4491414823939376], [0.4487052505174366], [0.4493834473818259], [0.4487595169425795]], [[0.5328579325063708], [0.5278259862791395], [0.5274069581835256], [0.5280584088121947], [0.5274590844885503]], [[0.6129714242019219], [0.6081594652257796], [0.6077587562528882], [0.6083817266952032], [0.6078086036948197]], [[0.6942405649421955], [0.6896620405650432], [0.6892807705231878], [0.6898735198343513], [0.6893281997989236]], [[0.7756607718273616], [0.7713280976643004], [0.7709673004450519], [0.7715282212230364], [0.7710121829367296]], [[0.8562344828407344], [0.852159599959078], [0.8518202699401833], [0.85234781636491], [0.8518624819589193]], [[0.9354704846920097], [0.9316644877438001], [0.9313475488122046], [0.9318402843576383], [0.9313869754115105]], [[1.0120588565462005], [1.0085322502364613], [1.0082385771604978], [1.0086951420292507], [1.0082751095369025]], [[1.0855480134727118], [1.0823105078377995], [1.0820409092057401], [1.0824600462632075], [1.0820744467682397]], [[1.1550733996728473], [1.1521335120253708], [1.1518886970986513], [1.1522693034353724], [1.1519191515948064]], [[1.2196523358411133], [1.217018924707008], [1.2167996311804485], [1.2171405605256373], [1.2168269108963357]], [[1.2791902252929492], [1.2768691522204136], [1.2766758681812218], [1.2769763606385027], [1.2766999123027758]], [[1.3323313623843234], [1.3303302367509793], [1.3301635958788844], [1.330422667145764], [1.330184325654697]], [[1.3790640681065043], [1.37738821187262], [1.377248657351599], [1.3774656186575607], [1.3772660176714016]], [[1.4189049405087508], [1.4175562131839214], [1.4174438997629661], [1.4176185062069275], [1.4174578709896135]], [[1.4507300537488002], [1.4497177317385672], [1.449633432036913], [1.4497644885510033], [1.449643918604877]], [[1.475793710321659], [1.4751073843871907], [1.475050231036225], [1.475139061924157], [1.4750573386808592]], [[1.4917341786166016], [1.4914611291448026], [1. | 4D array with the drag coefficients of the airfoils. Dimension 0 is along the different airfoils defined in the yaml, dimension 1 is along the angles of attack, dimension 2 is along the Reynolds number, dimension 3 is along the number of tabs, which may describe multiple sets at the same station, for example in presence of a flap.
blade.interp_airfoils.cm | input |  | [[[[0.0], [0.0], [0.0], [0.0], [0.0]], [[0.0], [0.0], [0.0], [0.0], [0.0]], [[0.0], [0.0], [0.0], [0.0], [0.0]], [[0.0], [0.0], [0.0], [0.0], [0.0]], [[0.0], [0.0], [0.0], [0.0], [0.0]], [[0.0], [0.0], [0.0], [0.0], [0.0]], [[0.0], [0.0], [0.0], [0.0], [0.0]], [[0.0], [0.0], [0.0], [0.0], [0.0]], [[0.0], [0.0], [0.0], [0.0], [0.0]], [[0.0], [0.0], [0.0], [0.0], [0.0]], [[0.0], [0.0], [0.0], [0.0], [0.0]], [[0.0], [0.0], [0.0], [0.0], [0.0]], [[0.0], [0.0], [0.0], [0.0], [0.0]], [[0.0], [0.0], [0.0], [0.0], [0.0]], [[0.0], [0.0], [0.0], [0.0], [0.0]], [[0.0], [0.0], [0.0], [0.0], [0.0]], [[0.0], [0.0], [0.0], [0.0], [0.0]], [[0.0], [0.0], [0.0], [0.0], [0.0]], [[0.0], [0.0], [0.0], [0.0], [0.0]], [[0.0], [0.0], [0.0], [0.0], [0.0]], [[0.0], [0.0], [0.0], [0.0], [0.0]], [[0.0], [0.0], [0.0], [0.0], [0.0]], [[0.0], [0.0], [0.0], [0.0], [0.0]], [[0.0], [0.0], [0.0], [0.0], [0.0]], [[0.0], [0.0], [0.0], [0.0], [0.0]], [[0.0], [0.0], [0.0], [0.0], [0.0]], [[0.0], [0.0], [0.0], [0.0], [0.0]], [[0.0], [0.0], [0.0], [0.0], [0.0]], [[0.0], [0.0], [0.0], [0.0], [0.0]], [[0.0], [0.0], [0.0], [0.0], [0.0]], [[0.0], [0.0], [0.0], [0.0], [0.0]], [[0.0], [0.0], [0.0], [0.0], [0.0]], [[0.0], [0.0], [0.0], [0.0], [0.0]], [[0.0], [0.0], [0.0], [0.0], [0.0]], [[0.0], [0.0], [0.0], [0.0], [0.0]], [[0.0], [0.0], [0.0], [0.0], [0.0]], [[0.0], [0.0], [0.0], [0.0], [0.0]], [[0.0], [0.0], [0.0], [0.0], [0.0]], [[0.0], [0.0], [0.0], [0.0], [0.0]], [[0.0], [0.0], [0.0], [0.0], [0.0]], [[0.0], [0.0], [0.0], [0.0], [0.0]], [[0.0], [0.0], [0.0], [0.0], [0.0]], [[0.0], [0.0], [0.0], [0.0], [0.0]], [[0.0], [0.0], [0.0], [0.0], [0.0]], [[0.0], [0.0], [0.0], [0.0], [0.0]], [[0.0], [0.0], [0.0], [0.0], [0.0]], [[0.0], [0.0], [0.0], [0.0], [0.0]], [[0.0], [0.0], [0.0], [0.0], [0.0]], [[0.0], [0.0], [0.0], [0.0], [0.0]], [[0.0], [0.0], [0.0], [0.0], [0.0]], [[0.0], [0.0], [0.0], [0.0], [0.0]], [[0.0], [0.0], [0.0], [0.0], [0.0]], [[0.0], [0.0], [0.0], [0.0], [0.0]], [[0.0], [0.0], [0.0], [0.0], [0.0]], [[0.0], [0.0], [0.0], [0.0], [0.0]], [[0.0], [0.0], [0.0], [0.0], [0.0]], [[0.0], [0.0], [0.0], [0.0], [0.0]], [[0.0], [0.0], [0.0], [0.0], [0.0]], [[0.0], [0.0], [0.0], [0.0], [0.0]], [[0.0], [0.0], [0.0], [0.0], [0.0]], [[0.0], [0.0], [0.0], [0.0], [0.0]], [[0.0], [0.0], [0.0], [0.0], [0.0]], [[0.0], [0.0], [0.0], [0.0], [0.0]], [[0.0], [0.0], [0.0], [0.0], [0.0]], [[0.0], [0.0], [0.0], [0.0], [0.0]], [[0.0], [0.0], [0.0], [0.0], [0.0]], [[0.0], [0.0], [0.0], [0.0], [0.0]], [[0.0], [0.0], [0.0], [0.0], [0.0]], [[0.0], [0.0], [0.0], [0.0], [0.0]], [[0.0], [0.0], [0.0], [0.0], [0.0]], [[0.0], [0.0], [0.0], [0.0], [0.0]], [[0.0], [0.0], [0.0], [0.0], [0.0]], [[0.0], [0.0], [0.0], [0.0], [0.0]], [[0.0], [0.0], [0.0], [0.0], [0.0]], [[0.0], [0.0], [0.0], [0.0], [0.0]], [[0.0], [0.0], [0.0], [0.0], [0.0]], [[0.0], [0.0], [0.0], [0.0], [0.0]], [[0.0], [0.0], [0.0], [0.0], [0.0]], [[0.0], [0.0], [0.0], [0.0], [0.0]], [[0.0], [0.0], [0.0], [0.0], [0.0]], [[0.0], [0.0], [0.0], [0.0], [0.0]], [[0.0], [0.0], [0.0], [0.0], [0.0]], [[0.0], [0.0], [0.0], [0.0], [0.0]], [[0.0], [0.0], [0.0], [0.0], [0.0]], [[0.0], [0.0], [0.0], [0.0], [0.0]], [[0.0], [0.0], [0.0], [0.0], [0.0]], [[0.0], [0.0], [0.0], [0.0], [0.0]], [[0.0], [0.0], [0.0], [0.0], [0.0]], [[0.0], [0.0], [0.0], [0.0], [0.0]], [[0.0], [0.0], [0.0], [0.0], [0.0]], [[0.0], [0.0], [0.0], [0.0], [0.0]], [[0.0], [0.0], [0.0], [0.0], [0.0]], [[0.0], [0.0], [0.0], [0.0], [0.0]], [[0.0], [0.0], [0.0], [0.0], [0.0]], [[0.0], [0.0], [0.0], [0.0], [0.0]], [[0.0], [0.0], [0.0], [0.0], [0.0]], [[0.0], [0.0], [0.0], [0.0], [0.0]], [[0.0], [0.0], [0.0], [0.0], [0.0]], [[0.0], [0.0], [0.0], [0.0], [0.0]], [[0.0], [0.0], [0.0], [0.0], [0.0]], [[0.0], [0.0], [0.0], [0.0], [0.0]], [[0.0], [0.0], [0.0], [0.0], [0.0]], [[0.0], [0.0], [0.0], [0.0], [0.0]], [[0.0], [0.0], [0.0], [0.0], [0.0]], [[0.0], [0.0], [0.0], [0.0], [0.0]], [[0.0], [0.0], [0.0], [0.0], [0.0]], [[0.0], [0.0], [0.0], [0.0], [0.0]], [[0.0], [0.0], [0.0], [0.0], [0.0]], [[0.0], [0.0], [0.0], [0.0], [0.0]], [[0.0], [0.0], [0.0], [0.0], [0.0]], [[0.0], [0.0], [0.0], [0.0], [0.0]], [[0.0], [0.0], [0.0], [0.0], [0.0]], [[0.0], [0.0], [0.0], [0.0], [0.0]], [[0.0], [0.0], [0.0], [0.0], [0.0]], [[0.0], [0.0], [0.0], [0.0], [0.0]], [[0.0], [0.0], [0.0], [0.0], [0.0]], [[0.0], [0.0], [0.0], [0.0], [0.0]], [[0.0], [0.0], [0.0], [0.0], [0.0]], [[0.0], [0.0], [0.0], [0.0], [0.0]], [[0.0], [0.0], [0.0], [0.0], [0.0]], [[0.0], [0.0], [0.0], [0.0], [0.0]], [[0.0], [0.0], [0.0], [0.0], [0.0]], [[0.0], [0.0], [0.0], [0.0], [0.0]], [[0.0], [0.0], [0.0], [0.0], [0.0]], [[0.0], [0.0], [0.0], [0.0], [0.0]], [[0.0], [0.0], [0.0], [0.0], [0.0]], [[0.0], [0.0], [0.0], [0.0], [0.0]], [[0.0], [0.0], [0.0], [0.0], [0.0]], [[0.0], [0.0], [0.0], [0.0], [0.0]], [[0.0], [0.0], [0.0], [0.0], [0.0]], [[0.0], [0.0], [0.0], [0.0], [0.0]], [[0.0], [0.0], [0.0], [0.0], [0.0]], [[0.0], [0.0], [0.0], [0.0], [0.0]], [[0.0], [0.0], [0.0], [0.0], [0.0]], [[0.0], [0.0], [0.0], [0.0], [0.0]], [[0.0], [0.0], [0.0], [0.0], [0.0]], [[0.0], [0.0], [0.0], [0.0], [0.0]], [[0.0], [0.0], [0.0], [0.0], [0.0]], [[0.0], [0.0], [0.0], [0.0], [0.0]], [[0.0], [0.0], [0.0], [0.0], [0.0]], [[0.0], [0.0], [0.0], [0.0], [0.0]], [[0.0], [0.0], [0.0], [0.0], [0.0]], [[0.0], [0.0], [0.0], [0.0], [0.0]], [[0.0], [0.0], [0.0], [0.0], [0.0]], [[0.0], [0.0], [0.0], [0.0], [0.0]], [[0.0], [0.0], [0.0], [0.0], [0.0]], [[0.0], [0.0], [0.0], [0.0], [0.0]], [[0.0], [0.0], [0.0], [0.0], [0.0]], [[0.0], [0.0], [0.0], [0.0], [0.0]], [[0.0], [0.0], [0.0], [0.0], [0.0]], [[0.0], [0.0], [0.0], [0.0], [0.0]], [[0.0], [0.0], [0.0], [0.0], [0.0]], [[0.0], [0.0], [0.0], [0.0], [0.0]], [[0.0], [0.0], [0.0], [0.0], [0.0]], [[0.0], [0.0], [0.0], [0.0], [0.0]], [[0.0], [0.0], [0.0], [0.0], [0.0]], [[0.0], [0.0], [0.0], [0.0], [0.0]], [[0.0], [0.0], [0.0], [0.0], [0.0]], [[0.0], [0.0], [0.0], [0.0], [0.0]], [[0.0], [0.0], [0.0], [0.0], [0.0]], [[0.0], [0.0], [0.0], [0.0], [0.0]], [[0.0], [0.0], [0.0], [0.0], [0.0]], [[0.0], [0.0], [0.0], [0.0], [0.0]], [[0.0], [0.0], [0.0], [0.0], [0.0]], [[0.0], [0.0], [0.0], [0.0], [0.0]], [[0.0], [0.0], [0.0], [0.0], [0.0]], [[0.0], [0.0], [0.0], [0.0], [0.0]], [[0.0], [0.0], [0.0], [0.0], [0.0]], [[0.0], [0.0], [0.0], [0.0], [0.0]], [[0.0], [0.0], [0.0], [0.0], [0.0]], [[0.0], [0.0], [0.0], [0.0], [0.0]], [[0.0], [0.0], [0.0], [0.0], [0.0]], [[0.0], [0.0], [0.0], [0.0], [0.0]], [[0.0], [0.0], [0.0], [0.0], [0.0]], [[0.0], [0.0], [0.0], [0.0], [0.0]], [[0.0], [0.0], [0.0], [0.0], [0.0]], [[0.0], [0.0], [0.0], [0.0], [0.0]], [[0.0], [0.0], [0.0], [0.0], [0.0]], [[0.0], [0.0], [0.0], [0.0], [0.0]], [[0.0], [0.0], [0.0], [0.0], [0.0]], [[0.0], [0.0], [0.0], [0.0], [0.0]], [[0.0], [0.0], [0.0], [0.0], [0.0]], [[0.0], [0.0], [0.0], [0.0], [0.0]], [[0.0], [0.0], [0.0], [0.0], [0.0]], [[0.0], [0.0], [0.0], [0.0], [0.0]], [[0.0], [0.0], [0.0], [0.0], [0.0]], [[0.0], [0.0], [0.0], [0.0], [0.0]], [[0.0], [0.0], [0.0], [0.0], [0.0]], [[0.0], [0.0], [0.0], [0.0], [0.0]], [[0.0], [0.0], [0.0], [0.0], [0.0]], [[0.0], [0.0], [0.0], [0.0], [0.0]], [[0.0], [0.0], [0.0], [0.0], [0.0]], [[0.0], [0.0], [0.0], [0.0], [0.0]], [[0.0], [0.0], [0.0], [0.0], [0.0]], [[0.0], [0.0], [0.0], [0.0], [0.0]], [[0.0], [0.0], [0.0], [0.0], [0.0]], [[0.0], [0.0], [0.0], [0.0], [0.0]], [[0.0], [0.0], [0.0], [0.0], [0.0]], [[0.0], [0.0], [0.0], [0.0], [0.0]], [[0.0], [0.0], [0.0], [0.0], [0.0]]], [[[0.0], [0.0], [0.0], [0.0], [0.0]], [[0.14318671208563183], [0.14318671208563183], [0.14318671208563183], [0.14318671208563183], [0.14318671208563183]], [[0.26708181408447723], [0.26708181408447723], [0.26708181408447723], [0.26708181408447723], [0.26708181408447723]], [[0.3644758101554954], [0.3644758101554954], [0.3644758101554954], [0.3644758101554954], [0.3644758101554954]], [[0.4370413016684447], [0.4370413016684447], [0.4370413016684447], [0.4370413016684447], [0.4370413016684447]], [[0.5023469118578782], [0.5023469118578782], [0.5023469118578782], [0.5023469118578782], [0.5023469118578782]], [[0.5465052831894198], [0.5465052831894198], [0.5465052831894198], [0.5465052831894198], [0.5465052831894198]], [[0.5557884128276899], [0.5557884128276899], [0.5557884128276899], [0.5557884128276899], [0.5557884128276899]], [[0.5512655002323223], [0.5512655002323223], [0.5512655002323223], [0.5512655002323223], [0.5512655002323223]], [[0.5432539980881506], [0.5432539980881506], [0.5432539980881506], [0.5432539980881506], [0.5432539980881506]], [[0.5339113337961614], [0.5339113337961614], [0.5339113337961614], [0.5339113337961614], [0.5339113337961614]], [[0.5192358665718637], [0.5192358665718637], [0.5192358665718637], [0.5192358665718637], [0.5192358665718637]], [[0.4998724395305945], [0.4998724395305945], [0.4998724395305945], [0.4998724395305945], [0.4998724395305945]], [[0.4849430724443829], [0.4849430724443829], [0.4849430724443829], [0.4849430724443829], [0.4849430724443829]], [[0.4796897614749731], [0.4796897614749731], [0.4796897614749731], [0.4796897614749731], [0.4796897614749731]], [[0.47624765328248175], [0.47624765328248175], [0.47624765328248175], [0.47624765328248175], [0.47624765328248175]], [[0.47415803422754127], [0.47415803422754127], [0.47415803422754127], [0.47415803422754127], [0.47415803422754127]], [[0.47387509727435134], [0.47387509727435134], [0.47387509727435134], [0.47387509727435134], [0.47387509727435134]], [[0.4757511829381449], [0.4757511829381449], [0.4757511829381449], [0.4757511829381449], [0.4757511829381449]], [[0.4787878163980686], [0.4787878163980686], [0.4787878163980686], [0.4787878163980686], [0.4787878163980686]], [[0.48173182478790144], [0.48173182478790144], [0.48173182478790144], [0.48173182478790144], [0.48173182478790144]], [[0.48476646142042334], [0.48476646142042334], [0.48476646142042334], [0.48476646142042334], [0.48476646142042334]], [[0.48800816796821433], [0.48800816796821433], [0.48800816796821433], [0.48800816796821433], [0.48800816796821433]], [[0.49003672615791394], [0.49003672615791394], [0.49003672615791394], [0.49003672615791394], [0.49003672615791394]], [[0.49015270196464106], [0.49015270196464106], [0.49015270196464106], [0.49015270196464106], [0.49015270196464106]], [[0.4899258541668021], [0.4899258541668021], [0.4899258541668021], [0.4899258541668021], [0.4899258541668021]], [[0.4895249912513903], [0.4895249912513903], [0.4895249912513903], [0.4895249912513903], [0.4895249912513903]], [[0.48877485733759446], [0.48877485733759446], [0.48877485733759446], [0.48877485733759446], [0.48877485733759446]], [[0.4854029774510918], [0.4854029774510918], [0.4854029774510918], [0.4854029774510918], [0.4854029774510918]], [[0.47962881987892453], [0.47962881987892453], [0.47962881987892453], [0.47962881987892453], [0.47962881987892453]], [[0.47257805043394585], [0.47257805043394585], [0.47257805043394585], [0.47257805043394585], [0.47257805043394585]], [[0.4622431403730289], [0.4622431403730289], [0.4622431403730289], [0.4622431403730289], [0.4622431403730289]], [[0.44774926263990095], [0.44774926263990095], [0.44774926263990095], [0.44774926263990095], [0.44774926263990095]], [[0.4318425603274481], [0.4318425603274481], [0.4318425603274481], [0.4318425603274481], [0.4318425603274481]], [[0.4163155970982772], [0.4163155970982772], [0.4163155970982772], [0.4163155970982772], [0.4163155970982772]], [[0.39976544924879137], [0.39976544924879137], [0.39976544924879137], [0.39976544924879137], [0.39976544924879137]], [[0.38256697022227304], [0.38256697022227304], [0.38256697022227304], [0.38256697022227304], [0.38256697022227304]], [[0.3652394993036284], [0.3652394993036284], [0.3652394993036284], [0.3652394993036284], [0.3652394993036284]], [[0.3475007762984296], [0.3475007762984296], [0.3475007762984296], [0.3475007762984296], [0.3475007762984296]], [[0.32950098044554416], [0.32950098044554416], [0.32950098044554416], [0.32950098044554416], [0.32950098044554416]], [[0.3116184096058172], [0.3116184096058172], [0.3116184096058172], [0.3116184096058172], [0.3116184096058172]], [[0.2939437460870187], [0.2939437460870187], [0.2939437460870187], [0.2939437460870187], [0.2939437460870187]], [[0.2763391020038031], [0.2763391020038031], [0.2763391020038031], [0.2763391020038031], [0.2763391020038031]], [[0.258845185910355], [0.258845185910355], [0.258845185910355], [0.258845185910355], [0.258845185910355]], [[0.2416257822169313], [0.2416257822169313], [0.2416257822169313], [0.2416257822169313], [0.2416257822169313]], [[0.22478402194301794], [0.22478402194301794], [0.22478402194301794], [0.22478402194301794], [0.22478402194301794]], [[0.20767806151435536], [0.20767806151435536], [0.20767806151435536], [0.20767806151435536], [0.20767806151435536]], [[0.18982942043633194], [0.18982942043633194], [0.18982942043633194], [0.18982942043633194], [0.18982942043633194]], [[0.1725735443652252], [0.1725735443652252], [0.1725735443652252], [0.1725735443652252], [0.1725735443652252]], [[0.15392167433931803], [0.15392167433931803], [0.15392167433931803], [0.15392167433931803], [0.15392167433931803]], [[0.13087985652601838], [0.13087985652601838], [0.13087985652601838], [0.13087985652601838], [0.13087985652601838]], [[0.12593225028294827], [0.12593225028294827], [0.12593225028294827], [0.12593225028294827], [0.12593225028294827]], [[0.121554061987205], [0.121554061987205], [0.121554061987205], [0.121554061987205], [0.121554061987205]], [[0.11754274556699314], [0.11754274556699314], [0.11754274556699314], [0.11754274556699314], [0.11754274556699314]], [[0.11369575495051704], [0.11369575495051704], [0.11369575495051704], [0.11369575495051704], [0.11369575495051704]], [[0.10981054406598117], [0.10981054406598117], [0.10981054406598117], [0.10981054406598117], [0.10981054406598117]], [[0.10568456684159003], [0.10568456684159003], [0.10568456684159003], [0.10568456684159003], [0.10568456684159003]], [[0.10111527720554798], [0.10111527720554798], [0.10111527720554798], [0.10111527720554798], [0.10111527720554798]], [[0.09590012908605952], [0.09590012908605952], [0.09590012908605952], [0.09590012908605952], [0.09590012908605952]], [[0.08983657641132912], [0.08983657641132912], [0.08983657641132912], [0.08983657641132912], [0.08983657641132912]], [[0.08272207310956117], [0.08272207310956117], [0.08272207310956117], [0.08272207310956117], [0.08272207310956117]], [[0.07435407310896011], [0.07435407310896011], [0.07435407310896011], [0.07435407310896011], [0.07435407310896011]], [[0.06453003033773051], [0.06453003033773051], [0.06453003033773051], [0.06453003033773051], [0.06453003033773051]], [[0.05304739872407667], [0.05304739872407667], [0.05304739872407667], [0.05304739872407667], [0.05304739872407667]], [[0.0397036321962031], [0.0397036321962031], [0.0397036321962031], [0.0397036321962031], [0.0397036321962031]], [[0.02429618468231426], [0.02429618468231426], [0.02429618468231426], [0.02429618468231426], [0.02429618468231426]], [[0.006622510110614543], [0.006622510110614543], [0.006622510110614543], [0.006622510110614543], [0.006622510110614543]], [[-0.047657309864850166], [-0.047657309864850166], [-0.047657309864850166], [-0.047657309864850166], [-0.047657309864850166]], [[-0.07616219188105676], [-0.07616219188105676], [-0.07616219188105676], [-0.07616219188105676], [-0.07616219188105676]], [[-0.07824969727103982], [-0.07824969727103982], [-0.07824969727103982], [-0.07824969727103982], [-0.07824969727103982]], [[-0.08020906246135709], [-0.08020906246135709], [-0.08020906246135709], [-0.08020906246135709], [-0.08020906246135709]], [[-0.08222743827915413], [-0.08222743827915413], [-0.08222743827915413], [-0.08222743827915413], [-0.08222743827915413]], [[-0.08389267741502413], [-0.08389267741502413], [-0.08389267741502413], [-0.08389267741502413], [-0.08389267741502413]], [[-0.08580100603821873], [-0.08580100603821873], [-0.08580100603821873], [-0.08580100603821873], [-0.08580100603821873]], [[-0.08760266551919389], [-0.08760266551919389], [-0.08760266551919389], [-0.08760266551919389], [-0.08760266551919389]], [[-0.08877500894061464], [-0.08877500894061464], [-0.08877500894061464], [-0.08877500894061464], [-0.08877500894061464]], [[-0.09001823407742554], [-0.09001823407742554], [-0.09001823407742554], [-0.09001823407742554], [-0.09001823407742554]], [[-0.09118475937610829], [-0.09118475937610829], [-0.09118475937610829], [-0.09118475937610829], [-0.09118475937610829]], [[-0.09205757332372505], [-0.09205757332372505], [-0.09205757332372505], [-0.09205757332372505], [-0.09205757332372505]], [[-0.09294966538170592], [-0.09294966538170592], [-0.09294966538170592], [-0.09294966538170592], [-0.09294966538170592]], [[-0.0941942075653685], [-0.0941942075653685], [-0.0941942075653685], [-0.0941942075653685], [-0.0941942075653685]], [[-0.09515924661444067], [-0.09515924661444067], [-0.09515924661444067], [-0.09515924661444067], [-0.09515924661444067]], [[-0.0964782260158699], [-0.0964782260158699], [-0.0964782260158699], [-0.0964782260158699], [-0.0964782260158699]], [[-0.09720374821146117], [-0.09720374821146117], [-0.09720374821146117], [-0.09720374821146117], [-0.09720374821146117]], [[-0.09766669200519931], [-0.09766669200519931], [-0.09766669200519931], [-0.09766669200519931], [-0.09766669200519931]], [[-0.09815259663404649], [-0.09815259663404649], [-0.09815259663404649], [-0.09815259663404649], [-0.09815259663404649]], [[-0.09831055843650086], [-0.09831055843650086], [-0.09831055843650086], [-0.09831055843650086], [-0.09831055843650086]], [[-0.09785636813291906], [-0.09785636813291906], [-0.09785636813291906], [-0.09785636813291906], [-0.09785636813291906]], [[-0.09750243425686014], [-0.09750243425686014], [-0.09750243425686014], [-0.09750243425686014], [-0.09750243425686014]], [[-0.09738328326149208], [-0.09738328326149208], [-0.09738328326149208], [-0.09738328326149208], [-0.09738328326149208]], [[-0.09582432017447276], [-0.09582432017447276], [-0.09582432017447276], [-0.09582432017447276], [-0.09582432017447276]], [[-0.09377033236336586], [-0.09377033236336586], [-0.09377033236336586], [-0.09377033236336586], [-0.09377033236336586]], [[-0.09020000806092507], [-0.09020000806092507], [-0.09020000806092507], [-0.09020000806092507], [-0.09020000806092507]], [[-0.085537908372364], [-0.085537908372364], [-0.085537908372364], [-0.085537908372364], [-0.085537908372364]], [[-0.0670806963815515], [-0.0670806963815515], [-0.0670806963815515], [-0.0670806963815515], [-0.0670806963815515]], [[-0.04512191075019657], [-0.04512191075019657], [-0.04512191075019657], [-0.04512191075019657], [-0.04512191075019657]], [[-0.02256284930161195], [-0.02256284930161195], [-0.02256284930161195], [-0.02256284930161195], [-0.02256284930161195]], [[-0.002484843931083348], [-0.002484843931083348], [-0.002484843931083348], [-0.002484843931083348], [-0.002484843931083348]], [[0.013696948801481663], [0.013696948801481663], [0.013696948801481663], [0.013696948801481663], [0.013696948801481663]], [[0.009904795043862925], [0.009904795043862925], [0.009904795043862925], [0.009904795043862925], [0.009904795043862925]], [[0.006262732753378105], [0.006262732753378105], [0.006262732753378105], [0.006262732753378105], [0.006262732753378105]], [[0.0030831503901533686], [0.0030831503901533686], [0.0030831503901533686], [0.0030831503901533686], [0.0030831503901533686]], [[-0.0003807107488133314], [-0.0003807107488133314], [-0.0003807107488133314], [-0.0003807107488133314], [-0.0003807107488133314]], [[-0.0034270295513350803], [-0.0034270295513350803], [-0.0034270295513350803], [-0.0034270295513350803], [-0.0034270295513350803]], [[-0.006627084844481648], [-0.006627084844481648], [-0.006627084844481648], [-0.006627084844481648], [-0.006627084844481648]], [[-0.009490318927970117], [-0.009490318927970117], [-0.009490318927970117], [-0.009490318927970117], [-0.009490318927970117]], [[-0.012596143578320184], [-0.012596143578320184], [-0.012596143578320184], [-0.012596143578320184], [-0.012596143578320184]], [[-0.015230222392802214], [-0.015230222392802214], [-0.015230222392802214], [-0.015230222392802214], [-0.015230222392802214]], [[-0.018334680440297322], [-0.018334680440297322], [-0.018334680440297322], [-0.018334680440297322], [-0.018334680440297322]], [[-0.020787971630260544], [-0.020787971630260544], [-0.020787971630260544], [-0.020787971630260544], [-0.020787971630260544]], [[-0.02323932288547089], [-0.02323932288547089], [-0.02323932288547089], [-0.02323932288547089], [-0.02323932288547089]], [[-0.02519547381543823], [-0.02519547381543823], [-0.02519547381543823], [-0.02519547381543823], [-0.02519547381543823]], [[-0.02749034085214073], [-0.02749034085214073], [-0.02749034085214073], [-0.02749034085214073], [-0.02749034085214073]], [[-0.028974147465247027], [-0.028974147465247027], [-0.028974147465247027], [-0.028974147465247027], [-0.028974147465247027]], [[-0.030809012502507723], [-0.030809012502507723], [-0.030809012502507723], [-0.030809012502507723], [-0.030809012502507723]], [[-0.0320911424574884], [-0.0320911424574884], [-0.0320911424574884], [-0.0320911424574884], [-0.0320911424574884]], [[-0.033898313136804054], [-0.033898313136804054], [-0.033898313136804054], [-0.033898313136804054], [-0.033898313136804054]], [[-0.035017184721781176], [-0.035017184721781176], [-0.035017184721781176], [-0.035017184721781176], [-0.035017184721781176]], [[-0.03629545557215249], [-0.03629545557215249], [-0.03629545557215249], [-0.03629545557215249], [-0.03629545557215249]], [[-0.03767403029045624], [-0.03767403029045624], [-0.03767403029045624], [-0.03767403029045624], [-0.03767403029045624]], [[-0.03859580144777352], [-0.03859580144777352], [-0.03859580144777352], [-0.03859580144777352], [-0.03859580144777352]], [[-0.03994563859821561], [-0.03994563859821561], [-0.03994563859821561], [-0.03994563859821561], [-0.03994563859821561]], [[-0.04075888903309146], [-0.04075888903309146], [-0.04075888903309146], [-0.04075888903309146], [-0.04075888903309146]], [[-0.041839388437912975], [-0.041839388437912975], [-0.041839388437912975], [-0.041839388437912975], [-0.041839388437912975]], [[-0.0431291358161501], [-0.0431291358161501], [-0.0431291358161501], [-0.0431291358161501], [-0.0431291358161501]], [[-0.0440324525269443], [-0.0440324525269443], [-0.0440324525269443], [-0.0440324525269443], [-0.0440324525269443]], [[-0.045509682214197454], [-0.045509682214197454], [-0.045509682214197454], [-0.045509682214197454], [-0.045509682214197454]], [[-0.04665316707201814], [-0.04665316707201814], [-0.04665316707201814], [-0.04665316707201814], [-0.04665316707201814]], [[-0.04819924537119817], [-0.04819924537119817], [-0.04819924537119817], [-0.04819924537119817], [-0.04819924537119817]], [[-0.05000136728570821], [-0.05000136728570821], [-0.05000136728570821], [-0.05000136728570821], [-0.05000136728570821]], [[-0.05165940748891116], [-0.05165940748891116], [-0.05165940748891116], [-0.05165940748891116], [-0.05165940748891116]], [[-0.053383186709279676], [-0.053383186709279676], [-0.053383186709279676], [-0.053383186709279676], [-0.053383186709279676]], [[-0.05533033137064121], [-0.05533033137064121], [-0.05533033137064121], [-0.05533033137064121], [-0.05533033137064121]], [[-0.05720518198913644], [-0.05720518198913644], [-0.05720518198913644], [-0.05720518198913644], [-0.05720518198913644]], [[-0.059443935593067716], [-0.059443935593067716], [-0.059443935593067716], [-0.059443935593067716], [-0.059443935593067716]], [[-0.061658373415186936], [-0.061658373415186936], [-0.061658373415186936], [-0.061658373415186936], [-0.061658373415186936]], [[-0.0641058763195174], [-0.0641058763195174], [-0.0641058763195174], [-0.0641058763195174], [-0.0641058763195174]], [[-0.06665454830674854], [-0.06665454830674854], [-0.06665454830674854], [-0.06665454830674854], [-0.06665454830674854]], [[-0.06926196962797006], [-0.06926196962797006], [-0.06926196962797006], [-0.06926196962797006], [-0.06926196962797006]], [[-0.07219696890698878], [-0.07219696890698878], [-0.07219696890698878], [-0.07219696890698878], [-0.07219696890698878]], [[-0.07525024004465616], [-0.07525024004465616], [-0.07525024004465616], [-0.07525024004465616], [-0.07525024004465616]], [[-0.07867236064279011], [-0.07867236064279011], [-0.07867236064279011], [-0.07867236064279011], [-0.07867236064279011]], [[-0.08424452538984072], [-0.08424452538984072], [-0.08424452538984072], [-0.08424452538984072], [-0.08424452538984072]], [[-0.09151107642464704], [-0.09151107642464704], [-0.09151107642464704], [-0.09151107642464704], [-0.09151107642464704]], [[-0.09997285973492115], [-0.09997285973492115], [-0.09997285973492115], [-0.09997285973492115], [-0.09997285973492115]], [[-0.10913072130837506], [-0.10913072130837506], [-0.10913072130837506], [-0.10913072130837506], [-0.10913072130837506]], [[-0.11848550713272084], [-0.11848550713272084], [-0.11848550713272084], [-0.11848550713272084], [-0.11848550713272084]], [[-0.12753806319567068], [-0.12753806319567068], [-0.12753806319567068], [-0.12753806319567068], [-0.12753806319567068]], [[-0.13578923548493627], [-0.13578923548493627], [-0.13578923548493627], [-0.13578923548493627], [-0.13578923548493627]], [[-0.14273986998822977], [-0.14273986998822977], [-0.14273986998822977], [-0.14273986998822977], [-0.14273986998822977]], [[-0.17049193896629436], [-0.17049193896629436], [-0.17049193896629436], [-0.17049193896629436], [-0.17049193896629436]], [[-0.19409472598056093], [-0.19409472598056093], [-0.19409472598056093], [-0.19409472598056093], [-0.19409472598056093]], [[-0.21515502838116493], [-0.21515502838116493], [-0.21515502838116493], [-0.21515502838116493], [-0.21515502838116493]], [[-0.23474586198095107], [-0.23474586198095107], [-0.23474586198095107], [-0.23474586198095107], [-0.23474586198095107]], [[-0.25243481386093924], [-0.25243481386093924], [-0.25243481386093924], [-0.25243481386093924], [-0.25243481386093924]], [[-0.26904332138104253], [-0.26904332138104253], [-0.26904332138104253], [-0.26904332138104253], [-0.26904332138104253]], [[-0.28543648818618905], [-0.28543648818618905], [-0.28543648818618905], [-0.28543648818618905], [-0.28543648818618905]], [[-0.3013620310391704], [-0.3013620310391704], [-0.3013620310391704], [-0.3013620310391704], [-0.3013620310391704]], [[-0.3168516268762478], [-0.3168516268762478], [-0.3168516268762478], [-0.3168516268762478], [-0.3168516268762478]], [[-0.3321977645963266], [-0.3321977645963266], [-0.3321977645963266], [-0.3321977645963266], [-0.3321977645963266]], [[-0.3475073109146653], [-0.3475073109146653], [-0.3475073109146653], [-0.3475073109146653], [-0.3475073109146653]], [[-0.36265384618500385], [-0.36265384618500385], [-0.36265384618500385], [-0.36265384618500385], [-0.36265384618500385]], [[-0.37757709734446715], [-0.37757709734446715], [-0.37757709734446715], [-0.37757709734446715], [-0.37757709734446715]], [[-0.39228737725601426], [-0.39228737725601426], [-0.39228737725601426], [-0.39228737725601426], [-0.39228737725601426]], [[-0.40686592045923486], [-0.40686592045923486], [-0.40686592045923486], [-0.40686592045923486], [-0.40686592045923486]], [[-0.4210747439893703], [-0.4210747439893703], [-0.4210747439893703], [-0.4210747439893703], [-0.4210747439893703]], [[-0.4348226219993009], [-0.4348226219993009], [-0.4348226219993009], [-0.4348226219993009], [-0.4348226219993009]], [[-0.4492967200334043], [-0.4492967200334043], [-0.4492967200334043], [-0.4492967200334043], [-0.4492967200334043]], [[-0.46273958735158277], [-0.46273958735158277], [-0.46273958735158277], [-0.46273958735158277], [-0.46273958735158277]], [[-0.47257866875742655], [-0.47257866875742655], [-0.47257866875742655], [-0.47257866875742655], [-0.47257866875742655]], [[-0.47955187073219685], [-0.47955187073219685], [-0.47955187073219685], [-0.47955187073219685], [-0.47955187073219685]], [[-0.48535283071043417], [-0.48535283071043417], [-0.48535283071043417], [-0.48535283071043417], [-0.48535283071043417]], [[-0.48877028582542775], [-0.48877028582542775], [-0.48877028582542775], [-0.48877028582542775], [-0.48877028582542775]], [[-0.4895249912513903], [-0.4895249912513903], [-0.4895249912513903], [-0.4895249912513903], [-0.4895249912513903]], [[-0.4899258541668021], [-0.4899258541668021], [-0.4899258541668021], [-0.4899258541668021], [-0.4899258541668021]], [[-0.49015270196464106], [-0.49015270196464106], [-0.49015270196464106], [-0.49015270196464106], [-0.49015270196464106]], [[-0.4900367261579139], [-0.4900367261579139], [-0.4900367261579139], [-0.4900367261579139], [-0.4900367261579139]], [[-0.48800816796821433], [-0.48800816796821433], [-0.48800816796821433], [-0.48800816796821433], [-0.48800816796821433]], [[-0.48476646142042334], [-0.48476646142042334], [-0.48476646142042334], [-0.48476646142042334], [-0.48476646142042334]], [[-0.48173182478790144], [-0.48173182478790144], [-0.48173182478790144], [-0.48173182478790144], [-0.48173182478790144]], [[-0.47878781639806856], [-0.47878781639806856], [-0.47878781639806856], [-0.47878781639806856], [-0.47878781639806856]], [[-0.47575118293814495], [-0.47575118293814495], [-0.47575118293814495], [-0.47575118293814495], [-0.47575118293814495]], [[-0.47387509727435134], [-0.47387509727435134], [-0.47387509727435134], [-0.47387509727435134], [-0.47387509727435134]], [[-0.4741580342275413], [-0.4741580342275413], [-0.4741580342275413], [-0.4741580342275413], [-0.4741580342275413]], [[-0.47624765328248175], [-0.47624765328248175], [-0.47624765328248175], [-0.47624765328248175], [-0.47624765328248175]], [[-0.47968976147497316], [-0.47968976147497316], [-0.47968976147497316], [-0.47968976147497316], [-0.47968976147497316]], [[-0.4849173931068325], [-0.4849173931068325], [-0.4849173931068325], [-0.4849173931068325], [-0.4849173931068325]], [[-0.49960899156272365], [-0.49960899156272365], [-0.49960899156272365], [-0.49960899156272365], [-0.49960899156272365]], [[-0.5188347032968649], [-0.5188347032968649], [-0.5188347032968649], [-0.5188347032968649], [-0.5188347032968649]], [[-0.5339112382991855], [-0.5339112382991855], [-0.5339112382991855], [-0.5339112382991855], [-0.5339112382991855]], [[-0.5442809404627971], [-0.5442809404627971], [-0.5442809404627971], [-0.5442809404627971], [-0.5442809404627971]], [[-0.5534087119823623], [-0.5534087119823623], [-0.5534087119823623], [-0.5534087119823623], [-0.5534087119823623]], [[-0.5586401040663107], [-0.5586401040663107], [-0.5586401040663107], [-0.5586401040663107], [-0.5586401040663107]], [[-0.5553323442385605], [-0.5553323442385605], [-0.5553323442385605], [-0.5553323442385605], [-0.5553323442385605]], [[-0.5370063324624035], [-0.5370063324624035], [-0.5370063324624035], [-0.5370063324624035], [-0.5370063324624035]], [[-0.5065558289748462], [-0.5065558289748462], [-0.5065558289748462], [-0.5065558289748462], [-0.5065558289748462]], [[-0.4630533569015129], [-0.4630533569015129], [-0.4630533569015129], [-0.4630533569015129], [-0.4630533569015129]], [[-0.35807639398331054], [-0.35807639398331054], [-0.35807639398331054], [-0.35807639398331054], [-0.35807639398331054]], [[-0.19589663941311], [-0.19589663941311], [-0.19589663941311], [-0.19589663941311], [-0.19589663941311]], [[0.0], [0.0], [0.0], [0.0], [0.0]]], [[[0.0], [0.0], [0.0], [0.0], [0.0]], [[0.11999999999999937], [0.11999999999999937], [0.11999999999999937], [0.11999999999999937], [0.11999999999999937]], [[0.24000000000000066], [0.24000000000000066], [0.24000000000000066], [0.24000000000000066], [0.24000000000000066]], [[0.36174047090455674], [0.36156188436617237], [0.3615441560718048], [0.3615368113960121], [0.36152274062315176]], [[0.4278556573557135], [0.4315983124250095], [0.4319717193568635], [0.43213181789138616], [0.4324398134461162]], [[0.4696391433892844], [0.4789957810625244], [0.4799292983921595], [0.48032954472846606], [0.4810995336152913]], [[0.5114226294228549], [0.526393249700039], [0.5278868774274551], [0.5285272715655456], [0.529759253784466]], [[0.5346358765321158], [0.5529658568801462], [0.5548023291189683], [0.5556118000369468], [0.557110654594787]], [[0.48975924414973937], [0.5043850344717383], [0.5059250750205811], [0.5068213356437579], [0.5079226657821005]], [[0.44480665952404586], [0.45587838599095304], [0.4571310310420756], [0.45811051440030254], [0.45883038055978737]], [[0.4103224465993265], [0.41840072281079077], [0.4194067171912527], [0.42045660556845854], [0.42085427179182866]], [[0.40212073228877276], [0.40879319876313824], [0.40968062132865973], [0.4107643134135913], [0.41100842626584666]], [[0.3951317567724293], [0.40054970055524575], [0.40132844777759724], [0.40244249403688], [0.4025487435041663]], [[0.3865500034286627], [0.390472594086097], [0.39111539947248014], [0.39226569076904005], [0.392207308692305]], [[0.38687389090367386], [0.39038077628121776], [0.39098343791610873], [0.392142391387546], [0.39203834950321653]], [[0.39039526342847564], [0.393144938165 | 4D array with the moment coefficients of the airfoils. Dimension 0 is along the different airfoils defined in the yaml, dimension 1 is along the angles of attack, dimension 2 is along the Reynolds number, dimension 3 is along the number of tabs, which may describe multiple sets at the same station, for example in presence of a flap.
blade.interp_airfoils.coord_xy | input |  | [[[1.0, 0.0], [0.9994296839925828, -0.022259740711557653], [0.9980630178329651, -0.044458034895467166], [0.9955739142666737, -0.06656181344739087], [0.9920863097495595, -0.0885198205325811], [0.9876861486750573, -0.1102752722312596], [0.9823305251706396, -0.13178437091973824], [0.9760119083356916, -0.15300661763508797], [0.9687874672983805, -0.17388680280547333], [0.96067486025924, -0.19437934848935726], [0.9516753587636769, -0.21444968588989688], [0.9418276527462444, -0.2340583787305603], [0.9311752953551308, -0.25315297586530633], [0.9197303974311781, -0.271705871524176], [0.9075245591947199, -0.2896910384273739], [0.8946104080703082, -0.3070575403137138], [0.8810096964994353, -0.323779496057416], [0.866747905197194, -0.3398390879169575], [0.8518902581712055, -0.3552004754118655], [0.8364694626214207, -0.3698431374689812], [0.820513485943698, -0.3837614939542968], [0.8040738322175812, -0.39691489811789965], [0.7871915298856534, -0.4092893400643101], [0.7698979191015535, -0.4208940017028421], [0.7522523412351593, -0.43170364047579507], [0.7342913491785575, -0.4417041164204277], [0.7160449249557642, -0.45091629501054414], [0.6975716400331089, -0.45931119239150575], [0.6789061864336874, -0.4668918336993115], [0.6600803126205398, -0.4736931268620849], [0.6411475171372123, -0.4796641292900068], [0.6221376509688521, -0.4848434334715207], [0.6030879981944149, -0.489268924532069], [0.5840450421189749, -0.4928771044008992], [0.5650308976870032, -0.4957710179013424], [0.5460886027795995, -0.49790677272002715], [0.5272486739168989, -0.4992052309653689], [0.508535950506088, -0.49990014712315073], [0.48999235547038833, -0.4998651223361666], [0.4716321145068305, -0.49915299052333584], [0.45349250374434763, -0.4978655748478758], [0.43559330289767306, -0.49584922139645704], [0.4179560656169425, -0.49322020425743707], [0.4006097484425764, -0.4900340177148853], [0.38356093160600935, -0.48624065438121006], [0.3668432157337161, -0.4819531220757101], [0.35045731632050314, -0.47710703659168746], [0.33443448400863013, -0.4718016171476331], [0.3187741003293152, -0.4659975031053565], [0.3034996231212948, -0.45977183363997265], [0.2886112935656476, -0.4531110127745977], [0.27412438666566624, -0.44607147267603986], [0.26004145552371905, -0.43865399658656473], [0.2463748720159175, -0.43089728807614097], [0.23312344393883352, -0.4228128921543154], [0.22029377781042306, -0.4144421605903011], [0.20788328296533118, -0.4057907314202661], [0.19590295639164576, -0.39689711005990197], [0.18434125306662855, -0.38776302893280573], [0.17321393095416077, -0.378432781857511], [0.16249917612963843, -0.3689016855353158], [0.15221460277725932, -0.35922081920480536], [0.14233175939897136, -0.3493817949754991], [0.13287211153919, -0.3394286782901914], [0.12380643962975978, -0.3293594524047534], [0.11514762338607656, -0.3192023645100902], [0.10688720880274838, -0.30897183476900825], [0.09900711152156343, -0.2986754406431277], [0.09152340438534401, -0.28834653723959086], [0.08439704281722242, -0.2779791205220019], [0.0776464790199521, -0.26760420577043836], [0.07124790821202079, -0.2572292124527737], [0.06518786629737473, -0.2468610900827623], [0.05948747212742032, -0.236524433012696], [0.05410024641809, -0.2262139012738709], [0.049037878670187655, -0.21594907486257123], [0.044300349757333976, -0.20574524647381434], [0.039842359734680484, -0.1955976544282071], [0.035689975243613004, -0.18552550330330356], [0.0318292350050659, -0.17553598875305626], [0.028220007205789974, -0.16562693673246162], [0.024892524779269766, -0.15581522149021884], [0.021828668303003517, -0.14610562181570297], [0.018984694713133153, -0.13649533799824243], [0.016392191702033498, -0.12699830058110217], [0.014044634634199048, -0.11762077059006014], [0.011879824984634942, -0.10835684703907911], [0.00993094518736226, -0.09921662146203714], [0.008219407957347493, -0.09020841012942198], [0.0066583862213787865, -0.08132543510984046], [0.005267741928506431, -0.07257222340426948], [0.00409515753852961, -0.06395640173157105], [0.0030987885971364196, -0.055478013021099525], [0.0021966077355110324, -0.047132004699975395], [0.0014626417630186888, -0.03892440526041651], [0.0009644846082979224, -0.030860610171394198], [0.0005993738679828514, -0.02293623594596854], [0.0002900866455990823, -0.015148765877396192], [7.807077883024657e-05, -0.007502222076492855], [4.123786208661393e-31, 5.228329429302685e-16], [7.804120611659719e-05, 0.0075007362206906], [0.0002898787241920041, 0.015142758486887963], [0.000598775316682048, 0.022922584561419893], [0.0009633263516348351, 0.030836119397775343], [0.0014596682128281925, 0.03888574897117976], [0.002190976364499905, 0.04707581599068358], [0.003089978419597784, 0.05540088812816786], [0.0040827111247031585, 0.06385488643689786], [0.005248531243836643, 0.07244263446468911], [0.006631282230012606, 0.08116423659691101], [0.008183684298590573, 0.09001209900857235], [0.009883614168490653, 0.09898142028662339], [0.011817640154723611, 0.10807902374749369], [0.01396619932168302, 0.11729689155328492], [0.016295142079104163, 0.12662481850788523], [0.018863193778115264, 0.13606823481979635], [0.02168071375327755, 0.14562174107393813], [0.02471591629586298, 0.15527150565279627], [0.028006440010586355, 0.165019126539153], [0.03157625589149645, 0.1748614504202335], [0.03539483961687758, 0.18478174850035609], [0.03949498254800754, 0.19478045115068415], [0.04389792827815823, 0.20485282604936927], [0.04857580757377652, 0.21497933573681507], [0.053567991613811754, 0.22516324887670416], [0.058881821148870805, 0.23539257539832717], [0.06450016290273135, 0.24564586185495804], [0.07046920463911448, 0.2559288096954286], [0.07677403099247092, 0.2662200889663401], [0.08341621271683673, 0.2765073937902723], [0.09042901951906561, 0.28678971177956136], [0.0977906533229447, 0.29703436159541463], [0.10553618719874776, 0.30724577033016753], [0.11365876004177941, 0.31739779819794245], [0.12216148331893956, 0.32747251411893835], [0.1310674986027348, 0.3374671550918852], [0.14035464992188373, 0.3473464005305417], [0.15005511078613856, 0.35711729389225627], [0.16014896266156226, 0.36673682914626565], [0.17065818789963985, 0.3762090161783662], [0.18157495742292404, 0.38549542027777317], [0.19290757140963558, 0.39458324766597125], [0.20465763457781186, 0.40345225285920383], [0.21681735306942437, 0.4120736546751034], [0.22939648396347814, 0.42044126040552204], [0.24237780069407988, 0.4285157291249234], [0.25577362426833844, 0.43629701405132937], [0.2695667856328992, 0.4437307842367121], [0.2837657972261352, 0.4508257189736277], [0.29834798288780395, 0.4575293130468375], [0.3133189787852679, 0.46384827499917725], [0.3286584618928104, 0.46972703394847015], [0.3443649416455463, 0.475166089488012], [0.3604197737256814, 0.4801248956651735], [0.37681123376695697, 0.48458015694873596], [0.3935252510207292, 0.48853802379954314], [0.4105386425535709, 0.49191628687198047], [0.4278432324908231, 0.49479368977268307], [0.4454066634681981, 0.4970018654659501], [0.46322225410302975, 0.4986945279258367], [0.4812515456557157, 0.4995759574617027], [0.4994810266717367, 0.4999995959588525], [0.5178795830856975, 0.49960989996393335], [0.53641763136701, 0.49871925440459175], [0.5550757049095608, 0.49694709545980137], [0.5738084272426077, 0.49454680736168743], [0.5925967311050585, 0.49134249558480003], [0.6114013775535108, 0.48742771367820387], [0.6301864306052414, 0.48276379079159165], [0.648926781663159, 0.4772994360273946], [0.6675702064249728, 0.4710909063826168], [0.6860884295909518, 0.4640855644485803], [0.7044453890439168, 0.45628515353038396], [0.722592093722966, 0.4477211541323313], [0.7405018004535244, 0.43835712852367376], [0.7581254571228347, 0.42821234423908555], [0.7754210143761534, 0.4173028842750694], [0.7923623735876, 0.40561397611121003], [0.8088945461516955, 0.39317354699102686], [0.8249746330148909, 0.37999039194943685], [0.840576952273409, 0.36606263907410297], [0.8556527588088183, 0.3514331465234184], [0.8701628988827119, 0.3361178636958038], [0.8840850330712718, 0.32012561483558427], [0.8973612142623709, 0.3034905059583094], [0.9099546800766617, 0.28624096866093457], [0.9218514714025469, 0.26839650792968434], [0.9330128366584267, 0.2500014055184518], [0.9433892789690503, 0.23108884233257787], [0.9529731538505596, 0.21168480824165703], [0.9617431308270605, 0.19183234032607088], [0.9696406906754642, 0.17157715881862956], [0.976664215898664, 0.15095167052848138], [0.9828150771120139, 0.1299956210320345], [0.9880284400451029, 0.10876529915817723], [0.992304836603751, 0.08729993375043729], [0.9956935187759139, 0.06563977190440731], [0.9981204893400154, 0.04383945814142851], [0.9994430379087048, 0.021949651396883776], [1.0, -3.999292530240781e-18]], [[1.0, -0.009700000797436504], [0.972814820937662, -0.013427166128378002], [0.9460273105746485, -0.019311117460901066], [0.9198975384133043, -0.027417065511587922], [0.8944326262750435, -0.03720420211785185], [0.8695916085716264, -0.04820893142829935], [0.8452562506137943, -0.05997284538088678], [0.8213704972014567, -0.07226793519298033], [0.7978364836542251, -0.08481626513316967], [0.7747271105521287, -0.09769103256879573], [0.7518270816853404, -0.1104423214420353], [0.7291991054610998, -0.1231353134476893], [0.7067426934962894, -0.1355433669179665], [0.6843720224380992, -0.14745900459434627], [0.6621757615604592, -0.15899922877132633], [0.6400472868708421, -0.1698979339318399], [0.6180288681070304, -0.18017856879716906], [0.596130915297601, -0.18979663804763064], [0.5743843593804281, -0.19875341680801975], [0.5528224019164987, -0.20706050714375485], [0.5314191402541405, -0.21456345578626546], [0.5102098556646594, -0.22126949312274335], [0.48927449428551406, -0.22733963488918565], [0.4685581219527465, -0.232477523464134], [0.4481789889872023, -0.23701906902810455], [0.42808894214957655, -0.24063993686421326], [0.40836452490976816, -0.24356310669917974], [0.3890374410707167, -0.24586547365069092], [0.3701207832494179, -0.24745012707509298], [0.351638017985902, -0.24827816451397514], [0.3336226369676553, -0.24869877989423206], [0.316086683477116, -0.24832638123074138], [0.2990473512236038, -0.2474808383603458], [0.28251251450525233, -0.2461813791179991], [0.26650750337440615, -0.24437983350998593], [0.2510374848946496, -0.2420566941155251], [0.23611818339237947, -0.2392911685736875], [0.2217156177865985, -0.23626573720058006], [0.20787580058037902, -0.23282325311462923], [0.19458937496927162, -0.22903781965399794], [0.1818390749616781, -0.2250019422781238], [0.16966301130123493, -0.22060742750566548], [0.15800280533223746, -0.216060024576764], [0.14691075993712707, -0.21121711548292377], [0.13633679613804492, -0.20622435580947224], [0.126301477796997, -0.20104162439305456], [0.11681928100772958, -0.19565912228957807], [0.10780469802589737, -0.19022877340619543], [0.09935657392940785, -0.1846020107417001], [0.09137367133034736, -0.178937250913979], [0.08391003280416234, -0.17316445331562028], [0.07693016655713039, -0.1673373982614164], [0.07038559916693365, -0.1615179872695338], [0.06433620420443147, -0.1556406844165198], [0.058676358543849276, -0.14981998977842131], [0.05339824302249441, -0.14405964112761405], [0.04850849939925613, -0.13835043370171504], [0.0439476417799842, -0.1327420683313336], [0.039835080848750086, -0.12713718465942173], [0.03603196422903636, -0.12164298232671254], [0.032459080390270706, -0.11630570412102703], [0.029279600822030717, -0.11101980777958942], [0.026389815851582704, -0.10584503607521019], [0.023751534028485122, -0.10080241323440968], [0.02132938472436034, -0.09590312613033282], [0.019065988460695026, -0.09117045170124377], [0.017051070178518243, -0.08655643909522898], [0.015211691982254983, -0.08208900370644], [0.013516961741489012, -0.07777452929780704], [0.011954580190145173, -0.07361170497371533], [0.010574673422701767, -0.06957687178156302], [0.009334287927727456, -0.06568040834660262], [0.008221569016748372, -0.06192101712505021], [0.007245760684657933, -0.058291367490092394], [0.0063850041084027075, -0.05479367846267109], [0.005620549458400411, -0.05142623480429925], [0.004961392671888378, -0.04818534326996452], [0.00439016063485372, -0.04506718600284795], [0.0038607108663922525, -0.042076898371845584], [0.003364925408746787, -0.03921016229261023], [0.002954260558267777, -0.03645607183754071], [0.0026194530456219943, -0.03380932523933092], [0.0023170451510109817, -0.03127178664927866], [0.0020166134714225607, -0.02884391108335626], [0.0017252401215495138, -0.026519867915580076], [0.0014670130657125809, -0.024292961266953246], [0.0012492927280258182, -0.02215799578791274], [0.0010569343152266092, -0.020112569694162467], [0.0008775577070391671, -0.018154554885739232], [0.000709225386954812, -0.016280217797130764], [0.0005751559094737434, -0.014484971824017942], [0.00047979011698222877, -0.0127646491771296], [0.00039824002394703994, -0.01111773229580928], [0.00030827058175925603, -0.00954304859133613], [0.00017197166175532378, -0.008039274420917054], [7.427893943512759e-05, -0.006600361992829514], [4.651691220346802e-05, -0.0052209543108317135], [2.5967607554203575e-05, -0.0039000264820696494], [1.1841616500780902e-05, -0.002635872221640312], [3.4190289688228305e-06, -0.0014267048023756425], [0.0, -0.0002183381182870425], [2.0152996413715802e-05, 0.0010439130100723501], [7.724444131709259e-05, 0.002362090207110489], [0.00017487599088050938, 0.0037367532214771736], [0.0002909730494678072, 0.005172602544168677], [0.0003748586965914709, 0.006674975740254286], [0.00044898263582639404, 0.008245624354714593], [0.0005314897498612465, 0.009885795250662537], [0.0006474028480724348, 0.01159640003912339], [0.0008190321455711436, 0.013379986562403242], [0.0010037566162302523, 0.015242557882137632], [0.0011818559827972766, 0.017189054385361707], [0.0013752659836643772, 0.01922084067562314], [0.0016098316032750368, 0.021338599133533864], [0.0018910966392580335, 0.02354618016175801], [0.00218380190163998, 0.025851215269140977], [0.0024581102806754637, 0.02826140643464015], [0.002734141120369452, 0.030778678746663228], [0.003047460945982169, 0.033402133486447064], [0.0034387918505252336, 0.03613142393319912], [0.0038942216798088535, 0.038974013934345894], [0.004362505000441325, 0.04194098221604008], [0.004852025385714465, 0.045036646741212855], [0.005423036502531098, 0.04825357344937659], [0.0061137982518892995, 0.051593154778082656], [0.006897170142878932, 0.0550617425107617], [0.0077826429437389865, 0.05866365879811034], [0.008797819836064456, 0.06239359341656825], [0.009959217983302932, 0.06625399210556], [0.011259130229158396, 0.07024988613191635], [0.012712329952018361, 0.07438001232174585], [0.014311805254679044, 0.07865384371099937], [0.016029192371048388, 0.08308700019640014], [0.017927328561866174, 0.08766079214776996], [0.02002724588812787, 0.09237053909245127], [0.02231065312541924, 0.09723179926570243], [0.024737678330481908, 0.10226815487303148], [0.02742695195560316, 0.10742923421567308], [0.030401681620336986, 0.11270337545635674], [0.0336518171958288, 0.11810055473932256], [0.037187426333475784, 0.12361762381656978], [0.041009968842541336, 0.12925964514349883], [0.04513766886472257, 0.135016637534662], [0.049651942540327614, 0.1408338838517037], [0.05454383530836095, 0.1467173851332466], [0.059779921436016244, 0.15269627458959828], [0.06542084664345259, 0.15872125043600396], [0.07148926336793981, 0.16477007665732993], [0.07802338029778311, 0.17080179433791073], [0.08503358567512653, 0.17679897652609083], [0.09255561433484281, 0.18271181912943255], [0.10056561238147192, 0.18856644534341557], [0.10907617298302415, 0.19432747748970652], [0.11813648724365974, 0.19993106696593205], [0.12770042449533656, 0.20542089132942842], [0.13781353000941593, 0.21072046552765825], [0.1484830349505131, 0.21578901670487002], [0.15969366620418393, 0.2206449414576513], [0.1714491579332297, 0.22526109607316389], [0.18376800830781834, 0.22956824924688882], [0.1966560999089404, 0.2335104319885185], [0.21011739706656954, 0.23703048313285405], [0.22412099348486456, 0.24018685947091165], [0.23866180524129846, 0.2429597175746643], [0.25373889128520155, 0.24528397604079683], [0.2693339788267895, 0.2472104784189794], [0.2854531307208307, 0.2485662877482187], [0.3020644836295928, 0.24957044610156817], [0.31917061279675024, 0.24996391655689357], [0.33675133026164544, 0.2498572287878262], [0.35479995358889044, 0.24930348051741005], [0.37328403893354867, 0.24811379106614237], [0.3922110208489133, 0.24645847263366782], [0.41155506680265475, 0.24426931967499074], [0.4313025292927424, 0.2415455426101128], [0.4514228732611877, 0.2381868301048049], [0.4719217894337347, 0.23434186980059818], [0.49276149438512146, 0.2299016168893588], [0.5139337180063014, 0.22490927991425355], [0.535401330361274, 0.21930376975530894], [0.5571652837034407, 0.21316360336965945], [0.5792461663228469, 0.2066316196728149], [0.6015559220594956, 0.19946936795602777], [0.6241587922446569, 0.19195727185536385], [0.6469395633650801, 0.18381862828528864], [0.669967503531355, 0.1753131722823326], [0.6931440013853893, 0.16624424491924802], [0.716471462565169, 0.1566859037483073], [0.7399819466907641, 0.146785102113887], [0.7635823937579872, 0.13638435575528476], [0.7872665945059139, 0.12554155389692828], [0.8110332784537861, 0.11431578679152637], [0.8348653163453958, 0.10273569813177293], [0.8586474615071256, 0.09063752386138957], [0.882441776969757, 0.0782086538558849], [0.9062868606286918, 0.06558634644075849], [0.9300394813263451, 0.052559836345299926], [0.9537096102564377, 0.039218525688285356], [0.9770510059276799, 0.025201197728252852], [1.0, 0.010500000863204465]], [[1.0, -0.0007000000687508087], [0.9740853959194252, -0.002583835650798177], [0.9481234820947695, -0.003511192999753185], [0.9222284426437378, -0.004664829345846592], [0.8964067241041673, -0.00562585063381231], [0.870802923698691, -0.008208588229888588], [0.8455386771620136, -0.012346718313823252], [0.820688862952975, -0.01782022971097534], [0.7962780172684378, -0.024323072326369988], [0.7723222852352607, -0.03166823716635891], [0.7488385188520135, -0.03971827587214972], [0.7258282165734912, -0.048344582826327434], [0.7032566820554241, -0.057347253606913146], [0.681093129351226, -0.06657165917373728], [0.6592939179243109, -0.07585475014573408], [0.6378266333671213, -0.08507197348391085], [0.6166628440822344, -0.09411391937969525], [0.5957812290205711, -0.10288965502408032], [0.5751677097271539, -0.1113250925241911], [0.5548216826623001, -0.11937743061372157], [0.5347390771650246, -0.1269935860126023], [0.5149241926004264, -0.13414104467495758], [0.49538706899159435, -0.14080181043897075], [0.4761363537794876, -0.14695421237458656], [0.4571815432884351, -0.15257845369640158], [0.43853145302203184, -0.15765072481882497], [0.42019145623197285, -0.16212815200689384], [0.40217929190078655, -0.1660132525655519], [0.3845166585727944, -0.16933234287254245], [0.36722187716717647, -0.1721059241446898], [0.35031156503569544, -0.1743563004812084], [0.33379993800431673, -0.17610154664599154], [0.3176999462617681, -0.17736253715727868], [0.3020232353144527, -0.17816637248740053], [0.2867793641657665, -0.17851900991934888], [0.2719761460379571, -0.17848736910300672], [0.25762046570520797, -0.17803130286033733], [0.2437181025887648, -0.17719704582326393], [0.2302724296579383, -0.17601597073969458], [0.21728569363134453, -0.1745096421545146], [0.20475830744596635, -0.17270352528992663], [0.1926886350178931, -0.17062689563786762], [0.18107542759967882, -0.16829694488537075], [0.16991443477361784, -0.16573955920454161], [0.1592007687006324, -0.16297955578425252], [0.14893560371214642, -0.16001216555628997], [0.13911190264879314, -0.15686388700325155], [0.12972382620099807, -0.15355303790983343], [0.1207665636985421, -0.1500919643966396], [0.11223022139449068, -0.1465045508872478], [0.10410701011844144, -0.1428071850342972], [0.09639342828708657, -0.1390047250843633], [0.08908272477290892, -0.13510974006792817], [0.08217005086601636, -0.13113032172195915], [0.07564771290136148, -0.12707931390748425], [0.06950648236352254, -0.12297139353290089], [0.0637389042587166, -0.11881722520971517], [0.05833366446573059, -0.1146321781444023], [0.05327649239700696, -0.11043385665027089], [0.04855416896648911, -0.10623668352684952], [0.044153579977588966, -0.10205352585558172], [0.04005625829838444, -0.09790139550372616], [0.03625302533604215, -0.09378679115538598], [0.03273537816074554, -0.08971526874738117], [0.029493272888497127, -0.08569347518233446], [0.026515596647617972, -0.08172848973787154], [0.023789212038133133, -0.07782800546068674], [0.02130136838466949, -0.07399886080038838], [0.01903893020960975, -0.07024674134805413], [0.016977951773201105, -0.06658453662893825], [0.015089729073330468, -0.06302428168619668], [0.01336520909496689, -0.05956644282706434], [0.011793809293981059, -0.05621119992343751], [0.010360000509406258, -0.05296178962390877], [0.009051966569385594, -0.049819055596415786], [0.00788220274833697, -0.04677479217865376], [0.006853405375711837, -0.04382252114845109], [0.005940143166819571, -0.040970450267240346], [0.005141763577632161, -0.03821557241311532], [0.004451123759355311, -0.035554873732774425], [0.0038714289891750024, -0.032988972703923], [0.003382170185210982, -0.030515832496600198], [0.0029591159723927956, -0.02814021664446404], [0.0025917487004416366, -0.025859004697111377], [0.002258706811445087, -0.0236717494412171], [0.0019432410786499074, -0.02157773417925745], [0.0016513134673321183, -0.019571760387418438], [0.0013928526806993061, -0.0176492239842595], [0.0011625544902112458, -0.01580659756865392], [0.0009642754991416238, -0.014040918987710007], [0.0007944756358188702, -0.012349045770108879], [0.0006505007796651115, -0.010728300655673354], [0.0005374780416448986, -0.009176187631471367], [0.00044617728702701654, -0.007689763468736316], [0.0003659077136778219, -0.006267092849660606], [0.00028858709806578805, -0.004906250801280336], [0.00021458577669387783, -0.003604633281033846], [0.00014475016632273368, -0.0023595624741509784], [7.462118114395304e-05, -0.0011688977485185196], [0.0, -3.047420334543662e-05], [7.39142590141607e-05, 0.0011073838225341384], [0.00015308512827769182, 0.0022964170887059287], [0.00023578316046749288, 0.0035388108649763764], [0.00032466284181655947, 0.004836742171150548], [0.00041793768681640784, 0.0061928557976717235], [0.0005198272614769996, 0.00760924952777395], [0.0006374517668085109, 0.009087877347397869], [0.0007744812933304183, 0.010631598117476533], [0.0009335386700628877, 0.012242434567194864], [0.0011219218200088593, 0.013922310405272375], [0.0013428177851274156, 0.015674411218332344], [0.0015890789009902788, 0.01750172758856982], [0.001868648949178168, 0.019406957694032594], [0.0021620555473137355, 0.02139622419859113], [0.002448545155766821, 0.02347598755702656], [0.0027397721470469585, 0.025648451370764686], [0.0030582724295371076, 0.02791394398712809], [0.003415095852786781, 0.03027587457715634], [0.0038144626334171744, 0.03273705308658583], [0.004289110807341952, 0.035293143963534335], [0.004866814898351861, 0.037946896103045184], [0.005535407892122533, 0.04069863835933437], [0.006315274208560907, 0.04355032872711398], [0.007219946335336521, 0.04649618086802664], [0.008268113471549907, 0.04953631685646017], [0.009467686362395873, 0.052667822755750375], [0.010773239701120613, 0.05591186728950533], [0.012198473827868626, 0.05926700736828055], [0.013770921903811026, 0.06272740324924946], [0.015482353296411686, 0.06630006263327626], [0.01734757618080197, 0.06998289133468841], [0.019386484333096882, 0.07377031030244952], [0.02162510735502849, 0.07765310313686292], [0.02407627298532358, 0.08162608983616378], [0.02674847881015923, 0.08568717346492517], [0.02965700421284133, 0.08982972937117294], [0.03281723720800127, 0.09404623534518931], [0.03624418671815884, 0.09832824584032623], [0.039951644958674995, 0.10266729598164284], [0.04394961208931651, 0.10705720789534375], [0.048260436178719585, 0.11147949518449084], [0.05290067037836304, 0.1159186621162413], [0.057880790685364995, 0.12036449114023395], [0.06321705076266584, 0.12479888642248523], [0.06892981491054884, 0.12919575651027007], [0.07502867697496861, 0.13354043779144792], [0.08152111395764128, 0.13781973708757203], [0.0884128542135609, 0.14202295306644672], [0.09572254059290793, 0.1461147471654421], [0.10345871239727066, 0.15007448326286385], [0.11162369797060213, 0.15389093727192146], [0.12022001848364, 0.15755286576067964], [0.1292542839555179, 0.16103784729767678], [0.1387305112962166, 0.1643278313867576], [0.14865556294495114, 0.16739202077612886], [0.15903188316667646, 0.17020864579039238], [0.1698597465828022, 0.17275995545455092], [0.1811376573858385, 0.1750336679341741], [0.1928653274820235, 0.17700893381001714], [0.20504088912438734, 0.17866916369240587], [0.2176609393344354, 0.18000605313068044], [0.23072092736986505, 0.18102466119095934], [0.24421827911593066, 0.18171322421044403], [0.25814948703277957, 0.18205891452204512], [0.27251148959789706, 0.18209640866145246], [0.2873008320734126, 0.1817802343625458], [0.3025141304156621, 0.18111868815355459], [0.31814767497472657, 0.1801153727849609], [0.3341968384182675, 0.17875819309478372], [0.3506579887405686, 0.17705311082176048], [0.36752772719283205, 0.17501190333732955], [0.3848006362443497, 0.17262690171093278], [0.4024711033329405, 0.16989848781311243], [0.4205348791460704, 0.16683601965970132], [0.43898701785563055, 0.1634497663666793], [0.4578226645213963, 0.15975029503767466], [0.47703490685513406, 0.1557424941713547], [0.4966183180755087, 0.15144068734051955], [0.5165677407590069, 0.14686348992217496], [0.5368755478565596, 0.14202152027164644], [0.5575369092066707, 0.136940250340967], [0.5785401925464546, 0.1316208208919659], [0.5998784174966255, 0.12608700779302928], [0.6215408648750914, 0.12035169335291225], [0.6435148971057749, 0.11442414883628599], [0.6657930881431217, 0.10833693625227972], [0.6883581303176236, 0.1020899700875436], [0.7111953681693454, 0.09569670289439107], [0.7342891178890629, 0.08917083190427197], [0.7576247551496664, 0.0825330039818461], [0.7811834968775511, 0.07579274582502861], [0.8049477547455766, 0.06896684605742531], [0.8288995655949544, 0.062073747951475085], [0.8530200781817828, 0.05513148637862533], [0.8772921240784591, 0.04816644396459677], [0.9016913524620883, 0.041182210770885665], [0.9262077253140539, 0.03423457734898552], [0.95080216805722, 0.027278776982551725], [0.9754129796679485, 0.020191714031001888], [1.0, 0.012980001274836426]], [[1.0, -0.009100000000035333], [0.975116888824809, -0.004408982970901418], [0.9500170144833869, -0.001267710881206632], [0.9248220399954561, 0.00029786497376200783], [0.8996561222947546, 0.00032082323603066076], [0.8746329896916062, -0.0010523056348648457], [0.8498447338893673, -0.003731819522916065], [0.825357901146252, -0.0075301538838263805], [0.8012278753469552, -0.012315337714296793], [0.7775024745661263, -0.018010882576677226], [0.7542241630130456, -0.024535187589463887], [0.7313817106894381, -0.03166285334098508], [0.708972343466617, -0.039261327645016664], [0.6869899979697126, -0.047212462049151936], [0.6654123144842132, -0.05537729437887572], [0.6442096002201585, -0.06361808860018936], [0.6233575421045241, -0.07182386766045327], [0.6028334287955721, -0.07989471733914331], [0.5826125361281351, -0.08772853133527177], [0.5626818337407472, -0.09525323343727045], [0.5430340541540662, -0.10241031695068104], [0.5236611438029783, -0.1091365161949558], [0.504569229408322, -0.11540533729014342], [0.4857643768639643, -0.12118907297839258], [0.46725396689822457, -0.12646235424343502], [0.4490497296702909, -0.13121347988617257], [0.4311675076037335, -0.1354476213449085], [0.4136228309443798, -0.13917321522532614], [0.39642884981982723, -0.142392233632705], [0.37959898930232217, -0.145113731076931], [0.36314865226820703, -0.1473640637133097], [0.34708773154156286, -0.1491463804489662], [0.3314284750920704, -0.15048838566684558], [0.316179676856666, -0.15140524010944711], [0.30135022249005966, -0.15192487710274674], [0.2869457400726895, -0.1520752395371469], [0.2729714944499751, -0.15187383089315404], [0.259431591631577, -0.15130595711861053], [0.24632727454432682, -0.1504392663899201], [0.23366052001721843, -0.14927350531799544], [0.22143151136887015, -0.1478285176077632], [0.20963832525348547, -0.1461300736097295], [0.19827926500066534, -0.14419383612036507], [0.18735136550904913, -0.14203779269646416], [0.17684976790384396, -0.13968382593463674], [0.16677091431280014, -0.13714461433415295], [0.1571094886418051, -0.13443648473383416], [0.14785636762671825, -0.13158522369056733], [0.1390032542426463, -0.1286106958355363], [0.13054379345511574, -0.12552311758271906], [0.12246857144346525, -0.12233980716157042], [0.11476534137252803, -0.11908301556501792], [0.10742633516540687, -0.11576154248617503], [0.100442270548086, -0.11238768447443219], [0.09379894281219692, -0.10898120306600752], [0.08748562169664223, -0.10555320174100463], [0.0814928866187119, -0.10211153716974286], [0.07580827341800682, -0.09866803252787848], [0.07041849320199417, -0.09523547205821126], [0.06531580582075608, -0.09181638935222552], [0.06049040143792183, -0.08841746653236092], [0.055927087372912035, -0.08505167739256499], [0.05161818099878261, -0.08172099469428376], [0.04755553752485826, -0.0784277681836078], [0.04372936623244988, -0.07517629896241318], [0.04012813934908722, -0.07197280421103688], [0.03674170668614735, -0.06882221370799613], [0.033562180811167255, -0.0657262623070011], [0.0305795498226875, -0.06268836885430455], [0.027786284527133727, -0.059709710695828214], [0.02517922494394876, -0.0567871142888966], [0.022745147889074703, -0.05392779707025105], [0.02048339454148378, -0.05112760270563451], [0.01838301430055354, -0.04838993298901676], [0.016432516621794433, -0.045718999036117536], [0.014632601980868545, -0.04311031881987241], [0.012976024455946495, -0.04056571084137732], [0.011450500909388617, -0.038088660185701215], [0.01004619140252735, -0.035681263306873184], [0.008775104619943568, -0.03333413232072003], [0.007621030189549337, -0.03105337242551935], [0.006572924935193394, -0.028841068019221473], [0.005620537393445899, -0.02669867307399059], [0.004779291294260458, -0.024618942569254447], [0.004033032875170755, -0.022603988467183724], [0.0033629543349801504, -0.020659583454279686], [0.0027416216114200553, -0.01879095595300758], [0.0021868490359414246, -0.01699123041691662], [0.0017443662257478135, -0.015243168719029757], [0.001380743099955818, -0.01355652313471212], [0.0010773371164253212, -0.011932514510301273], [0.0008570433656744766, -0.010369648299250538], [0.0006907110093847351, -0.008866719760548612], [0.000557101163152368, -0.007426996402408326], [0.0004492346341684504, -0.006048118604988126], [0.00035463773927077956, -0.004728143450793376], [0.0002620311610632321, -0.003465842426563095], [0.000173570477047793, -0.0022585496476769467], [8.742594046483296e-05, -0.0011039809212412212], [0.0, -1.5378487119428414e-07], [8.656669537949219e-05, 0.0011033602026853514], [0.00017058605573308402, 0.002256903078718741], [0.0002559870231588971, 0.0034623687512728165], [0.0003453156548066578, 0.004721895441110301], [0.00043532420966615115, 0.00603819119623419], [0.0005363555165842592, 0.007412526960960042], [0.0006621860963757774, 0.00884626480470484], [0.0008206595473597481, 0.010342352816005481], [0.0010216534087053107, 0.011899203050657914], [0.0012922060475798174, 0.013517940736848652], [0.0016212375724380904, 0.015198889875544241], [0.0020200766870226527, 0.016944062601348158], [0.0025006509585371764, 0.018748029544516], [0.0030669251688239746, 0.020615735281815387], [0.003663286633263974, 0.02256349613548325], [0.004330107769926092, 0.024581752988033268], [0.005090653494328206, 0.026667461152787567], [0.0059497927144148855, 0.028818444487579458], [0.006902842861675586, 0.0310407142865263], [0.007943923296635751, 0.03333960696796922], [0.009097236323635224, 0.035706260186990656], [0.010369298302886966, 0.0381408187161357], [0.011764901379215834, 0.04064435739646034], [0.013279431236021096, 0.043222078711762445], [0.014931112515994105, 0.045866232243684676], [0.01672874885276124, 0.04857583539091758], [0.018674367390884964, 0.051353108215208505], [0.02077903212236463, 0.054193368763093094], [0.023051192673460407, 0.05709418205541994], [0.025499678595786703, 0.06005314074094947], [0.028132733278590765, 0.06306786426477273], [0.0309598294302738, 0.06613415165288311], [0.033984422838387054, 0.06925294823542172], [0.037217425786655205, 0.07241890638113667], [0.0406677112579899, 0.07562863617514454], [0.044342949167327575, 0.07887948928963653], [0.04825418468983505, 0.08216490558661826], [0.052409379054388826, 0.08548073554350522], [0.05 | 3D array of the x and y airfoil coordinates of the n_af airfoils.
blade.interp_airfoils.name | input | n/a | ['circular', 'SNL-FFA-W3-500', 'FFA-W3-360', 'FFA-W3-301', 'FFA-W3-241', 'FFA-W3-211', 'NACA63-618'] | 1D array of names of airfoils.
blade.outer_shape_bem.s_default | output |  | [0.0, 0.034482758620689655, 0.06896551724137931, 0.10344827586206896, 0.13793103448275862, 0.1724137931034483, 0.20689655172413793, 0.24137931034482757, 0.27586206896551724, 0.3103448275862069, 0.3448275862068966, 0.3793103448275862, 0.41379310344827586, 0.4482758620689655, 0.48275862068965514, 0.5172413793103449, 0.5517241379310345, 0.5862068965517241, 0.6206896551724138, 0.6551724137931034, 0.7, 0.7241379310344828, 0.7586206896551724, 0.7931034482758621, 0.8275862068965517, 0.8620689655172413, 0.896551724137931, 0.9310344827586207, 0.9655172413793103, 1.0] | 1D array of the non-dimensional spanwise grid defined along blade axis (0-blade root, 1-blade tip)
blade.outer_shape_bem.chord_yaml | output | m | [4.5, 4.516534551546473, 4.592554552493484, 4.720268647024349, 4.75, 4.75, 4.75, 4.75, 4.75, 4.75, 4.75, 4.7, 4.64, 4.48, 4.30815493183957, 4.071095673436996, 3.830786554698718, 3.5937778702371683, 3.353572396827501, 3.1097268095527446, 2.7901044270071376, 2.6178045741630256, 2.372555490428877, 2.1253660784426107, 1.873608174226736, 1.6133977045902357, 1.3455144660008225, 1.0705044824934318, 0.7881317167515849, 0.5000000000000002] | 1D array of the chord values defined along blade span.
blade.outer_shape_bem.twist_yaml | output | rad | [0.3491, 0.32625117093725764, 0.30085552622478245, 0.2731956053054779, 0.24355394762224736, 0.20577589884786782, 0.1576145108901439, 0.1136986486334804, 0.08888556174463991, 0.08740227021440287, 0.08747036236925905, 0.08755245976654401, 0.08760934772745713, 0.08649735156799883, 0.08026523138581591, 0.0709071911194134, 0.06112252537717545, 0.05334185864146969, 0.0468397267304825, 0.04037517185557232, 0.030440134476388537, 0.023562445954621404, 0.00966270163050956, -0.007145978052090492, -0.02406407624641657, -0.038338165876185194, -0.050562117073935514, -0.06194147336869993, -0.07234987147859483, -0.0816609481217366] | 1D array of the twist values defined along blade span. The twist is defined positive for negative rotations around the z axis (the same as in BeamDyn).
blade.outer_shape_bem.r_thick_yaml | output |  | [0.0, 0.0, 0.0, 0.0, 0.0, 0.0, 0.0, 0.0, 0.0, 0.0, 0.0, 0.0, 0.0, 0.0, 0.0, 0.0, 0.0, 0.0, 0.0, 0.0, 0.0, 0.0, 0.0, 0.0, 0.0, 0.0, 0.0, 0.0, 0.0, 0.0] | 1D array of the relative thickness values defined along blade span.
blade.outer_shape_bem.pitch_axis_yaml | output |  | [0.5, 0.49816955, 0.48992341, 0.47666778, 0.47368421, 0.47368421, 0.47368421, 0.47368421, 0.47368421, 0.47368421, 0.47368421, 0.46808511, 0.4612069, 0.44196429, 0.43251806, 0.42095775, 0.41010371, 0.40195138, 0.39522149, 0.39116278, 0.3900843600747744, 0.39134099, 0.39523274, 0.40007425, 0.40504215, 0.41113787, 0.41946139, 0.43201533, 0.45321411, 0.49999999999999994] | 1D array of the chordwise position of the pitch axis (0-LE, 1-TE), defined along blade span.
blade.outer_shape_bem.ref_axis_yaml | output | m | [[0.0, 0.0, 0.0], [0.01458960863306122, 0.0, 3.4481471658071863], [0.05222307680765803, 0.0, 6.8962943316143726], [0.10814189079154829, 0.0, 10.34444149742156], [0.17425050028042421, 0.0, 13.792588663228745], [0.24113677336298817, 0.0, 17.240735829035934], [0.3000855814876169, 0.0, 20.68888299484312], [0.34265121339954685, 0.0, 24.137030160650305], [0.35982107219826126, 0.0, 27.58517732645749], [0.34758647247479363, 0.0, 31.03332449226468], [0.3145081037342804, 0.0, 34.48147165807187], [0.2668581446781227, 0.0, 37.929618823879046], [0.2108704900449745, 0.0, 41.37776598968624], [0.14047729704289402, 0.0, 44.825913155493424], [0.038047053391842355, 0.0, 48.2740603213006], [-0.09075291861109813, 0.0, 51.722207487107795], [-0.23512381066742405, 0.0, 55.17035465291498], [-0.3941373321774326, 0.0, 58.618501818722166], [-0.585777112144827, 0.0, 62.06664898452936], [-0.8052918056877612, 0.0, 65.51479615033654], [-1.1155553024383709, 0.0, 69.99738746588586], [-1.2912172307106229, 0.0, 72.41109048195092], [-1.5637296993685719, 0.0, 75.8592376477581], [-1.8590358827384128, 0.0, 79.30738481356529], [-2.1706742111500468, 0.0, 82.75553197937248], [-2.4983777867013965, 0.0, 86.20367914517965], [-2.8433553645576635, 0.0, 89.65182631098685], [-3.2095215196586184, 0.0, 93.09997347679402], [-3.5968444286312473, 0.0, 96.5481206426012], [-3.999999999999999, 0.0, 99.9962678084084]] | 2D array of the coordinates (x,y,z) of the blade reference axis, defined along blade span. The coordinate system is the one of BeamDyn: it is placed at blade root with x pointing the suction side of the blade, y pointing the trailing edge and z along the blade span. A standard configuration will have negative x values (prebend), if swept positive y values, and positive z values.
blade.outer_shape_bem.span_end | input |  | [] | 1D array of the positions along blade span where something (a DAC device?) starts and we want a grid point. Only values between 0 and 1 are meaningful.
blade.outer_shape_bem.span_ext | input |  | [] | 1D array of the extensions along blade span where something (a DAC device?) lives and we want a grid point. Only values between 0 and 1 are meaningful.
blade.pa.s_opt_twist | input |  | [0.0, 0.3333333333333333, 0.6666666666666666, 1.0] | 1D array of the non-dimensional spanwise grid defined along blade axis to optimize the blade twist angle
blade.pa.twist_opt | input | rad | [0.3491, 0.08744168043599518, 0.0380512790835414, -0.0816609481217366] | 1D array of the twist angle being optimized at the n_opt locations.
blade.pa.s_opt_chord | input |  | [0.0, 0.3333333333333333, 0.6666666666666666, 1.0] | 1D array of the non-dimensional spanwise grid defined along blade axis to optimize the blade chord
blade.pa.chord_opt | input | m | [4.5, 4.75, 3.0279581512580416, 0.5000000000000002] | 1D array of the chord being optimized at the n_opt locations.
blade.ps.layer_thickness_original | input | m | [[0.001, 0.001, 0.001, 0.001, 0.001, 0.001, 0.001, 0.001, 0.001, 0.001, 0.001, 0.001, 0.001, 0.001, 0.001, 0.001, 0.001, 0.001, 0.001, 0.001, 0.001, 0.001, 0.001, 0.001, 0.001, 0.001, 0.001, 0.001, 0.001, 0.001], [0.041, 0.033, 0.026, 0.02, 0.015, 0.011, 0.008284540718575178, 0.0065124340152886585, 0.005362077516845975, 0.004702475040252789, 0.004402630402514755, 0.004331547420637534, 0.0043582299116267645, 0.00435168169248812, 0.004307029653720184, 0.004219400685821545, 0.004083921679290805, 0.0038957195246265212, 0.0036499211123273024, 0.0033416533328917363, 0.0028649115237233047, 0.0025793559173691184, 0.0021461494036608486, 0.0016921197675737938, 0.0012276785702973474, 0.001, 0.001, 0.001, 0.001, 0.001], [0.0, 0.010363863922080815, 0.018021234480601413, 0.025361659590798752, 0.03206819380434953, 0.03782389167293049, 0.042311807748218355, 0.045214996581889856, 0.046216512725621724, 0.04569526776353126, 0.04403017327973565, 0.041600140858352265, 0.038784082083498365, 0.03596090853929123, 0.03350953180984813, 0.0313580742821214, 0.02943465834306337, 0.027667406379626357, 0.025984440778762663, 0.02431388392742465, 0.0220549122718989, 0.0208042751114363, 0.018985046101293482, 0.01713608265938962, 0.01526729626297836, 0.013388598389313434, 0.011509900515648486, 0.009631202641983529, 0.007752504768318578, 0.005873806894653622], [0.0, 0.012478059721382662, 0.01761157401713909, 0.022745088312895515, 0.027664175500095572, 0.03215440847018287, 0.03600136011460119, 0.03899060332479406, 0.04090771099220513, 0.0415382560082781, 0.041101726495636016, 0.03981761057690187, 0.03790539637469875, 0.03558457201164968, 0.033074625610377724, 0.030595045293505926, 0.02815655274214637, 0.02576986963741116, 0.023445717660412414, 0.021194818492262218, 0.018396886548685744, 0.016955665306955872, 0.014962350275733031, 0.01303216602522535, 0.01114932986025402, 0.009298059085640267, 0.007462571006205302, 0.005627082926770338, 0.0037915948473353817, 0.0019561067679004216], [0.0, 0.0, 0.0, 0.0, 0.0, 0.0, 0.0, 0.0, 0.0, 0.0, 0.0, 0.0, 0.0, 0.0, 0.0, 0.0, 0.0, 0.0, 0.0, 0.001, 0.05, 0.001, -8.131516293641283e-20, 0.0, 0.0, 0.0, 0.0, 0.0, 0.0, 0.0], [0.0, 0.0, 0.0, 0.0, 0.0, 0.0, 0.0, 0.0, 0.0, 0.0, 0.0, 0.0, 0.0, 0.0, 0.0, 0.0, 0.0, 0.0, 0.0, 0.001, 0.05, 0.001, -8.131516293641283e-20, 0.0, 0.0, 0.0, 0.0, 0.0, 0.0, 0.0], [0.0, 0.0, 0.006650033728755581, 0.008148123658263425, 0.009646213587771253, 0.011144303517279089, 0.01260256197570184, 0.013981157491954431, 0.015240258594951785, 0.016340033813608823, 0.017240651676840472, 0.01790228071356164, 0.018327608985325365, 0.018519324553684678, 0.018480115480192617, 0.01821266982640221, 0.017719675653866496, 0.0170038210241385, 0.016105782583305264, 0.015066236977453804, 0.013570845372449021, 0.012725330855044377, 0.011505323630660504, 0.010306515825606558, 0.009125374203327537, 0.00795836552726849, 0.0068019565608744125, 0.005652614067590332, 0.0045068048108612615, 0.003360995554132208], [0.0, 0.0, 0.023343227487567127, 0.02514806479023719, 0.02695290209290725, 0.028757739395577298, 0.03056257669824736, 0.032367414000917416, 0.03399537923059806, 0.03526960031429983, 0.03601320517903334, 0.0360493217518092, 0.03520107795963813, 0.03329160172953063, 0.030593866909944815, 0.02738084734933888, 0.023925516896170944, 0.020500849398899176, 0.017379818705981716, 0.014835398665876708, 0.01223234944423054, 0.01109198344222918, 0.009700784707749164, 0.008501789524206603, 0.007398896116132821, 0.006296002708059051, 0.00519310929998528, 0.004090215891911514, 0.0029873224838377426, -2.168404344971009e-19], [0.0, 0.0, 0.023343227487567127, 0.02514806479023719, 0.02695290209290725, 0.028757739395577298, 0.03056257669824736, 0.032367414000917416, 0.03399537923059806, 0.03526960031429983, 0.03601320517903334, 0.0360493217518092, 0.03520107795963813, 0.03329160172953063, 0.030593866909944815, 0.02738084734933888, 0.023925516896170944, 0.020500849398899176, 0.017379818705981716, 0.014835398665876708, 0.01223234944423054, 0.01109198344222918, 0.009700784707749164, 0.008501789524206603, 0.007398896116132821, 0.006296002708059051, 0.00519310929998528, 0.004090215891911514, 0.0029873224838377426, -2.168404344971009e-19], [0.0, 0.0, 0.018640217490227647, 0.022904385684442738, 0.027168553878657818, 0.0312820798151019, 0.035094321236003936, 0.03845463588359295, 0.041212381500097914, 0.04321691582774788, 0.04431759660877182, 0.044631775714407025, 0.044276805015890965, 0.04337003638446096, 0.04202882169135447, 0.040370512807808824, 0.03851246160506139, 0.03646387880311415, 0.03423397512196914, 0.03183196128162837, 0.028467525364800895, 0.026548446003367625, 0.023685366005451677, 0.02070188767487763, 0.01762209067817712, 0.014470054681881742, 0.01126985935252313, 0.008045584356632905, 0.0048213093607426755, 0.0015970343648524527], [0.0, 0.0, 0.010678322708722262, 0.013027749686046041, 0.015377176663369818, 0.017726603640693592, 0.02007603061801737, 0.022343664312566913, 0.024447711441567942, 0.026306378722246202, 0.02783787287182743, 0.0289604006075374, 0.029592168646601816, 0.029791678876096843, 0.02961743318309853, 0.02912793345468304, 0.028381681577926424, 0.027437179439904813, 0.02635292892769433, 0.025110640888752044, 0.0232295708259792, 0.02207879562049976, 0.020252660086103807, 0.01819533041480395, 0.015888517454057182, 0.01337380175210471, 0.010692763857187702, 0.007886984317547073, 0.004998043681424268, 0.0020675224970603053], [0.0, 0.0, 0.011714132383639313, 0.014764947347625046, 0.017815762311610757, 0.02086657727559648, 0.023917392239582207, 0.02696820720356794, 0.030019022167553665, 0.03295298719726778, 0.035653252358438574, 0.03800296771679428, 0.03988528333806326, 0.04118334928797394, 0.04178031563225458, 0.041727364564737766, 0.04107567827925614, 0.039876438969642325, 0.03818082882972886, 0.03604003005334837, 0.032679793711968524, 0.030642080913123152, 0.027516266030156573, 0.02419344792587278, 0.020739294340710836, 0.01721947301510983, 0.013699651689508844, 0.010179830363907818, 0.006660009038306791, 0.0031401877127057915], [0.0, 0.0, 0.035987381471276024, 0.04397734379711533, 0.051967306122954644, 0.059630209740332625, 0.06663899594078779, 0.07266660601585875, 0.07738598125708404, 0.0804700629560023, 0.08159179240415206, 0.08099668674906287, 0.0789302631382641, 0.07563803871928527, 0.07136553063965596, 0.06635825604690564, 0.06086173208856376, 0.05503573124453716, 0.04904002599473268, 0.04303438881905716, 0.03547715954202539, 0.03163240860972047, 0.026555610535872978, 0.02186996705690011, 0.017497247253826908, 0.01335922020767848, 0.009377654999479916, 0.005474320710256289, 0.0015709864210326626, 0.001], [0.041, 0.033, 0.026, 0.02, 0.015315621882346286, 0.012614052419141646, 0.010089285411055738, 0.007829722085647882, 0.0059237636704776095, 0.004459811393104192, 0.003526266481086949, 0.0030162506695686785, 0.0028228856936921773, 0.002839293288600149, 0.0029585951894353707, 0.0030739131313404964, 0.0030783688494581463, 0.0029930342735692765, 0.00283898133345475, 0.002637281958895433, 0.0023387770706268904, 0.0021752316255659585, 0.00195702452635758, 0.0017517918895640714, 0.0015569388227024443, 0.0013698704332897418, 0.0011879918288430328, 0.0010087081168792522, 0.001, 0.001], [0.0, 0.0, 0.0, 0.0021642290748897794, 0.0022101615271658773, 0.0022560939794419753, 0.002302026431718077, 0.002347958883994179, 0.0023857856093980226, 0.0024074008810573743, 0.002404698972099977, 0.0023695741556535783, 0.0022939207048459304, 0.0021696328928047836, 0.002012922173274681, 0.0018400000000000736, 0.0016670778267254723, 0.0015103671071953555, 0.0013860792951542347, 0.001310425844346601, 0.0012739797944200206, 0.0012725991189427679, 0.001294214390602067, 0.001332041116005865, 0.0013779735682819148, 0.0014239060205579876, 0.0014698384728340475, 0.0015157709251100578, 0.0015617033773860887, 1.0842021724855044e-19], [0.0, 0.0, 0.0, 0.03748906121529216, 0.03611723351773886, 0.03474540582018555, 0.03336309557167681, 0.03195982022125724, 0.03052509721797137, 0.02904844401086386, 0.02751937804897927, 0.02592741678136225, 0.024337449781140424, 0.022814366621441057, 0.021423056875391283, 0.020228410116118648, 0.019295315916750478, 0.018688663850414115, 0.018346790223235213, 0.018208031341339345, 0.02, 0.02, 0.02, 0.02, 0.02, 0.02, 0.02, 0.02, 0.02, 5.204170427930421e-18], [0.0, 0.0, 0.0, 0.0020723641703378447, 0.002118296622613882, 0.0021642290748899273, 0.002210161527165972, 0.0022560939794420165, 0.0023020264317180615, 0.0023479588839941056, 0.0023857856093979176, 0.0024074008810572537, 0.002404698972099874, 0.0023695741556534785, 0.0022939207048458332, 0.0021696328928047324, 0.0020129221732746467, 0.0018400000000000569, 0.0016670778267254514, 0.0015103671071953343, 0.0013589344180927612, 0.0013104258443465565, 0.0012753010279001407, 0.001272599118942723, 0.001294214390602057, 0.0013320411160058796, 0.001377973568281959, 0.0014239060205580112, 0.001469838472834042, 1.0842021724855044e-19], [0.0, 0.0, 0.0, 0.002517599968446932, 0.002445129913471889, 0.002372659858496847, 0.0023001898035218114, 0.002227719748546781, 0.0021544904794845205, 0.0020797427822478514, 0.0020027174427495156, 0.0019226552469023392, 0.0018387969806191531, 0.0017503834298127764, 0.0016614674579192518, 0.0015761019283747073, 0.0014983397046152694, 0.0014322336500771126, 0.0013818366281962682, 0.0013512015024089593, 0.0013365476557123661, 0.001336042341719111, 0.0013449310081187766, 0.001360406973216308, 0.0013791765876627789, 0.0013979462021092215, 0.0014167158165556374, 0.001435485431002038, 0.0014542550454484536, 2.168404344971009e-19], [0.0, 0.0, 0.0, 0.0377066146348917, 0.03634612196662573, 0.03498562929835977, 0.03361391516359078, 0.03221975809581581, 0.030791936628531906, 0.029319229295236043, 0.027790414629425268, 0.026194271164596574, 0.02459555683654566, 0.0230590295810682, 0.021649447333959928, 0.02043156803101652, 0.02, 0.02, 0.02, 0.02, 0.02, 0.02, 0.02, 0.02, 0.02, 0.02, 0.02, 0.02, 0.02, 5.204170427930421e-18], [0.0, 0.0, 0.0, 0.0026625400783972237, 0.0025900700234221716, 0.0025175999684471195, 0.0024451299134720674, 0.0023726598584970127, 0.002300189803521959, 0.002227719748546904, 0.002154490479484672, 0.0020797427822479954, 0.002002717442749689, 0.0019226552469024875, 0.0018387969806192307, 0.0017503834298126966, 0.001661467457919111, 0.0015761019283745596, 0.0014983397046151392, 0.0014322336500769564, 0.0013708383916703005, 0.0013512015024088637, 0.0013370346233662605, 0.0013360423417192616, 0.0013449310081189907, 0.0013604069732165167, 0.001379176587662875, 0.0013979462021091273, 0.0014167158165554958, 3.2526065174565133e-19]] | 2D array of the thickness of the layers of the blade structure. The first dimension represents each layer, the second dimension represents each entry along blade span.
blade.ps.s_opt_layer_0 | input |  | [0.0, 0.034482758620689655, 0.06896551724137931, 0.10344827586206896, 0.13793103448275862, 0.1724137931034483, 0.20689655172413793, 0.24137931034482757, 0.27586206896551724, 0.3103448275862069, 0.3448275862068966, 0.3793103448275862, 0.41379310344827586, 0.4482758620689655, 0.48275862068965514, 0.5172413793103449, 0.5517241379310345, 0.5862068965517241, 0.6206896551724138, 0.6551724137931034, 0.6896551724137931, 0.7241379310344828, 0.7586206896551724, 0.7931034482758621, 0.8275862068965517, 0.8620689655172413, 0.896551724137931, 0.9310344827586207, 0.9655172413793103, 1.0]
blade.ps.layer_0_opt | input | m | [0.001, 0.001, 0.001, 0.001, 0.001, 0.001, 0.001, 0.001, 0.001, 0.001, 0.001, 0.001, 0.001, 0.001, 0.001, 0.001, 0.001, 0.001, 0.001, 0.001, 0.001, 0.001, 0.001, 0.001, 0.001, 0.001, 0.001, 0.001, 0.001, 0.001]
blade.ps.s_opt_layer_1 | input |  | [0.0, 0.3333333333333333, 0.6666666666666666, 1.0]
blade.ps.layer_1_opt | input | m | [0.041, 0.004466854440546635, 0.0032271593686329005, 0.001]
blade.ps.s_opt_layer_2 | input |  | [0.0, 0.034482758620689655, 0.06896551724137931, 0.10344827586206896, 0.13793103448275862, 0.1724137931034483, 0.20689655172413793, 0.24137931034482757, 0.27586206896551724, 0.3103448275862069, 0.3448275862068966, 0.3793103448275862, 0.41379310344827586, 0.4482758620689655, 0.48275862068965514, 0.5172413793103449, 0.5517241379310345, 0.5862068965517241, 0.6206896551724138, 0.6551724137931034, 0.6896551724137931, 0.7241379310344828, 0.7586206896551724, 0.7931034482758621, 0.8275862068965517, 0.8620689655172413, 0.896551724137931, 0.9310344827586207, 0.9655172413793103, 1.0]
blade.ps.layer_2_opt | input | m | [0.0, 0.010363863922080815, 0.018021234480601413, 0.025361659590798752, 0.03206819380434953, 0.03782389167293049, 0.042311807748218355, 0.045214996581889856, 0.046216512725621724, 0.04569526776353126, 0.04403017327973565, 0.041600140858352265, 0.038784082083498365, 0.03596090853929123, 0.03350953180984813, 0.0313580742821214, 0.02943465834306337, 0.027667406379626357, 0.025984440778762663, 0.02431388392742465, 0.022583858212564614, 0.0208042751114363, 0.018985046101293482, 0.01713608265938962, 0.01526729626297836, 0.013388598389313434, 0.011509900515648486, 0.009631202641983529, 0.007752504768318578, 0.005873806894653622]
blade.ps.s_opt_layer_3 | input |  | [0.0, 0.034482758620689655, 0.06896551724137931, 0.10344827586206896, 0.13793103448275862, 0.1724137931034483, 0.20689655172413793, 0.24137931034482757, 0.27586206896551724, 0.3103448275862069, 0.3448275862068966, 0.3793103448275862, 0.41379310344827586, 0.4482758620689655, 0.48275862068965514, 0.5172413793103449, 0.5517241379310345, 0.5862068965517241, 0.6206896551724138, 0.6551724137931034, 0.6896551724137931, 0.7241379310344828, 0.7586206896551724, 0.7931034482758621, 0.8275862068965517, 0.8620689655172413, 0.896551724137931, 0.9310344827586207, 0.9655172413793103, 1.0]
blade.ps.layer_3_opt | input | m | [0.0, 0.012478059721382662, 0.01761157401713909, 0.022745088312895515, 0.027664175500095572, 0.03215440847018287, 0.03600136011460119, 0.03899060332479406, 0.04090771099220513, 0.0415382560082781, 0.041101726495636016, 0.03981761057690187, 0.03790539637469875, 0.03558457201164968, 0.033074625610377724, 0.030595045293505926, 0.02815655274214637, 0.02576986963741116, 0.023445717660412414, 0.021194818492262218, 0.019027893814072678, 0.016955665306955872, 0.014962350275733031, 0.01303216602522535, 0.01114932986025402, 0.009298059085640267, 0.007462571006205302, 0.005627082926770338, 0.0037915948473353817, 0.0019561067679004216]
blade.ps.s_opt_layer_4 | input |  | [0.0, 0.034482758620689655, 0.06896551724137931, 0.10344827586206896, 0.13793103448275862, 0.1724137931034483, 0.20689655172413793, 0.24137931034482757, 0.27586206896551724, 0.3103448275862069, 0.3448275862068966, 0.3793103448275862, 0.41379310344827586, 0.4482758620689655, 0.48275862068965514, 0.5172413793103449, 0.5517241379310345, 0.5862068965517241, 0.6206896551724138, 0.6551724137931034, 0.6896551724137931, 0.7241379310344828, 0.7586206896551724, 0.7931034482758621, 0.8275862068965517, 0.8620689655172413, 0.896551724137931, 0.9310344827586207, 0.9655172413793103, 1.0]
blade.ps.layer_4_opt | input | m | [0.0, 0.0, 0.0, 0.0, 0.0, 0.0, 0.0, 0.0, 0.0, 0.0, 0.0, 0.0, 0.0, 0.0, 0.0, 0.0, 0.0, 0.0, 0.0, 0.001, 0.04347561483135778, 0.001, -8.131516293641283e-20, 0.0, 0.0, 0.0, 0.0, 0.0, 0.0, 0.0]
blade.ps.s_opt_layer_5 | input |  | [0.0, 0.034482758620689655, 0.06896551724137931, 0.10344827586206896, 0.13793103448275862, 0.1724137931034483, 0.20689655172413793, 0.24137931034482757, 0.27586206896551724, 0.3103448275862069, 0.3448275862068966, 0.3793103448275862, 0.41379310344827586, 0.4482758620689655, 0.48275862068965514, 0.5172413793103449, 0.5517241379310345, 0.5862068965517241, 0.6206896551724138, 0.6551724137931034, 0.6896551724137931, 0.7241379310344828, 0.7586206896551724, 0.7931034482758621, 0.8275862068965517, 0.8620689655172413, 0.896551724137931, 0.9310344827586207, 0.9655172413793103, 1.0]
blade.ps.layer_5_opt | input | m | [0.0, 0.0, 0.0, 0.0, 0.0, 0.0, 0.0, 0.0, 0.0, 0.0, 0.0, 0.0, 0.0, 0.0, 0.0, 0.0, 0.0, 0.0, 0.0, 0.001, 0.04347561483135778, 0.001, -8.131516293641283e-20, 0.0, 0.0, 0.0, 0.0, 0.0, 0.0, 0.0]
blade.ps.s_opt_layer_6 | input |  | [0.0, 0.034482758620689655, 0.06896551724137931, 0.10344827586206896, 0.13793103448275862, 0.1724137931034483, 0.20689655172413793, 0.24137931034482757, 0.27586206896551724, 0.3103448275862069, 0.3448275862068966, 0.3793103448275862, 0.41379310344827586, 0.4482758620689655, 0.48275862068965514, 0.5172413793103449, 0.5517241379310345, 0.5862068965517241, 0.6206896551724138, 0.6551724137931034, 0.6896551724137931, 0.7241379310344828, 0.7586206896551724, 0.7931034482758621, 0.8275862068965517, 0.8620689655172413, 0.896551724137931, 0.9310344827586207, 0.9655172413793103, 1.0]
blade.ps.layer_6_opt | input | m | [0.0, 0.0, 0.006650033728755581, 0.008148123658263425, 0.009646213587771253, 0.011144303517279089, 0.01260256197570184, 0.013981157491954431, 0.015240258594951785, 0.016340033813608823, 0.017240651676840472, 0.01790228071356164, 0.018327608985325365, 0.018519324553684678, 0.018480115480192617, 0.01821266982640221, 0.017719675653866496, 0.0170038210241385, 0.016105782583305264, 0.015066236977453804, 0.013925860852671158, 0.012725330855044377, 0.011505323630660504, 0.010306515825606558, 0.009125374203327537, 0.00795836552726849, 0.0068019565608744125, 0.005652614067590332, 0.0045068048108612615, 0.003360995554132208]
blade.ps.s_opt_layer_7 | input |  | [0.0, 0.034482758620689655, 0.06896551724137931, 0.10344827586206896, 0.13793103448275862, 0.1724137931034483, 0.20689655172413793, 0.24137931034482757, 0.27586206896551724, 0.3103448275862069, 0.3448275862068966, 0.3793103448275862, 0.41379310344827586, 0.4482758620689655, 0.48275862068965514, 0.5172413793103449, 0.5517241379310345, 0.5862068965517241, 0.6206896551724138, 0.6551724137931034, 0.6896551724137931, 0.7241379310344828, 0.7586206896551724, 0.7931034482758621, 0.8275862068965517, 0.8620689655172413, 0.896551724137931, 0.9310344827586207, 0.9655172413793103, 1.0]
blade.ps.layer_7_opt | input | m | [0.0, 0.0, 0.023343227487567127, 0.02514806479023719, 0.02695290209290725, 0.028757739395577298, 0.03056257669824736, 0.032367414000917416, 0.03399537923059806, 0.03526960031429983, 0.03601320517903334, 0.0360493217518092, 0.03520107795963813, 0.03329160172953063, 0.030593866909944815, 0.02738084734933888, 0.023925516896170944, 0.020500849398899176, 0.017379818705981716, 0.014835398665876708, 0.012771487503115443, 0.01109198344222918, 0.009700784707749164, 0.008501789524206603, 0.007398896116132821, 0.006296002708059051, 0.00519310929998528, 0.004090215891911514, 0.0029873224838377426, -2.168404344971009e-19]
blade.ps.s_opt_layer_8 | input |  | [0.0, 0.034482758620689655, 0.06896551724137931, 0.10344827586206896, 0.13793103448275862, 0.1724137931034483, 0.20689655172413793, 0.24137931034482757, 0.27586206896551724, 0.3103448275862069, 0.3448275862068966, 0.3793103448275862, 0.41379310344827586, 0.4482758620689655, 0.48275862068965514, 0.5172413793103449, 0.5517241379310345, 0.5862068965517241, 0.6206896551724138, 0.6551724137931034, 0.6896551724137931, 0.7241379310344828, 0.7586206896551724, 0.7931034482758621, 0.8275862068965517, 0.8620689655172413, 0.896551724137931, 0.9310344827586207, 0.9655172413793103, 1.0]
blade.ps.layer_8_opt | input | m | [0.0, 0.0, 0.023343227487567127, 0.02514806479023719, 0.02695290209290725, 0.028757739395577298, 0.03056257669824736, 0.032367414000917416, 0.03399537923059806, 0.03526960031429983, 0.03601320517903334, 0.0360493217518092, 0.03520107795963813, 0.03329160172953063, 0.030593866909944815, 0.02738084734933888, 0.023925516896170944, 0.020500849398899176, 0.017379818705981716, 0.014835398665876708, 0.012771487503115443, 0.01109198344222918, 0.009700784707749164, 0.008501789524206603, 0.007398896116132821, 0.006296002708059051, 0.00519310929998528, 0.004090215891911514, 0.0029873224838377426, -2.168404344971009e-19]
blade.ps.s_opt_layer_9 | input |  | [0.0, 0.034482758620689655, 0.06896551724137931, 0.10344827586206896, 0.13793103448275862, 0.1724137931034483, 0.20689655172413793, 0.24137931034482757, 0.27586206896551724, 0.3103448275862069, 0.3448275862068966, 0.3793103448275862, 0.41379310344827586, 0.4482758620689655, 0.48275862068965514, 0.5172413793103449, 0.5517241379310345, 0.5862068965517241, 0.6206896551724138, 0.6551724137931034, 0.6896551724137931, 0.7241379310344828, 0.7586206896551724, 0.7931034482758621, 0.8275862068965517, 0.8620689655172413, 0.896551724137931, 0.9310344827586207, 0.9655172413793103, 1.0]
blade.ps.layer_9_opt | input | m | [0.0, 0.0, 0.018640217490227647, 0.022904385684442738, 0.027168553878657818, 0.0312820798151019, 0.035094321236003936, 0.03845463588359295, 0.041212381500097914, 0.04321691582774788, 0.04431759660877182, 0.044631775714407025, 0.044276805015890965, 0.04337003638446096, 0.04202882169135447, 0.040370512807808824, 0.03851246160506139, 0.03646387880311415, 0.03423397512196914, 0.03183196128162837, 0.02926704800209385, 0.026548446003367625, 0.023685366005451677, 0.02070188767487763, 0.01762209067817712, 0.014470054681881742, 0.01126985935252313, 0.008045584356632905, 0.0048213093607426755, 0.0015970343648524527]
blade.ps.s_opt_layer_10 | input |  | [0.0, 0.034482758620689655, 0.06896551724137931, 0.10344827586206896, 0.13793103448275862, 0.1724137931034483, 0.20689655172413793, 0.24137931034482757, 0.27586206896551724, 0.3103448275862069, 0.3448275862068966, 0.3793103448275862, 0.41379310344827586, 0.4482758620689655, 0.48275862068965514, 0.5172413793103449, 0.5517241379310345, 0.5862068965517241, 0.6206896551724138, 0.6551724137931034, 0.6896551724137931, 0.7241379310344828, 0.7586206896551724, 0.7931034482758621, 0.8275862068965517, 0.8620689655172413, 0.896551724137931, 0.9310344827586207, 0.9655172413793103, 1.0]
blade.ps.layer_10_opt | input | m | [0.0, 0.0, 0.010678322708722262, 0.013027749686046041, 0.015377176663369818, 0.017726603640693592, 0.02007603061801737, 0.022343664312566913, 0.024447711441567942, 0.026306378722246202, 0.02783787287182743, 0.0289604006075374, 0.029592168646601816, 0.029791678876096843, 0.02961743318309853, 0.02912793345468304, 0.028381681577926424, 0.027437179439904813, 0.02635292892769433, 0.025110640888752044, 0.02369202617053485, 0.02207879562049976, 0.020252660086103807, 0.01819533041480395, 0.015888517454057182, 0.01337380175210471, 0.010692763857187702, 0.007886984317547073, 0.004998043681424268, 0.0020675224970603053]
blade.ps.s_opt_layer_11 | input |  | [0.0, 0.034482758620689655, 0.06896551724137931, 0.10344827586206896, 0.13793103448275862, 0.1724137931034483, 0.20689655172413793, 0.24137931034482757, 0.27586206896551724, 0.3103448275862069, 0.3448275862068966, 0.3793103448275862, 0.41379310344827586, 0.4482758620689655, 0.48275862068965514, 0.5172413793103449, 0.5517241379310345, 0.5862068965517241, 0.6206896551724138, 0.6551724137931034, 0.6896551724137931, 0.7241379310344828, 0.7586206896551724, 0.7931034482758621, 0.8275862068965517, 0.8620689655172413, 0.896551724137931, 0.9310344827586207, 0.9655172413793103, 1.0]
blade.ps.layer_11_opt | input | m | [0.0, 0.0, 0.011714132383639313, 0.014764947347625046, 0.017815762311610757, 0.02086657727559648, 0.023917392239582207, 0.02696820720356794, 0.030019022167553665, 0.03295298719726778, 0.035653252358438574, 0.03800296771679428, 0.03988528333806326, 0.04118334928797394, 0.04178031563225458, 0.041727364564737766, 0.04107567827925614, 0.039876438969642325, 0.03818082882972886, 0.03604003005334837, 0.03350522483433343, 0.030642080913123152, 0.027516266030156573, 0.02419344792587278, 0.020739294340710836, 0.01721947301510983, 0.013699651689508844, 0.010179830363907818, 0.006660009038306791, 0.0031401877127057915]
blade.ps.s_opt_layer_12 | input |  | [0.0, 0.034482758620689655, 0.06896551724137931, 0.10344827586206896, 0.13793103448275862, 0.1724137931034483, 0.20689655172413793, 0.24137931034482757, 0.27586206896551724, 0.3103448275862069, 0.3448275862068966, 0.3793103448275862, 0.41379310344827586, 0.4482758620689655, 0.48275862068965514, 0.5172413793103449, 0.5517241379310345, 0.5862068965517241, 0.6206896551724138, 0.6551724137931034, 0.6896551724137931, 0.7241379310344828, 0.7586206896551724, 0.7931034482758621, 0.8275862068965517, 0.8620689655172413, 0.896551724137931, 0.9310344827586207, 0.9655172413793103, 1.0]
blade.ps.layer_12_opt | input | m | [0.0, 0.0, 0.035987381471276024, 0.04397734379711533, 0.051967306122954644, 0.059630209740332625, 0.06663899594078779, 0.07266660601585875, 0.07738598125708404, 0.0804700629560023, 0.08159179240415206, 0.08099668674906287, 0.0789302631382641, 0.07563803871928527, 0.07136553063965596, 0.06635825604690564, 0.06086173208856376, 0.05503573124453716, 0.04904002599473268, 0.04303438881905716, 0.037178592197417475, 0.03163240860972047, 0.026555610535872978, 0.02186996705690011, 0.017497247253826908, 0.01335922020767848, 0.009377654999479916, 0.005474320710256289, 0.0015709864210326626, 0.001]
blade.ps.s_opt_layer_13 | input |  | [0.0, 0.034482758620689655, 0.06896551724137931, 0.10344827586206896, 0.13793103448275862, 0.1724137931034483, 0.20689655172413793, 0.24137931034482757, 0.27586206896551724, 0.3103448275862069, 0.3448275862068966, 0.3793103448275862, 0.41379310344827586, 0.4482758620689655, 0.48275862068965514, 0.5172413793103449, 0.5517241379310345, 0.5862068965517241, 0.6206896551724138, 0.6551724137931034, 0.6896551724137931, 0.7241379310344828, 0.7586206896551724, 0.7931034482758621, 0.8275862068965517, 0.8620689655172413, 0.896551724137931, 0.9310344827586207, 0.9655172413793103, 1.0]
blade.ps.layer_13_opt | input | m | [0.041, 0.033, 0.026, 0.02, 0.015315621882346286, 0.012614052419141646, 0.010089285411055738, 0.007829722085647882, 0.0059237636704776095, 0.004459811393104192, 0.003526266481086949, 0.0030162506695686785, 0.0028228856936921773, 0.002839293288600149, 0.0029585951894353707, 0.0030739131313404964, 0.0030783688494581463, 0.0029930342735692765, 0.00283898133345475, 0.002637281958895433, 0.002409008079672189, 0.0021752316255659585, 0.00195702452635758, 0.0017517918895640714, 0.0015569388227024443, 0.0013698704332897418, 0.0011879918288430328, 0.0010087081168792522, 0.001, 0.001]
blade.ps.s_opt_layer_14 | input |  | [0.0, 0.034482758620689655, 0.06896551724137931, 0.10344827586206896, 0.13793103448275862, 0.1724137931034483, 0.20689655172413793, 0.24137931034482757, 0.27586206896551724, 0.3103448275862069, 0.3448275862068966, 0.3793103448275862, 0.41379310344827586, 0.4482758620689655, 0.48275862068965514, 0.5172413793103449, 0.5517241379310345, 0.5862068965517241, 0.6206896551724138, 0.6551724137931034, 0.6896551724137931, 0.7241379310344828, 0.7586206896551724, 0.7931034482758621, 0.8275862068965517, 0.8620689655172413, 0.896551724137931, 0.9310344827586207, 0.9655172413793103, 1.0]
blade.ps.layer_14_opt | input | m | [0.0, 0.0, 0.0, 0.0021642290748897794, 0.0022101615271658773, 0.0022560939794419753, 0.002302026431718077, 0.002347958883994179, 0.0023857856093980226, 0.0024074008810573743, 0.002404698972099977, 0.0023695741556535783, 0.0022939207048459304, 0.0021696328928047836, 0.002012922173274681, 0.0018400000000000736, 0.0016670778267254723, 0.0015103671071953555, 0.0013860792951542347, 0.001310425844346601, 0.0012753010279002088, 0.0012725991189427679, 0.001294214390602067, 0.001332041116005865, 0.0013779735682819148, 0.0014239060205579876, 0.0014698384728340475, 0.0015157709251100578, 0.0015617033773860887, 1.0842021724855044e-19]
blade.ps.s_opt_layer_15 | input |  | [0.0, 0.034482758620689655, 0.06896551724137931, 0.10344827586206896, 0.13793103448275862, 0.1724137931034483, 0.20689655172413793, 0.24137931034482757, 0.27586206896551724, 0.3103448275862069, 0.3448275862068966, 0.3793103448275862, 0.41379310344827586, 0.4482758620689655, 0.48275862068965514, 0.5172413793103449, 0.5517241379310345, 0.5862068965517241, 0.6206896551724138, 0.6551724137931034, 0.6896551724137931, 0.7241379310344828, 0.7586206896551724, 0.7931034482758621, 0.8275862068965517, 0.8620689655172413, 0.896551724137931, 0.9310344827586207, 0.9655172413793103, 1.0]
blade.ps.layer_15_opt | input | m | [0.0, 0.0, 0.0, 0.03748906121529216, 0.03611723351773886, 0.03474540582018555, 0.03336309557167681, 0.03195982022125724, 0.03052509721797137, 0.02904844401086386, 0.02751937804897927, 0.02592741678136225, 0.024337449781140424, 0.022814366621441057, 0.021423056875391283, 0.020228410116118648, 0.019295315916750478, 0.018688663850414115, 0.018346790223235213, 0.018208031341339345, 0.02, 0.02, 0.02, 0.02, 0.02, 0.02, 0.02, 0.02, 0.02, 5.204170427930421e-18]
blade.ps.s_opt_layer_16 | input |  | [0.0, 0.034482758620689655, 0.06896551724137931, 0.10344827586206896, 0.13793103448275862, 0.1724137931034483, 0.20689655172413793, 0.24137931034482757, 0.27586206896551724, 0.3103448275862069, 0.3448275862068966, 0.3793103448275862, 0.41379310344827586, 0.4482758620689655, 0.48275862068965514, 0.5172413793103449, 0.5517241379310345, 0.5862068965517241, 0.6206896551724138, 0.6551724137931034, 0.6896551724137931, 0.7241379310344828, 0.7586206896551724, 0.7931034482758621, 0.8275862068965517, 0.8620689655172413, 0.896551724137931, 0.9310344827586207, 0.9655172413793103, 1.0]
blade.ps.layer_16_opt | input | m | [0.0, 0.0, 0.0, 0.0020723641703378447, 0.002118296622613882, 0.0021642290748899273, 0.002210161527165972, 0.0022560939794420165, 0.0023020264317180615, 0.0023479588839941056, 0.0023857856093979176, 0.0024074008810572537, 0.002404698972099874, 0.0023695741556534785, 0.0022939207048458332, 0.0021696328928047324, 0.0020129221732746467, 0.0018400000000000569, 0.0016670778267254514, 0.0015103671071953343, 0.0013860792951542029, 0.0013104258443465565, 0.0012753010279001407, 0.001272599118942723, 0.001294214390602057, 0.0013320411160058796, 0.001377973568281959, 0.0014239060205580112, 0.001469838472834042, 1.0842021724855044e-19]
blade.ps.s_opt_layer_17 | input |  | [0.0, 0.034482758620689655, 0.06896551724137931, 0.10344827586206896, 0.13793103448275862, 0.1724137931034483, 0.20689655172413793, 0.24137931034482757, 0.27586206896551724, 0.3103448275862069, 0.3448275862068966, 0.3793103448275862, 0.41379310344827586, 0.4482758620689655, 0.48275862068965514, 0.5172413793103449, 0.5517241379310345, 0.5862068965517241, 0.6206896551724138, 0.6551724137931034, 0.6896551724137931, 0.7241379310344828, 0.7586206896551724, 0.7931034482758621, 0.8275862068965517, 0.8620689655172413, 0.896551724137931, 0.9310344827586207, 0.9655172413793103, 1.0]
blade.ps.layer_17_opt | input | m | [0.0, 0.0, 0.0, 0.002517599968446932, 0.002445129913471889, 0.002372659858496847, 0.0023001898035218114, 0.002227719748546781, 0.0021544904794845205, 0.0020797427822478514, 0.0020027174427495156, 0.0019226552469023392, 0.0018387969806191531, 0.0017503834298127764, 0.0016614674579192518, 0.0015761019283747073, 0.0014983397046152694, 0.0014322336500771126, 0.0013818366281962682, 0.0013512015024089593, 0.0013370346233662143, 0.001336042341719111, 0.0013449310081187766, 0.001360406973216308, 0.0013791765876627789, 0.0013979462021092215, 0.0014167158165556374, 0.001435485431002038, 0.0014542550454484536, 2.168404344971009e-19]
blade.ps.s_opt_layer_18 | input |  | [0.0, 0.034482758620689655, 0.06896551724137931, 0.10344827586206896, 0.13793103448275862, 0.1724137931034483, 0.20689655172413793, 0.24137931034482757, 0.27586206896551724, 0.3103448275862069, 0.3448275862068966, 0.3793103448275862, 0.41379310344827586, 0.4482758620689655, 0.48275862068965514, 0.5172413793103449, 0.5517241379310345, 0.5862068965517241, 0.6206896551724138, 0.6551724137931034, 0.6896551724137931, 0.7241379310344828, 0.7586206896551724, 0.7931034482758621, 0.8275862068965517, 0.8620689655172413, 0.896551724137931, 0.9310344827586207, 0.9655172413793103, 1.0]
blade.ps.layer_18_opt | input | m | [0.0, 0.0, 0.0, 0.0377066146348917, 0.03634612196662573, 0.03498562929835977, 0.03361391516359078, 0.03221975809581581, 0.030791936628531906, 0.029319229295236043, 0.027790414629425268, 0.026194271164596574, 0.02459555683654566, 0.0230590295810682, 0.021649447333959928, 0.02043156803101652, 0.02, 0.02, 0.02, 0.02, 0.02, 0.02, 0.02, 0.02, 0.02, 0.02, 0.02, 0.02, 0.02, 5.204170427930421e-18]
blade.ps.s_opt_layer_19 | input |  | [0.0, 0.034482758620689655, 0.06896551724137931, 0.10344827586206896, 0.13793103448275862, 0.1724137931034483, 0.20689655172413793, 0.24137931034482757, 0.27586206896551724, 0.3103448275862069, 0.3448275862068966, 0.3793103448275862, 0.41379310344827586, 0.4482758620689655, 0.48275862068965514, 0.5172413793103449, 0.5517241379310345, 0.5862068965517241, 0.6206896551724138, 0.6551724137931034, 0.6896551724137931, 0.7241379310344828, 0.7586206896551724, 0.7931034482758621, 0.8275862068965517, 0.8620689655172413, 0.896551724137931, 0.9310344827586207, 0.9655172413793103, 1.0]
blade.ps.layer_19_opt | input | m | [0.0, 0.0, 0.0, 0.0026625400783972237, 0.0025900700234221716, 0.0025175999684471195, 0.0024451299134720674, 0.0023726598584970127, 0.002300189803521959, 0.002227719748546904, 0.002154490479484672, 0.0020797427822479954, 0.002002717442749689, 0.0019226552469024875, 0.0018387969806192307, 0.0017503834298126966, 0.001661467457919111, 0.0015761019283745596, 0.0014983397046151392, 0.0014322336500769564, 0.0013818366281961518, 0.0013512015024088637, 0.0013370346233662605, 0.0013360423417192616, 0.0013449310081189907, 0.0013604069732165167, 0.001379176587662875, 0.0013979462021091273, 0.0014167158165554958, 3.2526065174565133e-19]
high_level_tower_props.tower_ref_axis_user | input | m | [[0.0, 0.0, 0.0], [0.0, 0.0, 13.7], [0.0, 0.0, 27.4], [0.0, 0.0, 41.1], [0.0, 0.0, 54.8], [0.0, 0.0, 68.5], [0.0, 0.0, 82.2], [0.0, 0.0, 95.9], [0.0, 0.0, 109.6], [0.0, 0.0, 123.3], [0.0, 0.0, 137.0]] | 2D array of the coordinates (x,y,z) of the tower reference axis. The coordinate system is the global coordinate system of OpenFAST: it is placed at tower base with x pointing downwind, y pointing on the side and z pointing vertically upwards. A standard tower configuration will have zero x and y values and positive z values.
high_level_tower_props.distance_tt_hub | input | m | 3 | Vertical distance from tower top to hub center.
high_level_tower_props.hub_height_user | input | m | 140 | Height of the hub specified by the user.
hub.diameter | output | m | 6
materials.rho_fiber | output | kg/m**3 | [0.0, 0.0, 2535.5, 1800.0, 2535.5, 2535.5, 0.0, 0.0, 0.0, 0.0] | 1D array of the density of the fibers of the materials.
materials.rho | output | kg/m**3 | [1235.0, 1100.0, 1940.0, 1600.0, 1940.0, 1940.0, 130.0, 1150.0, 7800.0, 7800.0] | 1D array of the density of the materials. For composites, this is the density of the laminate.
materials.rho_area_dry | output | kg/m**2 | [0.0, 0.0, 7.227162215457267, 6.230769230769231, 1.4454324430914534, 1.4454324430914534, 0.0, 0.0, 0.0, 0.0] | 1D array of the dry aerial density of the composite fabrics. Non-composite materials are kept at 0.
materials.ply_t_from_yaml | output | m | [0.0005, 0.001, 0.005, 0.005, 0.001, 0.001, 0.0, 0.0, 0.0, 0.0] | 1D array of the ply thicknesses of the materials. Non-composite materials are kept at 0.
materials.fvf_from_yaml | output |  | [0.0, 0.0, 0.57, 0.6923076923076923, 0.57, 0.57, 0.0, 0.0, 0.0, 0.0] | 1D array of the non-dimensional fiber volume fraction of the composite materials. Non-composite materials are kept at 0.
materials.fwf_from_yaml | output |  | [0.0, 0.0, 0.7450682696347697, 0.7788461538461539, 0.7450682696347697, 0.7450682696347697, 0.0, 0.0, 0.0, 0.0] | 1D array of the non-dimensional fiber weight- fraction of the composite materials. Non-composite materials are kept at 0.
materials.name | output | n/a | ['Gelcoat', 'Adhesive', 'glass_uni', 'carbon_uni_industry_baseline', 'glass_biax', 'glass_triax', 'medium_density_foam', 'resin', 'steel', 'joint_insert'] | 1D array of names of materials.
materials.component_id | output | n/a | [0.0, -1.0, 5.0, 4.0, 3.0, 2.0, 1.0, -1.0, -1.0, -1.0] | 1D array of flags to set whether a material is used in a blade: 0 - coating, 1 - sandwich filler , 2 - shell skin, 3 - shear webs, 4 - spar caps, 5 - TE/LE reinf.
drivese.bear1.D_bearing | input | m | 0
drivese.bear1.D_shaft | input | m | 0.577
drivese.bear1.mb_mass_user | input | kg | 0
drivese.bear1.bearing_type | input | n/a | CARB
drivese.bear2.D_bearing | input | m | 0
drivese.bear2.D_shaft | input | m | 0.577
drivese.bear2.mb_mass_user | input | kg | 0
drivese.bear2.bearing_type | input | n/a | SRB
drivese.tilt | input | deg | 4
drivese.D_top | input | m | 5.5303
drivese.bedplate_flange_width | input | m | 1
drivese.bedplate_flange_thickness | input | m | 0.05
drivese.bedplate_web_thickness | input | m | 0.05
drivese.stator_deflection_allowable | input | m | 0.0001
drivese.stator_angle_allowable | input | rad | 0.001
drivese.upwind | input | n/a | TRUE
drivese.brake_mass_user | input | kg | 0
drivese.s_rotor | input | m | 0
drivese.gear_ratio | input |  | 96.76
drivese.damping_ratio | input |  | 0.005
drivese.machine_rating | input | kW | 5000
drivese.converter_mass_user | input | kg | 0
drivese.transformer_mass_user | input | kg | 0
drivese.gearbox_mass_user | input | kg | 0
drivese.gearbox_torque_density | input | N*m/kg | 200
drivese.gearbox_radius_user | input | m | 0
drivese.gearbox_length_user | input | m | 0
drivese.gear_configuration | input | n/a | eep
drivese.planet_numbers | input | n/a | [3, 3, 1]
drivese.L_generator | input | m | 2
drivese.generator_mass_user | input | kg | 0
drivese.generator_radius_user | input | m | 0
drivese.generator_efficiency_user | input |  | [[0.0, 0.95], [0.05263157894736842, 0.95], [0.10526315789473684, 0.95], [0.15789473684210525, 0.95], [0.21052631578947367, 0.95], [0.2631578947368421, 0.95], [0.3157894736842105, 0.95], [0.3684210526315789, 0.95], [0.42105263157894735, 0.95], [0.47368421052631576, 0.95], [0.5263157894736842, 0.95], [0.5789473684210527, 0.95], [0.631578947368421, 0.95], [0.6842105263157894, 0.95], [0.7368421052631579, 0.95], [0.7894736842105263, 0.95], [0.8421052631578947, 0.95], [0.894736842105263, 0.95], [0.9473684210526315, 0.95], [1.0, 0.95]]
drivese.hss_diameter | input | m | [0.288, 0.288]
drivese.hss_wall_thickness | input | m | [0.144, 0.144]
drivese.flange_t2shell_t | input |  | 4
drivese.flange_OD2hub_D | input |  | 0.5
drivese.flange_ID2flange_OD | input |  | 0.8
drivese.hub_stress_concentration | input |  | 2.5
drivese.hub_diameter | input | m | 6
drivese.hub_in2out_circ | input |  | 1.2
drivese.hub_shell_mass_user | input | kg | 0
drivese.hub_shell.n_blades | input | n/a | 3
drivese.stop_time | input | s | 5
drivese.pitch_system_scaling_factor | input |  | 0.54
drivese.pitch_system_mass_user | input | kg | 0
drivese.n_blades | input | n/a | 3
drivese.clearance_hub_spinner | input | m | 0.75
drivese.spin_hole_incr | input |  | 1.2
drivese.spinner_mass_user | input | kg | 0
drivese.n_front_brackets | input | n/a | 3
drivese.n_rear_brackets | input | n/a | 3
drivese.L_12 | input | m | 0.368
drivese.L_h1 | input | m | 1.912
drivese.overhang | input | m | 7
drivese.drive_height | input | m | 3
drivese.lss_diameter | input | m | [0.577, 0.577]
drivese.lss_wall_thickness | input | m | [0.288, 0.288]
drivese.bedplate_mass_user | input | kg | 0
drivese.L_hss | input | m | 1.5
drivese.shaft_deflection_allowable | input | m | 0.0001
drivese.shaft_angle_allowable | input | rad | 0.001
drivese.E_mat | input | Pa | [[3440000000.0, 3440000000.0, 3440000000.0], [4560000.0, 4560000.0, 4560000.0], [43700000000.0, 16500000000.0, 15450000000.0], [157599000000.0, 9100000000.0, 9100000000.0], [11023100000.0, 11023100000.0, 16047700000.0], [28211400000.0, 16238800000.0, 15835500000.0], [142500000.0, 142500000.0, 142500000.0], [1000000.0, 1000000.0, 1000000.0], [200000000000.0, 200000000000.0, 200000000000.0], [210000000000.0, 210000000000.0, 210000000000.0]]
drivese.G_mat | input | Pa | [[1323000000.0, 1323000000.0, 1323000000.0], [1450000.0, 1450000.0, 1450000.0], [3265000000.0, 3495000000.0, 3480000000.0], [4131000000.0, 4131000000.0, 2689000000.0], [13231400000.0, 3487480000.0, 3487480000.0], [8248220000.0, 3491240000.0, 3491240000.0], [54000000000.0, 54000000000.0, 54000000000.0], [312500.0, 312500.0, 312500.0], [79300000000.0, 79300000000.0, 79300000000.0], [83900000000.0, 83900000000.0, 83900000000.0]]
drivese.Xt_mat | input | Pa | [[0.0, 0.0, 0.0], [61510000.0, 61510000.0, 61510000.0], [640230000.0, 38100000.0, 0.0], [1285200000.0, 38100000.0, 0.0], [46210000.0, 46210000.0, 46210000.0], [435630000.0, 76440000.0, 0.0], [2083000.0, 2083000.0, 2083000.0], [0.0, 0.0, 0.0], [450000000.0, 450000000.0, 450000000.0], [1790000000.0, 1790000000.0, 1790000000.0]]
drivese.Xy_mat | input | Pa | [0.0, 0.0, 0.0, 0.0, 0.0, 0.0, 0.0, 0.0, 345000000.0, 1650000000.0]
drivese.wohler_exp_mat | input |  | [1.0, 1.0, 10.0, 16.1, 10.0, 10.0, 1.0, 1.0, 3.0, 1.0]
drivese.wohler_A_mat | input |  | [0.0, 65360000.0, 640230000.0, 1285200000.0, 70690000.0, 435630000.0, 2083000.0, 0.0, 35534648443.719765, 1790000000.0]
drivese.rho_mat | input | kg/m**3 | [1235.0, 1100.0, 1940.0, 1600.0, 1940.0, 1940.0, 130.0, 1150.0, 7800.0, 7800.0]
drivese.unit_cost_mat | input | USD/kg | [7.23, 7.23, 1.87, 20.08, 3.0, 2.86, 13.0, 3.63, 0.7, 2.0]
drivese.material_names | input | n/a | ['Gelcoat', 'Adhesive', 'glass_uni', 'carbon_uni_industry_baseline', 'glass_biax', 'glass_triax', 'medium_density_foam', 'resin', 'steel', 'joint_insert']
drivese.lss_material | input | n/a | steel
drivese.hss_material | input | n/a | steel
drivese.hub_material | input | n/a | steel
drivese.spinner_material | input | n/a | glass_biax
drivese.bedplate_material | input | n/a | steel
drivese.hvac_mass_coeff | input | kg/kW/m | 0.08
drivese.nose_mass | input | kg | 0
drivese.nose_cm | input | m | 0
drivese.nose_I | input | kg*m**2 | [0.0, 0.0, 0.0]
drivese.x_bedplate | input | m | [0.0, 0.0, 0.0, 0.0, 0.0, 0.0, 0.0, 0.0, 0.0, 0.0, 0.0, 0.0]
drivese.uptower | input | n/a | TRUE
drivese.minimum_rpm | input | rpm | 0
rotorse.rc_in.layer_web | input |  | [0.0, 0.0, 0.0, 0.0, 0.0, 0.0, 0.0, 0.0, 0.0, 0.0, 0.0, 0.0, 0.0, 0.0, 1.0, 1.0, 1.0, 2.0, 2.0, 2.0] | 1D array of the web id the layer is associated to. If the layer is on the outer profile, this entry can simply stay equal to 0.
rotorse.rc_in.rho | input | kg/m**3 | [1235.0, 1100.0, 1940.0, 1600.0, 1940.0, 1940.0, 130.0, 1150.0, 7800.0, 7800.0] | 1D array of the density of the materials. For composites, this is the density of the laminate.
rotorse.rc_in.unit_cost | input | USD/kg | [7.23, 7.23, 1.87, 20.08, 3.0, 2.86, 13.0, 3.63, 0.7, 2.0] | 1D array of the unit costs of the materials.
rotorse.rc_in.waste | input |  | [0.25, 0.25, 0.05, 0.05, 0.15, 0.15, 0.2, 0.0, 0.0, 0.0] | 1D array of the non-dimensional waste fraction of the materials.
rotorse.rc_in.rho_fiber | input | kg/m**3 | [0.0, 0.0, 2535.5, 1800.0, 2535.5, 2535.5, 0.0, 0.0, 0.0, 0.0] | 1D array of the density of the fibers of the materials.
rotorse.rc_in.roll_mass | input | kg | [0.0, 0.0, 0.0, 0.0, 181.4368, 181.4368, 0.0, 0.0, 0.0, 0.0] | 1D array of the roll mass of the composite fabrics. Non-composite materials are kept at 0.
rotorse.rc_in.flange_adhesive_squeezed | input |  | 0.2 | Extra width of the adhesive once squeezed
rotorse.rc_in.flange_thick | input | m | 0.008 | Average thickness of adhesive
rotorse.rc_in.flange_width | input | m | 0.05 | Average width of adhesive lines
rotorse.rc_in.t_bolt_unit_cost | input | USD | 25 | Cost of one t-bolt
rotorse.rc_in.t_bolt_unit_mass | input | kg | 2.5 | Mass of one t-bolt
rotorse.rc_in.t_bolt_spacing | input | m | 0.15 | Spacing of t-bolts along blade root circumference
rotorse.rc_in.barrel_nut_unit_cost | input | USD | 12 | Cost of one barrel nut
rotorse.rc_in.barrel_nut_unit_mass | input | kg | 1.9 | Mass of one barrel nut
rotorse.rc_in.LPS_unit_mass | input | kg/m | 1 | Unit mass of the lightining protection system. Linear scaling based on the weight of 150 lbs for the 61.5 m NREL 5MW blade
rotorse.rc_in.LPS_unit_cost | input | USD/m | 40 | Unit cost of the lightining protection system. Linear scaling based on the cost of 2500$ for the 61.5 m NREL 5MW blade
rotorse.rc_in.root_preform_length | input |  | 0.01 | Percentage of blade length starting from blade root that is preformed and later inserted into the mold
rotorse.rc_in.definition_layer | input | n/a | [9.0, 9.0, 2.0, 2.0, 2.0, 2.0, 5.0, 7.0, 8.0, 6.0, 6.0, 6.0, 6.0, 9.0, 10.0, 10.0, 10.0, 10.0, 10.0, 10.0] | 1D array of flags identifying how layers are specified in the yaml. 1) all around (skin, paint, ) 2) offset+rotation twist+width (spar caps) 3) offset+user defined rotation+width 4) midpoint TE+width (TE reinf) 5) midpoint LE+width (LE reinf) 6) layer position fixed to other layer (core fillers) 7) start and width 8) end and width 9) start and end nd 10) web layer
rotorse.rc_in.mat_name | input | n/a | ['Gelcoat', 'Adhesive', 'glass_uni', 'carbon_uni_industry_baseline', 'glass_biax', 'glass_triax', 'medium_density_foam', 'resin', 'steel', 'joint_insert'] | 1D array of names of materials.
rotorse.rc_in.orth | input | n/a | [0.0, 0.0, 1.0, 1.0, 1.0, 1.0, 0.0, 0.0, 0.0, 0.0] | 1D array of flags to set whether a material is isotropic (0) or orthtropic (1). Each entry represents a material.
rotorse.rc_in.component_id | input | n/a | [0.0, -1.0, 5.0, 4.0, 3.0, 2.0, 1.0, -1.0, -1.0, -1.0] | 1D array of flags to set whether a material is used in a blade: 0 - coating, 1 - sandwich filler , 2 - shell skin, 3 - shear webs, 4 - spar caps, 5 - TE/LE reinf.
rotorse.rc_out.layer_web | input |  | [0.0, 0.0, 0.0, 0.0, 0.0, 0.0, 0.0, 0.0, 0.0, 0.0, 0.0, 0.0, 0.0, 0.0, 1.0, 1.0, 1.0, 2.0, 2.0, 2.0] | 1D array of the web id the layer is associated to. If the layer is on the outer profile, this entry can simply stay equal to 0.
rotorse.rc_out.rho | input | kg/m**3 | [1235.0, 1100.0, 1940.0, 1600.0, 1940.0, 1940.0, 130.0, 1150.0, 7800.0, 7800.0] | 1D array of the density of the materials. For composites, this is the density of the laminate.
rotorse.rc_out.unit_cost | input | USD/kg | [7.23, 7.23, 1.87, 20.08, 3.0, 2.86, 13.0, 3.63, 0.7, 2.0] | 1D array of the unit costs of the materials.
rotorse.rc_out.waste | input |  | [0.25, 0.25, 0.05, 0.05, 0.15, 0.15, 0.2, 0.0, 0.0, 0.0] | 1D array of the non-dimensional waste fraction of the materials.
rotorse.rc_out.rho_fiber | input | kg/m**3 | [0.0, 0.0, 2535.5, 1800.0, 2535.5, 2535.5, 0.0, 0.0, 0.0, 0.0] | 1D array of the density of the fibers of the materials.
rotorse.rc_out.roll_mass | input | kg | [0.0, 0.0, 0.0, 0.0, 181.4368, 181.4368, 0.0, 0.0, 0.0, 0.0] | 1D array of the roll mass of the composite fabrics. Non-composite materials are kept at 0.
rotorse.rc_out.flange_adhesive_squeezed | input |  | 0.2 | Extra width of the adhesive once squeezed
rotorse.rc_out.flange_thick | input | m | 0.008 | Average thickness of adhesive
rotorse.rc_out.flange_width | input | m | 0.05 | Average width of adhesive lines
rotorse.rc_out.t_bolt_unit_cost | input | USD | 25 | Cost of one t-bolt
rotorse.rc_out.t_bolt_unit_mass | input | kg | 2.5 | Mass of one t-bolt
rotorse.rc_out.t_bolt_spacing | input | m | 0.15 | Spacing of t-bolts along blade root circumference
rotorse.rc_out.barrel_nut_unit_cost | input | USD | 12 | Cost of one barrel nut
rotorse.rc_out.barrel_nut_unit_mass | input | kg | 1.9 | Mass of one barrel nut
rotorse.rc_out.LPS_unit_mass | input | kg/m | 1 | Unit mass of the lightining protection system. Linear scaling based on the weight of 150 lbs for the 61.5 m NREL 5MW blade
rotorse.rc_out.LPS_unit_cost | input | USD/m | 40 | Unit cost of the lightining protection system. Linear scaling based on the cost of 2500$ for the 61.5 m NREL 5MW blade
rotorse.rc_out.root_preform_length | input |  | 0.01 | Percentage of blade length starting from blade root that is preformed and later inserted into the mold
rotorse.rc_out.definition_layer | input | n/a | [9.0, 9.0, 2.0, 2.0, 2.0, 2.0, 5.0, 7.0, 8.0, 6.0, 6.0, 6.0, 6.0, 9.0, 10.0, 10.0, 10.0, 10.0, 10.0, 10.0] | 1D array of flags identifying how layers are specified in the yaml. 1) all around (skin, paint, ) 2) offset+rotation twist+width (spar caps) 3) offset+user defined rotation+width 4) midpoint TE+width (TE reinf) 5) midpoint LE+width (LE reinf) 6) layer position fixed to other layer (core fillers) 7) start and width 8) end and width 9) start and end nd 10) web layer
rotorse.rc_out.mat_name | input | n/a | ['Gelcoat', 'Adhesive', 'glass_uni', 'carbon_uni_industry_baseline', 'glass_biax', 'glass_triax', 'medium_density_foam', 'resin', 'steel', 'joint_insert'] | 1D array of names of materials.
rotorse.rc_out.orth | input | n/a | [0.0, 0.0, 1.0, 1.0, 1.0, 1.0, 0.0, 0.0, 0.0, 0.0] | 1D array of flags to set whether a material is isotropic (0) or orthtropic (1). Each entry represents a material.
rotorse.rc_out.component_id | input | n/a | [0.0, -1.0, 5.0, 4.0, 3.0, 2.0, 1.0, -1.0, -1.0, -1.0] | 1D array of flags to set whether a material is used in a blade: 0 - coating, 1 - sandwich filler , 2 - shell skin, 3 - shear webs, 4 - spar caps, 5 - TE/LE reinf.
rotorse.rp.aep.lossFactor | input |  | 1 | multiplicative factor for availability and other losses (soiling, array, etc.)
rotorse.rp.cdf.k | input |  | 2 | shape or form factor
rotorse.rp.gust.turbulence_class | input | n/a | A | IEC turbulence class
rotorse.rp.v_min | input | m/s | 4 | cut-in wind speed
rotorse.rp.v_max | input | m/s | 25 | cut-out wind speed
rotorse.rp.rated_power | input | W | 5000000 | electrical rated power
rotorse.rp.omega_min | input | rpm | 0 | minimum allowed rotor rotation speed
rotorse.rp.omega_max | input | rpm | 19.0986 | maximum allowed rotor rotation speed
rotorse.rp.control_maxTS | input | m/s | 85 | maximum allowed blade tip speed
rotorse.rp.powercurve.ps_percent | input |  | 0.8 | Scalar applied to the max torque within RotorSE for peak thrust shaving. Only used if `peak_thrust_shaving` is True.
rotorse.rp.powercurve.gearbox_efficiency | input |  | 0.95
rotorse.rp.powercurve.fix_pitch_regI12 | input | n/a | FALSE | If True, pitch is fixed in region I1/2, i.e. when min rpm is enforced.
rotorse.rp.drivetrainType | input | n/a | constant_eff
rotorse.rs.aero_gust.azimuth_load | input | deg | 0
rotorse.rs.aero_hub_loads.nSector | input | n/a | 4
rotorse.rs.bjs.load_factor | input |  | 1.35 | input load multiplier. 1.35 recommended for DLC6.1. [float]
rotorse.rs.bjs.nprf | input |  | 1.2 | bolt proof safety factor. [float]
rotorse.rs.bjs.ny | input |  | 1.2 | bolt yield safety factor. [float]
rotorse.rs.bjs.ns | input |  | 1.2 | bolt shear safety factor. [float]
rotorse.rs.bjs.n0 | input |  | 1.2 | bolt separation safety factor. [float]
rotorse.rs.bjs.nf | input |  | 1.2 | bolt fatigue safety factor. [float]
rotorse.rs.bjs.Sp_bolt | input | Pa | 830000000 | bolt proof strength. [float]
rotorse.rs.bjs.Sy_bolt | input | Pa | 940000000 | bolt yield strength. [float]
rotorse.rs.bjs.Su_bolt | input | Pa | 1040000000 | bolt ultimate strength. [float]
rotorse.rs.bjs.Se_bolt | input | Pa | 162000000 | bolt endurance strength. [float]
rotorse.rs.bjs.E_bolt | input | Pa | 200000000000 | bolt elastic modulus. [float]
rotorse.rs.bjs.d_bolt | input | m | 0.048 | bolt diameter. [float]
rotorse.rs.bjs.L_bolt | input | m | 0.5 | bolt length. [float]
rotorse.rs.bjs.At | input | m**2 | 0.00147 | bolt thread area [float]
rotorse.rs.bjs.m_bolt | input | kg | 8.03 | bolt+washer mass. [float]
rotorse.rs.bjs.rho_mat | input | kg/m**3 | [1235.0, 1100.0, 1940.0, 1600.0, 1940.0, 1940.0, 130.0, 1150.0, 7800.0, 7800.0] | list of material densities. [(n_mat) 1D array of str]
rotorse.rs.bjs.Xt_mat | input | Pa | [[0.0, 0.0, 0.0], [61510000.0, 61510000.0, 61510000.0], [640230000.0, 38100000.0, 0.0], [1285200000.0, 38100000.0, 0.0], [46210000.0, 46210000.0, 46210000.0], [435630000.0, 76440000.0, 0.0], [2083000.0, 2083000.0, 2083000.0], [0.0, 0.0, 0.0], [450000000.0, 450000000.0, 450000000.0], [1790000000.0, 1790000000.0, 1790000000.0]] | list of material tensile strengths. [(n_mat x 3) 2D array of float]
rotorse.rs.bjs.Xy_mat | input | Pa | [0.0, 0.0, 0.0, 0.0, 0.0, 0.0, 0.0, 0.0, 345000000.0, 1650000000.0] | list of material yield strengths. [(n_mat x 3) 1D array of float]
rotorse.rs.bjs.E_mat | input | Pa | [[3440000000.0, 3440000000.0, 3440000000.0], [4560000.0, 4560000.0, 4560000.0], [43700000000.0, 16500000000.0, 15450000000.0], [157599000000.0, 9100000000.0, 9100000000.0], [11023100000.0, 11023100000.0, 16047700000.0], [28211400000.0, 16238800000.0, 15835500000.0], [142500000.0, 142500000.0, 142500000.0], [1000000.0, 1000000.0, 1000000.0], [200000000000.0, 200000000000.0, 200000000000.0], [210000000000.0, 210000000000.0, 210000000000.0]] | list of material elastic moduli. [(n_mat x 3) list of float]
rotorse.rs.bjs.S_mat | input | Pa | [[0.0, 0.0, 0.0], [36610000.0, 36610000.0, 36610000.0], [30170000.0, 18970000.0, 6210000.0], [30170000.0, 18970000.0, 6210000.0], [124460000.0, 18970000.0, 6210000.0], [85060000.0, 18970000.0, 6210000.0], [1250000.0, 1250000.0, 1250000.0], [0.0, 0.0, 0.0], [0.0, 0.0, 0.0], [0.0, 0.0, 0.0]]
rotorse.rs.bjs.unit_cost | input | USD/kg | [7.23, 7.23, 1.87, 20.08, 3.0, 2.86, 13.0, 3.63, 0.7, 2.0] | 1D array of the unit costs of the materials.
rotorse.rs.bjs.Se_insert | input | Pa | 316000000 | insert material endurance limit. [float]
rotorse.rs.bjs.mu_joint | input |  | 0.5 | steel insert friction factor. [float]
rotorse.rs.bjs.joint_position | input |  | 0.7 | nondimensionalized joint position along blade
rotorse.rs.bjs.bolt_spacing_dia | input |  | 3 | joint bolt spacing along sparcap in y. [int]
rotorse.rs.bjs.ply_drop_slope | input |  | 0.125 | required ply drop slope. [float]
rotorse.rs.bjs.t_adhesive | input | m | 0.005 | insert-sparcap adhesive thickness. [float]
rotorse.rs.bjs.t_max | input |  | 0.25 | maximum spar cap thickness per spar cap height. [float]
rotorse.rs.bjs.a | input |  | 0.1965
rotorse.rs.bjs.b | input |  | 0
rotorse.rs.bjs.c | input |  | 0.6448
rotorse.rs.bjs.itermax | input |  | 20 | max # calculation iterations. [int]
rotorse.rs.bjs.discrete | input |  | 0 | whether discrete calculation is allowed. Set to False if in optimization loop. [bool]
rotorse.rs.bjs.joint_nonmaterial_cost | input | USD | 18600 | Non-material joint cost (mfg, assembly, transportation).
rotorse.rs.bjs.name_mat | input | n/a | ['Gelcoat', 'Adhesive', 'glass_uni', 'carbon_uni_industry_baseline', 'glass_biax', 'glass_triax', 'medium_density_foam', 'resin', 'steel', 'joint_insert'] | list of material names. [(n_mat) list of str]
rotorse.rs.bjs.joint_bolt | input | n/a | M36 | Type of bolt used in joint
rotorse.rs.bjs.reinforcement_layer_ss | input | n/a | joint_reinf_ss | Layer identifier for the reinforcement layer at the join where bolts are inserted, suction side
rotorse.rs.bjs.reinforcement_layer_ps | input | n/a | joint_reinf_ps | Layer identifier for the reinforcement layer at the join where bolts are inserted, pressure side
rotorse.rs.bjs.layer_side | input | n/a | ['', '', 'suction', 'pressure', 'suction', 'pressure', '', '', '', '', '', '', '', '', '', '', '', '', '', ''] | 1D array setting whether the layer is on the suction or pressure side. This entry is only used if definition_layer is equal to 1 or 2.
rotorse.rs.brs.s_f | input |  | 2.5 | Safety factor
rotorse.rs.brs.d_f | input | m | 0.03 | Diameter of the fastener
rotorse.rs.brs.sigma_max | input | Pa | 675000000 | Max stress on bolt
rotorse.rs.constr.max_strainU_spar | input |  | 0.0035 | maximum strain in spar cap suction side
rotorse.rs.constr.max_strainL_spar | input |  | 0.0035 | maximum strain in spar cap pressure side
rotorse.rs.constr.max_strainU_te | input |  | 0.0035 | maximum strain in spar cap suction side
rotorse.rs.constr.max_strainL_te | input |  | 0.0035 | maximum strain in spar cap pressure side
rotorse.rs.constr.s_opt_spar_cap_ss | input |  | [0.0, 0.034482758620689655, 0.06896551724137931, 0.10344827586206896, 0.13793103448275862, 0.1724137931034483, 0.20689655172413793, 0.24137931034482757, 0.27586206896551724, 0.3103448275862069, 0.3448275862068966, 0.3793103448275862, 0.41379310344827586, 0.4482758620689655, 0.48275862068965514, 0.5172413793103449, 0.5517241379310345, 0.5862068965517241, 0.6206896551724138, 0.6551724137931034, 0.6896551724137931, 0.7241379310344828, 0.7586206896551724, 0.7931034482758621, 0.8275862068965517, 0.8620689655172413, 0.896551724137931, 0.9310344827586207, 0.9655172413793103, 1.0] | 1D array of the non-dimensional spanwise grid defined along blade axis to optimize the blade spar cap suction side
rotorse.rs.constr.s_opt_spar_cap_ps | input |  | [0.0, 0.034482758620689655, 0.06896551724137931, 0.10344827586206896, 0.13793103448275862, 0.1724137931034483, 0.20689655172413793, 0.24137931034482757, 0.27586206896551724, 0.3103448275862069, 0.3448275862068966, 0.3793103448275862, 0.41379310344827586, 0.4482758620689655, 0.48275862068965514, 0.5172413793103449, 0.5517241379310345, 0.5862068965517241, 0.6206896551724138, 0.6551724137931034, 0.6896551724137931, 0.7241379310344828, 0.7586206896551724, 0.7931034482758621, 0.8275862068965517, 0.8620689655172413, 0.896551724137931, 0.9310344827586207, 0.9655172413793103, 1.0] | 1D array of the non-dimensional spanwise grid defined along blade axis to optimize the blade spar cap pressure side
rotorse.rs.constr.s_opt_te_ss | input |  | [0.0, 0.034482758620689655, 0.06896551724137931, 0.10344827586206896, 0.13793103448275862, 0.1724137931034483, 0.20689655172413793, 0.24137931034482757, 0.27586206896551724, 0.3103448275862069, 0.3448275862068966, 0.3793103448275862, 0.41379310344827586, 0.4482758620689655, 0.48275862068965514, 0.5172413793103449, 0.5517241379310345, 0.5862068965517241, 0.6206896551724138, 0.6551724137931034, 0.6896551724137931, 0.7241379310344828, 0.7586206896551724, 0.7931034482758621, 0.8275862068965517, 0.8620689655172413, 0.896551724137931, 0.9310344827586207, 0.9655172413793103, 1.0] | 1D array of the non-dimensional spanwise grid defined along blade axis to optimize the blade trailing edge suction side
rotorse.rs.constr.s_opt_te_ps | input |  | [0.0, 0.034482758620689655, 0.06896551724137931, 0.10344827586206896, 0.13793103448275862, 0.1724137931034483, 0.20689655172413793, 0.24137931034482757, 0.27586206896551724, 0.3103448275862069, 0.3448275862068966, 0.3793103448275862, 0.41379310344827586, 0.4482758620689655, 0.48275862068965514, 0.5172413793103449, 0.5517241379310345, 0.5862068965517241, 0.6206896551724138, 0.6551724137931034, 0.6896551724137931, 0.7241379310344828, 0.7586206896551724, 0.7931034482758621, 0.8275862068965517, 0.8620689655172413, 0.896551724137931, 0.9310344827586207, 0.9655172413793103, 1.0] | 1D array of the non-dimensional spanwise grid defined along blade axis to optimize the blade trailing edge pressure side
rotorse.rs.constr.blade_number | input | n/a | 3
rotorse.rs.tip_pos.dynamicFactor | input |  | 1 | a dynamic amplification factor to adjust the static deflection calculation
rotorse.rs.tot_loads_gust.aeroloads_azimuth | input | deg | 0 | azimuthal angle
rotorse.rs.tot_loads_gust.dynamicFactor | input |  | 1 | a dynamic amplification factor to adjust the static deflection calculation
rotorse.split.joint_position | input |  | 0.7 | Spanwise position of the segmentation joint.
rotorse.stall_check.stall_margin | input | deg | 4.9847 | Minimum margin from the stall angle
rotorse.stall_check.min_s | input |  | 0.25 | Minimum nondimensional coordinate along blade span where to define the constraint (blade root typically stalls)
financese.tcc_per_kW | intermediate | USD/kW | 1435.9616
financese.bos_per_kW | intermediate | USD/kW | 445.4081
financese.turbine_aep | intermediate | kW*h | 24366830.3868
landbosse.blade_surface_area | intermediate | m**2 | 150.9875
landbosse.foundation_height | intermediate | m | 0
landbosse.nacelle_mass | intermediate | kg | 189974.3982
landbosse.tower_mass | intermediate | kg | 791445.9581
landbosse.blade_mass | intermediate | kg | 52312.3037 | The mass of one rotor blade.
landbosse.hub_mass | intermediate | kg | 36805.1537 | Mass of the rotor hub
landbosse.hub_height_meters | intermediate | m | 140 | Hub height m
landbosse.rotor_diameter_m | intermediate | m | 205.9925 | Rotor diameter m
landbosse.rated_thrust_N | intermediate | N | 842482.5952 | Rated Thrust (N)
landbosse.gust_velocity_m_per_s | intermediate | m/s | 52.5 | 50-year Gust Velocity (m/s)
outputs_2_screen.aep | intermediate | GW*h | 24.3668
outputs_2_screen.blade_mass | intermediate | kg | 52312.3037
outputs_2_screen.lcoe | intermediate | USD/MW/h | 36.632
outputs_2_screen.tip_deflection | intermediate | m | 14.6177
tcc.main_bearing_mass | intermediate | kg | 1415.0888
tcc.bedplate_mass | intermediate | kg | 37394.9966
tcc.blade_mass | intermediate | kg | 52312.3037
tcc.blade_cost_external | intermediate | USD | 596112.4788
tcc.brake_mass | intermediate | kg | 8190.0242
tcc.converter_mass | intermediate | kg | 4196.35
tcc.cover_mass | intermediate | kg | 8700.2731
tcc.gearbox_mass | intermediate | kg | 33565.6731
tcc.generator_mass | intermediate | kg | 19195.7444
tcc.hss_mass | intermediate | kg | 762.1856
tcc.hub_cost | output | USD | 32561.0558
tcc.hub_mass | intermediate | kg | 8348.9887
tcc.pitch_system_cost | output | USD | 576677.6908
tcc.pitch_system_mass | intermediate | kg | 26094.0132
tcc.spinner_cost | output | USD | 26219.8852
tcc.spinner_mass | intermediate | kg | 2362.1518
tcc.hvac_mass | intermediate | kg | 2912.1509
tcc.lss_mass | intermediate | kg | 4854.134
tcc.lss_cost | output | USD | 57764.1949
tcc.main_bearing_cost | output | USD | 6367.8998
tcc.gearbox_cost | output | USD | 335656.7307
tcc.hss_cost | output | USD | 5182.8618
tcc.brake_cost | output | USD | 29692.1138
tcc.generator_cost | output | USD | 238027.2302
tcc.bedplate_cost | output | USD | 108445.4903
tcc.yaw_system_cost | output | USD | 147061.281
tcc.yaw_mass | intermediate | kg | 17718.2266
tcc.converter_cost | output | USD | 78891.38
tcc.hvac_cost | output | USD | 361106.7072
tcc.cover_cost | output | USD | 49591.5569
tcc.elec_cost | output | USD | 209250
tcc.controls_cost | output | USD | 105750
tcc.platforms_mass | intermediate | kg | 38169.462
tcc.platforms_cost | output | USD | 652697.7996
tcc.transformer_cost | output | USD | 215918
tcc.transformer_mass | intermediate | kg | 11485
tcc.blade_cost | output | USD | 596112.4788
tcc.rotor_cost | output | USD | 2423796.0682
tcc.rotor_mass_tcc | output | kg | 193742.0648
tcc.nacelle_cost | output | USD | 2607771.146
tcc.nacelle_mass_tcc | output | kg | 189974.3982
tcc.tower_cost | output | USD | 2148240.6401
tcc.tower_mass | intermediate | kg | 791445.9581
tcc.turbine_cost | output | USD | 7179807.8543
tcc.turbine_cost_kW | output | USD/kW | 1435.9616
tcc.turbine_mass_tcc | output | kg | 1175162.421
tcc.hub_system_cost | output | USD | 635458.6318
tcc.hub_system_mass_tcc | output | kg | 36805.1537
tcc.tower_parts_cost | output | USD | 2148240.6401
tcc.tower_cost_external | intermediate | USD | 2148240.6401
tcons.rated_Omega | intermediate | rpm | 7.8808 | rotor rotation speed at rated
tcons.tower_freq | intermediate | Hz | 0.21213
tcons.tip_deflection | intermediate | m | 14.6177
tcons.Rtip | intermediate | m | 102.9963
tcons.ref_axis_blade | intermediate | m | [[0.0, 0.0, 0.0], [0.01458960863306122, 0.0, 3.4481471658071863], [0.05222307680765803, 0.0, 6.8962943316143726], [0.10814189079154829, 0.0, 10.34444149742156], [0.17425050028042421, 0.0, 13.792588663228745], [0.24113677336298817, 0.0, 17.240735829035934], [0.3000855814876169, 0.0, 20.68888299484312], [0.34265121339954685, 0.0, 24.13703016065031], [0.35982107219826126, 0.0, 27.58517732645749], [0.34758647247479363, 0.0, 31.03332449226468], [0.3145081037342804, 0.0, 34.48147165807187], [0.2668581446781227, 0.0, 37.929618823879046], [0.2108704900449745, 0.0, 41.37776598968624], [0.14047729704289402, 0.0, 44.825913155493424], [0.038047053391842355, 0.0, 48.2740603213006], [-0.09075291861109813, 0.0, 51.722207487107795], [-0.23512381066742405, 0.0, 55.17035465291498], [-0.3941373321774326, 0.0, 58.618501818722166], [-0.585777112144827, 0.0, 62.06664898452936], [-0.8052918056877612, 0.0, 65.51479615033654], [-1.1155553024383709, 0.0, 69.99738746588586], [-1.2912172307106229, 0.0, 72.41109048195092], [-1.5637296993685719, 0.0, 75.8592376477581], [-1.8590358827384128, 0.0, 79.30738481356529], [-2.1706742111500468, 0.0, 82.75553197937248], [-2.4983777867013965, 0.0, 86.20367914517963], [-2.8433553645576635, 0.0, 89.65182631098685], [-3.2095215196586184, 0.0, 93.09997347679402], [-3.5968444286312473, 0.0, 96.5481206426012], [-3.999999999999999, 0.0, 99.9962678084084]]
tcons.ref_axis_tower | intermediate | m | [[0.0, 0.0, 0.0], [0.0, 0.0, 13.7], [0.0, 0.0, 27.4], [0.0, 0.0, 41.1], [0.0, 0.0, 54.8], [0.0, 0.0, 68.5], [0.0, 0.0, 82.2], [0.0, 0.0, 95.9], [0.0, 0.0, 109.6], [0.0, 0.0, 123.29999999999998], [0.0, 0.0, 137.0]]
towerse.env.distLoads.windLoads_Px | intermediate | N/m | [0.0, 218.33175939628282, 299.22666422280815, 356.6730514926502, 402.97251538259263, 442.38116052020723, 477.01257041349606, 508.1221570655043, 536.5080787816399, 562.7131230682517, 587.1251805719552, 610.0322234234493, 631.654614920134, 652.1651883027363, 671.7022990990233, 690.3786304388918, 708.2873209687489, 725.5063439577553, 742.1017089756397, 758.1298497766129, 773.6394366811433, 788.672773664171, 803.266890329779, 817.4544060908204, 831.264221801925, 839.7659624202263, 847.7893811476672, 855.3596638837112, 850.5564393556139, 844.9783304610543, 838.6475280747234]
towerse.env.distLoads.windLoads_Py | intermediate | N/m | [0.0, 0.0, 0.0, 0.0, 0.0, 0.0, 0.0, 0.0, 0.0, 0.0, 0.0, 0.0, 0.0, 0.0, 0.0, 0.0, 0.0, 0.0, 0.0, 0.0, 0.0, 0.0, 0.0, 0.0, 0.0, 0.0, 0.0, 0.0, 0.0, 0.0, 0.0]
towerse.env.distLoads.windLoads_Pz | intermediate | N/m | [0.0, 0.0, 0.0, 0.0, 0.0, 0.0, 0.0, 0.0, 0.0, 0.0, 0.0, 0.0, 0.0, 0.0, 0.0, 0.0, 0.0, 0.0, 0.0, 0.0, 0.0, 0.0, 0.0, 0.0, 0.0, 0.0, 0.0, 0.0, 0.0, 0.0, 0.0]
towerse.env.distLoads.windLoads_qdyn | intermediate | N/m**2 | [0.0, 55.0127726384311, 72.58978868996049, 85.37132772776134, 95.78280041773561, 104.72528131283048, 112.64814228996639, 119.8126709578496, 126.38616286718343, 132.48311707360403, 138.18583715019656, 143.55575512289292, 148.64011488548127, 153.4761424310235, 158.09376713971238, 162.5174642823569, 166.76754171547995, 170.86106240394477, 174.81252102247197, 178.63435009837622, 182.3373052764593, 185.93076312491624, 189.42295452163367, 192.82114982695617, 196.1318074495844, 199.36069425429818, 202.51298405264296, 205.59333884918283, 208.60597638473826, 211.55472669107263, 214.44307975932125]
towerse.env.distLoads.windLoads_z | intermediate | m | [0.0, 4.566666666666666, 9.133333333333333, 13.7, 18.266666666666666, 22.833333333333332, 27.4, 31.966666666666665, 36.53333333333333, 41.1, 45.666666666666664, 50.23333333333333, 54.8, 59.36666666666666, 63.93333333333334, 68.5, 73.06666666666666, 77.63333333333333, 82.2, 86.76666666666667, 91.33333333333334, 95.9, 100.46666666666667, 105.03333333333333, 109.6, 114.16666666666666, 118.73333333333332, 123.29999999999998, 127.86666666666666, 132.43333333333334, 137.0]
towerse.env.distLoads.windLoads_beta | intermediate | deg | 0
towerse.z_global | output | m | [0.0, 4.566666666666666, 9.133333333333333, 13.7, 18.266666666666666, 22.833333333333332, 27.4, 31.966666666666665, 36.53333333333333, 41.1, 45.666666666666664, 50.23333333333333, 54.8, 59.36666666666666, 63.93333333333334, 68.5, 73.06666666666666, 77.63333333333333, 82.2, 86.76666666666667, 91.33333333333334, 95.9, 100.46666666666667, 105.03333333333333, 109.6, 114.16666666666666, 118.73333333333332, 123.29999999999998, 127.86666666666666, 132.43333333333334, 137.0]
towerse.env.Uref | intermediate | m/s | 18.7925
towerse.wind_reference_height | intermediate | m | 140
towerse.env.windLoads.U | intermediate | m/s | [0.0, 9.477171078680673, 10.886410828105966, 11.806005232741882, 12.505202210067232, 13.075934043998101, 13.561538789936986, 13.986154725757029, 14.364705207609516, 14.707105991689259, 15.020303926390346, 15.30936782031787, 15.578117299229095, 15.829507060074118, 16.065872926211107, 16.289095602980286, 16.500713241998394, 16.702000975268472, 16.894028459420486, 17.077702378480577, 17.253798411800098, 17.42298566812531, 17.585845631243682, 17.742887040552503, 17.894557715575317, 18.041254051814676, 18.18332872032109, 18.321096966052064, 18.454841801930097, 18.58481832433909, 18.71125732353289]
towerse.outer_diameter_full | output | m | [6.0, 6.0, 6.0, 6.0, 6.0, 6.0, 6.0, 6.0, 6.0, 6.0, 6.0, 6.0, 6.0, 6.0, 6.0, 6.0, 6.0, 6.0, 6.0, 6.0, 6.0, 6.0, 6.0, 6.0, 6.0, 5.963597376666667, 5.927194753333334, 5.89079213, 5.770636726666667, 5.6504813233333335, 5.53032592]
towerse.joint1 | output | m | [0.0, 0.0, 0.0]
towerse.joint2 | output | m | [0.0, 0.0, 137.0]
towerse.s_full | output | m | [0.0, 0.03333333333333333, 0.06666666666666667, 0.09999999999999999, 0.13333333333333333, 0.16666666666666666, 0.19999999999999998, 0.2333333333333333, 0.26666666666666666, 0.3, 0.3333333333333333, 0.36666666666666664, 0.39999999999999997, 0.4333333333333333, 0.4666666666666667, 0.5, 0.5333333333333333, 0.5666666666666667, 0.6, 0.6333333333333333, 0.6666666666666667, 0.7000000000000001, 0.7333333333333334, 0.7666666666666666, 0.7999999999999999, 0.8333333333333333, 0.8666666666666666, 0.8999999999999999, 0.9333333333333332, 0.9666666666666667, 1.0]
towerse.g2e.Px_global | intermediate | N/m | [0.0, 218.33175939628282, 299.22666422280815, 356.6730514926502, 402.97251538259263, 442.38116052020723, 477.01257041349606, 508.1221570655043, 536.5080787816399, 562.7131230682517, 587.1251805719552, 610.0322234234493, 631.654614920134, 652.1651883027363, 671.7022990990233, 690.3786304388918, 708.2873209687489, 725.5063439577553, 742.1017089756397, 758.1298497766129, 773.6394366811433, 788.672773664171, 803.266890329779, 817.4544060908204, 831.264221801925, 839.7659624202263, 847.7893811476672, 855.3596638837112, 850.5564393556139, 844.9783304610543, 838.6475280747234]
towerse.g2e.Py_global | intermediate | N/m | [0.0, 0.0, 0.0, 0.0, 0.0, 0.0, 0.0, 0.0, 0.0, 0.0, 0.0, 0.0, 0.0, 0.0, 0.0, 0.0, 0.0, 0.0, 0.0, 0.0, 0.0, 0.0, 0.0, 0.0, 0.0, 0.0, 0.0, 0.0, 0.0, 0.0, 0.0]
towerse.g2e.Pz_global | intermediate | N/m | [0.0, 0.0, 0.0, 0.0, 0.0, 0.0, 0.0, 0.0, 0.0, 0.0, 0.0, 0.0, 0.0, 0.0, 0.0, 0.0, 0.0, 0.0, 0.0, 0.0, 0.0, 0.0, 0.0, 0.0, 0.0, 0.0, 0.0, 0.0, 0.0, 0.0, 0.0]
towerse.g2e.qdyn_global | intermediate | Pa | [0.0, 55.0127726384311, 72.58978868996049, 85.37132772776134, 95.78280041773561, 104.72528131283048, 112.64814228996639, 119.8126709578496, 126.38616286718343, 132.48311707360403, 138.18583715019656, 143.55575512289292, 148.64011488548127, 153.4761424310235, 158.09376713971238, 162.5174642823569, 166.76754171547995, 170.86106240394477, 174.81252102247197, 178.63435009837622, 182.3373052764593, 185.93076312491624, 189.42295452163367, 192.82114982695617, 196.1318074495844, 199.36069425429818, 202.51298405264296, 205.59333884918283, 208.60597638473826, 211.55472669107263, 214.44307975932125]
towerse.lc:Px | intermediate | N/m | [0.0, 0.0, 0.0, 0.0, 0.0, 0.0, 0.0, 0.0, 0.0, 0.0, 0.0, 0.0, 0.0, 0.0, 0.0, 0.0, 0.0, 0.0, 0.0, 0.0, 0.0, 0.0, 0.0, 0.0, 0.0, 0.0, 0.0, 0.0, 0.0, 0.0, 0.0]
towerse.lc:Py | intermediate | N/m | [0.0, 0.0, 0.0, 0.0, 0.0, 0.0, 0.0, 0.0, 0.0, 0.0, 0.0, 0.0, 0.0, 0.0, 0.0, 0.0, 0.0, 0.0, 0.0, 0.0, 0.0, 0.0, 0.0, 0.0, 0.0, 0.0, 0.0, 0.0, 0.0, 0.0, 0.0]
towerse.lc:Pz | intermediate | N/m | [0.0, -218.33175939628282, -299.22666422280815, -356.6730514926502, -402.97251538259263, -442.38116052020723, -477.01257041349606, -508.1221570655043, -536.5080787816399, -562.7131230682517, -587.1251805719552, -610.0322234234493, -631.654614920134, -652.1651883027363, -671.7022990990233, -690.3786304388918, -708.2873209687489, -725.5063439577553, -742.1017089756397, -758.1298497766129, -773.6394366811433, -788.672773664171, -803.266890329779, -817.4544060908204, -831.264221801925, -839.7659624202263, -847.7893811476672, -855.3596638837112, -850.5564393556139, -844.9783304610543, -838.6475280747234]
towerse.lc:qdyn | intermediate | Pa | [0.0, 55.0127726384311, 72.58978868996049, 85.37132772776134, 95.78280041773561, 104.72528131283048, 112.64814228996639, 119.8126709578496, 126.38616286718343, 132.48311707360403, 138.18583715019656, 143.55575512289292, 148.64011488548127, 153.4761424310235, 158.09376713971238, 162.5174642823569, 166.76754171547995, 170.86106240394477, 174.81252102247197, 178.63435009837622, 182.3373052764593, 185.93076312491624, 189.42295452163367, 192.82114982695617, 196.1318074495844, 199.36069425429818, 202.51298405264296, 205.59333884918283, 208.60597638473826, 211.55472669107263, 214.44307975932125]
towerse.z_full | output | m | [0.0, 4.566666666666666, 9.133333333333333, 13.7, 18.266666666666666, 22.833333333333332, 27.4, 31.966666666666665, 36.53333333333333, 41.1, 45.666666666666664, 50.23333333333333, 54.8, 59.36666666666666, 63.93333333333334, 68.5, 73.06666666666666, 77.63333333333333, 82.2, 86.76666666666667, 91.33333333333334, 95.9, 100.46666666666667, 105.03333333333333, 109.6, 114.16666666666666, 118.73333333333332, 123.29999999999998, 127.86666666666666, 132.43333333333334, 137.0]
towerse.t_full | output | m | [0.061909944999999994, 0.061909944999999994, 0.061909944999999994, 0.05532001, 0.05532001, 0.05532001, 0.049026455, 0.049026455, 0.049026455, 0.043511430000000004, 0.043511430000000004, 0.043511430000000004, 0.03838378, 0.03838378, 0.03838378, 0.03328114, 0.03328114, 0.03328114, 0.028245095, 0.028245095, 0.028245095, 0.023522260000000003, 0.023522260000000003, 0.023522260000000003, 0.01966602, 0.01966602, 0.01966602, 0.01803766, 0.01803766, 0.01803766]
towerse.tower_height | intermediate | m | 137
towerse.E_full | output | Pa | [200000000000.0, 200000000000.0, 200000000000.0, 200000000000.0, 200000000000.0, 200000000000.0, 200000000000.0, 200000000000.0, 200000000000.0, 200000000000.0, 200000000000.0, 200000000000.0, 200000000000.0, 200000000000.0, 200000000000.0, 200000000000.0, 200000000000.0, 200000000000.0, 200000000000.0, 200000000000.0, 200000000000.0, 200000000000.0, 200000000000.0, 200000000000.0, 200000000000.0, 200000000000.0, 200000000000.0, 200000000000.0, 200000000000.0, 200000000000.0]
towerse.G_full | output | Pa | [79300000000.0, 79300000000.0, 79300000000.0, 79300000000.0, 79300000000.0, 79300000000.0, 79300000000.0, 79300000000.0, 79300000000.0, 79300000000.0, 79300000000.0, 79300000000.0, 79300000000.0, 79300000000.0, 79300000000.0, 79300000000.0, 79300000000.0, 79300000000.0, 79300000000.0, 79300000000.0, 79300000000.0, 79300000000.0, 79300000000.0, 79300000000.0, 79300000000.0, 79300000000.0, 79300000000.0, 79300000000.0, 79300000000.0, 79300000000.0]
towerse.rho_full | output | kg/m**3 | [7800.0, 7800.0, 7800.0, 7800.0, 7800.0, 7800.0, 7800.0, 7800.0, 7800.0, 7800.0, 7800.0, 7800.0, 7800.0, 7800.0, 7800.0, 7800.0, 7800.0, 7800.0, 7800.0, 7800.0, 7800.0, 7800.0, 7800.0, 7800.0, 7800.000000000001, 7800.000000000001, 7800.000000000001, 7800.0, 7800.0, 7800.0]
towerse.sigma_y_full | output | Pa | [345000000.0, 345000000.0, 345000000.0, 345000000.0, 345000000.0, 345000000.0, 345000000.0, 345000000.0, 345000000.0, 345000000.0, 345000000.0, 345000000.0, 345000000.0, 345000000.0, 345000000.0, 345000000.0, 345000000.0, 345000000.0, 345000000.0, 345000000.0, 345000000.0, 345000000.0, 345000000.0, 345000000.0, 345000000.0, 345000000.0, 345000000.0, 345000000.0, 345000000.0, 345000000.0]
towerse.section_A | output | m**2 | [1.2357791064418262, 1.2357791064418262, 1.2357791064418262, 1.105463432715935, 1.105463432715935, 1.105463432715935, 0.9807360997251352, 0.9807360997251352, 0.9807360997251352, 0.8712189629617356, 0.8712189629617356, 0.8712189629617356, 0.7692108591055309, 0.7692108591055309, 0.7692108591055309, 0.6675248220158579, 0.6675248220158579, 0.6675248220158579, 0.5669942636554615, 0.5669942636554615, 0.5669942636554615, 0.47256113694048124, 0.47256113694048124, 0.47256113694048124, 0.3941411346756654, 0.39173465161601245, 0.38932816855635954, 0.35244391774535083, 0.3451584548206367, 0.3378729918959136]
towerse.section_Asx | output | m**2 | [0.704585917582708, 0.704585917582708, 0.704585917582708, 0.6299565374920353, 0.6299565374920353, 0.6299565374920353, 0.5586034148152186, 0.5586034148152186, 0.5586034148152186, 0.4960118799665436, 0.4960118799665436, 0.4960118799665436, 0.437761849075225, 0.437761849075225, 0.437761849075225, 0.379742980580277, 0.379742980580277, 0.379742980580277, 0.3224291331231232, 0.3224291331231232, 0.3224291331231232, 0.26863238295808856, 0.26863238295808856, 0.26863238295808856, 0.22398973090032928, 0.2226241476824738, 0.2212585647658837, 0.20027579497332, 0.19614157763563778, 0.19200736315974942]
towerse.section_Asy | output | m**2 | [0.704585917582708, 0.704585917582708, 0.704585917582708, 0.6299565374920353, 0.6299565374920353, 0.6299565374920353, 0.5586034148152186, 0.5586034148152186, 0.5586034148152186, 0.4960118799665436, 0.4960118799665436, 0.4960118799665436, 0.437761849075225, 0.437761849075225, 0.437761849075225, 0.379742980580277, 0.379742980580277, 0.379742980580277, 0.3224291331231232, 0.3224291331231232, 0.3224291331231232, 0.26863238295808856, 0.26863238295808856, 0.26863238295808856, 0.22398973090032928, 0.2226241476824738, 0.2212585647658837, 0.20027579497332, 0.19614157763563778, 0.19200736315974942]
towerse.section_Ixx | output | kg*m**2 | [5.447429590516363, 5.447429590516363, 5.447429590516363, 4.883699838397818, 4.883699838397818, 4.883699838397818, 4.341778750050135, 4.341778750050135, 4.341778750050135, 3.8640357165817734, 3.8640357165817734, 3.8640357165817734, 3.4174443577815734, 3.4174443577815734, 3.4174443577815734, 2.9707225618327273, 2.9707225618327273, 2.9707225618327273, 2.527565061122627, 2.527565061122627, 2.527565061122627, 2.1099169239698865, 2.1099169239698865, 2.1099169239698865, 1.751337197397554, 1.719453800213626, 1.687959733699444, 1.4885264699751268, 1.3981128526075666, 1.31143660778319]
towerse.section_Iyy | output | kg*m**2 | [5.447429590516363, 5.447429590516363, 5.447429590516363, 4.883699838397818, 4.883699838397818, 4.883699838397818, 4.341778750050135, 4.341778750050135, 4.341778750050135, 3.8640357165817734, 3.8640357165817734, 3.8640357165817734, 3.4174443577815734, 3.4174443577815734, 3.4174443577815734, 2.9707225618327273, 2.9707225618327273, 2.9707225618327273, 2.527565061122627, 2.527565061122627, 2.527565061122627, 2.1099169239698865, 2.1099169239698865, 2.1099169239698865, 1.751337197397554, 1.719453800213626, 1.687959733699444, 1.4885264699751268, 1.3981128526075666, 1.31143660778319]
towerse.section_J0 | output | kg*m**2 | [10.894859181032727, 10.894859181032727, 10.894859181032727, 9.767399676795636, 9.767399676795636, 9.767399676795636, 8.68355750010027, 8.68355750010027, 8.68355750010027, 7.728071433163547, 7.728071433163547, 7.728071433163547, 6.834888715563147, 6.834888715563147, 6.834888715563147, 5.941445123665455, 5.941445123665455, 5.941445123665455, 5.055130122245254, 5.055130122245254, 5.055130122245254, 4.219833847939773, 4.219833847939773, 4.219833847939773, 3.502674394795108, 3.438907600427252, 3.375919467398888, 2.9770529399502537, 2.796225705215133, 2.62287321556638]
towerse.section_rho | output | kg/m**3 | [7800.0, 7800.0, 7800.0, 7800.0, 7800.0, 7800.0, 7800.0, 7800.0, 7800.0, 7800.0, 7800.0, 7800.0, 7800.0, 7800.0, 7800.0, 7800.0, 7800.0, 7800.0, 7800.0, 7800.0, 7800.0, 7800.0, 7800.0, 7800.0, 7800.000000000001, 7800.000000000001, 7800.000000000001, 7800.0, 7800.0, 7800.0]
towerse.section_E | output | Pa | [200000000000.0, 200000000000.0, 200000000000.0, 200000000000.0, 200000000000.0, 200000000000.0, 200000000000.0, 200000000000.0, 200000000000.0, 200000000000.0, 200000000000.0, 200000000000.0, 200000000000.0, 200000000000.0, 200000000000.0, 200000000000.0, 200000000000.0, 200000000000.0, 200000000000.0, 200000000000.0, 200000000000.0, 200000000000.0, 200000000000.0, 200000000000.0, 200000000000.0, 200000000000.0, 200000000000.0, 200000000000.0, 200000000000.0, 200000000000.0]
towerse.section_G | output | Pa | [79300000000.0, 79300000000.0, 79300000000.0, 79300000000.0, 79300000000.0, 79300000000.0, 79300000000.0, 79300000000.0, 79300000000.0, 79300000000.0, 79300000000.0, 79300000000.0, 79300000000.0, 79300000000.0, 79300000000.0, 79300000000.0, 79300000000.0, 79300000000.0, 79300000000.0, 79300000000.0, 79300000000.0, 79300000000.0, 79300000000.0, 79300000000.0, 79300000000.0, 79300000000.0, 79300000000.0, 79300000000.0, 79300000000.0, 79300000000.0]
towerse.section_L | output | m | [4.566666666666666, 4.566666666666666, 4.566666666666666, 4.566666666666666, 4.566666666666666, 4.566666666666666, 4.566666666666666, 4.566666666666666, 4.56666666666667, 4.566666666666663, 4.566666666666663, 4.56666666666667, 4.566666666666663, 4.566666666666677, 4.566666666666663, 4.566666666666663, 4.566666666666663, 4.566666666666677, 4.566666666666663, 4.566666666666677, 4.566666666666663, 4.566666666666663, 4.566666666666663, 4.566666666666663, 4.566666666666663, 4.566666666666663, 4.566666666666663, 4.566666666666677, 4.566666666666677, 4.566666666666663]
towerse.post.cylinder_Fz | intermediate | N | [[-10924686.971255906], [-10491857.616781548], [-10058715.54178545], [-9670858.389759865], [-9282807.494648559], [-8894589.231894398], [-8549789.794936692], [-8204855.8684414765], [-7859798.539123525], [-7552881.273940854], [-7245857.043953276], [-6938732.155492213], [-6667143.599805994], [-6395464.516505031], [-6123699.051862806], [-5887369.980800054], [-5650961.503329768], [-5414476.58856566], [-5213033.392193066], [-5011518.904530494], [-4809935.374488484], [-4641270.489316852], [-4472540.543303106], [-4303747.309361286], [-4162295.8728921027], [-4021647.6666986644], [-3881804.7964786715], [-3754839.3989862227], [-3630442.282678202], [-3508616.922533232]]
towerse.post.cylinder_Vx | intermediate | N | [[2052584.3304778337], [2052840.2821138948], [2053087.8873934448], [2053247.5413242579], [2053477.7870275676], [2053699.4550091624], [2053760.510918796], [2053964.5830686688], [2054159.9394651651], [2054146.901802063], [2054324.5622618198], [2054493.4124131203], [2054407.430846274], [2054558.5200862288], [2054700.7323278189], [2054531.6396615505], [2054656.0613744855], [2054771.5583388805], [2054526.073476553], [2054623.7779753804], [2054712.5194326043], [2054416.246387422], [2054487.1865748167], [2054549.1260085702], [2054257.891661048], [2054291.3233074546], [2054315.77956146], [2054169.5559459329], [2054152.128242135], [2054124.921900034]]
towerse.post.cylinder_Vy | intermediate | N | [[52888.38842979551], [52879.60686839232], [52870.59961133357], [52864.18012729194], [52854.746217159554], [52845.09466855414], [52841.12411689013], [52831.05651935376], [52820.77685411647], [52818.83955696598], [52808.14964648336], [52797.25229077414], [52797.860676486045], [52786.5573005639], [52775.050490859896], [52779.47209789604], [52767.56073639169], [52755.44944681227], [52764.41451364383], [52751.89534622058], [52739.179394602776], [52752.41499508172], [52739.2820302546], [52725.955275423825], [52740.51821502298], [52727.56539877504], [52714.332879938185], [52716.69533529878], [52704.96895220131], [52692.704939715564]]
towerse.post.cylinder_Mxx | intermediate | N*m | [[9671879.183964338], [9910451.267738845], [10147150.390093707], [10381986.79731597], [10614937.747468717], [10846129.276008062], [11075569.381636985], [11303204.146970026], [11529172.441701025], [11753488.784402251], [11976081.919697315], [12197103.362398848], [12416565.542696387], [12634365.806119472], [12850667.84046954], [13065465.337247059], [13278594.742185295], [13490231.014343515], [13700335.551076293], [13908662.990653917], [14115398.527945071], [14320462.096207455], [14523519.686310038], [14724765.810937062], [14924086.50496231], [15121061.785505563], [15315820.496629536], [15508290.335894793], [15698154.112045035], [15885338.89037159]]
towerse.post.cylinder_Myy | intermediate | N*m | [[281863598.51294506], [272399840.4414818], [262884969.41855162], [253322248.25210822], [243714534.07104516], [234067933.95042944], [224385368.94343352], [214668730.8883896], [204923658.0081706], [195152981.36125493], [185358059.91861463], [175544049.19460607], [165713527.1431713], [155867205.68119478], [146009760.47701526], [136143353.96898746], [126267859.96222377], [116387503.92465305], [106504066.62896824], [96616720.16707587], [86729287.00719666], [76843332.19350696], [66957744.20582771], [57075997.30226135], [47199748.987982035], [37328234.88308096], [27464377.604704857], [17610393.29385066], [7767345.076389551], [-2062315.7369844913]]
towerse.post.cylinder_Mzz | intermediate | N*m | [[1110392.6639770465], [1110387.7667698765], [1110382.8619409404], [1110391.3905758082], [1110386.4772198389], [1110381.5614530547], [1110390.97332941], [1110386.0499324566], [1110381.1246588062], [1110390.3055033043], [1110385.3721303833], [1110380.4370819742], [1110390.2911367717], [1110385.3467096651], [1110380.400678509], [1110392.4359220054], [1110387.4779811595], [1110382.5184187514], [1110397.6972426814], [1110392.7218236662], [1110387.74468845], [1110406.5059609646], [1110401.5075813741], [1110396.507318732], [1110416.881433707], [1110412.7639167537], [1110408.6244298872], [1110418.2071164034], [1110416.3113150303], [1110414.44023019]]
towerse.qdyn | output | Pa | [[0.0], [55.0127726384311], [72.58978868996049], [85.37132772776134], [95.78280041773561], [104.72528131283048], [112.64814228996639], [119.8126709578496], [126.38616286718343], [132.48311707360403], [138.18583715019656], [143.55575512289292], [148.64011488548127], [153.4761424310235], [158.09376713971238], [162.5174642823569], [166.76754171547995], [170.86106240394477], [174.81252102247197], [178.63435009837622], [182.3373052764593], [185.93076312491624], [189.42295452163367], [192.82114982695617], [196.1318074495844], [199.36069425429818], [202.51298405264296], [205.59333884918283], [208.60597638473826], [211.55472669107263], [214.44307975932125]]
towerse.nodes_xyz | output | m | [[0.0, 0.0, 0.0], [0.0, 0.0, 4.566666666666666], [0.0, 0.0, 9.133333333333333], [0.0, 0.0, 13.7], [0.0, 0.0, 18.266666666666666], [0.0, 0.0, 22.833333333333332], [0.0, 0.0, 27.4], [0.0, 0.0, 31.966666666666665], [0.0, 0.0, 36.53333333333333], [0.0, 0.0, 41.1], [0.0, 0.0, 45.666666666666664], [0.0, 0.0, 50.23333333333333], [0.0, 0.0, 54.8], [0.0, 0.0, 59.36666666666666], [0.0, 0.0, 63.93333333333334], [0.0, 0.0, 68.5], [0.0, 0.0, 73.06666666666666], [0.0, 0.0, 77.63333333333333], [0.0, 0.0, 82.2], [0.0, 0.0, 86.76666666666667], [0.0, 0.0, 91.33333333333334], [0.0, 0.0, 95.9], [0.0, 0.0, 100.46666666666667], [0.0, 0.0, 105.03333333333333], [0.0, 0.0, 109.6], [0.0, 0.0, 114.16666666666666], [0.0, 0.0, 118.73333333333332], [0.0, 0.0, 123.29999999999998], [0.0, 0.0, 127.86666666666666], [0.0, 0.0, 132.43333333333334], [0.0, 0.0, 137.0]]
towerse.rna_mass | intermediate | kg | 383716.4629
towerse.rna_I | intermediate | kg*m**2 | [207772341.73092812, 136167520.60664862, 135177180.8790857, -35.777810982817755, 100731.38860621676, 48163.86565126492]
towerse.rna_cg | intermediate | m | [-6.21289078643088, -0.08186998540005304, 2.1400782579988933]
towerse.tower.rna_F | intermediate | N | [[2052445.9198520305], [52892.49029072765], [-3508616.9225332364]]
towerse.tower.rna_M | intermediate | N*m | [[15885332.513790704], [-2062316.852312668], [1110263.9813024732]]
towerse.Px | output | N/m | [[0.0], [0.0], [0.0], [0.0], [0.0], [0.0], [0.0], [0.0], [0.0], [0.0], [0.0], [0.0], [0.0], [0.0], [0.0], [0.0], [0.0], [0.0], [0.0], [0.0], [0.0], [0.0], [0.0], [0.0], [0.0], [0.0], [0.0], [0.0], [0.0], [0.0], [0.0]]
towerse.Py | output | N/m | [[0.0], [0.0], [0.0], [0.0], [0.0], [0.0], [0.0], [0.0], [0.0], [0.0], [0.0], [0.0], [0.0], [0.0], [0.0], [0.0], [0.0], [0.0], [0.0], [0.0], [0.0], [0.0], [0.0], [0.0], [0.0], [0.0], [0.0], [0.0], [0.0], [0.0], [0.0]]
towerse.Pz | output | N/m | [[0.0], [-218.33175939628282], [-299.22666422280815], [-356.6730514926502], [-402.97251538259263], [-442.38116052020723], [-477.01257041349606], [-508.1221570655043], [-536.5080787816399], [-562.7131230682517], [-587.1251805719552], [-610.0322234234493], [-631.654614920134], [-652.1651883027363], [-671.7022990990233], [-690.3786304388918], [-708.2873209687489], [-725.5063439577553], [-742.1017089756397], [-758.1298497766129], [-773.6394366811433], [-788.672773664171], [-803.266890329779], [-817.4544060908204], [-831.264221801925], [-839.7659624202263], [-847.7893811476672], [-855.3596638837112], [-850.5564393556139], [-844.9783304610543], [-838.6475280747234]]
towerse.tower_mass | output | kg | 791445.9581
towerse.tower_center_of_mass | output | m | 53.1731
towerse.tower_I_base | output | kg*m**2 | [3331480926.2395945, 3331480926.2395945, 6984734.41293999, 0.0, 0.0, 0.0]
rotorse.r | intermediate | m | [3.0, 6.448147165807186, 9.896294331614373, 13.34444149742156, 16.792588663228745, 20.240735829035934, 23.68888299484312, 27.13703016065031, 30.58517732645749, 34.03332449226468, 37.48147165807187, 40.929618823879046, 44.37776598968624, 47.825913155493424, 51.2740603213006, 54.722207487107795, 58.17035465291498, 61.618501818722166, 65.06664898452937, 68.51479615033654, 72.99738746588586, 75.41109048195092, 78.8592376477581, 82.30738481356529, 85.75553197937248, 89.20367914517963, 92.65182631098685, 96.09997347679402, 99.5481206426012, 102.9962678084084] | radial locations where blade is defined (should be increasing and not go all the way to hub or tip)
rotorse.chord | intermediate | m | [4.5, 4.569836811677395, 4.6252818893763585, 4.667995817786707, 4.699639181598262, 4.721872565500841, 4.736356554184264, 4.744751732338349, 4.748718684652918, 4.749917995817786, 4.746350277168625, 4.694350910089418, 4.587985743035093, 4.436524130451718, 4.2492354267853685, 4.035388986482111, 3.8042541639880216, 3.5651003137491686, 3.327196790211623, 3.099812947821457, 2.81761793304188, 2.6586234754155402, 2.422139578466035, 2.1751137063147445, 1.9180534126372155, 1.6514662511089901, 1.3758597754056112, 1.091741539202625, 0.7996190961755736, 0.4999999999999999] | chord length at each section
rotorse.ccblade.theta_in | intermediate | rad | [0.3491, 0.3114934045448675, 0.27508930274397464, 0.24036879013276702, 0.20781296224669032, 0.17790291462119023, 0.15111974279171242, 0.12794454229370256, 0.10885840866260629, 0.09434243743386928, 0.08467866412070991, 0.07751109858855132, 0.07174551696809414, 0.0670216091336815, 0.06297906495965645, 0.05925757432036209, 0.055496827090141476, 0.05133651314333774, 0.046416322354293896, 0.040375944597353074, 0.030428901826682387, 0.024154881392254437, 0.014166154833436244, 0.0030579678924415373, -0.009072556686845751, -0.022128296160541808, -0.03601212778476281, -0.05062692881562482, -0.06587557650924403, -0.08166094812173662] | twist angle at each section (positive decreases angle of attack)
rotorse.airfoils_cl | intermediate |  | [[[[0.0], [0.0], [0.0], [0.0], [0.0]], [[0.0], [0.0], [0.0], [0.0], [0.0]], [[0.0], [0.0], [0.0], [0.0], [0.0]], [[0.0], [0.0], [0.0], [0.0], [0.0]], [[0.0], [0.0], [0.0], [0.0], [0.0]], [[0.0], [0.0], [0.0], [0.0], [0.0]], [[0.0], [0.0], [0.0], [0.0], [0.0]], [[0.0], [0.0], [0.0], [0.0], [0.0]], [[5.551115123125783e-17], [0.0], [0.0], [0.0], [0.0]], [[-1.1102230246251565e-16], [0.0], [0.0], [0.0], [0.0]], [[0.0], [0.0], [0.0], [0.0], [0.0]], [[0.0], [0.0], [0.0], [0.0], [0.0]], [[0.0], [0.0], [0.0], [0.0], [0.0]], [[0.0], [0.0], [0.0], [0.0], [0.0]], [[0.0], [0.0], [0.0], [0.0], [0.0]], [[0.0], [0.0], [0.0], [0.0], [0.0]], [[0.0], [0.0], [0.0], [0.0], [0.0]], [[0.0], [0.0], [0.0], [0.0], [0.0]], [[0.0], [0.0], [0.0], [0.0], [0.0]], [[0.0], [0.0], [0.0], [0.0], [0.0]], [[0.0], [0.0], [0.0], [0.0], [0.0]], [[5.551115123125783e-17], [5.551115123125783e-17], [-5.551115123125783e-17], [-5.551115123125783e-17], [5.551115123125783e-17]], [[0.0], [0.0], [0.0], [0.0], [0.0]], [[0.0], [0.0], [0.0], [0.0], [0.0]], [[0.0], [0.0], [0.0], [0.0], [0.0]], [[0.0], [0.0], [0.0], [0.0], [0.0]], [[0.0], [0.0], [0.0], [0.0], [0.0]], [[0.0], [0.0], [0.0], [0.0], [0.0]], [[-1.3877787807814457e-17], [1.3877787807814457e-17], [-1.3877787807814457e-17], [1.3877787807814457e-17], [-1.3877787807814457e-17]], [[0.0], [0.0], [0.0], [0.0], [0.0]], [[0.0], [0.0], [0.0], [0.0], [0.0]], [[-6.938893903907228e-18], [6.938893903907228e-18], [6.938893903907228e-18], [-6.938893903907228e-18], [-6.938893903907228e-18]], [[1.3877787807814457e-17], [-1.3877787807814457e-17], [-1.3877787807814457e-17], [-1.3877787807814457e-17], [-1.3877787807814457e-17]], [[0.0], [0.0], [0.0], [0.0], [0.0]], [[-2.7755575615628914e-17], [-2.7755575615628914e-17], [-2.7755575615628914e-17], [2.7755575615628914e-17], [-2.7755575615628914e-17]], [[0.0], [0.0], [0.0], [0.0], [0.0]], [[0.0], [0.0], [0.0], [0.0], [0.0]], [[0.0], [0.0], [0.0], [0.0], [0.0]], [[0.0], [0.0], [0.0], [0.0], [0.0]], [[-5.551115123125783e-17], [5.551115123125783e-17], [5.551115123125783e-17], [5.551115123125783e-17], [-5.551115123125783e-17]], [[0.0], [0.0], [0.0], [0.0], [0.0]], [[0.0], [0.0], [0.0], [0.0], [0.0]], [[0.0], [0.0], [0.0], [0.0], [0.0]], [[0.0], [0.0], [0.0], [0.0], [0.0]], [[0.0], [0.0], [0.0], [0.0], [0.0]], [[0.0], [0.0], [0.0], [0.0], [0.0]], [[0.0], [0.0], [0.0], [0.0], [0.0]], [[0.0], [0.0], [0.0], [0.0], [0.0]], [[0.0], [0.0], [0.0], [0.0], [0.0]], [[0.0], [0.0], [0.0], [0.0], [0.0]], [[0.0], [-1.1102230246251565e-16], [1.1102230246251565e-16], [-1.1102230246251565e-16], [1.1102230246251565e-16]], [[0.0], [0.0], [0.0], [0.0], [0.0]], [[1.1102230246251565e-16], [-1.1102230246251565e-16], [1.1102230246251565e-16], [-1.1102230246251565e-16], [1.1102230246251565e-16]], [[0.0], [0.0], [0.0], [0.0], [0.0]], [[-1.1102230246251565e-16], [0.0], [0.0], [0.0], [0.0]], [[0.0], [0.0], [0.0], [0.0], [0.0]], [[0.0], [0.0], [0.0], [0.0], [0.0]], [[0.0], [0.0], [0.0], [0.0], [0.0]], [[0.0], [0.0], [0.0], [0.0], [0.0]], [[0.0], [0.0], [0.0], [0.0], [0.0]], [[0.0], [0.0], [0.0], [0.0], [0.0]], [[0.0], [0.0], [0.0], [0.0], [0.0]], [[0.0], [0.0], [0.0], [0.0], [0.0]], [[0.0], [0.0], [0.0], [0.0], [0.0]], [[0.0], [0.0], [0.0], [0.0], [0.0]], [[0.0], [0.0], [0.0], [0.0], [0.0]], [[0.0], [0.0], [0.0], [0.0], [0.0]], [[0.0], [0.0], [0.0], [0.0], [0.0]], [[0.0], [0.0], [0.0], [0.0], [0.0]], [[0.0], [0.0], [0.0], [0.0], [0.0]], [[0.0], [0.0], [0.0], [0.0], [0.0]], [[0.0], [0.0], [0.0], [0.0], [0.0]], [[0.0], [0.0], [0.0], [0.0], [0.0]], [[0.0], [0.0], [0.0], [0.0], [0.0]], [[0.0], [0.0], [0.0], [0.0], [0.0]], [[0.0], [0.0], [0.0], [0.0], [0.0]], [[0.0], [0.0], [0.0], [0.0], [0.0]], [[0.0], [0.0], [0.0], [0.0], [0.0]], [[0.0], [0.0], [0.0], [0.0], [0.0]], [[0.0], [0.0], [0.0], [0.0], [0.0]], [[0.0], [0.0], [0.0], [0.0], [0.0]], [[0.0], [0.0], [0.0], [0.0], [0.0]], [[0.0], [0.0], [0.0], [0.0], [0.0]], [[0.0], [0.0], [0.0], [0.0], [0.0]], [[0.0], [0.0], [0.0], [0.0], [0.0]], [[0.0], [0.0], [0.0], [0.0], [0.0]], [[0.0], [0.0], [0.0], [0.0], [0.0]], [[0.0], [0.0], [0.0], [0.0], [0.0]], [[0.0], [0.0], [0.0], [0.0], [0.0]], [[0.0], [0.0], [0.0], [0.0], [0.0]], [[0.0], [0.0], [0.0], [0.0], [0.0]], [[0.0], [0.0], [0.0], [0.0], [0.0]], [[0.0], [0.0], [0.0], [0.0], [0.0]], [[0.0], [0.0], [0.0], [0.0], [0.0]], [[0.0], [0.0], [0.0], [0.0], [0.0]], [[0.0], [0.0], [0.0], [0.0], [0.0]], [[0.0], [0.0], [0.0], [0.0], [0.0]], [[0.0], [0.0], [0.0], [0.0], [0.0]], [[0.0], [0.0], [0.0], [0.0], [0.0]], [[0.0], [0.0], [0.0], [0.0], [0.0]], [[0.0], [0.0], [0.0], [0.0], [0.0]], [[0.0], [0.0], [0.0], [0.0], [0.0]], [[0.0], [0.0], [0.0], [0.0], [0.0]], [[0.0], [0.0], [0.0], [0.0], [0.0]], [[0.0], [0.0], [0.0], [0.0], [0.0]], [[0.0], [0.0], [0.0], [0.0], [0.0]], [[0.0], [0.0], [0.0], [0.0], [0.0]], [[0.0], [0.0], [0.0], [0.0], [0.0]], [[0.0], [0.0], [0.0], [0.0], [0.0]], [[0.0], [0.0], [0.0], [0.0], [0.0]], [[0.0], [0.0], [0.0], [0.0], [0.0]], [[0.0], [0.0], [0.0], [0.0], [0.0]], [[0.0], [0.0], [0.0], [0.0], [0.0]], [[0.0], [0.0], [0.0], [0.0], [0.0]], [[0.0], [0.0], [0.0], [0.0], [0.0]], [[0.0], [0.0], [0.0], [0.0], [0.0]], [[0.0], [0.0], [0.0], [0.0], [0.0]], [[0.0], [0.0], [0.0], [0.0], [0.0]], [[0.0], [0.0], [0.0], [0.0], [0.0]], [[0.0], [0.0], [0.0], [0.0], [0.0]], [[0.0], [0.0], [0.0], [0.0], [0.0]], [[0.0], [0.0], [0.0], [0.0], [0.0]], [[0.0], [0.0], [0.0], [0.0], [0.0]], [[0.0], [0.0], [0.0], [0.0], [0.0]], [[0.0], [0.0], [0.0], [0.0], [0.0]], [[0.0], [0.0], [0.0], [0.0], [0.0]], [[0.0], [0.0], [0.0], [0.0], [0.0]], [[0.0], [0.0], [0.0], [0.0], [0.0]], [[0.0], [0.0], [0.0], [0.0], [0.0]], [[0.0], [0.0], [0.0], [0.0], [0.0]], [[0.0], [0.0], [0.0], [0.0], [0.0]], [[0.0], [0.0], [0.0], [0.0], [0.0]], [[0.0], [0.0], [0.0], [0.0], [0.0]], [[0.0], [0.0], [0.0], [0.0], [0.0]], [[0.0], [0.0], [0.0], [0.0], [0.0]], [[-1.1102230246251565e-16], [0.0], [0.0], [0.0], [0.0]], [[0.0], [0.0], [0.0], [0.0], [1.1102230246251565e-16]], [[0.0], [0.0], [0.0], [0.0], [0.0]], [[0.0], [0.0], [0.0], [0.0], [0.0]], [[0.0], [0.0], [0.0], [0.0], [0.0]], [[0.0], [0.0], [0.0], [0.0], [0.0]], [[0.0], [0.0], [0.0], [0.0], [0.0]], [[0.0], [0.0], [0.0], [0.0], [0.0]], [[0.0], [0.0], [0.0], [0.0], [0.0]], [[0.0], [0.0], [0.0], [0.0], [0.0]], [[0.0], [0.0], [0.0], [0.0], [0.0]], [[0.0], [0.0], [0.0], [0.0], [0.0]], [[0.0], [0.0], [0.0], [0.0], [0.0]], [[0.0], [0.0], [0.0], [0.0], [0.0]], [[0.0], [0.0], [0.0], [0.0], [0.0]], [[0.0], [0.0], [0.0], [0.0], [0.0]], [[0.0], [0.0], [0.0], [0.0], [0.0]], [[0.0], [0.0], [0.0], [0.0], [0.0]], [[0.0], [0.0], [0.0], [0.0], [0.0]], [[0.0], [0.0], [0.0], [0.0], [0.0]], [[0.0], [0.0], [0.0], [0.0], [0.0]], [[0.0], [0.0], [0.0], [0.0], [0.0]], [[-1.1102230246251565e-16], [1.1102230246251565e-16], [1.1102230246251565e-16], [1.1102230246251565e-16], [-1.1102230246251565e-16]], [[0.0], [0.0], [0.0], [0.0], [0.0]], [[0.0], [0.0], [0.0], [0.0], [0.0]], [[0.0], [0.0], [0.0], [0.0], [0.0]], [[0.0], [0.0], [0.0], [0.0], [0.0]], [[0.0], [0.0], [0.0], [0.0], [0.0]], [[-5.551115123125783e-17], [-5.551115123125783e-17], [-5.551115123125783e-17], [5.551115123125783e-17], [5.551115123125783e-17]], [[0.0], [0.0], [0.0], [0.0], [0.0]], [[0.0], [0.0], [0.0], [0.0], [0.0]], [[0.0], [0.0], [0.0], [0.0], [0.0]], [[0.0], [0.0], [0.0], [0.0], [0.0]], [[0.0], [0.0], [6.938893903907228e-18], [0.0], [-6.938893903907228e-18]], [[0.0], [0.0], [0.0], [0.0], [0.0]], [[0.0], [0.0], [0.0], [0.0], [0.0]], [[0.0], [0.0], [0.0], [0.0], [0.0]], [[0.0], [0.0], [0.0], [0.0], [0.0]], [[0.0], [0.0], [0.0], [0.0], [0.0]], [[0.0], [0.0], [0.0], [0.0], [0.0]], [[0.0], [0.0], [0.0], [0.0], [0.0]], [[0.0], [0.0], [0.0], [0.0], [0.0]], [[5.551115123125783e-17], [5.551115123125783e-17], [5.551115123125783e-17], [-5.551115123125783e-17], [5.551115123125783e-17]], [[5.551115123125783e-17], [-5.551115123125783e-17], [5.551115123125783e-17], [5.551115123125783e-17], [5.551115123125783e-17]], [[0.0], [0.0], [0.0], [0.0], [0.0]], [[0.0], [0.0], [0.0], [0.0], [0.0]], [[0.0], [0.0], [0.0], [0.0], [0.0]], [[0.0], [0.0], [0.0], [0.0], [0.0]], [[0.0], [0.0], [0.0], [0.0], [0.0]], [[0.0], [0.0], [0.0], [0.0], [0.0]], [[0.0], [0.0], [0.0], [0.0], [0.0]], [[0.0], [0.0], [0.0], [0.0], [0.0]], [[0.0], [0.0], [0.0], [0.0], [0.0]], [[0.0], [0.0], [0.0], [0.0], [0.0]], [[0.0], [0.0], [0.0], [0.0], [0.0]], [[0.0], [0.0], [0.0], [0.0], [0.0]], [[-5.551115123125783e-17], [0.0], [0.0], [0.0], [0.0]], [[0.0], [0.0], [0.0], [0.0], [0.0]], [[0.0], [0.0], [0.0], [0.0], [0.0]], [[0.0], [0.0], [0.0], [0.0], [0.0]], [[0.0], [0.0], [0.0], [0.0], [0.0]], [[0.0], [0.0], [0.0], [0.0], [0.0]], [[0.0], [0.0], [0.0], [0.0], [0.0]], [[0.0], [0.0], [0.0], [0.0], [0.0]], [[0.0], [0.0], [0.0], [0.0], [0.0]]], [[[0.0], [0.0], [0.0], [0.0], [0.0]], [[0.0022613799145844186], [0.0019477572404127518], [0.0019209423387884948], [0.0019310973328110943], [0.001893404733665248]], [[0.004522759880484493], [0.0038955145320670997], [0.0038418847288127916], [0.003862194716860178], [0.0037868095185604224]], [[0.0067841398976479245], [0.00584327187491088], [0.005762827170020735], [0.0057932921520950885], [0.005680214354633412]], [[0.009661336088146007], [0.008405934324341682], [0.008298603568172965], [0.008339250374214013], [0.008188381087927778]], [[0.013714085542698564], [0.012142210586566978], [0.01200784276582057], [0.012058728334000509], [0.011869857742594057]], [[0.01601395661430497], [0.014128446101735637], [0.013967262270888247], [0.014028303252844472], [0.013801738504629015]], [[0.017019860507278377], [0.014966065925516815], [0.014790486869944025], [0.014856979451433352], [0.01461017917094204]], [[0.02542942808978106], [0.02372633007927566], [0.023580850337686844], [0.02363594185456728], [0.0234314712721318]], [[0.03135418769564147], [0.029919436132374605], [0.02979535172560349], [0.029842339507605092], [0.029667959326661414]], [[0.03450201789911661], [0.03330330899597066], [0.03320072198088757], [0.03323957408546924], [0.033095355406042706]], [[0.03454743991267992], [0.03351531274412187], [0.03342698199241838], [0.033460434453231096], [0.03333625933363688]], [[0.03235313546744435], [0.03146336833259712], [0.031387220947206834], [0.03141605994549064], [0.03130900977632828]], [[0.02972334214256865], [0.028956117654540064], [0.02889045760065692], [0.028915323855421685], [0.028823020741577443]], [[0.028036504796668568], [0.027377036378063976], [0.027320598250134345], [0.02734197305099463], [0.027262629874978517]], [[0.026610256607054364], [0.026045179810998853], [0.025996819828314255], [0.026015134886056293], [0.02594714954859209]], [[0.025232369076536226], [0.0247508107268974], [0.024709598357691], [0.024725206439433517], [0.02466726937882721]], [[0.02374825020180546], [0.023341284430436093], [0.023306455798752818], [0.023319646671677324], [0.02327068213141127]], [[0.022188986966452218], [0.021847536526218986], [0.02181831476386195], [0.021829381543948007], [0.021788301806642263]], [[0.020586789619064863], [0.02030430101979544], [0.020280125295468007], [0.020289281427896544], [0.020255293877941435]], [[0.018948944888693864], [0.018718253252723457], [0.018698510372465546], [0.018705987463478443], [0.01867823256568217]], [[0.017221698464218185], [0.017036841714952983], [0.017021021442266873], [0.017027012964328223], [0.017004772481700056]], [[0.015393237670774981], [0.015248628601643416], [0.015236252777892978], [0.015240939885668811], [0.015223541353555164]], [[0.013543752756405097], [0.013433770660381636], [0.013424358253317586], [0.013427922909630921], [0.013414690948894345]], [[0.01167476432805463], [0.011594584025213031], [0.011587722095092984], [0.011590320911504123], [0.011580674114309561]], [[0.009709709861759577], [0.009654289270478796], [0.009649546306595973], [0.009651342578070037], [0.009644674833743996]], [[0.007727645180527001], [0.007692344674642804], [0.007689323612830534], [0.0076904677539487085], [0.007686220713703479]], [[0.005808642719658322], [0.005788862171684277], [0.005787169328204618], [0.005787810476789335], [0.0057854305298472575]], [[0.0039106509332848295], [0.0039018849768858895], [0.0039011347747514406], [0.0039014188699220444], [0.00390036431842581]], [[0.0019653920351828634], [0.00196260525147042], [0.0019623667558994248], [0.0019624571172246665], [0.0019621216852809056]], [[-1.478517394622236e-07], [-1.478517394622236e-07], [-1.478517394622236e-07], [-1.478517394622236e-07], [-1.478517394622236e-07]], [[-0.0019658890657138876], [-0.0019631022820014287], [-0.0019628637864304316], [-0.0019629541477556873], [-0.001962618715811928]], [[-0.003911170792172673], [-0.0039024048357737054], [-0.0039016546336392843], [-0.003901938728809857], [-0.00390088417731365]], [[-0.00580932291225867], [-0.005789542364284632], [-0.005787849520804973], [-0.005788490669389683], [-0.005786110722447613]], [[-0.007727993972015033], [-0.007692693466130829], [-0.007689672404318559], [-0.007690816545436734], [-0.007686569505191504]], [[-0.009710270033446433], [-0.009654849442165603], [-0.009650106478282829], [-0.009651902749756844], [-0.009645235005430804]], [[-0.011675329129167689], [-0.011595148826326132], [-0.011588286896206085], [-0.011590885712617224], [-0.011581238915422606]], [[-0.013543431895081184], [-0.013433449799057681], [-0.013424037391993673], [-0.013427602048307022], [-0.013414370087570432]], [[-0.015392460483883555], [-0.015247851414751892], [-0.01523547559100158], [-0.015240162698777399], [-0.015222764166663752]], [[-0.017220851328235892], [-0.017035994578970565], [-0.017020174306284677], [-0.017026165828346054], [-0.01700392534571786]], [[-0.018949337814025607], [-0.018718646178055215], [-0.018698903297797304], [-0.0187063803888102], [-0.018678625491013914]], [[-0.020587578874490156], [-0.020305090275220705], [-0.020280914550893286], [-0.02029007068332181], [-0.020256083133366687]], [[-0.022189637624284442], [-0.021848187184051182], [-0.02181896542169416], [-0.021830032201780217], [-0.021788952464474556]], [[-0.023748439713080563], [-0.02334147394171121], [-0.02330664531002795], [-0.023319836182952414], [-0.023270871642686375]], [[-0.025231987286012336], [-0.024750428936373386], [-0.024709216567166986], [-0.024724824648909613], [-0.02466688758830321]], [[-0.026609732375003387], [-0.026044655578948], [-0.025996295596263277], [-0.026014610654005343], [-0.025946625316541128]], [[-0.028035533769395618], [-0.027376065350791026], [-0.02731962722286141], [-0.027341002023721722], [-0.02726165884770558]], [[-0.029716534364337195], [-0.028949309876308615], [-0.02888364982242543], [-0.02890851607719022], [-0.028816212963345966]], [[-0.032343148496508656], [-0.03145338136166133], [-0.031377233976271166], [-0.031406072974554944], [-0.03129902280539258]], [[-0.03454308753835282], [-0.03351096036979488], [-0.033422629618091365], [-0.03345608207890407], [-0.033331906959309855]], [[-0.034501536746060164], [-0.03330282784291433], [-0.03320024082783102], [-0.033239092932412895], [-0.03309487425298614]], [[-0.034044946820303595], [-0.03280897097197848], [-0.03270319460567797], [-0.032743254626492885], [-0.03259455216286475]], [[-0.0334205542813544], [-0.03214602229313379], [-0.03203694624592929], [-0.03207825601912098], [-0.031924914461566256]], [[-0.03263121202936166], [-0.031316698640139], [-0.031204200936920473], [-0.031246806679670863], [-0.031088654464212856]], [[-0.03167977296447344], [-0.030301582966820506], [-0.030180963396852084], [-0.03022663888829799], [-0.030057130006215987]], [[-0.030567888076311583], [-0.02911419665844686], [-0.028990132261656282], [-0.029037112834807144], [-0.028862757186152152]], [[-0.029263293526925527], [-0.02776799202250671], [-0.02764034267396706], [-0.02768868135913201], [-0.027509281933179655]], [[-0.027805151743751394], [-0.026266395107153347], [-0.02613500193855505], [-0.02618475882147537], [-0.02600009250806563]], [[-0.026197034005863595], [-0.024612759309240617], [-0.02447744550963358], [-0.02452868743025422], [-0.024338506127535704]], [[-0.024387089276847317], [-0.022750490367504837], [-0.022610673419782186], [-0.022663620928674886], [-0.022467105965587385]], [[-0.022285259838960694], [-0.020581479286699726], [-0.020435887806954104], [-0.020491022538634118], [-0.020286386063505496]], [[-0.01996893506039259], [-0.01818875370788178], [-0.01803659996022622], [-0.018094220340145014], [-0.017880354695664243]], [[-0.01752122315158949], [-0.015661717488839075], [-0.015502753156596482], [-0.015562953277784996], [-0.015339509362537746]], [[-0.01502421240978542], [-0.01308882029052549], [-0.01292334171593585], [-0.012986009361768282], [-0.01275340392914076]], [[-0.012559293150555206], [-0.010557857181609842], [-0.010386708836250619], [-0.010451524170745713], [-0.010210944664738153]], [[-0.010207433995534018], [-0.008156227286205353], [-0.007980803835594769], [-0.008047238624200148], [-0.007800646057038882]], [[-0.008049385693632366], [-0.005971125506856884], [-0.005793372906644834], [-0.005860690102502536], [-0.00561082058268797]], [[-0.005843559863788844], [-0.0037830807725957594], [-0.0036068974656565944], [-0.0036762764668495373], [-0.0034289905768969953]], [[-0.004961248710409288], [-0.0030044918997776116], [-0.002837503546558068], [-0.0029173362585052376], [-0.0026849694370395805]], [[-0.004248800937337899], [-0.0023832610618411687], [-0.0022243599966522976], [-0.002313392286665439], [-0.002094148364134768]], [[-0.0032432339311585234], [-0.0014637588143466274], [-0.0013124860254800086], [-0.0014101568516242113], [-0.0012032854853470942]], [[-0.002123432980083023], [-0.00043004501128185435], [-0.00031811600337722234], [-0.0003927002463428031], [-0.00031755887330803256]], [[-0.001232000500867858], [-0.0002996191952376326], [-0.00029879666349053036], [-0.0002994911248406229], [-0.00029839283456151167]], [[-0.00028388201849771644], [-0.0002749589111623041], [-0.00027424623099370216], [-0.00027493177298809623], [-0.00027399099210939637]], [[-0.00025729081106590224], [-0.0002496955409555246], [-0.0002490893200508826], [-0.0002497527444982328], [-0.00024896297252968713]], [[-0.0002406323359311624], [-0.00023385604132775129], [-0.00023331599667864023], [-0.00023398813601580026], [-0.00023329526507603893]], [[-0.00021934220504615798], [-0.0002135477045102363], [-0.00021308664729755011], [-0.0002137397148181952], [-0.0002131587165114246]], [[-0.00019822990044257582], [-0.0001933545940243503], [-0.00019296748168090572], [-0.0001935926442599989], [-0.00019311513437257621]], [[-0.0001810284188224348], [-0.00017687300645692627], [-0.00017654401198148595], [-0.00017715158084026517], [-0.00017675607354245004]], [[-0.0001607725435313484], [-0.00015739619390081616], [-0.0001571298160749912], [-0.00015769479040525503], [-0.00015738453041570788]], [[-0.00013661002476325623], [-0.0001340644415683337], [-0.00013386447145570524], [-0.0001343544513679809], [-0.00013413062002908677]], [[-0.00011502029356732363], [-0.00011314177419754351], [-0.00011299506882376034], [-0.00011341364601246545], [-0.00011325765171891003]], [[-9.133528791802764e-05], [-9.008391580785785e-05], [-8.998693674227946e-05], [-9.031251947620549e-05], [-9.021625681183108e-05]], [[-7.217176937123187e-05], [-7.135527362856983e-05], [-7.129267475351406e-05], [-7.154345643515733e-05], [-7.148705401594478e-05]], [[-5.61445077253836e-05], [-5.563375323974773e-05], [-5.5595184772445905e-05], [-5.578311618540527e-05], [-5.5753111375886344e-05]], [[-4.004462138296194e-05], [-3.977428858249754e-05], [-3.975431579572933e-05], [-3.9875901788565676e-05], [-3.9863831289489726e-05]], [[-2.6312206210410416e-05], [-2.619224162253922e-05], [-2.6183668926635373e-05], [-2.625151272792406e-05], [-2.624858019689702e-05]], [[-1.6100377695140583e-05], [-1.6056023789300794e-05], [-1.6053024511897968e-05], [-1.6085921409978582e-05], [-1.608621615367678e-05]], [[-6.269655865687868e-06], [-6.263163145720299e-06], [-6.262767815396267e-06], [-6.2695323891880095e-06], [-6.269922581235085e-06]], [[0.0006958048429915355], [0.0006958048429915355], [0.0006958048429915355], [0.0006958048429915355], [0.0006958048429915355]], [[0.0024017480375390296], [0.0024017480375390296], [0.0024017480375390296], [0.0024017480375390296], [0.0024017480375390296]], [[0.004037940847259239], [0.004037940847259239], [0.004037940847259239], [0.004037940847259239], [0.004037940847259239]], [[0.00529765031573394], [0.00529765031573394], [0.00529765031573394], [0.00529765031573394], [0.00529765031573394]], [[0.006194682095296597], [0.006194682095296597], [0.006194682095296597], [0.006194682095296597], [0.006194682095296597]], [[0.002352445493193245], [0.002352445493193245], [0.002352445493193245], [0.002352445493193245], [0.002352445493193245]], [[-1.7539791515340693e-05], [-1.765124015529803e-05], [-1.7703677815241858e-05], [-1.8080199910106443e-05], [-1.814737647841489e-05]], [[-0.008527687202333434], [-0.008648334418110443], [-0.008704248589468555], [-0.00872574038766824], [-0.00872574038766824]], [[-0.0138335116443275], [-0.0138335116443275], [-0.0138335116443275], [-0.0138335116443275], [-0.0138335116443275]], [[-0.017652620038883016], [-0.017652620038883016], [-0.017652620038883016], [-0.017652620038883016], [-0.017652620038883016]], [[-0.013381736020624896], [-0.013381736020624896], [-0.013381736020624896], [-0.013381736020624896], [-0.013381736020624896]], [[-0.009108608786774108], [-0.009108608786774108], [-0.009108608786774108], [-0.009108608786774108], [-0.009108608786774108]], [[-0.004972030284284848], [-0.004972030284284848], [-0.004972030284284848], [-0.004972030284284848], [-0.004972030284284848]], [[-0.0006526134564394728], [-0.0006526134564394728], [-0.0006526134564394728], [-0.0006526134564394728], [-0.0006526134564394728]], [[1.5071253668029472e-05], [1.5023129114406092e-05], [1.5011013192754719e-05], [1.4972455612150687e-05], [1.4954691867276326e-05]], [[4.0754968267123215e-05], [4.0700885674656295e-05], [4.0670083618195296e-05], [4.0359118205348515e-05], [4.028161791515966e-05]], [[7.123540519598896e-05], [7.123526788445009e-05], [7.123516750437084e-05], [7.048610481209978e-05], [7.024976461638376e-05]], [[0.00010749884578147711], [0.00010748938549288642], [0.00010748257778050302], [0.00010635316003731674], [0.00010576110824800887]], [[0.00014418753091018088], [0.0001443361285721756], [0.00014433821573144046], [0.00014271755640545697], [0.000141776242811191]], [[0.00018651196545474424], [0.0001870002315178948], [0.00018700710854192837], [0.00018466032242363262], [0.00018327549785927821]], [[0.0002265551544423372], [0.0002276812848604759], [0.00022769813437656383], [0.0002243670817870802], [0.00022238990659834146]], [[0.00026768362615067764], [0.0002672357415608728], [0.00026697963694058413], [0.0002643503358295274], [0.0002624938153023004]], [[0.0003065168112853789], [0.00030246342577697205], [0.00030196059217452165], [0.00030141066851860354], [0.000300430997151796]], [[0.000346816805800787], [0.0003426128563219222], [0.0003419398991283962], [0.0003407472572335979], [0.0003405669007151002]], [[0.00037993607726249934], [0.00037612539822901025], [0.00037532089258957013], [0.00037325032446089423], [0.0003732038031382112]], [[0.0005649579372753455], [0.0004112446955291116], [0.00041035048726584256], [0.00040824214293477823], [0.0004069776731491781]], [[0.001286585459697065], [0.000525881649417026], [0.00043973797522600666], [0.00043749273950749457], [0.0004368615898073247]], [[0.002430888779530238], [0.0016559320608572903], [0.0014990810380717257], [0.0011213230582269307], [0.0012245872531989055]], [[0.002880401240793473], [0.002113925139628825], [0.0019608780714976404], [0.0015987246523169185], [0.0014348747058906541]], [[0.003660296999629553], [0.0027131221121045046], [0.00253810133700505], [0.002164821609491163], [0.0019637297017106037]], [[0.004703976155022049], [0.0033161729137284324], [0.0030828894707771726], [0.002648714358181037], [0.0028526655851799365]], [[0.005411458845714201], [0.00380720084482411], [0.0035508943680574445], [0.003110132287097722], [0.0035664061106852607]], [[0.006734672780653539], [0.004843120377089338], [0.004578392751112048], [0.00421855706469354], [0.0049361446323483715]], [[0.007546704417639605], [0.00485898908727922], [0.004623318489609285], [0.0046119624668274906], [0.005897410141082637]], [[0.009746651421108449], [0.006208330880459523], [0.005906089032661543], [0.0060374688940251775], [0.0075245746751295695]], [[0.012638388517341004], [0.00839126139428964], [0.008027970397613715], [0.00816170774590147], [0.00961738489813957]], [[0.015396131722842626], [0.010857248589406676], [0.010389745321518179], [0.01014561859344515], [0.012084543787892033]], [[0.019119954296246668], [0.014265655221720991], [0.013585643056415742], [0.012658198016487793], [0.015703176986191114]], [[0.021701785644210426], [0.016085691488850126], [0.015620959840608614], [0.01644265119254905], [0.018472658405998293]], [[0.025037422238419448], [0.019336474664518002], [0.01888298144730495], [0.020480028369931395], [0.02158698739631985]], [[0.029015583921283825], [0.024744444887085035], [0.02428959700358872], [0.024008361242761768], [0.02472768736719341]], [[0.032396445178557186], [0.027421851631048065], [0.027004484936779555], [0.02747737722357763], [0.027247061742149414]], [[0.03475262039713059], [0.029540822566374712], [0.02912257235071347], [0.03041129221516503], [0.029384441303689807]], [[0.03652440064207812], [0.032791155093780326], [0.03248109152323819], [0.032969456870844814], [0.03236841843687899]], [[0.03810780041977436], [0.03558366092316598], [0.035343169297739147], [0.03527101683479472], [0.03501147675665363]], [[0.04041034466196609], [0.038575493547249325], [0.038333518754523614], [0.03804267406877872], [0.037918549046380576]], [[0.0423779024270306], [0.04085527612939554], [0.04062187493128234], [0.04024642498140913], [0.040180261245173335]], [[0.045040416694360985], [0.043551270516469356], [0.04332490201869575], [0.04296581705694291], [0.04289892304600351]], [[0.04720581584983713], [0.045562469286483054], [0.04534229762292233], [0.04506797474701191], [0.04496074051702709]], [[0.04921952668992394], [0.04737481049037062], [0.04716410305066743], [0.047009361772294034], [0.0468413636412765]], [[0.05151689213017677], [0.04944830925239582], [0.04925918065146334], [0.04922642805995109], [0.04900620519710258]], [[0.053272872356712936], [0.0510566184424775], [0.05086644426309317], [0.05091706455371983], [0.05065672448622255]], [[0.054939186193972256], [0.052738383859021964], [0.05255003643072434], [0.05262136812313063], [0.05235658546105515]], [[0.055204518178190234], [0.05307392827520972], [0.052891589722533786], [0.05296064602769478], [0.052704309496432775]], [[0.05492193423877315], [0.0528585487776841], [0.052681961668868404], [0.052748839904473085], [0.05250058831082857]], [[0.05422657436384169], [0.05222757973512218], [0.052056503274725704], [0.05212129449983498], [0.051880789870971764]], [[0.053253578541516466], [0.05131635551620174], [0.05115056554510436], [0.05121335456015008], [0.0509802821435921]], [[0.0521380867599178], [0.050260210489599805], [0.050099499485001656], [0.050160364831787915], [0.04993443309541942]], [[0.05101523900716619], [0.04919447902399357], [0.049038656099416086], [0.049097670061118176], [0.048878610693182944]], [[0.05002017527138239], [0.04825449548806057], [0.048103386393345604], [0.04816061499450999], [0.047948182903612774]], [[0.04928803554068669], [0.04757559425047819], [0.04742904137178808], [0.04748454437833324], [0.047278517693438105]], [[0.046712129211543024], [0.045237661827888714], [0.04511147503974078], [0.04515926426947328], [0.044981871241481536]], [[0.04448424092357875], [0.04321314501665413], [0.043104363037525156], [0.04314556160650204], [0.042992632793412894]], [[0.04229135686808666], [0.04119532188518871], [0.041101521808212915], [0.041137045029305264], [0.04100518343809914]], [[0.040050762810957916], [0.039108665070094334], [0.039028039173051754], [0.03905857460285239], [0.03894522720854346]], [[0.038013903460699175], [0.03720665089490577], [0.03713756520535633], [0.03716372957355918], [0.03706660766289599]], [[0.036045695970106345], [0.0353577554706222], [0.035298880657470166], [0.03532117791710257], [0.03523841068766492]], [[0.033926342188554226], [0.03334496251516947], [0.03329520732705041], [0.033314051431228175], [0.033244102087991]], [[0.031699482102933135], [0.031211695759743002], [0.03116995038494727], [0.03118576007078458], [0.03112707473177609]], [[0.029410826859424435], [0.029007271717610944], [0.028972734968571695], [0.028985815157755307], [0.02893726151496226]], [[0.027070482591741454], [0.02674092311178372], [0.026712718997129653], [0.026723400555719562], [0.026683750701724684]], [[0.024601216252823938], [0.024337135182445152], [0.024314534792893805], [0.024323094110124233], [0.024291321992083892]], [[0.02198922940020355], [0.021782645015729865], [0.021764965267514952], [0.021771661135766132], [0.021746806089889575]], [[0.019347760063455954], [0.019190642783422432], [0.019177196487616704], [0.01918228885377865], [0.019163386052726286]], [[0.01667891815034804], [0.016564374860574257], [0.016554572103259932], [0.016558284698133127], [0.016544503559283705]], [[0.0138713273048192], [0.013792155031560921], [0.013785379368871212], [0.01378794547097699], [0.013778420121939791]], [[0.011039493888456597], [0.010989064594336295], [0.010984748791747323], [0.01098638327905907], [0.01098031607870871]], [[0.008262141580027506], [0.00823388365435028], [0.00823146530652221], [0.008232381233071802], [0.00822898130886883]], [[0.005195071851685728], [0.005182063285952158], [0.005180950160077812], [0.005181371688346141], [0.00517980700854432]], [[0.0023263241853435195], [0.002322360444586188], [0.002322021250798911], [0.002322149766269794], [0.0023216727040379845]], [[2.334884518959509e-06], [2.334884518959509e-06], [2.334884518959509e-06], [2.334884518959509e-06], [2.334884518959509e-06]], [[-0.002298917067193075], [-0.0022960270516024376], [-0.0022957797213175144], [-0.002295873428555777], [-0.002295525576611548]], [[-0.0041806643276360075], [-0.004171898371237022], [-0.004171148169102615], [-0.004171432264273167], [-0.004170377712776957]], [[-0.005833257869143075], [-0.0058134773211690124], [-0.005811784477689368], [-0.005812425626274077], [-0.005810045679331993]], [[-0.007727645180527001], [-0.007692344674642797], [-0.007689323612830527], [-0.0076904677539487015], [-0.007686220713703479]], [[-0.009709709861759626], [-0.009654289270478796], [-0.009649546306596021], [-0.009651342578070037], [-0.00964467483374399]], [[-0.01167476432805463], [-0.011594584025213017], [-0.011587722095092984], [-0.011590320911504123], [-0.011580674114309547]], [[-0.013543752756405153], [-0.013433770660381636], [-0.013424358253317573], [-0.013427922909630963], [-0.013414690948894331]], [[-0.015393237670774926], [-0.01524862860164336], [-0.015236252777892922], [-0.015240939885668867], [-0.015223541353555109]], [[-0.017221698464218074], [-0.01703684171495297], [-0.017021021442266873], [-0.017027012964328236], [-0.01700477248169993]], [[-0.018948944888693864], [-0.01871825325272347], [-0.01869851037246556], [-0.018705987463478443], [-0.01867823256568217]], [[-0.020586789619064988], [-0.020304301019795468], [-0.020280125295468035], [-0.020289281427896544], [-0.02025529387794145]], [[-0.02218898696645223], [-0.021847536526218986], [-0.02181831476386195], [-0.021829381543948007], [-0.021788301806642263]], [[-0.023748250201805474], [-0.023341284430436093], [-0.023306455798752845], [-0.023319646671677324], [-0.02327068213141127]], [[-0.02523236907653635], [-0.0247508107268974], [-0.024709598357691], [-0.024725206439433628], [-0.02466726937882724]], [[-0.026610256607054364], [-0.026045179810998867], [-0.02599681982831427], [-0.026015134886056307], [-0.025947149548592105]], [[-0.028036504796668554], [-0.02737703637806406], [-0.027320598250134318], [-0.027341973050994617], [-0.02726262987497849]], [[-0.02972334214256865], [-0.028956117654540064], [-0.028890457600656907], [-0.02891532385542167], [-0.028823020741577415]], [[-0.03235313546744435], [-0.031463368332597136], [-0.03138722094720686], [-0.031416059945490724], [-0.03130900977632828]], [[-0.034547439912679945], [-0.03351531274412189], [-0.03342698199241839], [-0.033460434453231096], [-0.033336259333636896]], [[-0.03450201789911657], [-0.03330330899597074], [-0.03320072198088754], [-0.03323957408546918], [-0.03309535540604268]], [[-0.03135418769564155], [-0.029919436132374744], [-0.02979535172560349], [-0.029842339507605203], [-0.029667959326661525]], [[-0.025429428089781075], [-0.023726330079275628], [-0.023580850337686914], [-0.023635941854567234], [-0.0234314712721318]], [[-0.017019860507278384], [-0.014966065925516836], [-0.014790486869944046], [-0.014856979451433374], [-0.01461017917094205]], [[-0.016013956614304964], [-0.014128446101735602], [-0.013967262270888226], [-0.014028303252844486], [-0.013801738504629027]], [[- | lift coefficients, spanwise
rotorse.airfoils_cd | intermediate |  | [[[[0.5], [0.5], [0.5], [0.5], [0.5]], [[0.5], [0.5], [0.5], [0.5], [0.5]], [[0.5], [0.5], [0.5], [0.5], [0.5]], [[0.5], [0.5], [0.5], [0.5], [0.5]], [[0.5], [0.5], [0.5], [0.5], [0.5]], [[0.5], [0.5000000000000001], [0.5], [0.5000000000000001], [0.5]], [[0.5], [0.5], [0.5], [0.5], [0.5]], [[0.5], [0.5], [0.5], [0.5], [0.5]], [[0.5], [0.5], [0.5], [0.5], [0.5]], [[0.5], [0.5], [0.5], [0.5], [0.5]], [[0.5], [0.5], [0.5], [0.5], [0.5]], [[0.5], [0.5], [0.5], [0.5], [0.5]], [[0.5], [0.5], [0.5], [0.5], [0.5]], [[0.5], [0.5], [0.49999999999999994], [0.49999999999999994], [0.5]], [[0.5], [0.49999999999999994], [0.5], [0.5], [0.5]], [[0.5], [0.5], [0.5], [0.5], [0.5]], [[0.5], [0.5], [0.5], [0.5], [0.5]], [[0.5], [0.5], [0.5], [0.49999999999999994], [0.5]], [[0.5], [0.5], [0.49999999999999994], [0.5], [0.5]], [[0.5], [0.5], [0.5], [0.5], [0.5]], [[0.5], [0.5], [0.5], [0.5], [0.5]], [[0.5], [0.5], [0.4999999999999999], [0.5], [0.5000000000000001]], [[0.5], [0.5], [0.4999999999999999], [0.5], [0.5]], [[0.5], [0.5000000000000001], [0.5000000000000001], [0.5000000000000001], [0.5]], [[0.5], [0.5], [0.5000000000000001], [0.5000000000000001], [0.5]], [[0.5000000000000001], [0.5], [0.5], [0.5], [0.4999999999999999]], [[0.5], [0.5000000000000002], [0.5000000000000002], [0.5], [0.5]], [[0.5], [0.5], [0.5], [0.5000000000000002], [0.5]], [[0.5], [0.5000000000000002], [0.5], [0.5], [0.5]], [[0.5], [0.5], [0.5], [0.5], [0.5]], [[0.5], [0.5], [0.5], [0.5], [0.5]], [[0.5], [0.5], [0.5], [0.5], [0.5000000000000002]], [[0.5], [0.5000000000000002], [0.5], [0.5], [0.5]], [[0.5], [0.5], [0.5000000000000002], [0.5], [0.5]], [[0.5000000000000002], [0.5], [0.5], [0.5], [0.5]], [[0.5], [0.5000000000000001], [0.5000000000000001], [0.4999999999999999], [0.4999999999999999]], [[0.5], [0.4999999999999999], [0.5], [0.5], [0.4999999999999999]], [[0.4999999999999999], [0.5], [0.5], [0.4999999999999999], [0.5]], [[0.5], [0.5], [0.5], [0.5], [0.5]], [[0.5000000000000001], [0.5], [0.5], [0.5000000000000001], [0.5]], [[0.5000000000000001], [0.5], [0.5], [0.5], [0.4999999999999999]], [[0.49999999999999994], [0.5], [0.5], [0.49999999999999994], [0.5]], [[0.5], [0.5], [0.5], [0.5], [0.49999999999999994]], [[0.5], [0.5], [0.49999999999999994], [0.5], [0.5]], [[0.5], [0.5], [0.5], [0.5], [0.5]], [[0.49999999999999994], [0.5], [0.5], [0.5], [0.5000000000000001]], [[0.5], [0.5000000000000001], [0.5], [0.5], [0.5]], [[0.49999999999999994], [0.5], [0.5], [0.5], [0.5]], [[0.5], [0.5], [0.5], [0.5], [0.5]], [[0.5], [0.5], [0.5], [0.5], [0.5]], [[0.5], [0.5], [0.5], [0.5], [0.5]], [[0.5], [0.5], [0.5], [0.5], [0.5]], [[0.5], [0.5], [0.5], [0.5], [0.5]], [[0.5], [0.5], [0.5], [0.5], [0.5]], [[0.5], [0.5], [0.5], [0.5], [0.5]], [[0.5], [0.5], [0.5], [0.5], [0.5]], [[0.5], [0.5], [0.5], [0.5], [0.5]], [[0.5], [0.5], [0.5], [0.5], [0.5]], [[0.5], [0.5], [0.5], [0.5], [0.5]], [[0.5], [0.5], [0.5], [0.5], [0.5]], [[0.5], [0.5], [0.5], [0.5], [0.5]], [[0.5], [0.5], [0.5], [0.5], [0.5]], [[0.5], [0.5], [0.5], [0.5], [0.5]], [[0.5], [0.5], [0.5], [0.5], [0.5]], [[0.5], [0.5], [0.5], [0.5], [0.5]], [[0.5], [0.5], [0.5], [0.5], [0.5]], [[0.5], [0.5], [0.5], [0.5], [0.5]], [[0.5], [0.5], [0.5], [0.5], [0.5]], [[0.5], [0.5], [0.5], [0.5], [0.5]], [[0.5], [0.5], [0.5], [0.5], [0.5]], [[0.5], [0.5], [0.5000000000000001], [0.5], [0.5]], [[0.5], [0.4999999999999999], [0.5], [0.4999999999999999], [0.4999999999999999]], [[0.5], [0.5000000000000001], [0.5], [0.5], [0.5]], [[0.5], [0.5], [0.5], [0.5], [0.5]], [[0.5], [0.5], [0.5], [0.5], [0.5]], [[0.5], [0.5], [0.5], [0.5], [0.5]], [[0.5], [0.5], [0.5], [0.5], [0.5]], [[0.5], [0.5], [0.5], [0.5], [0.5]], [[0.4999999999999999], [0.4999999999999999], [0.4999999999999999], [0.5], [0.5]], [[0.5], [0.5], [0.5], [0.5], [0.5]], [[0.4999999999999999], [0.4999999999999999], [0.5], [0.4999999999999999], [0.5]], [[0.5000000000000001], [0.5000000000000001], [0.5], [0.5000000000000001], [0.5000000000000001]], [[0.5], [0.5], [0.5], [0.5], [0.5]], [[0.5000000000000001], [0.5000000000000001], [0.5000000000000001], [0.5], [0.5000000000000001]], [[0.5], [0.5000000000000001], [0.5000000000000001], [0.5], [0.5000000000000001]], [[0.5000000000000001], [0.5], [0.5000000000000001], [0.5000000000000001], [0.5]], [[0.5], [0.5], [0.5], [0.5], [0.5]], [[0.5], [0.5], [0.5], [0.5], [0.5]], [[0.5], [0.5], [0.5], [0.5], [0.5]], [[0.5], [0.5], [0.5], [0.5], [0.5]], [[0.5000000000000001], [0.5000000000000001], [0.5], [0.5], [0.5000000000000001]], [[0.5], [0.5], [0.5], [0.5], [0.5]], [[0.4999999999999999], [0.5], [0.5], [0.5], [0.5]], [[0.5], [0.5], [0.5], [0.5], [0.5]], [[0.5], [0.5], [0.5], [0.5000000000000001], [0.5]], [[0.5], [0.5], [0.5], [0.5], [0.5]], [[0.5], [0.5], [0.5], [0.5], [0.5]], [[0.4999999999999999], [0.5], [0.5], [0.5], [0.5]], [[0.5], [0.5], [0.5], [0.5], [0.5]], [[0.5], [0.5], [0.5], [0.5], [0.5]], [[0.5], [0.5], [0.5], [0.5], [0.4999999999999999]], [[0.5], [0.5], [0.5], [0.5], [0.5]], [[0.5], [0.5], [0.5], [0.5], [0.5]], [[0.5], [0.5], [0.5], [0.5], [0.5]], [[0.5], [0.5], [0.5], [0.5], [0.5]], [[0.5], [0.5000000000000001], [0.5], [0.5000000000000001], [0.5]], [[0.5], [0.5], [0.5], [0.5000000000000001], [0.5]], [[0.5], [0.4999999999999999], [0.4999999999999999], [0.5], [0.5]], [[0.5], [0.5], [0.5], [0.5], [0.4999999999999999]], [[0.5], [0.5], [0.5], [0.5], [0.5]], [[0.5], [0.5], [0.5], [0.5], [0.5]], [[0.5], [0.5], [0.5], [0.5], [0.5]], [[0.5], [0.5], [0.5], [0.5], [0.5]], [[0.5], [0.5], [0.5], [0.5], [0.5]], [[0.5], [0.5], [0.5], [0.5], [0.5]], [[0.5], [0.5], [0.5], [0.5], [0.5]], [[0.5], [0.5], [0.5], [0.5], [0.5]], [[0.5], [0.5], [0.5], [0.5], [0.5]], [[0.5], [0.5], [0.5], [0.5], [0.5]], [[0.5], [0.5], [0.5], [0.5], [0.5]], [[0.5000000000000001], [0.5], [0.5], [0.5000000000000001], [0.5]], [[0.4999999999999999], [0.5], [0.4999999999999999], [0.5], [0.5]], [[0.5], [0.5], [0.5], [0.5], [0.5]], [[0.5], [0.5], [0.5], [0.5], [0.5]], [[0.5], [0.5], [0.5], [0.5], [0.5]], [[0.5], [0.5], [0.5], [0.5], [0.5]], [[0.5], [0.5], [0.5], [0.5], [0.5]], [[0.5], [0.5], [0.5], [0.5], [0.5]], [[0.5], [0.5], [0.5], [0.5], [0.5]], [[0.5], [0.5], [0.5], [0.5], [0.5]], [[0.5], [0.5], [0.5], [0.5], [0.5]], [[0.5], [0.5], [0.5], [0.5], [0.5]], [[0.5], [0.5], [0.5], [0.5], [0.5]], [[0.5], [0.5], [0.5], [0.5], [0.5000000000000001]], [[0.5], [0.5], [0.5], [0.5], [0.5]], [[0.5], [0.5], [0.5], [0.5], [0.5]], [[0.5000000000000001], [0.5], [0.5], [0.5], [0.5]], [[0.5], [0.5], [0.5], [0.5], [0.5]], [[0.5], [0.5], [0.5], [0.5], [0.5]], [[0.5], [0.5], [0.5], [0.5], [0.5]], [[0.5], [0.5], [0.5], [0.5], [0.5]], [[0.5], [0.5], [0.5], [0.5], [0.5]], [[0.5], [0.5], [0.5], [0.5], [0.5]], [[0.5], [0.5], [0.5], [0.5], [0.5]], [[0.5], [0.5], [0.5], [0.5], [0.5]], [[0.5], [0.5], [0.5], [0.5], [0.5]], [[0.5], [0.5], [0.5], [0.5], [0.5]], [[0.5], [0.5], [0.5], [0.5], [0.5]], [[0.5], [0.5], [0.5], [0.5], [0.5]], [[0.5], [0.5], [0.5], [0.5], [0.5]], [[0.5], [0.5], [0.5], [0.5], [0.5]], [[0.5], [0.5], [0.5], [0.5], [0.5]], [[0.5], [0.5], [0.49999999999999994], [0.5], [0.5]], [[0.5], [0.5], [0.5], [0.5000000000000001], [0.49999999999999994]], [[0.49999999999999994], [0.5], [0.5], [0.5], [0.5000000000000001]], [[0.5], [0.49999999999999994], [0.5], [0.49999999999999994], [0.5]], [[0.5], [0.5], [0.5], [0.5], [0.49999999999999994]], [[0.5], [0.5], [0.5], [0.5], [0.49999999999999994]], [[0.49999999999999994], [0.5], [0.5], [0.49999999999999994], [0.5]], [[0.5000000000000001], [0.5], [0.5], [0.5], [0.4999999999999999]], [[0.5], [0.5], [0.4999999999999999], [0.5000000000000001], [0.5000000000000001]], [[0.5], [0.5], [0.5], [0.5000000000000001], [0.5000000000000001]], [[0.5], [0.5], [0.5], [0.5], [0.5]], [[0.4999999999999999], [0.5], [0.5000000000000001], [0.5], [0.5]], [[0.5], [0.5000000000000001], [0.5000000000000001], [0.4999999999999999], [0.4999999999999999]], [[0.4999999999999998], [0.5], [0.5], [0.5], [0.5]], [[0.5], [0.4999999999999998], [0.5], [0.5], [0.5]], [[0.5], [0.4999999999999998], [0.5], [0.4999999999999998], [0.5]], [[0.5], [0.5], [0.4999999999999998], [0.5], [0.5000000000000002]], [[0.5], [0.5], [0.5], [0.5], [0.5]], [[0.5], [0.5], [0.5], [0.5], [0.5]], [[0.5], [0.5], [0.5], [0.5], [0.5000000000000002]], [[0.5], [0.5], [0.5], [0.5], [0.4999999999999998]], [[0.5], [0.5], [0.5], [0.5], [0.5]], [[0.5], [0.5], [0.5], [0.5], [0.5]], [[0.5000000000000001], [0.4999999999999999], [0.5000000000000001], [0.5], [0.4999999999999999]], [[0.5], [0.5], [0.5], [0.5], [0.4999999999999999]], [[0.5], [0.5000000000000001], [0.5], [0.5], [0.4999999999999999]], [[0.4999999999999999], [0.5], [0.5], [0.4999999999999999], [0.4999999999999999]], [[0.5], [0.5], [0.5], [0.5], [0.5]], [[0.5], [0.5], [0.5], [0.5], [0.5]], [[0.5], [0.5], [0.49999999999999994], [0.5], [0.5]], [[0.49999999999999994], [0.5], [0.5], [0.5], [0.5]], [[0.49999999999999994], [0.5], [0.5], [0.5], [0.5]], [[0.5], [0.5], [0.5], [0.49999999999999994], [0.5]], [[0.5], [0.5], [0.5], [0.5], [0.49999999999999994]], [[0.5], [0.5], [0.49999999999999994], [0.5], [0.5]], [[0.5], [0.5], [0.5], [0.5], [0.5]], [[0.5], [0.5], [0.5], [0.5], [0.5]], [[0.5], [0.5], [0.5], [0.5], [0.5]], [[0.5], [0.5], [0.5], [0.5], [0.5]], [[0.5], [0.5], [0.5], [0.5], [0.5]], [[0.5], [0.5], [0.5], [0.5], [0.5]], [[0.5], [0.5], [0.5], [0.5], [0.5]], [[0.5], [0.5], [0.5], [0.5], [0.5]], [[0.5], [0.5], [0.5], [0.5], [0.5]], [[0.5], [0.5], [0.5], [0.5], [0.5]], [[0.5], [0.5], [0.5], [0.5], [0.5]], [[0.5], [0.5], [0.5], [0.5], [0.5]], [[0.5], [0.5], [0.5], [0.5], [0.5]]], [[[0.4831722427726052], [0.4831722427726052], [0.4831722427726052], [0.4831722427726052], [0.4831722427726052]], [[0.4831722427726052], [0.4831722427726052], [0.4831722427726052], [0.4831722427726052], [0.4831722427726052]], [[0.4831722427726052], [0.4831722427726052], [0.4831722427726052], [0.4831722427726052], [0.4831722427726052]], [[0.4831722427726052], [0.4831722427726052], [0.4831722427726052], [0.4831722427726052], [0.4831722427726052]], [[0.4834923668551853], [0.4834923668551853], [0.4834923668551853], [0.4834923668551853], [0.4834923668551853]], [[0.48374285301125347], [0.4841061568392814], [0.4841367826803765], [0.4840881218811282], [0.4841328770358827]], [[0.4836897744878868], [0.48400470516789174], [0.48403093056796737], [0.48399015871043066], [0.48402766817754883]], [[0.4837780337260297], [0.4840871450533082], [0.4841128858551434], [0.48407286738822947], [0.48410968374783425]], [[0.4854381581157774], [0.485740645346889], [0.4857658345366331], [0.4857266736449643], [0.4857627010488448]], [[0.4881871911951964], [0.48848224525062184], [0.4885068154533336], [0.4884686168824697], [0.48850375896635706]], [[0.49085739617592855], [0.4911441699862117], [0.4911680506634], [0.4911309240775172], [0.4911650799520963]], [[0.49331479025867886], [0.4935925044503414], [0.49361563070081027], [0.4935796770003654], [0.49361275383880876]], [[0.4960316601084449], [0.4962995637226483], [0.4963218730113514], [0.4962871894165472], [0.49631909777778727]], [[0.5000014492338427], [0.500001523411298], [0.5000015309811967], [0.5000015193226822], [0.5000015300252537]], [[0.5014763985931359], [0.5017260439718974], [0.5017468599078676], [0.5017144999227783], [0.5017442701974045]], [[0.5043446163092495], [0.5045842569319895], [0.504604237969068], [0.5045731757977728], [0.5046017521421332]], [[0.5072280688263192], [0.5074559749679626], [0.5074749737643875], [0.5074454382836865], [0.5074726101741319]], [[0.5099781277462337], [0.5101930336032072], [0.5102109450012481], [0.5101830997240047], [0.5102087167241203]], [[0.5127644224294098], [0.5129655645349607], [0.512982326278477], [0.5129562680992584], [0.5129802410475006]], [[0.5155361948838252], [0.5157228998263872], [0.5157384567012144], [0.5157142715120528], [0.5157365213762162]], [[0.5180816571226122], [0.5182532156047752], [0.5182675089602757], [0.5182452879756679], [0.5182657308337255]], [[0.5205169114197377], [0.5206728205379103], [0.5206858089969698], [0.5206656165921638], [0.5206841932128511]], [[0.5229409202456845], [0.5230807238891275], [0.5230923698885053], [0.523074264458717], [0.5230909211131161]], [[0.5250727181903581], [0.525196009394719], [0.5252062792543044], [0.5251903132326925], [0.5252050016807295]], [[0.5269121426885004], [0.5270184679691305], [0.5270273241323636], [0.5270135558753815], [0.5270262224266828]], [[0.5287981513004192], [0.5288872707638983], [0.5288946934786654], [0.5288831536970158], [0.5288937700949723]], [[0.5303841910462106], [0.5304559588349623], [0.5304619360965293], [0.5304526436925072], [0.5304611925476073]], [[0.531388107386701], [0.531441966531126], [0.5314464520619235], [0.5314394786646568], [0.5314458940745704]], [[0.5324257113099702], [0.5324622422461645], [0.5324652845569597], [0.5324605560444828], [0.5324649062104698]], [[0.5334205630276073], [0.5334351085371642], [0.5334362713359482], [0.5334344377066152], [0.5334361265579761]], [[0.5337219773371985], [0.5337219773371985], [0.5337219773371985], [0.5337219773371985], [0.5337219773371985]], [[0.5334133298750375], [0.5334278777729583], [0.5334290892295388], [0.5334272043258417], [0.5334289383929752]], [[0.5324182084253084], [0.5324547387441182], [0.5324577810033781], [0.5324530525709922], [0.532457402663298]], [[0.5313803222096802], [0.5314341803955982], [0.531438665846289], [0.5314316925735408], [0.5314381078689034]], [[0.5303817456863753], [0.5304535130582575], [0.5304594902849372], [0.530450197935141], [0.5304587467403565]], [[0.5287998546598078], [0.5288889744942042], [0.528896397240058], [0.528884857410092], [0.5288954738524962]], [[0.5269146371304103], [0.5270209630799857], [0.5270298192993745], [0.5270160509551186], [0.5270287175867044]], [[0.5250741949640537], [0.5251974866554434], [0.5252077565559915], [0.5251917904707235], [0.5252064789773173]], [[0.522940013063691], [0.5230798163453543], [0.5230914623142362], [0.5230733569318343], [0.5230900135426438]], [[0.5205155921432667], [0.520671500635499], [0.5206844890416578], [0.5206642967190429], [0.5206828732641261]], [[0.5180793931420153], [0.5182509503306008], [0.5182652435764131], [0.518243022762202], [0.5182634654635244]], [[0.5155370059301065], [0.5157237114343395], [0.5157392683569969], [0.5157150830935469], [0.5157373330260397]], [[0.5127654590873926], [0.5129666020557277], [0.5129833638731249], [0.5129573055791841], [0.5129812786329405]], [[0.5099784889117766], [0.510193395136495], [0.5102113065662752], [0.5101834612397635], [0.5102090782851895]], [[0.5072279512986214], [0.5074558572900373], [0.5074748560733386], [0.5074453206129982], [0.5074724924847208]], [[0.5043445168823895], [0.504584157348443], [0.5046041383715582], [0.5045730762219068], [0.5046016525463686]], [[0.5014758141084085], [0.501725458438416], [0.5017462742771515], [0.5017139144425116], [0.5017436845788761]], [[0.500001387994217], [0.5000014567543485], [0.5000014637656692], [0.5000014529669876], [0.5000014628803232]], [[0.4958784280868654], [0.49614633170106875], [0.4961686409897719], [0.49613395739496774], [0.4961658657562078]], [[0.49308031460782753], [0.4933580287994901], [0.49338115504995883], [0.493345201349514], [0.4933782781879573]], [[0.49085746446149864], [0.49114423827178183], [0.4911681189489701], [0.4911309923630872], [0.4911651482376663]], [[0.4904985528704766], [0.490787054823283], [0.4908110794090633], [0.4907737290929581], [0.4908080907958221]], [[0.4901529619775232], [0.49044316642439356], [0.49046733278292365], [0.49042976205697386], [0.490464326533426]], [[0.48981940128935825], [0.4901112801565924], [0.4901355859500726], [0.4900977984486765], [0.4901325623551266]], [[0.4894965803127013], [0.48979010310135845], [0.489814545790032], [0.4897765454616081], [0.48981150516557237]], [[0.4891832085542726], [0.4894783423401711], [0.48950291918232336], [0.4894647102893106], [0.4894998618694124]], [[0.48887799552079136], [0.4891747049545093], [0.4891994130064683], [0.4891610001253262], [0.48919633937129486]], [[0.48857965071897763], [0.488877898025852], [0.4889027341419885], [0.48886412216319675], [0.4888996445758686]], [[0.48828688365555123], [0.4885866286356785], [0.48861158946840566], [0.48857278359646433], [0.48860848438778215]], [[0.4880187783171864], [0.48832083696760087], [0.48834598786639377], [0.4883067730521313], [0.48834282904757115]], [[0.4878109408351684], [0.4881176062357805], [0.4881431310813264], [0.4881029130284864], [0.4881398138378378]], [[0.4876393194926707], [0.4879517769275691], [0.48797777072277493], [0.48793624037863254], [0.4879742404355778]], [[0.487477335320133], [0.4877955542354042], [0.48782201443593587], [0.48777917575605184], [0.48781827142153705]], [[0.4872984093479946], [0.48762623591980936], [0.4876541467621487], [0.48760854126930536], [0.48765008907197316]], [[0.4870759626066953], [0.4874100106892706], [0.48743807044552506], [0.4873921326170936], [0.48743396742311906]], [[0.48678341612667453], [0.48711671730999007], [0.48714464152658665], [0.48709931501915726], [0.4871406615367433]], [[0.48639419093837183], [0.48671748493695327], [0.4867448924901409], [0.48670143968417284], [0.48674126058779643]], [[0.4859133880412852], [0.486218672886286], [0.4862441144813001], [0.4862054088777809], [0.4862411747249483]], [[0.48561233133847886], [0.48590716971707837], [0.4859317752459058], [0.4858958455818816], [0.4859293324738066]], [[0.48542944864090476], [0.48571358542414644], [0.48573733461342566], [0.48570425480236556], [0.48573540242323093]], [[0.4852547190874697], [0.48552804345767203], [0.48555092750147644], [0.4855207296483964], [0.485549511799455]], [[0.48508099454420434], [0.48534350650136726], [0.4853655253996967], [0.4853382095045967], [0.4853646261858485]], [[0.4849140403033912], [0.48516573984751465], [0.48518689360036904], [0.48516245966324933], [0.4851865108746942]], [[0.48474963828846007], [0.4849905254195441], [0.48501081402692375], [0.4849892620477841], [0.4850109477894221]], [[0.48459005821173895], [0.4848201329297836], [0.48483955639168835], [0.48482088637052884], [0.48484020664236005]], [[0.4844417331525818], [0.48466099545758706], [0.48467955377401684], [0.4846637657108374], [0.4846807205128619]], [[0.48430117560239017], [0.48450962549435594], [0.48452731866531085], [0.48451441256011163], [0.4845290018923291]], [[0.48416883090111407], [0.4843664683800405], [0.4843832964055204], [0.4843732722583013], [0.4843854961207119]], [[0.4840435556985006], [0.4842303807643877], [0.4842463436443927], [0.48423920145515376], [0.4842490598477577]], [[0.4839277425546586], [0.48410375520750626], [0.4841188529420364], [0.4841145927107775], [0.48412208563357445]], [[0.4838208401066756], [0.48398604034648396], [0.4840002729355391], [0.48399889466226026], [0.48400402211525057]], [[0.48372446017507836], [0.4838784348119244], [0.4838922154454274], [0.48389371913012885], [0.4838964811133122]], [[0.4836363524608951], [0.4837787451961587], [0.48379243017272994], [0.48379681581541145], [0.4837972123287879]], [[0.483565653358161], [0.48369649798221437], [0.48371005351148144], [0.483717321112143], [0.48371535215571276]], [[0.4835037521565878], [0.48362308870048665], [0.4836364747513941], [0.4836466243100358], [0.48364228988379865]], [[0.48346094754653246], [0.4835688239196036], [0.48358199258282436], [0.48359502409944644], [0.48358832420340225]], [[0.4834297278943271], [0.48352620209660935], [0.4835390953721046], [0.48355500884670666], [0.4835459434808557]], [[0.4834121547388072], [0.4834972979087765], [0.48350984465807034], [0.48352864009065255], [0.48351720925499486]], [[0.4834131231888126], [0.4834870238957293], [0.4834991355495614], [0.4835208129401238], [0.4835070166346591]], [[0.48342778411371645], [0.4834905545587696], [0.4835021189159511], [0.4835266782644935], [0.48351051648922205]], [[0.4834902391731163], [0.4835425164890183], [0.48355313793671484], [0.48357884286384295], [0.4835612396266959]], [[0.4835937447854764], [0.48363611316325694], [0.48364569727715623], [0.48367181980276386], [0.4836529646324598]], [[0.4837048842601107], [0.48373800770085557], [0.4837466430914529], [0.4837751103642073], [0.48375414667642586]], [[0.48373198283655966], [0.48375291050073677], [0.4837605954681958], [0.48379933230687133], [0.4837719985062539]], [[0.48388884499945317], [0.48390099042006696], [0.483907381472798], [0.48395915129799766], [0.48392238182834013]], [[0.4840794385148049], [0.4840904929513271], [0.4840962790074078], [0.4841428226797379], [0.48411504521046156]], [[0.48424470345172393], [0.4842612642898941], [0.4842674560017586], [0.4842993976057661], [0.4842899118005616]], [[0.4843228642221065], [0.48433946625344837], [0.48434573217856103], [0.4843784531476863], [0.4843678441331744]], [[0.4843625519793837], [0.48437888620830966], [0.48438522554787466], [0.48441955167526213], [0.48440727607938283]], [[0.48421512486613627], [0.4842307690562021], [0.4842367789306886], [0.48426889175877913], [0.4842728362651924]], [[0.4841114592195096], [0.4841241549145325], [0.4841295852215262], [0.4841629996100858], [0.48417325682506307]], [[0.4840404714346744], [0.4840487374813317], [0.4840533093785365], [0.4840941760756598], [0.48410381742677855]], [[0.4839835812072059], [0.484002225392857], [0.48400921086452126], [0.4840453462766229], [0.48404818301401026]], [[0.4839648485690341], [0.48399522941173956], [0.48400394527319573], [0.48403622091241155], [0.4840297160820386]], [[0.4839639207878409], [0.48397671985834617], [0.4839829679094211], [0.4840288045793109], [0.4840277270297007]], [[0.4839912003593517], [0.4839959728066694], [0.48399895242465774], [0.4840477064413079], [0.4840555235027636]], [[0.4840296816637857], [0.4840336149410591], [0.48403608329912634], [0.4840778879272044], [0.4840962186494932]], [[0.48410545625282414], [0.48410639780438147], [0.48410705701746076], [0.4841473694520886], [0.4841708067699294]], [[0.4841878857415263], [0.4841832133505595], [0.48418314785293365], [0.4842249135831015], [0.4842512899438154]], [[0.4843038749319434], [0.48428896894948575], [0.4842887599899237], [0.4843381235016031], [0.4843665191391118]], [[0.48443649007881695], [0.4844415440166737], [0.48444448175759214], [0.4844769223326169], [0.4844990985161528]], [[0.4845956948832465], [0.48463260912264966], [0.48463825072318323], [0.48464726327642543], [0.48465784374874343]], [[0.48477090030700365], [0.4848085272048901], [0.48481450108303015], [0.4848246690191023], [0.48482511824550156]], [[0.4849855890272258], [0.485014455951452], [0.48502105937062284], [0.48503961761669184], [0.4850372026253374]], [[0.4852049311903549], [0.4852368112896063], [0.48524354871325304], [0.48526069899179997], [0.4852660979598563]], [[0.4854530406705868], [0.48548678594246175], [0.48549377142312206], [0.4855110899593761], [0.4855133612143666]], [[0.485698820317085], [0.48573394729999947], [0.4857412966023317], [0.48575976665783044], [0.48575222294016257]], [[0.48598385851471093], [0.48602140196070165], [0.48602888576430725], [0.4860465551341598], [0.4860493944231568]], [[0.48626751487189845], [0.4863137799495339], [0.48632222455226726], [0.4863399307047815], [0.4863460919439677]], [[0.48654374736861455], [0.4866093703624223], [0.4866202195945732], [0.4866399058920074], [0.48662753784325574]], [[0.48683435968934313], [0.4869180283732577], [0.48693096172239736], [0.4869520280770273], [0.4869258347572616]], [[0.48711140469687203], [0.48721336034547674], [0.4872275131495307], [0.487246437568127], [0.48720797234356783]], [[0.4874217026016589], [0.48754576167559194], [0.4875583569621426], [0.48756439727120443], [0.48750134876237755]], [[0.4876768421397655], [0.48784296108145764], [0.4878571224917306], [0.48784966090748383], [0.48776949564937294]], [[0.4878178266791696], [0.48807265758093604], [0.488094363334713], [0.4880823494114513], [0.4880051646336412]], [[0.48794909492060956], [0.48826074575351336], [0.4882957115399667], [0.4883223168578387], [0.4881876195668035]], [[0.48803491662941306], [0.48838839432318737], [0.48843635986081907], [0.4884976345759625], [0.48828709454229824]], [[0.4881444364482416], [0.4885818439947206], [0.48861784393415564], [0.4885451103460535], [0.4883792749191124]], [[0.4881765269759438], [0.48862552480719396], [0.4886614957376545], [0.4885456037048859], [0.4884345856225014]], [[0.4881315280622041], [0.4884946906991132], [0.48853054377386174], [0.48854493527422177], [0.4884769980904433]], [[0.4880827680282358], [0.48852700856504805], [0.4885641444149126], [0.4885147829466524], [0.48853956116139974]], [[0.4880598693214648], [0.4885722396379138], [0.4886131512975912], [0.48847599252999113], [0.48857787827072147]], [[0.4881132677123033], [0.4884974085285796], [0.48852876064405915], [0.48845407884039316], [0.48851555301347893]], [[0.4881136762366307], [0.48839770552379724], [0.48842162135763384], [0.4883970375838169], [0.4884242038877272]], [[0.488044863618847], [0.48828102793603023], [0.48830133363439143], [0.48829849180214113], [0.48831148027767285]], [[0.4879559252111509], [0.4881721894595417], [0.48819256999948846], [0.4881979886667282], [0.48820557802909803]], [[0.487811262582201], [0.4880318710328958], [0.48805202692861815], [0.4880555447017382], [0.48806435495765405]], [[0.4876712924319356], [0.4879015044441027], [0.48792126472611697], [0.4879162612673401], [0.48793015266845413]], [[0.4875112040408958], [0.48776581595084023], [0.4877874059971341], [0.4877707441365936], [0.4877921778350806]], [[0.4873268162559536], [0.487605797509762], [0.4876292147760016], [0.4876008984692581], [0.48762987082606396]], [[0.4871388364395704], [0.48743502796311133], [0.4874597322006695], [0.48742303973448103], [0.48745741544562954]], [[0.48697319696052266], [0.48727294194064996], [0.48729790277337715], [0.4872590969014359], [0.4872947976927537]], [[0.4870690470114619], [0.4873672943183363], [0.48739213043447277], [0.48735351845568103], [0.4873890408683529]], [[0.487368133216504], [0.48766484265022186], [0.48768955070218095], [0.48765113782103875], [0.4876864770670075]], [[0.48782450627270046], [0.48811964005859904], [0.48814421690075127], [0.4881060080077385], [0.4881411595878403]], [[0.4883922168771028], [0.48868573966575984], [0.48871018235443336], [0.4886721820260094], [0.48870714172997387]], [[0.4890253157267624], [0.48931719459399653], [0.4893415003874768], [0.4893037128860807], [0.4893384767925308]], [[0.4896778535187309], [0.4899680579656012], [0.4899922243241313], [0.4899546535981815], [0.48998921807463364]], [[0.4903038809500596], [0.4905923829028661], [0.4906164074886463], [0.4905790571725412], [0.49061341887540516]], [[0.4908574487178001], [0.49114422252808326], [0.4911681032052716], [0.49113097661938876], [0.4911651324939678]], [[0.4934101378598163], [0.4936878520514788], [0.4937109783019476], [0.4936750246015028], [0.4937081014399461]], [[0.4960937415333921], [0.49636164514759545], [0.4963839544362986], [0.49634927084149444], [0.4963811792027345]], [[0.5000014677820879], [0.5000015436320404], [0.500001551374526], [0.5000015394503546], [0.5000015503967687]], [[0.5014758141084085], [0.501725458438416], [0.5017462742771516], [0.5017139144425116], [0.5017436845788761]], [[0.5043445168823895], [0.504584157348443], [0.5046041383715582], [0.5045730762219068], [0.5046016525463686]], [[0.5072279512986215], [0.5074558572900373], [0.5074748560733386], [0.5074453206129982], [0.5074724924847208]], [[0.5099784889117766], [0.510193395136495], [0.5102113065662753], [0.5101834612397635], [0.5102090782851895]], [[0.5127654590873925], [0.5129666020557277], [0.5129833638731249], [0.5129573055791841], [0.5129812786329405]], [[0.5155370059301065], [0.5157237114343397], [0.5157392683569969], [0.5157150830935469], [0.5157373330260397]], [[0.5180793931420155], [0.5182509503306009], [0.5182652435764131], [0.518243022762202], [0.5182634654635245]], [[0.5205155921432667], [0.520671500635499], [0.5206844890416575], [0.5206642967190429], [0.5206828732641261]], [[0.522940013063691], [0.5230798163453543], [0.5230914623142362], [0.5230733569318342], [0.523090013542644]], [[0.5250741949640536], [0.5251974866554435], [0.5252077565559915], [0.5251917904707235], [0.5252064789773172]], [[0.5269146371304103], [0.5270209630799856], [0.5270298192993744], [0.5270160509551186], [0.5270287175867043]], [[0.5287998546598078], [0.5288889744942042], [0.528896397240058], [0.528884857410092], [0.5288954738524962]], [[0.5303817456863751], [0.5304535130582577], [0.5304594902849372], [0.530450197935141], [0.5304587467403568]], [[0.5313803222096802], [0.5314341803955979], [0.5314386658462888], [0.5314316925735408], [0.5314381078689032]], [[0.5324182084253084], [0.5324547387441179], [0.5324577810033778], [0.5324530525709918], [0.5324574026632982]], [[0.5334133298750374], [0.533427877772958], [0.5334290892295388], [0.5334272043258417], [0.5334289383929754]], [[0.5337219773371985], [0.5337219773371985], [0.5337219773371985], [0.5337219773371985], [0.5337219773371985]], [[0.5334205630276074], [0.5334351085371642], [0.5334362713359483], [0.5334344377066152], [0.5334361265579761]], [[0.5324257113099702], [0.5324622422461645], [0.5324652845569597], [0.532460556044483], [0.53246490621047]], [[0.5313881073867005], [0.531441966531126], [0.5314464520619235], [0.5314394786646566], [0.5314458940745704]], [[0.5303841910462106], [0.5304559588349621], [0.530461936096529], [0.530452643692507], [0.5304611925476073]], [[0.5287981513004191], [0.5288872707638983], [0.5288946934786652], [0.5288831536970157], [0.5288937700949723]], [[0.5269121426885003], [0.5270184679691307], [0.5270273241323636], [0.5270135558753815], [0.527026222426683]], [[0.525072718190358], [0.525196009394719], [0.5252062792543045], [0.5251903132326925], [0.5252050016807293]], [[0.5229409202456844], [0.5230807238891273], [0.523092369888505], [0.5230742644587171], [0.5230909211131162]], [[0.5205169114197377], [0.5206728205379103], [0.52068580899697], [0.5206656165921637], [0.5206841932128511]], [[0.5180816571226121], [0.5182532156047752], [0.5182675089602756], [0.5182452879756679], [0.5182657308337255]], [[0.5155361948838251], [0.5157228998263872], [0.5157384567012143], [0.515714271512053], [0.5157365213762162]], [[0.5127644224294098], [0.5129655645349607], [0.512982326278477], [0.5129562680992584], [0.5129802410475006]], [[0.5099781277462336], [0.5101930336032072], [0.5102109450012482], [0.5101830997240046], [0.5102087167241203]], [[0.5072280688263192], [0.5074559749679625], [0.5074749737643875], [0.5074454382836864], [0.5074726101741319]], [[0.5043446163092495], [0.5045842569319895], [0.504604237969068], [0.5045731757977728], [0.5046017521421332]], [[0.5014763985931358], [0.5017260439718975], [0.5017468599078676], [0.5017144999227783], [0.5017442701974044]], [[0.5000014492338426], [0.5000015234112981], [0.5000015309811967], [0.5000015193226822], [0.5000015300252536]], [[0.4960316601084449], [0.4962995637226482], [0.4963218730113514], [0.4962871894165472], [0.4963190977777873]], [[0.4933147902586789], [0.4935925044503414], [0.49361563070081027], [0.4935796770003654], [0.49361275383880876]], [[0.4908573961759285], [0.4911441699862117], [0.4911680506634], [0.4911309240775172], [0.49116507995209624]], [[0.4881871911951964], [0.48848224525062184], [0.4885068154533335], [0.4884686168824696], [0.488503758966357]], [[0.4854381581157774], [0.485740645346889], [0.4857658345366331], [0.4857266736449643], [0.4857627010488448]], [[0.4837780337260297], [0.4840871450533082], [0.4841128858551434], [0.48407286738822947], [0.48410968374783425]], [[0.4836897744878868], [0.4840047051678916], [0.48403093056796737], [0.48399015871043066], [0.4840276681775487]], [[0.48374285301125347], [0.4841061568392814], [0.4841367826803765], [0.4840881218811281], [0.4841328770358827]], [[0.4834923668551853], [0.4834923668551853], [0.4834923668551853], [0.4834923668551853], [0.4834923668551853]], [[0.4831722427726052], [0.4831722427726052], [0.4831722427726052], [0.4831722427726052], [0.4831722427726052]], [[0.4831722427726052], [0.4831722427726052], [0.4831722427726052], [0.4831722427726052], [0.4831722427726052]], [[0.4831722427726052], [0.4831722427726052], [0.4831722427726052], [0.4831722427726052], [0.4831722427726052]], [[0.4831722427726052], [0.4831722427726052], [0.4831722427726052], [0.4831722427726052], [0.4831722427726052]]], [[[0.3432894731347227], [0.3432894731347227], [0.3432894731347227], [0.3432894731347227], [0.3432894731347227]], [[0.3432894731347227], [0.3432894731347227], [0.3432894731347227], [0.3432894731347227], [0.3432894731347227]], [[0.3432894731347227], [0.3432894731347227], [0.3432894731347227], [0.3432894731347227], [0.3432894731347227]], [[0.3432894731347227], [0.3432894731347227], [0.3432894731347227], [0.3432894731347227], [0.3432894731347227]], [[0.3463458446163585], [0.3463458446163585], [0.3463458446163585], [0.3463458446163585], [0.3463458446163585]], [[0.3489216630050588], [0.352074937701545], [0.35236933885325344], [0.35190134494428227], [0.35233182127122703]], [[0.350793193807834], [0.3529250 | drag coefficients, spanwise
rotorse.airfoils_cm | intermediate |  | [[[[0.0], [0.0], [0.0], [0.0], [0.0]], [[0.0], [0.0], [0.0], [0.0], [0.0]], [[0.0], [0.0], [0.0], [0.0], [0.0]], [[0.0], [0.0], [0.0], [0.0], [0.0]], [[0.0], [0.0], [0.0], [0.0], [0.0]], [[0.0], [0.0], [0.0], [0.0], [0.0]], [[0.0], [0.0], [0.0], [0.0], [0.0]], [[0.0], [0.0], [0.0], [0.0], [0.0]], [[0.0], [0.0], [0.0], [0.0], [0.0]], [[0.0], [0.0], [0.0], [0.0], [0.0]], [[0.0], [0.0], [0.0], [0.0], [0.0]], [[0.0], [0.0], [0.0], [0.0], [0.0]], [[0.0], [0.0], [0.0], [0.0], [0.0]], [[0.0], [0.0], [0.0], [0.0], [0.0]], [[0.0], [0.0], [0.0], [0.0], [0.0]], [[0.0], [0.0], [0.0], [0.0], [0.0]], [[0.0], [0.0], [0.0], [0.0], [0.0]], [[0.0], [0.0], [0.0], [0.0], [0.0]], [[0.0], [0.0], [0.0], [0.0], [0.0]], [[0.0], [0.0], [0.0], [0.0], [0.0]], [[0.0], [0.0], [0.0], [0.0], [0.0]], [[0.0], [0.0], [0.0], [0.0], [0.0]], [[0.0], [0.0], [0.0], [0.0], [0.0]], [[0.0], [0.0], [0.0], [0.0], [0.0]], [[0.0], [0.0], [0.0], [0.0], [0.0]], [[0.0], [0.0], [0.0], [0.0], [0.0]], [[0.0], [0.0], [0.0], [0.0], [0.0]], [[0.0], [0.0], [0.0], [0.0], [0.0]], [[0.0], [0.0], [0.0], [0.0], [0.0]], [[0.0], [0.0], [0.0], [0.0], [0.0]], [[0.0], [0.0], [0.0], [0.0], [0.0]], [[0.0], [0.0], [0.0], [0.0], [0.0]], [[0.0], [0.0], [0.0], [0.0], [0.0]], [[0.0], [0.0], [0.0], [0.0], [0.0]], [[0.0], [0.0], [0.0], [0.0], [0.0]], [[0.0], [0.0], [0.0], [0.0], [0.0]], [[0.0], [0.0], [0.0], [0.0], [0.0]], [[0.0], [0.0], [0.0], [0.0], [0.0]], [[0.0], [0.0], [0.0], [0.0], [0.0]], [[0.0], [0.0], [0.0], [0.0], [0.0]], [[0.0], [0.0], [0.0], [0.0], [0.0]], [[0.0], [0.0], [0.0], [0.0], [0.0]], [[0.0], [0.0], [0.0], [0.0], [0.0]], [[0.0], [0.0], [0.0], [0.0], [0.0]], [[2.7755575615628914e-17], [2.7755575615628914e-17], [-2.7755575615628914e-17], [0.0], [0.0]], [[-2.7755575615628914e-17], [0.0], [0.0], [0.0], [0.0]], [[0.0], [0.0], [0.0], [0.0], [0.0]], [[0.0], [0.0], [0.0], [0.0], [0.0]], [[0.0], [0.0], [0.0], [0.0], [0.0]], [[0.0], [0.0], [0.0], [0.0], [0.0]], [[0.0], [0.0], [0.0], [0.0], [0.0]], [[0.0], [0.0], [0.0], [0.0], [0.0]], [[0.0], [0.0], [0.0], [0.0], [0.0]], [[0.0], [0.0], [0.0], [0.0], [0.0]], [[0.0], [0.0], [0.0], [0.0], [0.0]], [[0.0], [0.0], [0.0], [0.0], [0.0]], [[0.0], [0.0], [0.0], [0.0], [0.0]], [[0.0], [0.0], [0.0], [0.0], [0.0]], [[0.0], [0.0], [0.0], [0.0], [0.0]], [[0.0], [0.0], [0.0], [0.0], [0.0]], [[0.0], [0.0], [0.0], [0.0], [0.0]], [[0.0], [0.0], [0.0], [0.0], [0.0]], [[0.0], [0.0], [0.0], [0.0], [0.0]], [[0.0], [0.0], [0.0], [0.0], [0.0]], [[0.0], [0.0], [0.0], [0.0], [0.0]], [[0.0], [0.0], [0.0], [0.0], [0.0]], [[0.0], [0.0], [0.0], [0.0], [0.0]], [[0.0], [0.0], [0.0], [0.0], [0.0]], [[0.0], [0.0], [0.0], [0.0], [0.0]], [[0.0], [0.0], [0.0], [0.0], [0.0]], [[0.0], [0.0], [0.0], [0.0], [0.0]], [[0.0], [0.0], [0.0], [0.0], [0.0]], [[0.0], [0.0], [0.0], [0.0], [0.0]], [[0.0], [0.0], [0.0], [0.0], [0.0]], [[0.0], [0.0], [0.0], [0.0], [0.0]], [[0.0], [0.0], [0.0], [0.0], [0.0]], [[0.0], [0.0], [0.0], [0.0], [0.0]], [[0.0], [0.0], [0.0], [0.0], [0.0]], [[0.0], [0.0], [0.0], [0.0], [0.0]], [[0.0], [0.0], [0.0], [0.0], [0.0]], [[0.0], [0.0], [0.0], [0.0], [0.0]], [[0.0], [0.0], [0.0], [0.0], [0.0]], [[0.0], [0.0], [0.0], [0.0], [0.0]], [[0.0], [0.0], [0.0], [0.0], [0.0]], [[0.0], [0.0], [0.0], [0.0], [0.0]], [[0.0], [0.0], [0.0], [0.0], [0.0]], [[0.0], [0.0], [0.0], [0.0], [0.0]], [[0.0], [0.0], [0.0], [0.0], [0.0]], [[0.0], [0.0], [0.0], [0.0], [0.0]], [[0.0], [0.0], [0.0], [0.0], [0.0]], [[0.0], [0.0], [0.0], [0.0], [0.0]], [[0.0], [0.0], [0.0], [0.0], [0.0]], [[0.0], [0.0], [0.0], [0.0], [0.0]], [[0.0], [0.0], [0.0], [0.0], [0.0]], [[0.0], [0.0], [0.0], [0.0], [0.0]], [[0.0], [0.0], [0.0], [0.0], [0.0]], [[0.0], [0.0], [0.0], [0.0], [0.0]], [[0.0], [0.0], [0.0], [0.0], [0.0]], [[0.0], [0.0], [0.0], [0.0], [0.0]], [[0.0], [0.0], [0.0], [0.0], [0.0]], [[0.0], [0.0], [0.0], [0.0], [0.0]], [[0.0], [0.0], [0.0], [0.0], [0.0]], [[0.0], [0.0], [0.0], [0.0], [0.0]], [[0.0], [0.0], [0.0], [0.0], [0.0]], [[0.0], [0.0], [0.0], [0.0], [0.0]], [[0.0], [0.0], [1.734723475976807e-18], [1.734723475976807e-18], [1.734723475976807e-18]], [[0.0], [0.0], [0.0], [0.0], [0.0]], [[0.0], [0.0], [0.0], [0.0], [0.0]], [[0.0], [0.0], [0.0], [0.0], [0.0]], [[0.0], [0.0], [0.0], [0.0], [0.0]], [[0.0], [0.0], [0.0], [0.0], [0.0]], [[0.0], [0.0], [0.0], [0.0], [0.0]], [[0.0], [0.0], [0.0], [0.0], [0.0]], [[0.0], [0.0], [0.0], [0.0], [0.0]], [[0.0], [0.0], [0.0], [0.0], [-3.469446951953614e-18]], [[0.0], [0.0], [0.0], [0.0], [0.0]], [[0.0], [0.0], [0.0], [0.0], [0.0]], [[0.0], [0.0], [0.0], [0.0], [0.0]], [[0.0], [0.0], [0.0], [0.0], [0.0]], [[0.0], [0.0], [0.0], [0.0], [0.0]], [[0.0], [0.0], [0.0], [0.0], [0.0]], [[0.0], [0.0], [0.0], [0.0], [0.0]], [[0.0], [0.0], [0.0], [0.0], [0.0]], [[0.0], [0.0], [0.0], [0.0], [0.0]], [[0.0], [0.0], [0.0], [0.0], [0.0]], [[0.0], [0.0], [0.0], [0.0], [0.0]], [[0.0], [0.0], [0.0], [0.0], [0.0]], [[0.0], [0.0], [0.0], [0.0], [0.0]], [[0.0], [0.0], [0.0], [0.0], [0.0]], [[0.0], [0.0], [0.0], [0.0], [0.0]], [[0.0], [0.0], [0.0], [0.0], [0.0]], [[0.0], [0.0], [0.0], [0.0], [0.0]], [[0.0], [0.0], [0.0], [0.0], [0.0]], [[0.0], [0.0], [0.0], [0.0], [0.0]], [[0.0], [0.0], [0.0], [0.0], [0.0]], [[0.0], [0.0], [0.0], [0.0], [0.0]], [[0.0], [0.0], [0.0], [0.0], [0.0]], [[0.0], [0.0], [0.0], [0.0], [0.0]], [[0.0], [0.0], [0.0], [0.0], [0.0]], [[0.0], [0.0], [0.0], [0.0], [0.0]], [[0.0], [0.0], [0.0], [0.0], [0.0]], [[0.0], [0.0], [0.0], [0.0], [0.0]], [[0.0], [0.0], [0.0], [0.0], [0.0]], [[0.0], [0.0], [0.0], [0.0], [0.0]], [[0.0], [0.0], [0.0], [0.0], [0.0]], [[0.0], [0.0], [0.0], [0.0], [0.0]], [[0.0], [0.0], [0.0], [0.0], [0.0]], [[0.0], [0.0], [0.0], [0.0], [0.0]], [[0.0], [0.0], [0.0], [0.0], [0.0]], [[0.0], [0.0], [0.0], [0.0], [0.0]], [[0.0], [0.0], [0.0], [0.0], [0.0]], [[0.0], [0.0], [0.0], [0.0], [0.0]], [[0.0], [0.0], [0.0], [0.0], [0.0]], [[0.0], [0.0], [0.0], [0.0], [0.0]], [[0.0], [0.0], [0.0], [0.0], [0.0]], [[2.7755575615628914e-17], [0.0], [-2.7755575615628914e-17], [0.0], [0.0]], [[0.0], [0.0], [0.0], [0.0], [0.0]], [[0.0], [0.0], [0.0], [0.0], [0.0]], [[0.0], [0.0], [0.0], [0.0], [0.0]], [[0.0], [0.0], [0.0], [0.0], [0.0]], [[0.0], [0.0], [0.0], [0.0], [0.0]], [[0.0], [0.0], [0.0], [0.0], [0.0]], [[0.0], [0.0], [0.0], [0.0], [0.0]], [[0.0], [0.0], [0.0], [0.0], [0.0]], [[0.0], [0.0], [0.0], [0.0], [0.0]], [[0.0], [0.0], [0.0], [0.0], [0.0]], [[0.0], [0.0], [0.0], [0.0], [0.0]], [[0.0], [0.0], [0.0], [0.0], [0.0]], [[0.0], [0.0], [0.0], [0.0], [0.0]], [[0.0], [0.0], [0.0], [0.0], [0.0]], [[0.0], [0.0], [0.0], [0.0], [0.0]], [[0.0], [0.0], [0.0], [0.0], [0.0]], [[0.0], [0.0], [0.0], [0.0], [0.0]], [[0.0], [0.0], [0.0], [0.0], [0.0]], [[0.0], [0.0], [0.0], [0.0], [0.0]], [[0.0], [0.0], [0.0], [0.0], [0.0]], [[0.0], [0.0], [0.0], [0.0], [0.0]], [[0.0], [0.0], [0.0], [0.0], [0.0]], [[0.0], [0.0], [0.0], [0.0], [0.0]], [[0.0], [0.0], [0.0], [0.0], [0.0]], [[0.0], [0.0], [0.0], [0.0], [0.0]], [[0.0], [0.0], [0.0], [0.0], [0.0]], [[0.0], [0.0], [0.0], [0.0], [0.0]], [[0.0], [0.0], [0.0], [0.0], [0.0]], [[0.0], [0.0], [0.0], [0.0], [0.0]], [[0.0], [0.0], [0.0], [0.0], [0.0]], [[0.0], [0.0], [0.0], [0.0], [0.0]], [[0.0], [0.0], [0.0], [0.0], [0.0]], [[0.0], [0.0], [0.0], [0.0], [0.0]], [[0.0], [0.0], [0.0], [0.0], [0.0]], [[0.0], [0.0], [0.0], [0.0], [0.0]], [[0.0], [0.0], [0.0], [0.0], [0.0]], [[0.0], [0.0], [0.0], [0.0], [0.0]], [[0.0], [0.0], [0.0], [0.0], [0.0]], [[0.0], [0.0], [0.0], [0.0], [0.0]], [[5.551115123125783e-17], [0.0], [5.551115123125783e-17], [0.0], [5.551115123125783e-17]], [[-5.551115123125783e-17], [-5.551115123125783e-17], [-5.551115123125783e-17], [-5.551115123125783e-17], [-5.551115123125783e-17]], [[0.0], [0.0], [0.0], [0.0], [0.0]], [[0.0], [0.0], [0.0], [0.0], [0.0]], [[0.0], [0.0], [0.0], [0.0], [0.0]]], [[[0.0], [0.0], [0.0], [0.0], [0.0]], [[0.006014469032053882], [0.006014469032053882], [0.006014469032053882], [0.006014469032053882], [0.006014469032053882]], [[0.010391777650816132], [0.010391777650816132], [0.010391777650816132], [0.010391777650816132], [0.010391777650816132]], [[0.012431091001836855], [0.012440224077290382], [0.01244113071813567], [0.012441506331431082], [0.01244222592335209]], [[0.01520808857228953], [0.015016685841413968], [0.014997589476624384], [0.014989401894239862], [0.014973650725836299]], [[0.01861332956464552], [0.018134822737456466], [0.018087081825482583], [0.018066612869521208], [0.018027234948512348]], [[0.020223934331574427], [0.01945832340807204], [0.01938193794891381], [0.019349187619375624], [0.019286182945761468]], [[0.01982459026604879], [0.018887178661038437], [0.018793259826633574], [0.018751862759204985], [0.01867239575839269]], [[0.021735789620602367], [0.020987813609719012], [0.020909054557321755], [0.020863218986670408], [0.020806895977423884]], [[0.02335481808105086], [0.02278860007751138], [0.022724538688159865], [0.02267444703233247], [0.022637632432472438]], [[0.024325517088512633], [0.02391238681093877], [0.023860939357700145], [0.023807247126171716], [0.02378691011949577]], [[0.023499543369144615], [0.02315830746008457], [0.02311292387561406], [0.02305750289220959], [0.02304501874240189]], [[0.022213710757019223], [0.021936632261523092], [0.02189680643139444], [0.021839833108338896], [0.021834399415461475]], [[0.021385625652815515], [0.021185020854874226], [0.021152147211939643], [0.0210933202852292], [0.021096305996900294]], [[0.020923245533689516], [0.02074390027592421], [0.020713079620379854], [0.02065380970229133], [0.020659130497399952]], [[0.020451048817530404], [0.020310427989828322], [0.020283553232885637], [0.020223553150651635], [0.020233129017055623]], [[0.020141069519902022], [0.020030928025276007], [0.020007421025536057], [0.019946837926787045], [0.01995974581255483]], [[0.01992836094995462], [0.019847804527857588], [0.019827953789851707], [0.019766846788019043], [0.019783135101784186]], [[0.01976033913984014], [0.019690660692997283], [0.01967234837310146], [0.019611390526280165], [0.01962873362952304]], [[0.01970001119267832], [0.01964385805763036], [0.019627595871936312], [0.019566679982631813], [0.01958543646415767]], [[0.019643197662341308], [0.019599743642070552], [0.019585636716793378], [0.01952480194548034], [0.019544896296698644]], [[0.019621042912828943], [0.01958259596990654], [0.019569460804656505], [0.01950906830468417], [0.01952950382233208]], [[0.019615141749233622], [0.019580588050366526], [0.019568258555327435], [0.01950835356446541], [0.019528988298942937]], [[0.0194915108383963], [0.019461889567270955], [0.01945061841146071], [0.01939113296812133], [0.019412122655444917]], [[0.01934627406157382], [0.019317032257657074], [0.019305903703311193], [0.019247158613975412], [0.019267821761857963]], [[0.019224525563275037], [0.01919457770881146], [0.01918335867205436], [0.019125332093195155], [0.019145553615206465]], [[0.019049253959330138], [0.019018646294223753], [0.019007367170503445], [0.018950254469089958], [0.018969942572493258]], [[0.018952897477585294], [0.01892176929372067], [0.018910418962255288], [0.01885372125141794], [0.018873139620050276]], [[0.0188205037751921], [0.018786530369022635], [0.018774699735127204], [0.018718973892799484], [0.018737559063550197]], [[0.018457757323276043], [0.018421214663672008], [0.018408976183780585], [0.01835410025238904], [0.018371956617893766]], [[0.018004298628688423], [0.01796522137860546], [0.017952608027598516], [0.017898602504241842], [0.017915712818972144]], [[0.017582465442652403], [0.017546973261218037], [0.01753501347816231], [0.01748097198164671], [0.01749812165473096]], [[0.016896911180990595], [0.016867383406908625], [0.01685655483421108], [0.016802064259656323], [0.01681961334424598]], [[0.016036094511739325], [0.016011346998526053], [0.016001526882694364], [0.015946787192295114], [0.01596456890230693]], [[0.015338948265745903], [0.015317421371838745], [0.015308338464455024], [0.015253446500047896], [0.015271274233556145]], [[0.014655341696555645], [0.01463555805239359], [0.01462689805739905], [0.014571946366244322], [0.014589649366457392]], [[0.013879165019493635], [0.013861895513056804], [0.013853875373057718], [0.013798813449415255], [0.013816488975654795]], [[0.01313474201419202], [0.013118396541260895], [0.013110623824174009], [0.013055552157809062], [0.013072997505615615]], [[0.012427819136699499], [0.012409527721331769], [0.012401250350004209], [0.012346351502323986], [0.012363200246286801]], [[0.011693014852347479], [0.011673327108798967], [0.011664703771007617], [0.011609939771148908], [0.011626266279113485]], [[0.010965963624901029], [0.010944293832804056], [0.010935198361079972], [0.01088060971196219], [0.01089633623440018]], [[0.010259366783568133], [0.010232011258847339], [0.010221666147067418], [0.01016750211643034], [0.010182147145558158]], [[0.00956085232447064], [0.009527081514194083], [0.00951548125601303], [0.009461779550087514], [0.009475266938479915]], [[0.008874674001851164], [0.008834950453664885], [0.008822298105365431], [0.008769015715467045], [0.008781421880213226]], [[0.008168624573261812], [0.008118983453831205], [0.008104363561257814], [0.008049609868040847], [0.008060975017398858]], [[0.007463762099756917], [0.007402516955636554], [0.0073863956951130474], [0.0073326187164544365], [0.007342180392808838]], [[0.006745926357536403], [0.006674037810436437], [0.00665656997100186], [0.006603694631083568], [0.006611530688372107]], [[0.005950515582713197], [0.00586894204898202], [0.005850392315087487], [0.005798624346312058], [0.005804694538708785]], [[0.005186236015154236], [0.005096369298793611], [0.005077023731630626], [0.0050265984749396355], [0.005030850398703151]], [[0.004279256172763221], [0.004179730975920891], [0.004159491686387014], [0.004110428887366992], [0.0041127765229348225]], [[0.003047252734188941], [0.00294106490252491], [0.00292034056117777], [0.0028727370417866663], [0.0028733964530507495]], [[0.0028106509369274415], [0.0027055676354901807], [0.0026850222812228202], [0.0026377196244752074], [0.0026382268880273886]], [[0.0026418256169486766], [0.002539514650166046], [0.0025193316543585535], [0.002472312626769231], [0.002472810408580913]], [[0.0025191383772348044], [0.0024208991873783713], [0.0024012251981390836], [0.002354479083257843], [0.0023550781091021887]], [[0.0024210186648585047], [0.002327780587502804], [0.0023087260404464826], [0.00226224752435462], [0.002263026822238743]], [[0.0023259233939337287], [0.002238245009026693], [0.002219883644970572], [0.0021736727350168657], [0.0021746796693190855]], [[0.0022123207446350206], [0.0021303898786443664], [0.002112757150135867], [0.002066819610929587], [0.0020680697895999614]], [[0.0020586995775929637], [0.0019823335962454555], [0.0019654237945230433], [0.0019197714963666256], [0.001921248636974565]], [[0.001843607857092995], [0.0017722539911431802], [0.0017560160846558394], [0.001710666460934209], [0.0017123223375195757]], [[0.00154252613600207], [0.001475407142053231], [0.0014597662260328048], [0.0014147895784910828], [0.0014165567191686624]], [[0.0011335639509630303], [0.0010701960881541774], [0.0010551224166023138], [0.0010106714994863528], [0.0010125079502795835]], [[0.0006090825979272116], [0.000549221308418165], [0.0005347019299562217], [0.0004908569403193584], [0.0004927419650041474]], [[3.444260421552395e-05], [3.410457887642951e-05], [3.4022484040673734e-05], [3.377217038120356e-05], [3.3783236594035065e-05]], [[2.4548649902223288e-05], [2.435162076526963e-05], [2.4302464984074165e-05], [2.4147825807781936e-05], [2.4154994598825363e-05]], [[1.5351823610087936e-05], [1.5259442436874136e-05], [1.5235577591797902e-05], [1.5157379418259415e-05], [1.5161236331039888e-05]], [[7.4685365911621865e-06], [7.4405618938786985e-06], [7.432985110232462e-06], [7.406735416129202e-06], [7.408138941990706e-06]], [[1.4999153400193505e-06], [1.4983057448863905e-06], [1.4978400550464017e-06], [1.4960948371608301e-06], [1.4961980022761695e-06]], [[-0.0026717309086599847], [-0.0026717309086599847], [-0.0026717309086599847], [-0.0026717309086599847], [-0.0026717309086599847]], [[-0.004269751748408962], [-0.004269751748408962], [-0.004269751748408962], [-0.004269751748408962], [-0.004269751748408962]], [[-0.004386780021474065], [-0.004386780021474065], [-0.004386780021474065], [-0.004386780021474065], [-0.004386780021474065]], [[-0.004496624587925019], [-0.004496624587925019], [-0.004496624587925019], [-0.004496624587925019], [-0.004496624587925019]], [[-0.004609777367068302], [-0.004609777367068302], [-0.004609777367068302], [-0.004609777367068302], [-0.004609777367068302]], [[-0.0047031328435362535], [-0.0047031328435362535], [-0.0047031328435362535], [-0.0047031328435362535], [-0.0047031328435362535]], [[-0.004810116233512074], [-0.004810116233512074], [-0.004810116233512074], [-0.004810116233512074], [-0.004810116233512074]], [[-0.004911119612340045], [-0.004911119612340045], [-0.004911119612340045], [-0.004911119612340045], [-0.004911119612340045]], [[-0.004976842712604346], [-0.004976842712604346], [-0.004976842712604346], [-0.004976842712604346], [-0.004976842712604346]], [[-0.005046539534222266], [-0.005046539534222266], [-0.005046539534222266], [-0.005046539534222266], [-0.005046539534222266]], [[-0.00511193646294239], [-0.00511193646294239], [-0.00511193646294239], [-0.00511193646294239], [-0.00511193646294239]], [[-0.00516086755049161], [-0.00516086755049161], [-0.00516086755049161], [-0.00516086755049161], [-0.00516086755049161]], [[-0.005210879394035375], [-0.005210879394035375], [-0.005210879394035375], [-0.005210879394035375], [-0.005210879394035375]], [[-0.0052806500510164806], [-0.0052806500510164806], [-0.0052806500510164806], [-0.0052806500510164806], [-0.0052806500510164806]], [[-0.005334751397961607], [-0.005334751397961607], [-0.005334751397961607], [-0.005334751397961607], [-0.005334751397961607]], [[-0.0051660662160202125], [-0.005025545888179439], [-0.005015341451182362], [-0.005096498848402062], [-0.005081360017170675]], [[-0.004844667295988141], [-0.0046968213058049685], [-0.004685922028034244], [-0.004764461231633876], [-0.00475063501081982]], [[-0.004852672351690936], [-0.0047061652349767655], [-0.004695273195280854], [-0.004769254575434846], [-0.004757377091845698]], [[-0.005043088766209708], [-0.004908464151859172], [-0.004898141078307237], [-0.004952898400312544], [-0.004949090698786143]], [[-0.0051855888342226125], [-0.005061246848747855], [-0.0050514161350980885], [-0.005089537747773862], [-0.005092713303773533]], [[-0.005269428978453658], [-0.005154835131835872], [-0.005145471185269909], [-0.005167821811120382], [-0.005177617635619566]], [[-0.0053617772696760435], [-0.005256931561915298], [-0.005248034382433098], [-0.005254614021458284], [-0.0052710301144569816]], [[-0.005459433791255949], [-0.005381293063470724], [-0.005370522160087848], [-0.005361330812287707], [-0.005384367173785931]], [[-0.0053720362886092166], [-0.0053720362886092166], [-0.0053720362886092166], [-0.005363947918650844], [-0.0053720362886092166]], [[-0.0052568870547034935], [-0.0052568870547034935], [-0.0052568870547034935], [-0.0052568870547034935], [-0.0052568870547034935]], [[-0.005056730020665645], [-0.005056730020665645], [-0.005056730020665645], [-0.005056730020665645], [-0.005056730020665645]], [[-0.004795366635436699], [-0.004795366635436699], [-0.004795366635436699], [-0.004795366635436699], [-0.004795366635436699]], [[-0.0032259153627989187], [-0.0031940164098017906], [-0.003179752323820305], [-0.00308663722728212], [-0.0031500272019028275]], [[-0.0011830012519191346], [-0.001154753429138728], [-0.0011413588726284383], [-0.0010468788685166898], [-0.001101081410929063]], [[-8.933415262946456e-06], [-8.851945761877492e-06], [-8.824122059136394e-06], [-8.696844875278557e-06], [-8.72852645258178e-06]], [[-5.333351878271907e-07], [-5.327383120091057e-07], [-5.325427863244869e-07], [-5.316916247641995e-07], [-5.319039956942859e-07]], [[0.0007678688027299325], [0.0007678688027299325], [0.0007678688027299325], [0.0007678688027299325], [0.0007678688027299325]], [[0.0005552757202971839], [0.0005552757202971839], [0.0005552757202971839], [0.0005552757202971839], [0.0005552757202971839]], [[0.00035109696114464344], [0.00035109696114464344], [0.00035109696114464344], [0.00035109696114464344], [0.00035109696114464344]], [[0.00017284542952130267], [0.00017284542952130267], [0.00017284542952130267], [0.00017284542952130267], [0.00017284542952130267]], [[-7.63530012609843e-08], [-7.634055958875298e-08], [-7.633665326532745e-08], [-7.632049636382716e-08], [-7.63190088180635e-08]], [[-7.421169182534812e-07], [-7.408713717520395e-07], [-7.405190136197844e-07], [-7.392305550974008e-07], [-7.393112647858992e-07]], [[-1.546260754817317e-06], [-1.5436305608952823e-06], [-1.5425168002243528e-06], [-1.5358416342692131e-06], [-1.5355840047967702e-06]], [[-2.3566545309314235e-06], [-2.353082685038581e-06], [-2.351212578181449e-06], [-2.3364731505598826e-06], [-2.3336050927959436e-06]], [[-3.3365733798787836e-06], [-3.3301500824045767e-06], [-3.3269327998292422e-06], [-3.302945082228354e-06], [-3.2927882125878723e-06]], [[-4.245318024644756e-06], [-4.237745677934147e-06], [-4.233622810522527e-06], [-4.1987852205274505e-06], [-4.1795021624851936e-06]], [[-5.4230272128054195e-06], [-5.415737417567915e-06], [-5.411388887884439e-06], [-5.3568095719058045e-06], [-5.324130682543473e-06]], [[-6.4327474144278834e-06], [-6.430660259885371e-06], [-6.429205018634084e-06], [-6.348296051893708e-06], [-6.3005754262707506e-06]], [[-7.524094913176783e-06], [-7.490928036943054e-06], [-7.477381630800403e-06], [-7.3998015752661794e-06], [-7.349831205288003e-06]], [[-8.450913830496424e-06], [-8.325036758198914e-06], [-8.305757069305367e-06], [-8.273089809252097e-06], [-8.239055792471934e-06]], [[-9.608581695222406e-06], [-9.473710249582531e-06], [-9.447199862066451e-06], [-9.38394255298701e-06], [-9.369007356849028e-06]], [[-1.039840375697431e-05], [-1.0254011644519239e-05], [-1.0222991576953411e-05], [-1.0140534947763449e-05], [-1.0128543343780431e-05]], [[-1.1444314830141985e-05], [-1.126268862437874e-05], [-1.1226575848387695e-05], [-1.11390422746869e-05], [-1.1091506464610992e-05]], [[-1.2220750614846173e-05], [-1.2019413516648056e-05], [-1.1979318061211227e-05], [-1.1881912418436964e-05], [-1.1844511115208646e-05]], [[-1.3376925043224585e-05], [-1.315485387383842e-05], [-1.3108466694492036e-05], [-1.298907348410783e-05], [-1.299519599741927e-05]], [[-1.4168293086084215e-05], [-1.3932523941024167e-05], [-1.3884593391110152e-05], [-1.3765317953096795e-05], [-1.3719107936677969e-05]], [[-1.5147066488781571e-05], [-1.4855579128458113e-05], [-1.4799730933631565e-05], [-1.4670215764637541e-05], [-1.4594178685631547e-05]], [[-1.6307579828058957e-05], [-1.5879002622833267e-05], [-1.5804090464270094e-05], [-1.564805953115176e-05], [-1.569313755151163e-05]], [[-1.7221761069857733e-05], [-1.6696243290008003e-05], [-1.66104345449428e-05], [-1.6446431073549074e-05], [-1.6584605162864308e-05]], [[-1.860132584865365e-05], [-1.7991666198646783e-05], [-1.7906068913156256e-05], [-1.7776261479661437e-05], [-1.7943678115566603e-05]], [[-1.965939632664858e-05], [-1.88489920613117e-05], [-1.8760551651706564e-05], [-1.8681774353188768e-05], [-1.8979741541955142e-05]], [[-2.1137217280926823e-05], [-2.0093722508137193e-05], [-2.000135390506884e-05], [-1.9969285850797783e-05], [-2.0351916325283062e-05]], [[-2.3093841863473102e-05], [-2.1919978549309743e-05], [-2.1811831769153606e-05], [-2.1762129333798702e-05], [-2.2064217033608557e-05]], [[-0.0001572692596862081], [-2.3615543826339264e-05], [-2.3465213517561562e-05], [-2.324075288777025e-05], [-2.3661081458715982e-05]], [[-0.00033007834598925215], [-0.00020555300361527022], [-0.00018351312577673598], [-0.00013925186431297185], [-0.0001989287608346827]], [[-0.0004191656251292704], [-0.00031392686832949594], [-0.000304860184508593], [-0.0003055732723858968], [-0.0003018756239466479]], [[-0.00052350421226468], [-0.0004401361391466827], [-0.000433082342998636], [-0.000439072906694888], [-0.0004227790862719443]], [[-0.0005925858906562116], [-0.0005463980751407669], [-0.0005364606702120359], [-0.0005105837212044939], [-0.000504564543519357]], [[-0.0006425145627896719], [-0.000620145139407044], [-0.0006121708494159148], [-0.0005734746190993231], [-0.0005749888309353954]], [[-0.0006177523559262425], [-0.0006146402457875714], [-0.0006126349900427786], [-0.0005713065299874052], [-0.0005814538469924128]], [[-2.981269502227296e-05], [-2.9672587388902827e-05], [-2.962294730579282e-05], [-2.938455676815971e-05], [-2.9390372790316643e-05]], [[-2.8573738444469254e-05], [-2.8377292139832727e-05], [-2.8324862450520433e-05], [-2.8146328817185012e-05], [-2.8125346819549146e-05]], [[-2.8844300716368565e-05], [-2.8626706434397436e-05], [-2.8573663436767816e-05], [-2.8411446444324973e-05], [-2.838701064114893e-05]], [[-2.9401799295974973e-05], [-2.9166210835256112e-05], [-2.9112172171455453e-05], [-2.8958483106640565e-05], [-2.893306150404673e-05]], [[-3.0362107588138842e-05], [-3.0106994887330735e-05], [-3.005093815145604e-05], [-2.989954923993815e-05], [-2.9874342121340852e-05]], [[-3.153043687823334e-05], [-3.125482214529074e-05], [-3.119618135041455e-05], [-3.104390593581391e-05], [-3.10197385785492e-05]], [[-3.2808550534765835e-05], [-3.2511598142929976e-05], [-3.245006631611563e-05], [-3.2295394363380386e-05], [-3.227270362548065e-05]], [[-3.4374466720554775e-05], [-3.405182868627607e-05], [-3.398658351577363e-05], [-3.382746332228348e-05], [-3.380598802298421e-05]], [[-3.59875292286517e-05], [-3.563747072646631e-05], [-3.556843441588145e-05], [-3.540529319575811e-05], [-3.5384454399160076e-05]], [[-3.781169061362055e-05], [-3.742916532711513e-05], [-3.7355812228471313e-05], [-3.718855718793171e-05], [-3.7167013429220686e-05]], [[-4.1498481470819e-05], [-4.1048125527267526e-05], [-4.0964499090575396e-05], [-4.078157823554293e-05], [-4.075690520139244e-05]], [[-4.685183247794128e-05], [-4.6296087228996086e-05], [-4.619626612756278e-05], [-4.598725525914449e-05], [-4.595742302272027e-05]], [[-5.365120262593864e-05], [-5.295149552966838e-05], [-5.2829705618047396e-05], [-5.258521214695361e-05], [-5.2548277917514874e-05]], [[-0.0004442021525828954], [-0.0003201970684996516], [-0.00029864948042852835], [-0.0002565260037580702], [-0.0002497860475993083]], [[-0.0009292552540257661], [-0.0007974192043846209], [-0.0007749883506989463], [-0.0007324767433263615], [-0.0007254334743572316]], [[-0.0014095892721352338], [-0.001271436794171521], [-0.0012482820936243026], [-0.0012053770407525373], [-0.0011981603586878088]], [[-0.001850855357329333], [-0.001708544706041988], [-0.0016848864216394213], [-0.0016415859295401646], [-0.0016343793202865872]], [[-0.002218573239625604], [-0.0020749136455807966], [-0.002051035250141083], [-0.0020073418639385797], [-0.0020003828081856263]], [[-0.003782184392508597], [-0.00364730537205048], [-0.003623940319196052], [-0.003578455143703222], [-0.0035738272402744613]], [[-0.005069409662839178], [-0.004946168244698503], [-0.004923664610987265], [-0.004876436532742941], [-0.004874327770720122]], [[-0.006095568540350927], [-0.005982499885180209], [-0.005960752738618923], [-0.0059117602278058], [-0.0059121163955823015]], [[-0.007078802666589903], [-0.0069787226272846475], [-0.00695817213842536], [-0.006907731675184008], [-0.00691052005613998]], [[-0.007947038073414806], [-0.007861407578166245], [-0.007842364895902294], [-0.007790674673852662], [-0.007795868956306944]], [[-0.008708521859631904], [-0.008637578984699468], [-0.008620217263342951], [-0.00856720738740116], [-0.008574919701707737]], [[-0.009459215973546778], [-0.009400731159115015], [-0.00938496679402804], [-0.009330847630660236], [-0.00934074294024638]], [[-0.010180406199019748], [-0.010131782043421016], [-0.010117326490067767], [-0.010062433029589056], [-0.010073982151256718]], [[-0.010855615119243454], [-0.010817678206212766], [-0.010805331706421686], [-0.010751923196333585], [-0.010764688514507868]], [[-0.011521595164743013], [-0.011492113187521483], [-0.011481334107537801], [-0.01142730329321022], [-0.011441627143061822]], [[-0.01220172757435549], [-0.012175953004353278], [-0.012165936948505367], [-0.012111609056016222], [-0.012126835340676018]], [[-0.012869660625178296], [-0.012846845864638558], [-0.012837481136479943], [-0.012782907837823189], [-0.01279893306992276]], [[-0.013513830247581834], [-0.013494624291176746], [-0.013486115198294728], [-0.013431248445360533], [-0.013448171184832741]], [[-0.01418271395180732], [-0.01416353632672153], [-0.014155030386959963], [-0.01410010323037128], [-0.014117431797938555]], [[-0.014866142057607612], [-0.014844955661822788], [-0.014835957589771954], [-0.014781104006826754], [-0.0147985551033392]], [[-0.015497189082464228], [-0.015474932416544549], [-0.015465679087734472], [-0.01541083692294366], [-0.015428538590353452]], [[-0.016144007715003947], [-0.016119040387535095], [-0.01610917207185486], [-0.016054447058037727], [-0.01607218784749795]], [[-0.016928728068476076], [-0.016899015280881745], [-0.016888149661328], [-0.01683367120445643], [-0.016851187988692482]], [[-0.0175813174131189], [-0.017545769328529394], [-0.017533798832427974], [-0.017479755096137705], [-0.01749689656515581]], [[-0.01800435110200302], [-0.017965273851920066], [-0.017952660500913122], [-0.017898654977556435], [-0.01791576529228675]], [[-0.018451995015472827], [-0.01841542002049429], [-0.01840317629397999], [-0.018348308279780408], [-0.018366158018166358]], [[-0.018816248129432594], [-0.018782274723263083], [-0.01877044408936771], [-0.018714718247039987], [-0.018733303417790642]], [[-0.01895250952143677], [-0.018921381337572134], [-0.01891003100610676], [-0.018853333295269416], [-0.01887275166390174]], [[-0.01904925395933015], [-0.019018646294223753], [-0.019007367170503445], [-0.018950254469089958], [-0.018969942572493258]], [[-0.019224525563275037], [-0.01919457770881146], [-0.01918335867205436], [-0.019125332093195155], [-0.019145553615206465]], [[-0.019346274061573833], [-0.019317032257657074], [-0.019305903703311193], [-0.01924715861397542], [-0.019267821761857963]], [[-0.019491510838396307], [-0.01946188956727095], [-0.019450618411460716], [-0.019391132968121325], [-0.019412122655444924]], [[-0.01961514174923363], [-0.019580588050366526], [-0.019568258555327435], [-0.01950835356446541], [-0.019528988298942937]], [[-0.019621042912828943], [-0.019582595969906566], [-0.019569460804656505], [-0.01950906830468417], [-0.01952950382233208]], [[-0.019643197662341308], [-0.019599743642070566], [-0.019585636716793378], [-0.019524801945480355], [-0.019544896296698658]], [[-0.01970001119267832], [-0.019643858057630373], [-0.01962759587193634], [-0.0195666799826318], [-0.019585436464157682]], [[-0.019760339139840155], [-0.019690660692997297], [-0.019672348373101473], [-0.019611390526280165], [-0.01962873362952304]], [[-0.01992836094995462], [-0.019847804527857615], [-0.019827953789851707], [-0.019766846788019057], [-0.019783135101784144]], [[-0.020141069519902036], [-0.020030928025276007], [-0.020007421025536057], [-0.01994683792678706], [-0.019959745812554844]], [[-0.020451048817530404], [-0.020310427989828322], [-0.020283553232885637], [-0.020223553150651635], [-0.020233129017055623]], [[-0.020923245533689516], [-0.02074390027592421], [-0.02071307962037988], [-0.02065380970229136], [-0.020659130497399952]], [[-0.02138344640522094], [-0.021182841607279623], [-0.021149967964345068], [-0.021091141037634625], [-0.02109412674930572]], [[-0.022191353546707537], [-0.021914275051211407], [-0.02187444922108278], [-0.021817475898027267], [-0.021812042205149845]], [[-0.023465499106890747], [-0.023124263197830675], [-0.023078879613360193], [-0.023023458629955668], [-0.023010974480148022]], [[-0.024325508984271077], [-0.023912378706697185], [-0.02386093125345856], [-0.023807239021930104], [-0.023786902015254185]], [[-0.023441968370474048], [-0.022875750366934594], [-0.022811688977583067], [-0.022761597321755644], [-0.022724782721895653]], [[-0.02191767083314411], [-0.021169694822260752], [-0.02109093576986349], [-0.021045100199212158], [-0.020988777189965623]], [[-0.020066595779626863], [-0.01912918417461648], [-0.01903526534021162], [-0.01899386827278303], [-0.018917215508837598]], [[-0.019950214860987324], [-0.01918460393748493], [-0.01910821847832668], [-0.01907546814878852], [-0.01901246347517427]], [[-0.018997616868311487], [-0.018519110041122527], [-0.018471369129148665], [-0.018450900173187276], [-0.018411522252178417]], [[-0.01701332248497367], [-0.01681414664670479], [-0.016794289760965322], [-0.016785776921794004], [-0.01676940140239251]], [[-0.016086479919567714], [-0.016100750349963847], [-0.016102166976284693], [-0.016102753872058687], [-0.016103878234435307]], [[-0.015045474827221739], [-0.015045474827221739], [-0.015045474827221739], [-0.015045474827221739], [-0.0 | moment coefficients, spanwise
rotorse.Rhub | intermediate | m | 3 | hub radius
rotorse.Rtip | intermediate | m | 102.9963 | tip radius
rotorse.ccblade.rthick | intermediate |  | [1.0, 0.9904761955070918, 0.9058355221451091, 0.7692063747146259, 0.6243318537689522, 0.5149550598613979, 0.4565247668788405, 0.4089803671230991, 0.37373472220540643, 0.3529975776954834, 0.3385438805507016, 0.3271695421630018, 0.3178133888750906, 0.30941424702967435, 0.30091105322857653, 0.2925054880595256, 0.2849006144977736, 0.2778530148241121, 0.271119271319333, 0.264455966264228, 0.2554986747356164, 0.25036700062620737, 0.2424545046048751, 0.23345852449310675, 0.2235312610322791, 0.21373557166468143, 0.2047799151588242, 0.19617537435258997, 0.18790426085675252, 0.18] | 1D array of the relative thicknesses of the blade defined along span.
rotorse.precurve | intermediate | m | [0.0, 0.01458960863306122, 0.05222307680765803, 0.10814189079154829, 0.17425050028042421, 0.24113677336298817, 0.3000855814876169, 0.34265121339954685, 0.35982107219826126, 0.34758647247479363, 0.3145081037342804, 0.2668581446781227, 0.2108704900449745, 0.14047729704289402, 0.038047053391842355, -0.09075291861109813, -0.23512381066742405, -0.3941373321774326, -0.585777112144827, -0.8052918056877612, -1.1155553024383709, -1.2912172307106229, -1.5637296993685719, -1.8590358827384128, -2.1706742111500468, -2.4983777867013965, -2.8433553645576635, -3.2095215196586184, -3.5968444286312473, -3.999999999999999] | precurve at each section
rotorse.precurveTip | intermediate | m | -4 | precurve at tip
rotorse.presweep | intermediate | m | [0.0, 0.0, 0.0, 0.0, 0.0, 0.0, 0.0, 0.0, 0.0, 0.0, 0.0, 0.0, 0.0, 0.0, 0.0, 0.0, 0.0, 0.0, 0.0, 0.0, 0.0, 0.0, 0.0, 0.0, 0.0, 0.0, 0.0, 0.0, 0.0, 0.0] | presweep at each section
rotorse.presweepTip | intermediate | m | 0 | presweep at tip
rotorse.hub_height | intermediate | m | 140 | hub height
rotorse.theta | output | deg | [20.00195662801704, 17.847257426582082, 15.761456036426322, 13.772117201273376, 11.90680566484687, 10.193086170870425, 8.658523463067667, 7.330682285162218, 6.237127380877701, 5.405423493937738, 4.85173006892255, 4.441058814546423, 4.110715321256029, 3.8400553395354, 3.608434619868565, 3.3952089127395553, 3.1797339686324, 2.941365538031132, 2.659459371419777, 2.313371219282369, 1.7434476498868219, 1.3839727584152652, 0.8116608838847484, 0.17520865412341535, -0.5198192075494549, -1.2678579778145895, -2.0633429333527156, -2.900709350844554, -3.774392506970831, -4.678827678412275] | Twist angle at each section (positive decreases angle of attack)
rotorse.re.pitch_axis | intermediate |  | [0.5, 0.49816955, 0.48992341, 0.47666778, 0.47368421, 0.47368421, 0.47368421, 0.47368421, 0.47368421, 0.47368421, 0.47368421, 0.46808511, 0.4612069, 0.44196429, 0.43251806, 0.42095775, 0.41010371, 0.40195138, 0.39522149, 0.39116278, 0.3900843600747744, 0.39134099, 0.39523274, 0.40007425, 0.40504215, 0.41113787, 0.41946139, 0.43201533, 0.45321411, 0.49999999999999994] | 1D array of the chordwise position of the pitch axis (0-LE, 1-TE), defined along blade span.
rotorse.re.coord_xy_interp | intermediate |  | [[[1.0, -5.228022875725102e-16], [0.9994296839925829, -0.022259740711558177], [0.998063017832965, -0.04445803489546769], [0.9955739142666737, -0.0665618134473914], [0.9920863097495596, -0.08851982053258164], [0.9876861486750572, -0.11027527223126012], [0.9823305251706395, -0.1317843709197388], [0.9760119083356917, -0.15300661763508847], [0.9687874672983805, -0.17388680280547386], [0.9606748602592399, -0.19437934848935778], [0.9516753587636768, -0.2144496858898974], [0.9418276527462444, -0.23405837873056085], [0.9311752953551308, -0.25315297586530683], [0.9197303974311781, -0.2717058715241765], [0.9075245591947199, -0.2896910384273745], [0.8946104080703081, -0.3070575403137143], [0.8810096964994353, -0.3237794960574165], [0.866747905197194, -0.339839087916958], [0.8518902581712055, -0.355200475411866], [0.8364694626214207, -0.3698431374689817], [0.820513485943698, -0.3837614939542973], [0.8040738322175812, -0.39691489811790015], [0.7871915298856534, -0.4092893400643106], [0.7698979191015535, -0.4208940017028426], [0.7522523412351593, -0.4317036404757956], [0.7342913491785575, -0.44170411642042817], [0.7160449249557642, -0.4509162950105447], [0.6975716400331089, -0.4593111923915063], [0.6789061864336874, -0.46689183369931203], [0.6600803126205398, -0.4736931268620854], [0.6411475171372123, -0.4796641292900073], [0.6221376509688521, -0.48484343347152115], [0.6030879981944149, -0.48926892453206955], [0.5840450421189749, -0.49287710440089977], [0.5650308976870032, -0.4957710179013429], [0.5460886027795995, -0.49790677272002765], [0.5272486739168989, -0.4992052309653694], [0.508535950506088, -0.4999001471231513], [0.48999235547038833, -0.49986512233616714], [0.4716321145068305, -0.49915299052333634], [0.4534925037443476, -0.4978655748478763], [0.43559330289767306, -0.49584922139645754], [0.41795606561694243, -0.49322020425743757], [0.40060974844257646, -0.4900340177148858], [0.38356093160600935, -0.48624065438121056], [0.3668432157337161, -0.4819531220757106], [0.35045731632050314, -0.4771070365916879], [0.33443448400863013, -0.4718016171476336], [0.3187741003293152, -0.4659975031053569], [0.3034996231212948, -0.45977183363997315], [0.2886112935656476, -0.45311101277459814], [0.27412438666566624, -0.4460714726760404], [0.26004145552371905, -0.4386539965865653], [0.2463748720159175, -0.4308972880761414], [0.23312344393883352, -0.4228128921543159], [0.22029377781042306, -0.41444216059030164], [0.20788328296533118, -0.4057907314202666], [0.19590295639164576, -0.39689711005990247], [0.18434125306662855, -0.38776302893280623], [0.17321393095416077, -0.37843278185751145], [0.16249917612963843, -0.3689016855353163], [0.15221460277725932, -0.35922081920480586], [0.14233175939897136, -0.3493817949754996], [0.13287211153919, -0.33942867829019185], [0.12380643962975978, -0.3293594524047539], [0.11514762338607656, -0.3192023645100907], [0.10688720880274838, -0.30897183476900875], [0.09900711152156343, -0.2986754406431281], [0.09152340438534401, -0.28834653723959136], [0.08439704281722242, -0.2779791205220024], [0.0776464790199521, -0.26760420577043886], [0.0712479082120208, -0.2572292124527742], [0.06518786629737473, -0.24686109008276283], [0.05948747212742032, -0.23652443301269652], [0.05410024641809, -0.22621390127387142], [0.049037878670187655, -0.21594907486257175], [0.044300349757333976, -0.2057452464738149], [0.039842359734680484, -0.19559765442820762], [0.035689975243613004, -0.1855255033033041], [0.031829235005065896, -0.1755359887530568], [0.028220007205789974, -0.16562693673246215], [0.024892524779269766, -0.15581522149021937], [0.021828668303003517, -0.1461056218157035], [0.018984694713133153, -0.13649533799824295], [0.016392191702033498, -0.1269983005811027], [0.014044634634199048, -0.11762077059006065], [0.011879824984634942, -0.10835684703907963], [0.00993094518736226, -0.09921662146203765], [0.008219407957347494, -0.0902084101294225], [0.0066583862213787865, -0.08132543510984099], [0.005267741928506431, -0.07257222340427001], [0.004095157538529609, -0.06395640173157158], [0.0030987885971364196, -0.055478013021100045], [0.0021966077355110324, -0.04713200469997591], [0.0014626417630186888, -0.03892440526041703], [0.0009644846082979224, -0.030860610171394718], [0.0005993738679828514, -0.022936235945969063], [0.0002900866455990823, -0.015148765877396714], [7.807077883024657e-05, -0.007502222076493378], [0.0, 0.0], [7.804120611659719e-05, 0.007500736220690077], [0.0002898787241920041, 0.015142758486887441], [0.000598775316682048, 0.02292258456141937], [0.0009633263516348351, 0.03083611939777482], [0.0014596682128281925, 0.03888574897117924], [0.002190976364499905, 0.047075815990683056], [0.0030899784195977838, 0.05540088812816734], [0.0040827111247031585, 0.06385488643689734], [0.005248531243836643, 0.07244263446468859], [0.006631282230012606, 0.08116423659691048], [0.008183684298590573, 0.09001209900857182], [0.009883614168490653, 0.09898142028662286], [0.011817640154723611, 0.10807902374749315], [0.01396619932168302, 0.1172968915532844], [0.016295142079104163, 0.1266248185078847], [0.018863193778115264, 0.13606823481979585], [0.02168071375327755, 0.1456217410739376], [0.02471591629586298, 0.15527150565279574], [0.028006440010586352, 0.16501912653915243], [0.031576255891496444, 0.17486145042023293], [0.03539483961687758, 0.18478174850035556], [0.03949498254800754, 0.19478045115068363], [0.04389792827815823, 0.20485282604936875], [0.04857580757377652, 0.21497933573681455], [0.053567991613811754, 0.2251632488767036], [0.058881821148870805, 0.23539257539832661], [0.06450016290273135, 0.24564586185495754], [0.07046920463911448, 0.2559288096954281], [0.07677403099247092, 0.2662200889663396], [0.08341621271683673, 0.2765073937902718], [0.09042901951906561, 0.28678971177956086], [0.0977906533229447, 0.29703436159541413], [0.10553618719874776, 0.30724577033016703], [0.11365876004177941, 0.31739779819794195], [0.12216148331893956, 0.32747251411893785], [0.1310674986027348, 0.3374671550918847], [0.14035464992188373, 0.3473464005305412], [0.15005511078613856, 0.35711729389225577], [0.16014896266156226, 0.36673682914626515], [0.17065818789963985, 0.3762090161783657], [0.181574957422924, 0.3854954202777727], [0.19290757140963555, 0.39458324766597075], [0.20465763457781186, 0.4034522528592034], [0.21681735306942437, 0.4120736546751029], [0.22939648396347811, 0.4204412604055216], [0.24237780069407988, 0.4285157291249229], [0.25577362426833844, 0.43629701405132887], [0.2695667856328992, 0.4437307842367116], [0.2837657972261352, 0.4508257189736273], [0.29834798288780395, 0.457529313046837], [0.3133189787852679, 0.46384827499917675], [0.3286584618928104, 0.4697270339484696], [0.3443649416455463, 0.4751660894880115], [0.3604197737256814, 0.480124895665173], [0.37681123376695697, 0.48458015694873546], [0.3935252510207292, 0.48853802379954264], [0.41053864255357086, 0.49191628687198], [0.4278432324908231, 0.4947936897726825], [0.4454066634681981, 0.49700186546594965], [0.46322225410302975, 0.4986945279258362], [0.4812515456557157, 0.4995759574617022], [0.49948102667173666, 0.49999959595885196], [0.5178795830856975, 0.49960989996393285], [0.53641763136701, 0.49871925440459125], [0.5550757049095608, 0.4969470954598008], [0.5738084272426077, 0.494546807361687], [0.5925967311050585, 0.49134249558479953], [0.6114013775535108, 0.48742771367820337], [0.6301864306052414, 0.48276379079159115], [0.648926781663159, 0.4772994360273941], [0.6675702064249728, 0.4710909063826163], [0.6860884295909518, 0.46408556444857973], [0.7044453890439168, 0.45628515353038346], [0.722592093722966, 0.4477211541323308], [0.7405018004535244, 0.43835712852367326], [0.7581254571228347, 0.4282123442390851], [0.7754210143761534, 0.4173028842750689], [0.7923623735876, 0.40561397611120953], [0.8088945461516955, 0.3931735469910263], [0.8249746330148909, 0.37999039194943635], [0.840576952273409, 0.36606263907410247], [0.8556527588088183, 0.3514331465234179], [0.8701628988827119, 0.3361178636958033], [0.8840850330712717, 0.32012561483558377], [0.8973612142623708, 0.3034905059583089], [0.9099546800766618, 0.28624096866093407], [0.9218514714025469, 0.26839650792968384], [0.9330128366584267, 0.2500014055184513], [0.9433892789690503, 0.23108884233257734], [0.9529731538505595, 0.2116848082416565], [0.9617431308270605, 0.19183234032607036], [0.9696406906754642, 0.17157715881862903], [0.976664215898664, 0.15095167052848085], [0.9828150771120139, 0.12999562103203396], [0.9880284400451029, 0.1087652991581767], [0.9923048366037509, 0.08729993375043676], [0.9956935187759139, 0.06563977190440677], [0.9981204893400154, 0.043839458141428], [0.9994430379087047, 0.021949651396883253], [1.0, -5.262717345244639e-16]], [[1.0, -0.0004638118459895953], [0.9984671733845202, -0.022176073806829073], [0.9962010189226616, -0.044351395222738545], [0.9929026769529263, -0.06634546047691313], [0.9886921791534908, -0.08835128540674543], [0.9836417003030666, -0.11016186981181435], [0.9776935270191353, -0.13166614881679514], [0.9708332396137559, -0.15288392077035748], [0.9631054519385788, -0.1737598287607129], [0.954532118302001, -0.1942484639483162], [0.9450948827272965, -0.21431485989644075], [0.9348365135795949, -0.2339197139318746], [0.9237922165624115, -0.2530104348178591], [0.9119678731501509, -0.2715592588317117], [0.8994040293865623, -0.2895255546496477], [0.8861439850623914, -0.30676257525251216], [0.8722139273132252, -0.3233331078794496], [0.8576405013890981, -0.3392208212500267], [0.8424918463138651, -0.35439498446765005], [0.8268017658276134, -0.36883894361410424], [0.8105945479290707, -0.38253690406162383], [0.7939227340691527, -0.3954518514729365], [0.7768322401803981, -0.4075848533740013], [0.7593482453756809, -0.4189206804928453], [0.7415376393986641, -0.4294645249422542], [0.7234312051733087, -0.43917633044306814], [0.705064134628845, -0.4480974501783146], [0.6864948073590625, -0.4562062936146256], [0.6677567468827389, -0.4634961629040646], [0.6488816855296917, -0.4699964056434572], [0.6299233101319794, -0.47568642538005484], [0.6109107600460605, -0.4805696742550079], [0.5918808588686519, -0.48470898820901515], [0.5728785950404724, -0.4880432475178806], [0.5539269984789256, -0.4906676163064863], [0.5350676946300881, -0.49253453011194503], [0.5163311532459858, -0.49357637071225186], [0.49773819674912345, -0.4940322652122179], [0.47933306660787195, -0.49376498314870565], [0.4611285998354018, -0.4928308092881163], [0.44315932912926065, -0.4913347518591997], [0.4254476850733872, -0.4891175241862929], [0.4080096040923348, -0.4863082497256368], [0.3908777222269456, -0.4829469700751172], [0.37405439787754124, -0.4789965744435154], [0.3575737836368038, -0.47456307703290074], [0.34143815925513366, -0.46958203525468334], [0.3256707636257218, -0.46416144069790816], [0.31027963353432836, -0.4582498364766646], [0.29527935033472164, -0.45193415045643265], [0.28067513168210884, -0.4451943605070709], [0.26647890456738466, -0.4380893792040086], [0.25268936761168936, -0.4306246469372193], [0.23932380454759788, -0.42283149436736955], [0.22637249324966888, -0.4147302870857254], [0.21384162583594854, -0.40636054651531306], [0.20172964390601206, -0.3977263749246579], [0.19004270401008846, -0.38886847357967336], [0.17878051391940514, -0.3797791829451586], [0.16794719268130187, -0.37050981375349185], [0.1575156104719489, -0.36105917021098194], [0.14751757926659972, -0.35146658922371105], [0.13791727522783742, -0.3417287941527196], [0.12873263379551803, -0.3318898962587249], [0.11993293273125566, -0.32194856962266255], [0.11152631628830112, -0.31193375629085474], [0.1035129018182118, -0.3018548344067732], [0.09586967710637402, -0.29172118538198283], [0.08861022310916078, -0.2815652950964024], [0.08169699278465405, -0.2713805684570672], [0.07515353791922992, -0.26119428841162695], [0.0689536742727614, -0.2510145000882887], [0.06308392696199935, -0.2408477975730364], [0.0575662813086175, -0.23071713950277656], [0.05235457470435836, -0.2206175141857337], [0.04745787224483998, -0.210568128140777], [0.042876780986014475, -0.20058378207747635], [0.03856735485208224, -0.19065910899054278], [0.03455089898704609, -0.1808132710703352], [0.030813599295340163, -0.17105300680166907], [0.027320880179595934, -0.161375236688796], [0.024102217770986714, -0.15179591407869095], [0.02113765490830785, -0.14231956568402285], [0.01838287969958718, -0.13294369100743667], [0.015870108077630753, -0.12368126864619768], [0.013595936204282798, -0.11453780557129871], [0.011500582795211394, -0.10550742459297964], [0.009614318272012281, -0.09659991246456354], [0.007957053891586519, -0.08782330704853379], [0.0064445289752556685, -0.07917089161949087], [0.005098087130931879, -0.07064680861546084], [0.00396431543475112, -0.062258207100183136], [0.0030004062476149847, -0.05400512757964083], [0.002125683476350713, -0.045882739179928946], [0.001409007077869603, -0.037896849780697024], [0.0009233128284636501, -0.03005224200938579], [0.0005719431369820731, -0.022344335003813873], [0.0002750881655745939, -0.01477069658801215], [7.41662246608336e-05, -0.007334963563321715], [0.0, 0.0], [7.347445324379198e-05, 0.007252611896674817], [0.0002745659257330717, 0.014683235244873173], [0.0005728883741955862, 0.02224903247250814], [0.00092888574053064, 0.029945982797076012], [0.0014135718626495971, 0.03777665537698494], [0.002122126409694201, 0.04574559215698956], [0.002991086641440035, 0.05384759271643007], [0.003950335703883144, 0.062076742716421635], [0.005078543629372844, 0.07043767696000137], [0.006419595456864862, 0.07893061415193242], [0.007924025833754341, 0.087548563081347], [0.009569149536340523, 0.09628715057146045], [0.011440070855323989, 0.1051529476558098], [0.01352107571228472, 0.11413795167113061], [0.015780697958844073, 0.12323244795107474], [0.018272094317778625, 0.13244220060624826], [0.021001590178729122, 0.1417625212927189], [0.023939614041401977, 0.15118003060948984], [0.02712533771965366, 0.16069604484578753], [0.03058370542078846, 0.17030771763782235], [0.034282621134373775, 0.17999938680277952], [0.038250043752213414, 0.18977241343674528], [0.042506169459466475, 0.19962249533533663], [0.04702849014627919, 0.20953041486422877], [0.05185734038696555, 0.2194994442798542], [0.0569971055718374, 0.22951870376683936], [0.06243435872093425, 0.23956671277975136], [0.06821537188347812, 0.24964859552216043], [0.0743257263211002, 0.2597442634918527], [0.08076670668052384, 0.2698418898118907], [0.08757095714437121, 0.27994049711580676], [0.09471580228559101, 0.29000962360221166], [0.10223139417679081, 0.3000553899215217], [0.1101157796798437, 0.3100511882893672], [0.11837331562223306, 0.31997939522976504], [0.12702402951280237, 0.3298390388299363], [0.13604234189662803, 0.33959842844845023], [0.14546864117305108, 0.3492604455213171], [0.15528494465845252, 0.3587829681182552], [0.16551112908835186, 0.3681710582651799], [0.17613934088294245, 0.3773882768662191], [0.18717687765731914, 0.3864235117978308], [0.19862630083322627, 0.39525686713693636], [0.2104861574450254, 0.4038567451745826], [0.22276407416847543, 0.4122190506206185], [0.2354400780902196, 0.4203090489617321], [0.24853083896880593, 0.42812311595611435], [0.26202139615928166, 0.43560738319454445], [0.275922264161973, 0.4427685504481824], [0.2902119763985298, 0.4495554523831977], [0.3048988924919414, 0.4559708561960908], [0.3199612214964364, 0.4619638966216653], [0.33539825377575, 0.46753317300933045], [0.3511959428693748, 0.4726349444795142], [0.3673386940107639, 0.47725206347213606], [0.3838166511021187, 0.48138502078055556], [0.4006080126231038, 0.4849517901466881], [0.4177036587735642, 0.4880306800018812], [0.43507265499822245, 0.49045773635660583], [0.45271021057379146, 0.492376417191462], [0.47057983694609773, 0.49349658001198776], [0.48866904746183576, 0.49415462050041453], [0.5069452861228687, 0.4940125776377233], [0.5253797149747718, 0.4933713024806604], [0.5439536005872413, 0.4918556497537658], [0.5626217226887857, 0.4897172072337827], [0.581366344599658, 0.48677077316982476], [0.6001470362911642, 0.4831253040200702], [0.6189295288327601, 0.4787219228681121], [0.6376880328744812, 0.47352020444549037], [0.6563716919801897, 0.46757844348681354], [0.6749507081188533, 0.46083005314765507], [0.6933911532444501, 0.453291236651978], [0.7116437134755846, 0.44498612009123784], [0.7296816422460073, 0.4358788942802349], [0.7474551985791178, 0.42597909598145167], [0.7649245875788055, 0.41531469067365273], [0.7820616618200305, 0.40386138003606425], [0.798812848987524, 0.39164888166776], [0.8151339357669349, 0.37867995890959544], [0.8310004341502942, 0.36495817685594373], [0.8463690868703138, 0.35053704946112146], [0.8611939760746471, 0.33541049830407976], [0.8754588797550087, 0.3196102269575249], [0.8890984683928713, 0.3031452164959244], [0.9020836386545227, 0.2860633390985634], [0.9143932627540562, 0.2683667571004267], [0.9259908906206432, 0.2500314310413086], [0.9368323126596996, 0.23112446983111865], [0.9469028490122432, 0.2117258711840455], [0.9561823522364571, 0.19187870465591542], [0.9646151024331149, 0.1716287150318257], [0.972199006376436, 0.15100830860478814], [0.9789264086424856, 0.1300570542579335], [0.9847409503350865, 0.10883136825772055], [0.9896477740655049, 0.08737054466842599], [0.9936826075080232, 0.06571457999407904], [0.9967768773419313, 0.04391797850773191], [0.9987746570413105, 0.02221192451065693], [1.0, 0.00030387842938652644]], [[1.0, -0.0038492654100905654], [0.9906314389460237, -0.02124358659915649], [0.980995553124424, -0.04244577814857979], [0.9710008406108143, -0.06310906534007898], [0.9607347862368819, -0.08485651608924341], [0.9501792391917762, -0.10652681256063543], [0.9391845966882083, -0.12758610905981918], [0.9277995368785148, -0.14839146457103897], [0.9159038272676024, -0.16887438898026688], [0.9035141573243257, -0.1890037103413512], [0.8904468618951541, -0.208710153716595], [0.8767805360441657, -0.2279657306584762], [0.8624805867331169, -0.24670559288775049], [0.8475002499100438, -0.26488825755621626], [0.8319554654799055, -0.2824033900682671], [0.8158100483185959, -0.2985340525300442], [0.7991269475008924, -0.31385984705471537], [0.7819419403062059, -0.3283715643196321], [0.7644682065620801, -0.34207141771900273], [0.7466978182593739, -0.3549679404068633], [0.7285739051584692, -0.3669729053145124], [0.7101536021654689, -0.37807327094489135], [0.6915143604167835, -0.3883736003485406], [0.6726384146150914, -0.39768719440107136], [0.6536412557053597, -0.4062305770385771], [0.6345131129076632, -0.4137811572647527], [0.615323229055061, -0.4205214427943107], [0.596126572356429, -0.4264829884701754], [0.5769480723498308, -0.43159065692971227], [0.5578186579572891, -0.4358329197265611], [0.5387913863253592, -0.43940857473661116], [0.5198897638790065, -0.4420677482815376], [0.5011462344316633, -0.44405256903897117], [0.48259385067647853, -0.4453220824349519], [0.4642611970179106, -0.44591203961647646], [0.44617850202456144, -0.445750259131233], [0.4283746969138166, -0.4448547889659564], [0.41084238403684853, -0.4435012838411975], [0.39363953193770973, -0.44147600071340914], [0.37676894327880944, -0.43886041796553904], [0.36024464511130966, -0.43578236543881144], [0.3441059338423623, -0.4320439150892622], [0.32832948285124114, -0.4278700026783168], [0.3129711586135177, -0.42318309006261184], [0.2980041030124043, -0.4180460343231093], [0.28346453492660506, -0.4125097566618625], [0.26936493895716, -0.4065109824384164], [0.2556723177436471, -0.4002248600725336], [0.24245317350983242, -0.39350712426247714], [0.2296601817209233, -0.3865205744767801], [0.21733188517170945, -0.3791956647649773], [0.20545654102184577, -0.37161042362860786], [0.19400623382802176, -0.36380782369123815], [0.18303065934450896, -0.3557608800302213], [0.1724619270321827, -0.347560782845731], [0.16230260093815232, -0.33923308524626017], [0.15255786993540327, -0.330770341418764], [0.14319991949640398, -0.3222315174535497], [0.13430460980079792, -0.31353360600231606], [0.12579565098828285, -0.3047849760015768], [0.11761032140899376, -0.2960136089458755], [0.10987482830100964, -0.28716335343151594], [0.10250435995139098, -0.27827298967604236], [0.09549136892073187, -0.26938727146052477], [0.08879593608379883, -0.26051098276089724], [0.0823928594350354, -0.2516791754983756], [0.07634012755417957, -0.24285989591584695], [0.07058159332805487, -0.2340776567921387], [0.06511243318139044, -0.2253579579426124], [0.059906033680536076, -0.21668948471465066], [0.05501808413281354, -0.2080686181293706], [0.05040703017899897, -0.1995086707196503], [0.0460594727365491, -0.1910133484040329], [0.04200137752342239, -0.18259204908666743], [0.038190520600419914, -0.17424252787596434], [0.03461821539846002, -0.16598095373833968], [0.031289454806718686, -0.1578180939885877], [0.028170498848183758, -0.1497435283648734], [0.025248988962446994, -0.1417761277855701], [0.022512461371877582, -0.1339188430913707], [0.019966251255758776, -0.12616101984850572], [0.017632080973324565, -0.11851094490945735], [0.015477217692402382, -0.11097103228125127], [0.013455210215236183, -0.1035412762154026], [0.011599797126485104, -0.09622671007114368], [0.009928204933218046, -0.08902653939993885], [0.00840056410254185, -0.08193507288052719], [0.0070261998710542, -0.07495955655561092], [0.005813462782772512, -0.06810569259296805], [0.0047001793171034595, -0.06136722973565946], [0.0037165290656212173, -0.05474506019366022], [0.0028990707281673442, -0.04824229266186361], [0.0022008941413638504, -0.041858831832156496], [0.0015542474400432613, -0.0355914811305357], [0.000988580836623855, -0.02944385159682524], [0.0006091360604109956, -0.02341501561864388], [0.00036597639590064723, -0.017497409334086188], [0.000165611320396738, -0.011685487338261911], [4.5666118543716746e-05, -0.0059642851265530004], [0.0, 0.0], [4.014082900951357e-05, 0.005281422899381116], [0.00016279480870046823, 0.010945239440763484], [0.00037851499417319666, 0.01672203449534614], [0.0006622704146375419, 0.022608614969762773], [0.00104709805559685, 0.028608805371302486], [0.0015688518452929335, 0.03472838241824101], [0.0021937433449480677, 0.040964099784372314], [0.0028817466864851644, 0.04731162112973881], [0.0037029097672634987, 0.05377415681354311], [0.0046995106542463486, 0.06035279465462601], [0.005809874442838592, 0.06704518628471319], [0.007008280012794275, 0.07385026468778995], [0.00836584180261431, 0.08077267721902089], [0.009892945439214583, 0.08780525497673816], [0.01157701075089403, 0.09495343785950609], [0.01343100653654625, 0.10222377683574566], [0.01543453764579356, 0.1096088166293537], [0.017575258817925734, 0.11709889762589731], [0.019901009644738878, 0.1246929162173274], [0.022443785806502765, 0.13239065360045627], [0.025163848620985106, 0.14018539077631315], [0.02805406936169285, 0.14808639292104409], [0.031127498442044772, 0.15609292868671448], [0.03440011578315609, 0.16418836221794472], [0.03791771873930052, 0.1723759661436091], [0.04166468499265604, 0.18065416284370714], [0.04565125370520231, 0.18900094869104078], [0.049922589206024506, 0.1974165704509935], [0.05446983389298282, 0.2058913226712703], [0.059291826018414456, 0.21441728945757682], [0.06441601453042958, 0.22299374661286886], [0.06981593053664034, 0.23160874284610145], [0.07548789460725183, 0.2402825353191704], [0.08146424698611672, 0.24898435468193852], [0.08775806636504947, 0.25769896101817813], [0.09436786071299282, 0.2664401621421328], [0.1012467800874717, 0.275206180039123], [0.10849002217751959, 0.28396490640097627], [0.11609447165506347, 0.2926813104590941], [0.12406510998175785, 0.30136887481049046], [0.13239547721678413, 0.3100072752201922], [0.1410865002275745, 0.31859871781531546], [0.15014768536053966, 0.32712556143120763], [0.15962181347198764, 0.3355326175753227], [0.16950261548391105, 0.3438322705678387], [0.1797528846708961, 0.35202649337321773], [0.19041852470159515, 0.36008162371812785], [0.20150073130625645, 0.36794699882477], [0.21302411645911587, 0.37561229569109705], [0.22497702790582438, 0.38303655621411475], [0.2373861191687035, 0.39019032513164387], [0.25022082763435244, 0.3970598343756056], [0.2634861570111782, 0.40362758541791155], [0.27720040533012097, 0.40982444567227433], [0.2913226974307258, 0.41568046514385326], [0.30587260591080706, 0.4211508537147743], [0.3208389075970025, 0.4261554605236767], [0.3362064282008572, 0.4307672026764393], [0.3519555372882918, 0.4348576609716632], [0.3680945114975877, 0.43848863009687317], [0.3846020319378581, 0.441417500753063], [0.4014730231986048, 0.44384580878176005], [0.418666628201559, 0.4455747667228921], [0.43616041174034154, 0.44681230742966915], [0.453941459200437, 0.44723280949710426], [0.47196777613371316, 0.44706813623183483], [0.49023145773982235, 0.4460693792812879], [0.5086858348979305, 0.4444564829983118], [0.5273095594386221, 0.4420242863041082], [0.5460733366040098, 0.43881344160405034], [0.5649381076488049, 0.4348960345284188], [0.5838649319580301, 0.43010682437603664], [0.6028359242041601, 0.4245661871759532], [0.6218018943608895, 0.41824533943083686], [0.6407371995020832, 0.41111455854241086], [0.6595897126062468, 0.403114925242496], [0.6783367399983431, 0.3943585297117821], [0.696937311976513, 0.3847552526306849], [0.7153500342062019, 0.3743477337755536], [0.7335236058593024, 0.3630973652547802], [0.7514427112318648, 0.35104695941282343], [0.7692130233527315, 0.33832286618363333], [0.7866736081435598, 0.32476727221308627], [0.8038038311219764, 0.3105699809571209], [0.8204756376716864, 0.29556698766425793], [0.8367251523607223, 0.27993982928064265], [0.8524710660361113, 0.26357207163912655], [0.8676967796274241, 0.24604959799133103], [0.882402647448648, 0.22764559018296313], [0.8965154283399627, 0.20873659595659286], [0.9100253257802211, 0.18936836958348877], [0.9229002170792276, 0.16958869848734337], [0.9351342843715338, 0.14942992424432947], [0.9466456698095422, 0.12891625384268313], [0.9574484730749383, 0.1081150859641732], [0.9675856886175663, 0.08707152450759312], [0.9769820845192789, 0.06580400971611246], [0.9856138077621519, 0.04435605363602719], [0.9932185198378127, 0.02412630736972231], [1.0, 0.002830484587919512]], [[1.0, -0.006982023820252598], [0.9808347678739969, -0.01901797966962391], [0.9618522559950746, -0.03633209758528676], [0.9431799234064913, -0.053687711825284326], [0.9248624266119182, -0.07287087626535042], [0.9068300243521396, -0.09232697786698986], [0.8888989675852842, -0.11134459500309918], [0.8714451338156342, -0.13026518299085982], [0.8540303907540221, -0.14896463561562434], [0.8365799116076857, -0.16746330024339437], [0.8187151726269655, -0.18555851734726225], [0.8005585880595272, -0.203263972652651], [0.7819906967033577, -0.22046532006342387], [0.7629002588379569, -0.23706675395467622], [0.7434892681716995, -0.2530075051114365], [0.7236219820019522, -0.26744799560364085], [0.7034014716292504, -0.28103549286716833], [0.6828709209459031, -0.29375498158119356], [0.6626594132942717, -0.30562525584483824], [0.6426034368031602, -0.31666850413180225], [0.6224455993938789, -0.3267367507146735], [0.6022379272454653, -0.3358320443904242], [0.58207404530183, -0.34413288877091675], [0.5619028162624872, -0.35131862527265906], [0.5418642928678292, -0.35776344729922754], [0.5219160871804512, -0.3631019385507439], [0.5021464538431742, -0.36761627018078524], [0.48260088561497005, -0.3713834465476635], [0.4632961557796841, -0.3742760349437542], [0.4442602953270343, -0.37624578625589944], [0.42553948148278853, -0.37767971916796633], [0.4071506299461746, -0.3781151196885583], [0.38911893084005383, -0.37794201869316396], [0.3714631729452564, -0.3771474686340873], [0.35421354839623437, -0.37570710174727795], [0.3373863231698063, -0.37353734260789184], [0.32100524297114985, -0.37073588423818893], [0.3050402551234105, -0.3675956196384267], [0.2895519865601909, -0.3638493208412111], [0.27453427484716164, -0.35959896723481494], [0.25998066114719154, -0.3549878783796773], [0.24593824531682978, -0.3497983500724409], [0.23235283018791478, -0.3443388847391759], [0.21929038182931626, -0.33841744528517526], [0.2067020322918878, -0.33220054593001497], [0.19461974541647994, -0.3256767328228881], [0.18306163750974225, -0.3187914179197124], [0.17194972085445812, -0.31178188537942], [0.16138979605462123, -0.3044149612329277], [0.1512863198708931, -0.29692739128831286], [0.1416992487544208, -0.2892017944723992], [0.1325973499451836, -0.2813329510163203], [0.12393285842490266, -0.27340525257581294], [0.11577465145339322, -0.2653292032133031], [0.10801387366334961, -0.2572726944880007], [0.10064783615164011, -0.24924659160244722], [0.0936854971186438, -0.24123285625692584], [0.08707188080966617, -0.2333105955131236], [0.08093451253020931, -0.22531608057924937], [0.07513697956067937, -0.21741969328736546], [0.06959371162551795, -0.20968427527904293], [0.06448923965905638, -0.20194628359372963], [0.05970857977223947, -0.19429284132320468], [0.05522149627392817, -0.18676834047763044], [0.050985125831038675, -0.17938576230036554], [0.04694723901459181, -0.1721870083974209], [0.04320463003862244, -0.16509328077788246], [0.039679396865029457, -0.1581468301659687], [0.03634900713875162, -0.1513643967078719], [0.03319697375496396, -0.14473042427183253], [0.0302927452406545, -0.13820502630969825], [0.027586822670489994, -0.13180744344638265], [0.025066362706665363, -0.1255378921877804], [0.02275364843963458, -0.1193892598490384], [0.02061521368271477, -0.1133628429391083], [0.018630358163189524, -0.10747024959679867], [0.016807552564789774, -0.10171677072310688], [0.0151235191285546, -0.09608665712050225], [0.01353817776520616, -0.0905976189850368], [0.01204118148163914, -0.08524781897017472], [0.010672770056620937, -0.08001786766833646], [0.009440484436401003, -0.07490635839508233], [0.008301775561705159, -0.06991322692855306], [0.007214537000819152, -0.06504135248240071], [0.006204291569485305, -0.06028590382339772], [0.005300603608578719, -0.055638436100884245], [0.0044891552547148324, -0.051093478003863754], [0.0037608645587776865, -0.04665469498761816], [0.0031114948879704236, -0.04232453811065489], [0.002509852137766974, -0.03809736723562504], [0.0019880740051367394, -0.03396987847357642], [0.0015670512483296024, -0.029939924490971038], [0.0012052778087769014, -0.026006903304232762], [0.000856579862332953, -0.022169162796216838], [0.0005086105773252692, -0.01842667793645134], [0.0002754994429219221, -0.014770325346458944], [0.0001573326667396193, -0.011186373649525202], [6.430598539356502e-05, -0.007657723029707693], [1.9293301596626775e-05, -0.004115568793796027], [0.0, 0.0], [9.295274733288345e-06, 0.0029543487771489956], [5.936644961438565e-05, 0.006280106469536732], [0.00018162034936621102, 0.00968888033557104], [0.00036770969101606075, 0.013179140691322108], [0.0006136866710648747, 0.016755616839372958], [0.0008974820526736672, 0.02042453841900087], [0.0012186332038077426, 0.02418528859462175], [0.0015712920218760409, 0.028036174286855096], [0.0020061856693502854, 0.03197894080513214], [0.002558101830692648, 0.03601558916682735], [0.0031658299639152464, 0.0401488347784168], [0.0038041887904869767, 0.04438123681180258], [0.004520966152898694, 0.048715404184728174], [0.005344434024390781, 0.05314721138205051], [0.006277285828421874, 0.05772340230440866], [0.0072967431253652655, 0.06244715589629561], [0.008366244274283976, 0.06728998608197595], [0.00949272877530388, 0.07224718857247366], [0.010724127767605675, 0.07731475200865474], [0.012098798041619717, 0.08249560185820384], [0.013581961688216748, 0.08779434868920691], [0.015134604318136827, 0.09322973629767085], [0.016764733398881997, 0.09880543709832701], [0.01852192089305424, 0.10450822784692348], [0.020452088235371556, 0.11034118538825215], [0.022526013458850764, 0.11631402319395188], [0.024765193023317117, 0.12240533824285948], [0.027208352287488965, 0.12860927003440162], [0.0298578636229339, 0.1349289077621021], [0.032709176428345164, 0.1413615350767055], [0.03578295441913553, 0.14790659496468755], [0.039057421253393856, 0.15457481443799806], [0.042504151738333384, 0.16140232532538623], [0.04618240951729052, 0.16835388152889735], [0.05011218694055444, 0.17541731458557533], [0.054275882785306435, 0.1826231202895812], [0.058618647840629784, 0.19000473470442877], [0.06327020655262171, 0.19748813243716548], [0.06824351772408657, 0.2050474195430617], [0.0735312688771196, 0.2127046954916619], [0.0791332308641262, 0.2204581263496313], [0.08504741155014664, 0.2283238173688102], [0.09128962365659636, 0.23628580637005925], [0.09793713980610144, 0.24426172873312701], [0.10497603117996618, 0.2522801707935244], [0.11236198065510394, 0.26038328397590893], [0.12016006143034333, 0.26850150438664244], [0.12838653521548518, 0.2765884107494485], [0.13707743788988175, 0.2846109394329305], [0.14623329519970152 | 3D array of the non-dimensional x and y airfoil coordinates of the airfoils interpolated along span for n_span stations.
rotorse.re.precomp.web_start_nd | intermediate |  | [[0.19443410767975144, 0.20023460757117875, 0.20346479957500643, 0.30413488315073417, 0.31603729775067796, 0.32770278531889674, 0.33485214691580556, 0.340291261212841, 0.3442365804064847, 0.3462073751855843, 0.3474035987114561, 0.3514700224072142, 0.35661221422747347, 0.3679748435189824, 0.37529967926304125, 0.38400002853818316, 0.39261293882605686, 0.40002525050832394, 0.4065893939795302, 0.4112578652362273, 0.414200976019537, 0.4148673897596765, 0.41480651791575757, 0.41441452999767586, 0.4139828279110289, 0.4124329909142824, 0.408902565323303, 0.40235869810671065, 0.3897656916972744, 0.24523262565655404], [0.19443410767975144, 0.20023460757117875, 0.20346479957500643, 0.2458660520092779, 0.25496389095794403, 0.26384287092064335, 0.2692235739767745, 0.2729814867234528, 0.2751719089558081, 0.2755001414276442, 0.2749897793960374, 0.2766672199506383, 0.27859764735550957, 0.2858968683982217, 0.28835342631114214, 0.2913514533693663, 0.2935327022584897, 0.29395553955485715, 0.2931984119543738, 0.2906728832071752, 0.2846606867861176, 0.280117768450943, 0.27190755560157054, 0.26219814900012994, 0.250891058228631, 0.23646432644960694, 0.21704502745344315, 0.18922641064278983, 0.14422888665258993, 0.24523262565655407]] | 2D array of the non-dimensional start point defined along the outer profile of a web. The TE suction side is 0, the TE pressure side is 1. The first dimension represents each web, the second dimension represents each entry along blade span.
rotorse.re.precomp.web_end_nd | intermediate |  | [[0.6944435148559402, 0.7007786469384956, 0.7110607507127815, 0.6268687562340564, 0.6322463499829241, 0.634397572345059, 0.6365481398662971, 0.6388313032210091, 0.6405317255227074, 0.642035091251335, 0.6430346942782335, 0.6406079113274985, 0.6367657971140079, 0.6265222545090697, 0.6200792870270592, 0.6121063054189241, 0.6041354560539123, 0.5973261213721843, 0.5913943865538832, 0.5873651821688441, 0.5852708171802156, 0.5850495955403967, 0.5856971102897279, 0.5866369480908827, 0.5874830326587812, 0.5892743193621786, 0.5929528134932951, 0.599610907493156, 0.6124038841676125, 0.7567206858747602], [0.6944435148559402, 0.7007786469384956, 0.7110607507127815, 0.6847883098187881, 0.6925822687061829, 0.6976273550863874, 0.7019251528603279, 0.7064729592906881, 0.7102250877904401, 0.7134011870011177, 0.7160455250419805, 0.7158722673036214, 0.7151083905373146, 0.7086762973835954, 0.7069555802144785, 0.7044980009855972, 0.7027650481813433, 0.7027955611186811, 0.7040688445209565, 0.7072119182631674, 0.7141795256509537, 0.7192588454129704, 0.7281789029057835, 0.7385200077151989, 0.7502476037173736, 0.7647629563576829, 0.7839539942963285, 0.8112270761743623, 0.8555379971624291, 0.7567206858747602]] | 2D array of the non-dimensional end point defined along the outer profile of a web. The TE suction side is 0, the TE pressure side is 1. The first dimension represents each web, the second dimension represents each entry along blade span.
rotorse.re.precomp.layer_thickness | intermediate | m | [[0.001, 0.001, 0.001, 0.001, 0.001, 0.001, 0.001, 0.001, 0.001, 0.001, 0.001, 0.001, 0.001, 0.001, 0.001, 0.001, 0.001, 0.001, 0.001, 0.001, 0.001, 0.001, 0.001, 0.001, 0.001, 0.001, 0.001, 0.001, 0.001, 0.001], [0.041, 0.035425835209311626, 0.029985983652080977, 0.024789966887490536, 0.019947306474722766, 0.015567523972960132, 0.011760140941385113, 0.008634678939180167, 0.006300659525527771, 0.004867604259610386, 0.004387276711806136, 0.0041829191193396825, 0.0040223165002349105, 0.0038954294608578334, 0.003792218607574469, 0.0037026445467508275, 0.003616667884752925, 0.0035242492279467753, 0.0034153491826983923, 0.00327992835537379, 0.0030602703347641963, 0.0029302220775327295, 0.002731742440835592, 0.002519166548136594, 0.0022934285098660284, 0.0020554624364541915, 0.0018062024383313747, 0.0015465826259278754, 0.001277537109673986, 0.001], [0.0, 0.010363863922080815, 0.018021234480601413, 0.025361659590798752, 0.03206819380434953, 0.03782389167293049, 0.042311807748218355, 0.045214996581889856, 0.046216512725621724, 0.04569526776353126, 0.04403017327973565, 0.041600140858352265, 0.038784082083498365, 0.03596090853929123, 0.03350953180984813, 0.0313580742821214, 0.02943465834306337, 0.027667406379626357, 0.025984440778762663, 0.02431388392742465, 0.0220549122718989, 0.0208042751114363, 0.018985046101293482, 0.01713608265938962, 0.01526729626297836, 0.013388598389313434, 0.011509900515648486, 0.009631202641983529, 0.007752504768318578, 0.005873806894653622], [0.0, 0.012478059721382662, 0.01761157401713909, 0.022745088312895515, 0.027664175500095572, 0.03215440847018287, 0.03600136011460119, 0.03899060332479406, 0.04090771099220513, 0.0415382560082781, 0.041101726495636016, 0.03981761057690187, 0.03790539637469875, 0.03558457201164968, 0.033074625610377724, 0.030595045293505926, 0.02815655274214637, 0.02576986963741116, 0.023445717660412414, 0.021194818492262218, 0.018396886548685744, 0.016955665306955872, 0.014962350275733031, 0.01303216602522535, 0.01114932986025402, 0.009298059085640267, 0.007462571006205302, 0.005627082926770338, 0.0037915948473353817, 0.0019561067679004216], [0.0, 0.0, 0.0, 0.0, 0.0, 0.0, 0.0, 0.0, 0.0, 0.0, 0.0, 0.0, 0.0, 0.0, 0.0, 0.0, 0.0, 0.0, 0.0, 0.001, 0.03442398385140485, 0.001, -8.131516293641283e-20, 0.0, 0.0, 0.0, 0.0, 0.0, 0.0, 0.0], [0.0, 0.0, 0.0, 0.0, 0.0, 0.0, 0.0, 0.0, 0.0, 0.0, 0.0, 0.0, 0.0, 0.0, 0.0, 0.0, 0.0, 0.0, 0.0, 0.001, 0.03442398385140485, 0.001, -8.131516293641283e-20, 0.0, 0.0, 0.0, 0.0, 0.0, 0.0, 0.0], [0.0, 0.0, 0.006650033728755581, 0.008148123658263425, 0.009646213587771253, 0.011144303517279089, 0.01260256197570184, 0.013981157491954431, 0.015240258594951785, 0.016340033813608823, 0.017240651676840472, 0.01790228071356164, 0.018327608985325365, 0.018519324553684678, 0.018480115480192617, 0.01821266982640221, 0.017719675653866496, 0.0170038210241385, 0.016105782583305264, 0.015066236977453804, 0.013570845372449021, 0.012725330855044377, 0.011505323630660504, 0.010306515825606558, 0.009125374203327537, 0.00795836552726849, 0.0068019565608744125, 0.005652614067590332, 0.0045068048108612615, 0.003360995554132208], [0.0, 0.0, 0.023343227487567127, 0.02514806479023719, 0.02695290209290725, 0.028757739395577298, 0.03056257669824736, 0.032367414000917416, 0.03399537923059806, 0.03526960031429983, 0.03601320517903334, 0.0360493217518092, 0.03520107795963813, 0.03329160172953063, 0.030593866909944815, 0.02738084734933888, 0.023925516896170944, 0.020500849398899176, 0.017379818705981716, 0.014835398665876708, 0.01223234944423054, 0.01109198344222918, 0.009700784707749164, 0.008501789524206603, 0.007398896116132821, 0.006296002708059051, 0.00519310929998528, 0.004090215891911514, 0.0029873224838377426, -6.505213034913027e-19], [0.0, 0.0, 0.023343227487567127, 0.02514806479023719, 0.02695290209290725, 0.028757739395577298, 0.03056257669824736, 0.032367414000917416, 0.03399537923059806, 0.03526960031429983, 0.03601320517903334, 0.0360493217518092, 0.03520107795963813, 0.03329160172953063, 0.030593866909944815, 0.02738084734933888, 0.023925516896170944, 0.020500849398899176, 0.017379818705981716, 0.014835398665876708, 0.01223234944423054, 0.01109198344222918, 0.009700784707749164, 0.008501789524206603, 0.007398896116132821, 0.006296002708059051, 0.00519310929998528, 0.004090215891911514, 0.0029873224838377426, -6.505213034913027e-19], [0.0, 0.0, 0.018640217490227647, 0.022904385684442738, 0.027168553878657818, 0.0312820798151019, 0.035094321236003936, 0.03845463588359295, 0.041212381500097914, 0.04321691582774788, 0.04431759660877182, 0.044631775714407025, 0.044276805015890965, 0.04337003638446096, 0.04202882169135447, 0.040370512807808824, 0.03851246160506139, 0.03646387880311415, 0.03423397512196914, 0.03183196128162837, 0.028467525364800895, 0.026548446003367625, 0.023685366005451677, 0.02070188767487763, 0.01762209067817712, 0.014470054681881742, 0.01126985935252313, 0.008045584356632905, 0.0048213093607426755, 0.0015970343648524527], [0.0, 0.0, 0.010678322708722262, 0.013027749686046041, 0.015377176663369818, 0.017726603640693592, 0.02007603061801737, 0.022343664312566913, 0.024447711441567942, 0.026306378722246202, 0.02783787287182743, 0.0289604006075374, 0.029592168646601816, 0.029791678876096843, 0.02961743318309853, 0.02912793345468304, 0.028381681577926424, 0.027437179439904813, 0.02635292892769433, 0.025110640888752044, 0.0232295708259792, 0.02207879562049976, 0.020252660086103807, 0.01819533041480395, 0.015888517454057182, 0.01337380175210471, 0.010692763857187702, 0.007886984317547073, 0.004998043681424268, 0.0020675224970603053], [0.0, 0.0, 0.011714132383639313, 0.014764947347625046, 0.017815762311610757, 0.02086657727559648, 0.023917392239582207, 0.02696820720356794, 0.030019022167553665, 0.03295298719726778, 0.035653252358438574, 0.03800296771679428, 0.03988528333806326, 0.04118334928797394, 0.04178031563225458, 0.041727364564737766, 0.04107567827925614, 0.039876438969642325, 0.03818082882972886, 0.03604003005334837, 0.032679793711968524, 0.030642080913123152, 0.027516266030156573, 0.02419344792587278, 0.020739294340710836, 0.01721947301510983, 0.013699651689508844, 0.010179830363907818, 0.006660009038306791, 0.0031401877127057915], [0.0, 0.0, 0.035987381471276024, 0.04397734379711533, 0.051967306122954644, 0.059630209740332625, 0.06663899594078779, 0.07266660601585875, 0.07738598125708404, 0.0804700629560023, 0.08159179240415206, 0.08099668674906287, 0.0789302631382641, 0.07563803871928527, 0.07136553063965596, 0.06635825604690564, 0.06086173208856376, 0.05503573124453716, 0.04904002599473268, 0.04303438881905716, 0.03547715954202539, 0.03163240860972047, 0.026555610535872978, 0.02186996705690011, 0.017497247253826908, 0.01335922020767848, 0.009377654999479916, 0.005474320710256289, 0.0015709864210326626, 0.001], [0.041, 0.033, 0.026, 0.02, 0.015315621882346286, 0.012614052419141646, 0.010089285411055738, 0.007829722085647882, 0.0059237636704776095, 0.004459811393104192, 0.003526266481086949, 0.0030162506695686785, 0.0028228856936921773, 0.002839293288600149, 0.0029585951894353707, 0.0030739131313404964, 0.0030783688494581463, 0.0029930342735692765, 0.00283898133345475, 0.002637281958895433, 0.0023387770706268904, 0.0021752316255659585, 0.00195702452635758, 0.0017517918895640714, 0.0015569388227024443, 0.0013698704332897418, 0.0011879918288430328, 0.0010087081168792522, 0.001, 0.001], [0.0, 0.0, 0.0, 0.0021642290748897794, 0.0022101615271658773, 0.0022560939794419753, 0.002302026431718077, 0.002347958883994179, 0.0023857856093980226, 0.0024074008810573743, 0.002404698972099977, 0.0023695741556535783, 0.0022939207048459304, 0.0021696328928047836, 0.002012922173274681, 0.0018400000000000736, 0.0016670778267254723, 0.0015103671071953555, 0.0013860792951542347, 0.001310425844346601, 0.0012739797944200206, 0.0012725991189427679, 0.001294214390602067, 0.001332041116005865, 0.0013779735682819148, 0.0014239060205579876, 0.0014698384728340475, 0.0015157709251100578, 0.0015617033773860887, 1.0842021724855044e-19], [0.0, 0.0, 0.0, 0.03748906121529216, 0.03611723351773886, 0.03474540582018555, 0.03336309557167681, 0.03195982022125724, 0.03052509721797137, 0.02904844401086386, 0.02751937804897927, 0.02592741678136225, 0.024337449781140424, 0.022814366621441057, 0.021423056875391283, 0.020228410116118648, 0.019295315916750478, 0.018688663850414115, 0.018346790223235213, 0.018208031341339345, 0.02, 0.02, 0.02, 0.02, 0.02, 0.02, 0.02, 0.02, 0.02, 6.938893903907228e-18], [0.0, 0.0, 0.0, 0.0020723641703378447, 0.002118296622613882, 0.0021642290748899273, 0.002210161527165972, 0.0022560939794420165, 0.0023020264317180615, 0.0023479588839941056, 0.0023857856093979176, 0.0024074008810572537, 0.002404698972099874, 0.0023695741556534785, 0.0022939207048458332, 0.0021696328928047324, 0.0020129221732746467, 0.0018400000000000569, 0.0016670778267254514, 0.0015103671071953343, 0.0013589344180927612, 0.0013104258443465565, 0.0012753010279001407, 0.001272599118942723, 0.001294214390602057, 0.0013320411160058796, 0.001377973568281959, 0.0014239060205580112, 0.001469838472834042, 1.0842021724855044e-19], [0.0, 0.0, 0.0, 0.002517599968446932, 0.002445129913471889, 0.002372659858496847, 0.0023001898035218114, 0.002227719748546781, 0.0021544904794845205, 0.0020797427822478514, 0.0020027174427495156, 0.0019226552469023392, 0.0018387969806191531, 0.0017503834298127764, 0.0016614674579192518, 0.0015761019283747073, 0.0014983397046152694, 0.0014322336500771126, 0.0013818366281962682, 0.0013512015024089593, 0.0013365476557123661, 0.001336042341719111, 0.0013449310081187766, 0.001360406973216308, 0.0013791765876627789, 0.0013979462021092215, 0.0014167158165556374, 0.001435485431002038, 0.0014542550454484536, 2.168404344971009e-19], [0.0, 0.0, 0.0, 0.0377066146348917, 0.03634612196662573, 0.03498562929835977, 0.03361391516359078, 0.03221975809581581, 0.030791936628531906, 0.029319229295236043, 0.027790414629425268, 0.026194271164596574, 0.02459555683654566, 0.0230590295810682, 0.021649447333959928, 0.02043156803101652, 0.02, 0.02, 0.02, 0.02, 0.02, 0.02, 0.02, 0.02, 0.02, 0.02, 0.02, 0.02, 0.02, 6.938893903907228e-18], [0.0, 0.0, 0.0, 0.0026625400783972237, 0.0025900700234221716, 0.0025175999684471195, 0.0024451299134720674, 0.0023726598584970127, 0.002300189803521959, 0.002227719748546904, 0.002154490479484672, 0.0020797427822479954, 0.002002717442749689, 0.0019226552469024875, 0.0018387969806192307, 0.0017503834298126966, 0.001661467457919111, 0.0015761019283745596, 0.0014983397046151392, 0.0014322336500769564, 0.0013708383916703005, 0.0013512015024088637, 0.0013370346233662605, 0.0013360423417192616, 0.0013449310081189907, 0.0013604069732165167, 0.001379176587662875, 0.0013979462021091273, 0.0014167158165554958, 6.505213034913027e-19]] | 2D array of the thickness of the layers of the blade structure. The first dimension represents each layer, the second dimension represents each entry along blade span.
rotorse.re.precomp.layer_start_nd | intermediate |  | [[0.0, 0.0, 0.0, 0.0, 0.0, 0.0, 0.0, 0.0, 0.0, 0.0, 0.0, 0.0, 0.0, 0.0, 0.0, 0.0, 0.0, 0.0, 0.0, 0.0, 0.0, 0.0, 0.0, 0.0, 0.0, 0.0, 0.0, 0.0, 0.0, 0.0], [0.0, 0.0, 0.0, 0.0, 0.0, 0.0, 0.0, 0.0, 0.0, 0.0, 0.0, 0.0, 0.0, 0.0, 0.0, 0.0, 0.0, 0.0, 0.0, 0.0, 0.0, 0.0, 0.0, 0.0, 0.0, 0.0, 0.0, 0.0, 0.0, 0.0], [0.1661383603494756, 0.1721329180569982, 0.17377564685939562, 0.24236738580842945, 0.24840211308668556, 0.2548319408384722, 0.25831651342611567, 0.2606315985100249, 0.2618565482554758, 0.26161263545947144, 0.2608255110298736, 0.26233365183032475, 0.26415389258995337, 0.2713417056182181, 0.273731827991058, 0.2766543479403207, 0.27873160957663906, 0.27899075332963685, 0.27796372512404427, 0.275009345992242, 0.26800048297386564, 0.26252507219063836, 0.2522714252509725, 0.23929055186464615, 0.22860230411987764, 0.21391119895748376, 0.19222321376096438, 0.15830914724213202, 0.10599279383241642, 0.08009451161731784], [0.6661477675256644, 0.672676957424315, 0.6813715979971707, 0.6245759982914605, 0.631116366982938, 0.6352534496388976, 0.6396975069096146, 0.6442144318355925, 0.6479319046636637, 0.6511151367955627, 0.6534904549209594, 0.6522295173180722, 0.6494258292766177, 0.6400664797538979, 0.6344290555315119, 0.6271120774113227, 0.6195876133196373, 0.6129106422135674, 0.6066585019818796, 0.6016586827446041, 0.5970459290788663, 0.594807816930123, 0.5915150702695127, 0.5884621888901344, 0.5865549609281038, 0.5840505668690115, 0.5805644775588221, 0.5750387494844149, 0.5757040893935286, 0.5968472850353708], [0.19443410767975144, 0.20023460757117875, 0.20346479957500643, 0.2098591265083231, 0.21680988489263117, 0.2247325230650248, 0.23047317526637112, 0.2351125382352078, 0.23881547352704685, 0.241316773024131, 0.24339399476677143, 0.24777115326902938, 0.2524536554996741, 0.2626956956789571, 0.26823323767580476, 0.2746099313011371, 0.28054094653270095, 0.2851575864456106, 0.28912312840582455, 0.26917496430391313, 0.151505199078591, 0.26704966154280885, 0.29282122195187466, 0.291600376929465, 0.290368085233979, 0.2882889173682832, 0.2847028558700269, 0.27880224937004405, 0.26841980760630746, 0.24523262565655407], [0.6944435148559402, 0.7007786469384956, 0.7110607507127815, 0.7210051043922406, 0.7318130656562722, 0.7380579252120172, 0.741923090289789, 0.7455523752355223, 0.7475631948258167, 0.7482953455611178, 0.7481306839791549, 0.7451102302413193, 0.7414871554767406, 0.732060806260843, 0.7272110212958073, 0.7213408932679656, 0.7158277819927257, 0.7116335575763543, 0.7081587052087256, 0.6832940571365783, 0.5631588166957914, 0.6790876757898832, 0.7073615714815853, 0.7093610913620935, 0.7112611519241143, 0.7138270232418649, 0.7177338223371428, 0.7237377413496311, 0.733997255705591, 0.75672068587476], [0.4890559543162311, 0.48906665771765906, 0.48804593520280803, 0.48693176932858634, 0.48654490080352, 0.4856839237902836, 0.4849805914627213, 0.48529503636651933, 0.48563866562045227, 0.4857921427132882, 0.4861080161977992, 0.48625364321694964, 0.48610004360337067, 0.48563564187326924, 0.4848330964512694, 0.48367569610826, 0.4822570531738344, 0.48061529302863554, 0.4787766274463288, 0.4767715865902846, 0.47384639976917864, 0.4719514905107528, 0.4687037266779584, 0.4646743123890356, 0.4594587846307365, 0.4522460062154725, 0.44706214821867435, 0.44565141254970764, 0.4439614071802169, 0.4417969944033159], [0.0, 0.0, 0.0, 0.0, 0.0, 0.0, 0.0, 0.0, 0.0, 0.0, 0.0, 0.0, 0.0, 0.0, 0.0, 0.0, 0.0, 0.0, 0.0, 0.0, 0.0, 0.0, 0.0, 0.0, 0.0, 0.0, 0.0, 0.0, 0.0, 0.0], [0.9592541238444028, 0.9594316984750911, 0.9568765056805753, 0.9533701787373248, 0.9500336152769322, 0.9474897749291151, 0.9454286555080036, 0.943910902213044, 0.94255318073976, 0.9418942452131747, 0.941607113572218, 0.9408618129432776, 0.9394433531148559, 0.9371408379253887, 0.9339836461679469, 0.9298608557276422, 0.9246682892514028, 0.924272797717625, 0.9244296825366438, 0.9248403670977967, 0.9257014562985106, 0.9260119117206573, 0.926245608819743, 0.9265086907934386, 0.9316768357513225, 0.9318825042126969, 0.9319853239931921, 0.9320025808929682, 0.9318066039143612, 0.931124027312094], [0.04074587615559723, 0.040568301524908895, 0.04312349431942471, 0.04662982126267525, 0.04996638472306782, 0.05251022507088482, 0.054571344491996444, 0.05608909778695604, 0.05744681926023994, 0.05810575478682538, 0.05839288642778198, 0.059138187056722386, 0.06055664688514411, 0.06285916207461127, 0.06601635383205305, 0.07013914427235782, 0.07533171074859724, 0.07572720228237496, 0.07557031746335613, 0.07515963290220323, 0.0742985437014893, 0.07398808827934263, 0.07375439118025695, 0.07349130920656147, 0.06832316424867749, 0.06811749578730307, 0.06801467600680784, 0.06799741910703178, 0.06819339608563882, 0.06887597268790607], [0.2227298550100273, 0.2283362970853593, 0.23315395229061725, 0.3062821583778464, 0.31651680641284086, 0.3260503523951525, 0.33114506558825957, 0.33476836551467554, 0.336956565263715, 0.3373389592021778, 0.33716855587743955, 0.3400001537516544, 0.3440175877896159, 0.35428303773052056, 0.3606740998910374, 0.36854972202791686, 0.37654118289300326, 0.38368575346080414, 0.3904718743204431, 0.39611248057786663, 0.40173096117462265, 0.40455379594222596, 0.40867570078233256, 0.414139763359811, 0.41620783000001377, 0.41878610426748475, 0.4223273076781925, 0.4279160458430173, 0.4308468213801985, 0.4103707396957903], [0.5109427148761995, 0.5108033145568777, 0.511010494828333, 0.5116508076198083, 0.5128882584474106, 0.5132276444598297, 0.5131470340114305, 0.513967431005568, 0.5146835971983887, 0.5150792984207798, 0.5156336887925953, 0.5162911628350239, 0.5169873277218402, 0.5177132020677022, 0.5184580201085863, 0.5192162320366378, 0.5200849056539383, 0.5211060843293644, 0.5222891541480361, 0.5236082238912749, 0.5255666622133214, 0.5268810994216793, 0.5291930802397119, 0.5322972449347906, 0.536482603244476, 0.5420438468485853, 0.5449096610564087, 0.5437424331044978, 0.5426306130209422, 0.5417782450793086], [0.7227392621862161, 0.7288803364526761, 0.7407499034283923, 0.6884907708608774, 0.6992310603090934, 0.7064718611955779, 0.7125260590717585, 0.7183511988402431, 0.7230319216719029, 0.726841460538269, 0.7298334997685253, 0.7298960192394018, 0.7292895244762803, 0.7230078118662003, 0.7213713274314911, 0.719007451498919, 0.7173971866360015, 0.7176056423447347, 0.7191666511782785, 0.7227618173302287, 0.7307764072796235, 0.7368365406817106, 0.7479193458008726, 0.7601422584269494, 0.7720942369876387, 0.7877645434054752, 0.810109642448773, 0.8441602674167881, 0.8922904220176535, 0.9165940867141493], [0.0, 0.0, 0.0, 0.0, 0.0, 0.0, 0.0, 0.0, 0.0, 0.0, 0.0, 0.0, 0.0, 0.0, 0.0, 0.05, 0.05, 0.05, 0.05, 0.05, 0.05, 0.05, 0.05, 0.05, 0.05, 0.05, 0.04, 0.05, 0.05, 0.05], [0.0, 0.0, 0.0, 0.0, 0.0, 0.0, 0.0, 0.0, 0.0, 0.0, 0.0, 0.0, 0.0, 0.0, 0.0, 0.0, 0.0, 0.0, 0.0, 0.0, 0.0, 0.0, 0.0, 0.0, 0.0, 0.0, 0.0, 0.0, 0.0, 0.0], [0.0, 0.0, 0.0, 0.0, 0.0, 0.0, 0.0, 0.0, 0.0, 0.0, 0.0, 0.0, 0.0, 0.0, 0.0, 0.0, 0.0, 0.0, 0.0, 0.0, 0.0, 0.0, 0.0, 0.0, 0.0, 0.0, 0.0, 0.0, 0.0, 0.0], [0.0, 0.0, 0.0, 0.0, 0.0, 0.0, 0.0, 0.0, 0.0, 0.0, 0.0, 0.0, 0.0, 0.0, 0.0, 0.0, 0.0, 0.0, 0.0, 0.0, 0.0, 0.0, 0.0, 0.0, 0.0, 0.0, 0.0, 0.0, 0.0, 0.0], [0.0, 0.0, 0.0, 0.0, 0.0, 0.0, 0.0, 0.0, 0.0, 0.0, 0.0, 0.0, 0.0, 0.0, 0.0, 0.0, 0.0, 0.0, 0.0, 0.0, 0.0, 0.0, 0.0, 0.0, 0.0, 0.0, 0.0, 0.0, 0.0, 0.0], [0.0, 0.0, 0.0, 0.0, 0.0, 0.0, 0.0, 0.0, 0.0, 0.0, 0.0, 0.0, 0.0, 0.0, 0.0, 0.0, 0.0, 0.0, 0.0, 0.0, 0.0, 0.0, 0.0, 0.0, 0.0, 0.0, 0.0, 0.0, 0.0, 0.0], [0.0, 0.0, 0.0, 0.0, 0.0, 0.0, 0.0, 0.0, 0.0, 0.0, 0.0, 0.0, 0.0, 0.0, 0.0, 0.0, 0.0, 0.0, 0.0, 0.0, 0.0, 0.0, 0.0, 0.0, 0.0, 0.0, 0.0, 0.0, 0.0, 0.0]] | 2D array of the non-dimensional start point defined along the outer profile of a layer. The TE suction side is 0, the TE pressure side is 1. The first dimension represents each layer, the second dimension represents each entry along blade span.
rotorse.re.precomp.layer_end_nd | intermediate |  | [[1.0, 1.0, 1.0, 1.0, 1.0, 1.0, 1.0, 1.0, 1.0, 1.0, 1.0, 1.0, 1.0, 1.0, 1.0, 1.0, 1.0, 1.0, 1.0, 1.0, 1.0, 1.0, 1.0, 1.0, 1.0, 1.0, 1.0, 1.0, 1.0, 1.0], [1.0, 1.0, 1.0, 1.0, 1.0, 1.0, 1.0, 1.0, 1.0, 1.0, 1.0, 1.0, 1.0, 1.0, 1.0, 1.0, 1.0, 1.0, 1.0, 1.0, 1.0, 1.0, 1.0, 1.0, 1.0, 1.0, 1.0, 1.0, 1.0, 1.0], [0.2227298550100273, 0.2283362970853593, 0.23315395229061725, 0.3062821583778464, 0.31651680641284086, 0.3260503523951525, 0.33114506558825957, 0.33476836551467554, 0.336956565263715, 0.3373389592021778, 0.33716855587743955, 0.3400001537516544, 0.3440175877896159, 0.35428303773052056, 0.3606740998910374, 0.36854972202791686, 0.37654118289300326, 0.38368575346080414, 0.3904718743204431, 0.39611248057786663, 0.40173096117462265, 0.40455379594222596, 0.40867570078233256, 0.414139763359811, 0.41620783000001377, 0.41878610426748475, 0.4223273076781925, 0.4279160458430173, 0.4308468213801985, 0.4103707396957903], [0.7227392621862161, 0.7288803364526761, 0.7407499034283923, 0.6884907708608774, 0.6992310603090934, 0.7064718611955779, 0.7125260590717585, 0.7183511988402431, 0.7230319216719029, 0.726841460538269, 0.7298334997685253, 0.7298960192394018, 0.7292895244762803, 0.7230078118662003, 0.7213713274314911, 0.719007451498919, 0.7173971866360015, 0.7176056423447347, 0.7191666511782785, 0.7227618173302287, 0.7307764072796235, 0.7368365406817106, 0.7479193458008726, 0.7601422584269494, 0.7720942369876387, 0.7877645434054752, 0.810109642448773, 0.8441602674167881, 0.8922904220176535, 0.9165940867141493], [0.19443410767975144, 0.20023460757117875, 0.20346479957500643, 0.2098591265083231, 0.21680988489263117, 0.2247325230650248, 0.23047317526637112, 0.2351125382352078, 0.23881547352704685, 0.241316773024131, 0.24339399476677143, 0.24777115326902938, 0.2524536554996741, 0.2626956956789571, 0.26823323767580476, 0.2746099313011371, 0.28054094653270095, 0.2851575864456106, 0.28912312840582455, 0.3145886397735223, 0.43568246525519966, 0.3203104329496541, 0.29282122195187466, 0.291600376929465, 0.290368085233979, 0.2882889173682832, 0.2847028558700269, 0.27880224937004405, 0.26841980760630746, 0.24523262565655407], [0.6944435148559402, 0.7007786469384956, 0.7110607507127815, 0.7210051043922406, 0.7318130656562722, 0.7380579252120172, 0.741923090289789, 0.7455523752355223, 0.7475631948258167, 0.7482953455611178, 0.7481306839791549, 0.7451102302413193, 0.7414871554767406, 0.732060806260843, 0.7272110212958073, 0.7213408932679656, 0.7158277819927257, 0.7116335575763543, 0.7081587052087256, 0.7287077326061876, 0.8473360828724, 0.7323484471967285, 0.7073615714815853, 0.7093610913620935, 0.7112611519241143, 0.7138270232418649, 0.7177338223371428, 0.7237377413496311, 0.733997255705591, 0.75672068587476], [0.5109427148761995, 0.5108033145568777, 0.511010494828333, 0.5116508076198083, 0.5128882584474106, 0.5132276444598297, 0.5131470340114305, 0.513967431005568, 0.5146835971983887, 0.5150792984207798, 0.5156336887925953, 0.5162911628350239, 0.5169873277218402, 0.5177132020677022, 0.5184580201085863, 0.5192162320366378, 0.5200849056539383, 0.5211060843293644, 0.5222891541480361, 0.5236082238912749, 0.5255666622133214, 0.5268810994216793, 0.5291930802397119, 0.5322972449347906, 0.536482603244476, 0.5420438468485853, 0.5449096610564087, 0.5437424331044978, 0.5426306130209422, 0.5417782450793086], [0.04074587615559723, 0.040568301524908895, 0.04312349431942471, 0.04662982126267525, 0.04996638472306782, 0.05251022507088482, 0.054571344491996444, 0.05608909778695604, 0.05744681926023994, 0.05810575478682538, 0.05839288642778198, 0.059138187056722386, 0.06055664688514411, 0.06285916207461127, 0.06601635383205305, 0.07013914427235782, 0.07533171074859724, 0.07572720228237496, 0.07557031746335613, 0.07515963290220323, 0.0742985437014893, 0.07398808827934263, 0.07375439118025695, 0.07349130920656147, 0.06832316424867749, 0.06811749578730307, 0.06801467600680784, 0.06799741910703178, 0.06819339608563882, 0.06887597268790607], [1.0, 1.0, 1.0, 1.0, 1.0, 1.0, 1.0, 1.0, 1.0, 1.0, 1.0, 1.0, 1.0, 1.0, 1.0, 1.0, 1.0, 1.0, 1.0, 1.0, 1.0, 1.0, 1.0, 1.0, 1.0, 1.0, 1.0, 1.0, 1.0, 1.0], [0.1661383603494756, 0.1721329180569982, 0.17377564685939562, 0.24236738580842945, 0.24840211308668556, 0.2548319408384722, 0.25831651342611567, 0.2606315985100249, 0.2618565482554758, 0.26161263545947144, 0.2608255110298736, 0.26233365183032475, 0.26415389258995337, 0.2713417056182181, 0.273731827991058, 0.2766543479403207, 0.27873160957663906, 0.27899075332963685, 0.27796372512404427, 0.275009345992242, 0.26800048297386564, 0.26252507219063836, 0.2522714252509725, 0.23929055186464615, 0.22860230411987764, 0.21391119895748376, 0.19222321376096438, 0.15830914724213202, 0.10599279383241642, 0.08009451161731784], [0.4890559543162311, 0.48906665771765906, 0.48804593520280803, 0.48693176932858634, 0.48654490080352, 0.4856839237902836, 0.4849805914627213, 0.48529503636651933, 0.48563866562045227, 0.4857921427132882, 0.4861080161977992, 0.48625364321694964, 0.48610004360337067, 0.48563564187326924, 0.4848330964512694, 0.48367569610826, 0.4822570531738344, 0.48061529302863554, 0.4787766274463288, 0.4767715865902846, 0.47384639976917864, 0.4719514905107528, 0.4687037266779584, 0.4646743123890356, 0.4594587846307365, 0.4522460062154725, 0.44706214821867435, 0.44565141254970764, 0.4439614071802169, 0.4417969944033159], [0.6661477675256644, 0.672676957424315, 0.6813715979971707, 0.6245759982914605, 0.631116366982938, 0.6352534496388976, 0.6396975069096146, 0.6442144318355925, 0.6479319046636637, 0.6511151367955627, 0.6534904549209594, 0.6522295173180722, 0.6494258292766177, 0.6400664797538979, 0.6344290555315119, 0.6271120774113227, 0.6195876133196373, 0.6129106422135674, 0.6066585019818796, 0.6016586827446041, 0.5970459290788663, 0.594807816930123, 0.5915150702695127, 0.5884621888901344, 0.5865549609281038, 0.5840505668690115, 0.5805644775588221, 0.5750387494844149, 0.5757040893935286, 0.5968472850353708], [0.9592541238444028, 0.9594316984750911, 0.9568765056805753, 0.9533701787373248, 0.9500336152769322, 0.9474897749291151, 0.9454286555080036, 0.943910902213044, 0.94255318073976, 0.9418942452131747, 0.941607113572218, 0.9408618129432776, 0.9394433531148559, 0.9371408379253887, 0.9339836461679469, 0.9298608557276422, 0.9246682892514028, 0.924272797717625, 0.9244296825366438, 0.9248403670977967, 0.9257014562985106, 0.9260119117206573, 0.926245608819743, 0.9265086907934386, 0.9316768357513225, 0.9318825042126969, 0.9319853239931921, 0.9320025808929682, 0.9318066039143612, 0.931124027312094], [1.0, 1.0, 1.0, 1.0, 1.0, 1.0, 1.0, 1.0, 1.0, 1.0, 1.0, 1.0, 1.0, 1.0, 1.0, 0.95, 0.95, 0.95, 0.95, 0.95, 0.95, 0.95, 0.95, 0.95, 0.95, 0.95, 0.95, 0.95, 0.95, 0.95], [0.0, 0.0, 0.0, 0.0, 0.0, 0.0, 0.0, 0.0, 0.0, 0.0, 0.0, 0.0, 0.0, 0.0, 0.0, 0.0, 0.0, 0.0, 0.0, 0.0, 0.0, 0.0, 0.0, 0.0, 0.0, 0.0, 0.0, 0.0, 0.0, 0.0], [0.0, 0.0, 0.0, 0.0, 0.0, 0.0, 0.0, 0.0, 0.0, 0.0, 0.0, 0.0, 0.0, 0.0, 0.0, 0.0, 0.0, 0.0, 0.0, 0.0, 0.0, 0.0, 0.0, 0.0, 0.0, 0.0, 0.0, 0.0, 0.0, 0.0], [0.0, 0.0, 0.0, 0.0, 0.0, 0.0, 0.0, 0.0, 0.0, 0.0, 0.0, 0.0, 0.0, 0.0, 0.0, 0.0, 0.0, 0.0, 0.0, 0.0, 0.0, 0.0, 0.0, 0.0, 0.0, 0.0, 0.0, 0.0, 0.0, 0.0], [0.0, 0.0, 0.0, 0.0, 0.0, 0.0, 0.0, 0.0, 0.0, 0.0, 0.0, 0.0, 0.0, 0.0, 0.0, 0.0, 0.0, 0.0, 0.0, 0.0, 0.0, 0.0, 0.0, 0.0, 0.0, 0.0, 0.0, 0.0, 0.0, 0.0], [0.0, 0.0, 0.0, 0.0, 0.0, 0.0, 0.0, 0.0, 0.0, 0.0, 0.0, 0.0, 0.0, 0.0, 0.0, 0.0, 0.0, 0.0, 0.0, 0.0, 0.0, 0.0, 0.0, 0.0, 0.0, 0.0, 0.0, 0.0, 0.0, 0.0], [0.0, 0.0, 0.0, 0.0, 0.0, 0.0, 0.0, 0.0, 0.0, 0.0, 0.0, 0.0, 0.0, 0.0, 0.0, 0.0, 0.0, 0.0, 0.0, 0.0, 0.0, 0.0, 0.0, 0.0, 0.0, 0.0, 0.0, 0.0, 0.0, 0.0]] | 2D array of the non-dimensional end point defined along the outer profile of a layer. The TE suction side is 0, the TE pressure side is 1. The first dimension represents each layer, the second dimension represents each entry along blade span.
rotorse.re.precomp.joint_mass | intermediate | kg | 407.4417 | Mass of the joint.
towerse.member.gc.d | intermediate | m | [6.0, 6.0, 6.0, 6.0, 6.0, 6.0, 6.0, 6.0, 6.0, 5.89079213, 5.53032592]
towerse.member.gc.t | intermediate | m | [0.061909944999999994, 0.05532001, 0.049026455, 0.043511430000000004, 0.03838378, 0.03328114, 0.028245095, 0.023522260000000003, 0.01966602, 0.01803766]
towerse.member.s | output |  | [0.0, 0.09999999999999999, 0.19999999999999998, 0.3, 0.39999999999999997, 0.5, 0.6, 0.7000000000000001, 0.7999999999999999, 0.8999999999999999, 1.0]
towerse.member.height | output | m | 137
towerse.tower_outer_diameter | output | m | [6.0, 6.0, 6.0, 6.0, 6.0, 6.0, 6.0, 6.0, 6.0, 5.89079213, 5.53032592]
towerse.tower_wall_thickness | output | m | [0.061909944999999994, 0.05532001, 0.049026455, 0.043511430000000004, 0.03838378, 0.03328114, 0.028245095, 0.023522260000000003, 0.01966602, 0.01803766]
towerse.member.E | output | Pa | [200000000000.0, 200000000000.0, 200000000000.0, 200000000000.0, 200000000000.0, 200000000000.0, 200000000000.0, 200000000000.0, 200000000000.0, 200000000000.0]
towerse.member.G | output | Pa | [79300000000.0, 79300000000.0, 79300000000.0, 79300000000.0, 79300000000.0, 79300000000.0, 79300000000.0, 79300000000.0, 79300000000.0, 79300000000.0]
towerse.member.sigma_y | output | Pa | [345000000.0, 345000000.0, 345000000.0, 345000000.0, 345000000.0, 345000000.0, 345000000.0, 345000000.0, 345000000.0, 345000000.0]
towerse.member.rho | output | kg/m**3 | [7800.0, 7800.0, 7800.0, 7800.0, 7800.0, 7800.0, 7800.0, 7800.0, 7800.000000000001, 7800.0]
towerse.member.unit_cost | output | USD/kg | [0.7, 0.7, 0.7000000000000001, 0.7, 0.7, 0.7, 0.7, 0.7, 0.7, 0.7]
towerse.member.outfitting_factor | output |  | [1.07, 1.07, 1.07, 1.07, 1.07, 1.07, 1.07, 1.07, 1.07, 1.07]
towerse.tower_s | intermediate |  | [0.0, 0.09999999999999999, 0.19999999999999998, 0.3, 0.39999999999999997, 0.5, 0.6, 0.7000000000000001, 0.7999999999999999, 0.8999999999999999, 1.0]
towerse.outfitting_full | output |  | [1.07, 1.07, 1.07, 1.07, 1.07, 1.07, 1.07, 1.07, 1.07, 1.07, 1.07, 1.07, 1.07, 1.07, 1.07, 1.07, 1.07, 1.07, 1.07, 1.07, 1.07, 1.07, 1.07, 1.07, 1.07, 1.07, 1.07, 1.07, 1.07, 1.07]
towerse.member.unit_cost_full | output | USD/kg | [0.7, 0.7, 0.7, 0.7, 0.7, 0.7, 0.7000000000000001, 0.7000000000000001, 0.7000000000000001, 0.7, 0.7, 0.7, 0.7, 0.7, 0.7, 0.7, 0.7, 0.7, 0.7, 0.7, 0.7, 0.7, 0.7, 0.7, 0.7, 0.7, 0.7, 0.7, 0.7, 0.7]
towerse.hub_height | intermediate | m | 140
towerse.foundation_height | intermediate | m | 0
af_3d.cl | intermediate |  | [[[[0.0], [0.0], [0.0], [0.0], [0.0]], [[0.0], [0.0], [0.0], [0.0], [0.0]], [[0.0], [0.0], [0.0], [0.0], [0.0]], [[0.0], [0.0], [0.0], [0.0], [0.0]], [[0.0], [0.0], [0.0], [0.0], [0.0]], [[0.0], [0.0], [0.0], [0.0], [0.0]], [[0.0], [0.0], [0.0], [0.0], [0.0]], [[0.0], [0.0], [0.0], [0.0], [0.0]], [[5.551115123125783e-17], [0.0], [0.0], [0.0], [0.0]], [[-1.1102230246251565e-16], [0.0], [0.0], [0.0], [0.0]], [[0.0], [0.0], [0.0], [0.0], [0.0]], [[0.0], [0.0], [0.0], [0.0], [0.0]], [[0.0], [0.0], [0.0], [0.0], [0.0]], [[0.0], [0.0], [0.0], [0.0], [0.0]], [[0.0], [0.0], [0.0], [0.0], [0.0]], [[0.0], [0.0], [0.0], [0.0], [0.0]], [[0.0], [0.0], [0.0], [0.0], [0.0]], [[0.0], [0.0], [0.0], [0.0], [0.0]], [[0.0], [0.0], [0.0], [0.0], [0.0]], [[0.0], [0.0], [0.0], [0.0], [0.0]], [[0.0], [0.0], [0.0], [0.0], [0.0]], [[5.551115123125783e-17], [5.551115123125783e-17], [-5.551115123125783e-17], [-5.551115123125783e-17], [5.551115123125783e-17]], [[0.0], [0.0], [0.0], [0.0], [0.0]], [[0.0], [0.0], [0.0], [0.0], [0.0]], [[0.0], [0.0], [0.0], [0.0], [0.0]], [[0.0], [0.0], [0.0], [0.0], [0.0]], [[0.0], [0.0], [0.0], [0.0], [0.0]], [[0.0], [0.0], [0.0], [0.0], [0.0]], [[-1.3877787807814457e-17], [1.3877787807814457e-17], [-1.3877787807814457e-17], [1.3877787807814457e-17], [-1.3877787807814457e-17]], [[0.0], [0.0], [0.0], [0.0], [0.0]], [[0.0], [0.0], [0.0], [0.0], [0.0]], [[-6.938893903907228e-18], [6.938893903907228e-18], [6.938893903907228e-18], [-6.938893903907228e-18], [-6.938893903907228e-18]], [[1.3877787807814457e-17], [-1.3877787807814457e-17], [-1.3877787807814457e-17], [-1.3877787807814457e-17], [-1.3877787807814457e-17]], [[0.0], [0.0], [0.0], [0.0], [0.0]], [[-2.7755575615628914e-17], [-2.7755575615628914e-17], [-2.7755575615628914e-17], [2.7755575615628914e-17], [-2.7755575615628914e-17]], [[0.0], [0.0], [0.0], [0.0], [0.0]], [[0.0], [0.0], [0.0], [0.0], [0.0]], [[0.0], [0.0], [0.0], [0.0], [0.0]], [[0.0], [0.0], [0.0], [0.0], [0.0]], [[-5.551115123125783e-17], [5.551115123125783e-17], [5.551115123125783e-17], [5.551115123125783e-17], [-5.551115123125783e-17]], [[0.0], [0.0], [0.0], [0.0], [0.0]], [[0.0], [0.0], [0.0], [0.0], [0.0]], [[0.0], [0.0], [0.0], [0.0], [0.0]], [[0.0], [0.0], [0.0], [0.0], [0.0]], [[0.0], [0.0], [0.0], [0.0], [0.0]], [[0.0], [0.0], [0.0], [0.0], [0.0]], [[0.0], [0.0], [0.0], [0.0], [0.0]], [[0.0], [0.0], [0.0], [0.0], [0.0]], [[0.0], [0.0], [0.0], [0.0], [0.0]], [[0.0], [0.0], [0.0], [0.0], [0.0]], [[0.0], [-1.1102230246251565e-16], [1.1102230246251565e-16], [-1.1102230246251565e-16], [1.1102230246251565e-16]], [[0.0], [0.0], [0.0], [0.0], [0.0]], [[1.1102230246251565e-16], [-1.1102230246251565e-16], [1.1102230246251565e-16], [-1.1102230246251565e-16], [1.1102230246251565e-16]], [[0.0], [0.0], [0.0], [0.0], [0.0]], [[-1.1102230246251565e-16], [0.0], [0.0], [0.0], [0.0]], [[0.0], [0.0], [0.0], [0.0], [0.0]], [[0.0], [0.0], [0.0], [0.0], [0.0]], [[0.0], [0.0], [0.0], [0.0], [0.0]], [[0.0], [0.0], [0.0], [0.0], [0.0]], [[0.0], [0.0], [0.0], [0.0], [0.0]], [[0.0], [0.0], [0.0], [0.0], [0.0]], [[0.0], [0.0], [0.0], [0.0], [0.0]], [[0.0], [0.0], [0.0], [0.0], [0.0]], [[0.0], [0.0], [0.0], [0.0], [0.0]], [[0.0], [0.0], [0.0], [0.0], [0.0]], [[0.0], [0.0], [0.0], [0.0], [0.0]], [[0.0], [0.0], [0.0], [0.0], [0.0]], [[0.0], [0.0], [0.0], [0.0], [0.0]], [[0.0], [0.0], [0.0], [0.0], [0.0]], [[0.0], [0.0], [0.0], [0.0], [0.0]], [[0.0], [0.0], [0.0], [0.0], [0.0]], [[0.0], [0.0], [0.0], [0.0], [0.0]], [[0.0], [0.0], [0.0], [0.0], [0.0]], [[0.0], [0.0], [0.0], [0.0], [0.0]], [[0.0], [0.0], [0.0], [0.0], [0.0]], [[0.0], [0.0], [0.0], [0.0], [0.0]], [[0.0], [0.0], [0.0], [0.0], [0.0]], [[0.0], [0.0], [0.0], [0.0], [0.0]], [[0.0], [0.0], [0.0], [0.0], [0.0]], [[0.0], [0.0], [0.0], [0.0], [0.0]], [[0.0], [0.0], [0.0], [0.0], [0.0]], [[0.0], [0.0], [0.0], [0.0], [0.0]], [[0.0], [0.0], [0.0], [0.0], [0.0]], [[0.0], [0.0], [0.0], [0.0], [0.0]], [[0.0], [0.0], [0.0], [0.0], [0.0]], [[0.0], [0.0], [0.0], [0.0], [0.0]], [[0.0], [0.0], [0.0], [0.0], [0.0]], [[0.0], [0.0], [0.0], [0.0], [0.0]], [[0.0], [0.0], [0.0], [0.0], [0.0]], [[0.0], [0.0], [0.0], [0.0], [0.0]], [[0.0], [0.0], [0.0], [0.0], [0.0]], [[0.0], [0.0], [0.0], [0.0], [0.0]], [[0.0], [0.0], [0.0], [0.0], [0.0]], [[0.0], [0.0], [0.0], [0.0], [0.0]], [[0.0], [0.0], [0.0], [0.0], [0.0]], [[0.0], [0.0], [0.0], [0.0], [0.0]], [[0.0], [0.0], [0.0], [0.0], [0.0]], [[0.0], [0.0], [0.0], [0.0], [0.0]], [[0.0], [0.0], [0.0], [0.0], [0.0]], [[0.0], [0.0], [0.0], [0.0], [0.0]], [[0.0], [0.0], [0.0], [0.0], [0.0]], [[0.0], [0.0], [0.0], [0.0], [0.0]], [[0.0], [0.0], [0.0], [0.0], [0.0]], [[0.0], [0.0], [0.0], [0.0], [0.0]], [[0.0], [0.0], [0.0], [0.0], [0.0]], [[0.0], [0.0], [0.0], [0.0], [0.0]], [[0.0], [0.0], [0.0], [0.0], [0.0]], [[0.0], [0.0], [0.0], [0.0], [0.0]], [[0.0], [0.0], [0.0], [0.0], [0.0]], [[0.0], [0.0], [0.0], [0.0], [0.0]], [[0.0], [0.0], [0.0], [0.0], [0.0]], [[0.0], [0.0], [0.0], [0.0], [0.0]], [[0.0], [0.0], [0.0], [0.0], [0.0]], [[0.0], [0.0], [0.0], [0.0], [0.0]], [[0.0], [0.0], [0.0], [0.0], [0.0]], [[0.0], [0.0], [0.0], [0.0], [0.0]], [[0.0], [0.0], [0.0], [0.0], [0.0]], [[0.0], [0.0], [0.0], [0.0], [0.0]], [[0.0], [0.0], [0.0], [0.0], [0.0]], [[0.0], [0.0], [0.0], [0.0], [0.0]], [[0.0], [0.0], [0.0], [0.0], [0.0]], [[0.0], [0.0], [0.0], [0.0], [0.0]], [[0.0], [0.0], [0.0], [0.0], [0.0]], [[0.0], [0.0], [0.0], [0.0], [0.0]], [[0.0], [0.0], [0.0], [0.0], [0.0]], [[0.0], [0.0], [0.0], [0.0], [0.0]], [[0.0], [0.0], [0.0], [0.0], [0.0]], [[0.0], [0.0], [0.0], [0.0], [0.0]], [[0.0], [0.0], [0.0], [0.0], [0.0]], [[0.0], [0.0], [0.0], [0.0], [0.0]], [[0.0], [0.0], [0.0], [0.0], [0.0]], [[0.0], [0.0], [0.0], [0.0], [0.0]], [[0.0], [0.0], [0.0], [0.0], [0.0]], [[0.0], [0.0], [0.0], [0.0], [0.0]], [[0.0], [0.0], [0.0], [0.0], [0.0]], [[-1.1102230246251565e-16], [0.0], [0.0], [0.0], [0.0]], [[0.0], [0.0], [0.0], [0.0], [1.1102230246251565e-16]], [[0.0], [0.0], [0.0], [0.0], [0.0]], [[0.0], [0.0], [0.0], [0.0], [0.0]], [[0.0], [0.0], [0.0], [0.0], [0.0]], [[0.0], [0.0], [0.0], [0.0], [0.0]], [[0.0], [0.0], [0.0], [0.0], [0.0]], [[0.0], [0.0], [0.0], [0.0], [0.0]], [[0.0], [0.0], [0.0], [0.0], [0.0]], [[0.0], [0.0], [0.0], [0.0], [0.0]], [[0.0], [0.0], [0.0], [0.0], [0.0]], [[0.0], [0.0], [0.0], [0.0], [0.0]], [[0.0], [0.0], [0.0], [0.0], [0.0]], [[0.0], [0.0], [0.0], [0.0], [0.0]], [[0.0], [0.0], [0.0], [0.0], [0.0]], [[0.0], [0.0], [0.0], [0.0], [0.0]], [[0.0], [0.0], [0.0], [0.0], [0.0]], [[0.0], [0.0], [0.0], [0.0], [0.0]], [[0.0], [0.0], [0.0], [0.0], [0.0]], [[0.0], [0.0], [0.0], [0.0], [0.0]], [[0.0], [0.0], [0.0], [0.0], [0.0]], [[0.0], [0.0], [0.0], [0.0], [0.0]], [[-1.1102230246251565e-16], [1.1102230246251565e-16], [1.1102230246251565e-16], [1.1102230246251565e-16], [-1.1102230246251565e-16]], [[0.0], [0.0], [0.0], [0.0], [0.0]], [[0.0], [0.0], [0.0], [0.0], [0.0]], [[0.0], [0.0], [0.0], [0.0], [0.0]], [[0.0], [0.0], [0.0], [0.0], [0.0]], [[0.0], [0.0], [0.0], [0.0], [0.0]], [[-5.551115123125783e-17], [-5.551115123125783e-17], [-5.551115123125783e-17], [5.551115123125783e-17], [5.551115123125783e-17]], [[0.0], [0.0], [0.0], [0.0], [0.0]], [[0.0], [0.0], [0.0], [0.0], [0.0]], [[0.0], [0.0], [0.0], [0.0], [0.0]], [[0.0], [0.0], [0.0], [0.0], [0.0]], [[0.0], [0.0], [6.938893903907228e-18], [0.0], [-6.938893903907228e-18]], [[0.0], [0.0], [0.0], [0.0], [0.0]], [[0.0], [0.0], [0.0], [0.0], [0.0]], [[0.0], [0.0], [0.0], [0.0], [0.0]], [[0.0], [0.0], [0.0], [0.0], [0.0]], [[0.0], [0.0], [0.0], [0.0], [0.0]], [[0.0], [0.0], [0.0], [0.0], [0.0]], [[0.0], [0.0], [0.0], [0.0], [0.0]], [[0.0], [0.0], [0.0], [0.0], [0.0]], [[5.551115123125783e-17], [5.551115123125783e-17], [5.551115123125783e-17], [-5.551115123125783e-17], [5.551115123125783e-17]], [[5.551115123125783e-17], [-5.551115123125783e-17], [5.551115123125783e-17], [5.551115123125783e-17], [5.551115123125783e-17]], [[0.0], [0.0], [0.0], [0.0], [0.0]], [[0.0], [0.0], [0.0], [0.0], [0.0]], [[0.0], [0.0], [0.0], [0.0], [0.0]], [[0.0], [0.0], [0.0], [0.0], [0.0]], [[0.0], [0.0], [0.0], [0.0], [0.0]], [[0.0], [0.0], [0.0], [0.0], [0.0]], [[0.0], [0.0], [0.0], [0.0], [0.0]], [[0.0], [0.0], [0.0], [0.0], [0.0]], [[0.0], [0.0], [0.0], [0.0], [0.0]], [[0.0], [0.0], [0.0], [0.0], [0.0]], [[0.0], [0.0], [0.0], [0.0], [0.0]], [[0.0], [0.0], [0.0], [0.0], [0.0]], [[-5.551115123125783e-17], [0.0], [0.0], [0.0], [0.0]], [[0.0], [0.0], [0.0], [0.0], [0.0]], [[0.0], [0.0], [0.0], [0.0], [0.0]], [[0.0], [0.0], [0.0], [0.0], [0.0]], [[0.0], [0.0], [0.0], [0.0], [0.0]], [[0.0], [0.0], [0.0], [0.0], [0.0]], [[0.0], [0.0], [0.0], [0.0], [0.0]], [[0.0], [0.0], [0.0], [0.0], [0.0]], [[0.0], [0.0], [0.0], [0.0], [0.0]]], [[[0.0], [0.0], [0.0], [0.0], [0.0]], [[0.0022613799145844186], [0.0019477572404127518], [0.0019209423387884948], [0.0019310973328110943], [0.001893404733665248]], [[0.004522759880484493], [0.0038955145320670997], [0.0038418847288127916], [0.003862194716860178], [0.0037868095185604224]], [[0.0067841398976479245], [0.00584327187491088], [0.005762827170020735], [0.0057932921520950885], [0.005680214354633412]], [[0.009661336088146007], [0.008405934324341682], [0.008298603568172965], [0.008339250374214013], [0.008188381087927778]], [[0.013714085542698564], [0.012142210586566978], [0.01200784276582057], [0.012058728334000509], [0.011869857742594057]], [[0.01601395661430497], [0.014128446101735637], [0.013967262270888247], [0.014028303252844472], [0.013801738504629015]], [[0.017019860507278377], [0.014966065925516815], [0.014790486869944025], [0.014856979451433352], [0.01461017917094204]], [[0.02542942808978106], [0.02372633007927566], [0.023580850337686844], [0.02363594185456728], [0.0234314712721318]], [[0.03135418769564147], [0.029919436132374605], [0.02979535172560349], [0.029842339507605092], [0.029667959326661414]], [[0.03450201789911661], [0.03330330899597066], [0.03320072198088757], [0.03323957408546924], [0.033095355406042706]], [[0.03454743991267992], [0.03351531274412187], [0.03342698199241838], [0.033460434453231096], [0.03333625933363688]], [[0.03235313546744435], [0.03146336833259712], [0.031387220947206834], [0.03141605994549064], [0.03130900977632828]], [[0.02972334214256865], [0.028956117654540064], [0.02889045760065692], [0.028915323855421685], [0.028823020741577443]], [[0.028036504796668568], [0.027377036378063976], [0.027320598250134345], [0.02734197305099463], [0.027262629874978517]], [[0.026610256607054364], [0.026045179810998853], [0.025996819828314255], [0.026015134886056293], [0.02594714954859209]], [[0.025232369076536226], [0.0247508107268974], [0.024709598357691], [0.024725206439433517], [0.02466726937882721]], [[0.02374825020180546], [0.023341284430436093], [0.023306455798752818], [0.023319646671677324], [0.02327068213141127]], [[0.022188986966452218], [0.021847536526218986], [0.02181831476386195], [0.021829381543948007], [0.021788301806642263]], [[0.020586789619064863], [0.02030430101979544], [0.020280125295468007], [0.020289281427896544], [0.020255293877941435]], [[0.018948944888693864], [0.018718253252723457], [0.018698510372465546], [0.018705987463478443], [0.01867823256568217]], [[0.017221698464218185], [0.017036841714952983], [0.017021021442266873], [0.017027012964328223], [0.017004772481700056]], [[0.015393237670774981], [0.015248628601643416], [0.015236252777892978], [0.015240939885668811], [0.015223541353555164]], [[0.013543752756405097], [0.013433770660381636], [0.013424358253317586], [0.013427922909630921], [0.013414690948894345]], [[0.01167476432805463], [0.011594584025213031], [0.011587722095092984], [0.011590320911504123], [0.011580674114309561]], [[0.009709709861759577], [0.009654289270478796], [0.009649546306595973], [0.009651342578070037], [0.009644674833743996]], [[0.007727645180527001], [0.007692344674642804], [0.007689323612830534], [0.0076904677539487085], [0.007686220713703479]], [[0.005808642719658322], [0.005788862171684277], [0.005787169328204618], [0.005787810476789335], [0.0057854305298472575]], [[0.0039106509332848295], [0.0039018849768858895], [0.0039011347747514406], [0.0039014188699220444], [0.00390036431842581]], [[0.0019653920351828634], [0.00196260525147042], [0.0019623667558994248], [0.0019624571172246665], [0.0019621216852809056]], [[-1.478517394622236e-07], [-1.478517394622236e-07], [-1.478517394622236e-07], [-1.478517394622236e-07], [-1.478517394622236e-07]], [[-0.0019658890657138876], [-0.0019631022820014287], [-0.0019628637864304316], [-0.0019629541477556873], [-0.001962618715811928]], [[-0.003911170792172673], [-0.0039024048357737054], [-0.0039016546336392843], [-0.003901938728809857], [-0.00390088417731365]], [[-0.00580932291225867], [-0.005789542364284632], [-0.005787849520804973], [-0.005788490669389683], [-0.005786110722447613]], [[-0.007727993972015033], [-0.007692693466130829], [-0.007689672404318559], [-0.007690816545436734], [-0.007686569505191504]], [[-0.009710270033446433], [-0.009654849442165603], [-0.009650106478282829], [-0.009651902749756844], [-0.009645235005430804]], [[-0.011675329129167689], [-0.011595148826326132], [-0.011588286896206085], [-0.011590885712617224], [-0.011581238915422606]], [[-0.013543431895081184], [-0.013433449799057681], [-0.013424037391993673], [-0.013427602048307022], [-0.013414370087570432]], [[-0.015392460483883555], [-0.015247851414751892], [-0.01523547559100158], [-0.015240162698777399], [-0.015222764166663752]], [[-0.017220851328235892], [-0.017035994578970565], [-0.017020174306284677], [-0.017026165828346054], [-0.01700392534571786]], [[-0.018949337814025607], [-0.018718646178055215], [-0.018698903297797304], [-0.0187063803888102], [-0.018678625491013914]], [[-0.020587578874490156], [-0.020305090275220705], [-0.020280914550893286], [-0.02029007068332181], [-0.020256083133366687]], [[-0.022189637624284442], [-0.021848187184051182], [-0.02181896542169416], [-0.021830032201780217], [-0.021788952464474556]], [[-0.023748439713080563], [-0.02334147394171121], [-0.02330664531002795], [-0.023319836182952414], [-0.023270871642686375]], [[-0.025231987286012336], [-0.024750428936373386], [-0.024709216567166986], [-0.024724824648909613], [-0.02466688758830321]], [[-0.026609732375003387], [-0.026044655578948], [-0.025996295596263277], [-0.026014610654005343], [-0.025946625316541128]], [[-0.028035533769395618], [-0.027376065350791026], [-0.02731962722286141], [-0.027341002023721722], [-0.02726165884770558]], [[-0.029716534364337195], [-0.028949309876308615], [-0.02888364982242543], [-0.02890851607719022], [-0.028816212963345966]], [[-0.032343148496508656], [-0.03145338136166133], [-0.031377233976271166], [-0.031406072974554944], [-0.03129902280539258]], [[-0.03454308753835282], [-0.03351096036979488], [-0.033422629618091365], [-0.03345608207890407], [-0.033331906959309855]], [[-0.034501536746060164], [-0.03330282784291433], [-0.03320024082783102], [-0.033239092932412895], [-0.03309487425298614]], [[-0.034044946820303595], [-0.03280897097197848], [-0.03270319460567797], [-0.032743254626492885], [-0.03259455216286475]], [[-0.0334205542813544], [-0.03214602229313379], [-0.03203694624592929], [-0.03207825601912098], [-0.031924914461566256]], [[-0.03263121202936166], [-0.031316698640139], [-0.031204200936920473], [-0.031246806679670863], [-0.031088654464212856]], [[-0.03167977296447344], [-0.030301582966820506], [-0.030180963396852084], [-0.03022663888829799], [-0.030057130006215987]], [[-0.030567888076311583], [-0.02911419665844686], [-0.028990132261656282], [-0.029037112834807144], [-0.028862757186152152]], [[-0.029263293526925527], [-0.02776799202250671], [-0.02764034267396706], [-0.02768868135913201], [-0.027509281933179655]], [[-0.027805151743751394], [-0.026266395107153347], [-0.02613500193855505], [-0.02618475882147537], [-0.02600009250806563]], [[-0.026197034005863595], [-0.024612759309240617], [-0.02447744550963358], [-0.02452868743025422], [-0.024338506127535704]], [[-0.024387089276847317], [-0.022750490367504837], [-0.022610673419782186], [-0.022663620928674886], [-0.022467105965587385]], [[-0.022285259838960694], [-0.020581479286699726], [-0.020435887806954104], [-0.020491022538634118], [-0.020286386063505496]], [[-0.01996893506039259], [-0.01818875370788178], [-0.01803659996022622], [-0.018094220340145014], [-0.017880354695664243]], [[-0.01752122315158949], [-0.015661717488839075], [-0.015502753156596482], [-0.015562953277784996], [-0.015339509362537746]], [[-0.01502421240978542], [-0.01308882029052549], [-0.01292334171593585], [-0.012986009361768282], [-0.01275340392914076]], [[-0.012559293150555206], [-0.010557857181609842], [-0.010386708836250619], [-0.010451524170745713], [-0.010210944664738153]], [[-0.010207433995534018], [-0.008156227286205353], [-0.007980803835594769], [-0.008047238624200148], [-0.007800646057038882]], [[-0.008049385693632366], [-0.005971125506856884], [-0.005793372906644834], [-0.005860690102502536], [-0.00561082058268797]], [[-0.005843559863788844], [-0.0037830807725957594], [-0.0036068974656565944], [-0.0036762764668495373], [-0.0034289905768969953]], [[-0.004961248710409288], [-0.0030044918997776116], [-0.002837503546558068], [-0.0029173362585052376], [-0.0026849694370395805]], [[-0.004248800937337899], [-0.0023832610618411687], [-0.0022243599966522976], [-0.002313392286665439], [-0.002094148364134768]], [[-0.0032432339311585234], [-0.0014637588143466274], [-0.0013124860254800086], [-0.0014101568516242113], [-0.0012032854853470942]], [[-0.002123432980083023], [-0.00043004501128185435], [-0.00031811600337722234], [-0.0003927002463428031], [-0.00031755887330803256]], [[-0.001232000500867858], [-0.0002996191952376326], [-0.00029879666349053036], [-0.0002994911248406229], [-0.00029839283456151167]], [[-0.00028388201849771644], [-0.0002749589111623041], [-0.00027424623099370216], [-0.00027493177298809623], [-0.00027399099210939637]], [[-0.00025729081106590224], [-0.0002496955409555246], [-0.0002490893200508826], [-0.0002497527444982328], [-0.00024896297252968713]], [[-0.0002406323359311624], [-0.00023385604132775129], [-0.00023331599667864023], [-0.00023398813601580026], [-0.00023329526507603893]], [[-0.00021934220504615798], [-0.0002135477045102363], [-0.00021308664729755011], [-0.0002137397148181952], [-0.0002131587165114246]], [[-0.00019822990044257582], [-0.0001933545940243503], [-0.00019296748168090572], [-0.0001935926442599989], [-0.00019311513437257621]], [[-0.0001810284188224348], [-0.00017687300645692627], [-0.00017654401198148595], [-0.00017715158084026517], [-0.00017675607354245004]], [[-0.0001607725435313484], [-0.00015739619390081616], [-0.0001571298160749912], [-0.00015769479040525503], [-0.00015738453041570788]], [[-0.00013661002476325623], [-0.0001340644415683337], [-0.00013386447145570524], [-0.0001343544513679809], [-0.00013413062002908677]], [[-0.00011502029356732363], [-0.00011314177419754351], [-0.00011299506882376034], [-0.00011341364601246545], [-0.00011325765171891003]], [[-9.133528791802764e-05], [-9.008391580785785e-05], [-8.998693674227946e-05], [-9.031251947620549e-05], [-9.021625681183108e-05]], [[-7.217176937123187e-05], [-7.135527362856983e-05], [-7.129267475351406e-05], [-7.154345643515733e-05], [-7.148705401594478e-05]], [[-5.61445077253836e-05], [-5.563375323974773e-05], [-5.5595184772445905e-05], [-5.578311618540527e-05], [-5.5753111375886344e-05]], [[-4.004462138296194e-05], [-3.977428858249754e-05], [-3.975431579572933e-05], [-3.9875901788565676e-05], [-3.9863831289489726e-05]], [[-2.6312206210410416e-05], [-2.619224162253922e-05], [-2.6183668926635373e-05], [-2.625151272792406e-05], [-2.624858019689702e-05]], [[-1.6100377695140583e-05], [-1.6056023789300794e-05], [-1.6053024511897968e-05], [-1.6085921409978582e-05], [-1.608621615367678e-05]], [[-6.269655865687868e-06], [-6.263163145720299e-06], [-6.262767815396267e-06], [-6.2695323891880095e-06], [-6.269922581235085e-06]], [[0.0006958048429915355], [0.0006958048429915355], [0.0006958048429915355], [0.0006958048429915355], [0.0006958048429915355]], [[0.0024017480375390296], [0.0024017480375390296], [0.0024017480375390296], [0.0024017480375390296], [0.0024017480375390296]], [[0.004037940847259239], [0.004037940847259239], [0.004037940847259239], [0.004037940847259239], [0.004037940847259239]], [[0.00529765031573394], [0.00529765031573394], [0.00529765031573394], [0.00529765031573394], [0.00529765031573394]], [[0.006194682095296597], [0.006194682095296597], [0.006194682095296597], [0.006194682095296597], [0.006194682095296597]], [[0.002352445493193245], [0.002352445493193245], [0.002352445493193245], [0.002352445493193245], [0.002352445493193245]], [[-1.7539791515340693e-05], [-1.765124015529803e-05], [-1.7703677815241858e-05], [-1.8080199910106443e-05], [-1.814737647841489e-05]], [[-0.008527687202333434], [-0.008648334418110443], [-0.008704248589468555], [-0.00872574038766824], [-0.00872574038766824]], [[-0.0138335116443275], [-0.0138335116443275], [-0.0138335116443275], [-0.0138335116443275], [-0.0138335116443275]], [[-0.017652620038883016], [-0.017652620038883016], [-0.017652620038883016], [-0.017652620038883016], [-0.017652620038883016]], [[-0.013381736020624896], [-0.013381736020624896], [-0.013381736020624896], [-0.013381736020624896], [-0.013381736020624896]], [[-0.009108608786774108], [-0.009108608786774108], [-0.009108608786774108], [-0.009108608786774108], [-0.009108608786774108]], [[-0.004972030284284848], [-0.004972030284284848], [-0.004972030284284848], [-0.004972030284284848], [-0.004972030284284848]], [[-0.0006526134564394728], [-0.0006526134564394728], [-0.0006526134564394728], [-0.0006526134564394728], [-0.0006526134564394728]], [[1.5071253668029472e-05], [1.5023129114406092e-05], [1.5011013192754719e-05], [1.4972455612150687e-05], [1.4954691867276326e-05]], [[4.0754968267123215e-05], [4.0700885674656295e-05], [4.0670083618195296e-05], [4.0359118205348515e-05], [4.028161791515966e-05]], [[7.123540519598896e-05], [7.123526788445009e-05], [7.123516750437084e-05], [7.048610481209978e-05], [7.024976461638376e-05]], [[0.00010749884578147711], [0.00010748938549288642], [0.00010748257778050302], [0.00010635316003731674], [0.00010576110824800887]], [[0.00014418753091018088], [0.0001443361285721756], [0.00014433821573144046], [0.00014271755640545697], [0.000141776242811191]], [[0.00018651196545474424], [0.0001870002315178948], [0.00018700710854192837], [0.00018466032242363262], [0.00018327549785927821]], [[0.0002265551544423372], [0.0002276812848604759], [0.00022769813437656383], [0.0002243670817870802], [0.00022238990659834146]], [[0.00026768362615067764], [0.0002672357415608728], [0.00026697963694058413], [0.0002643503358295274], [0.0002624938153023004]], [[0.0003065168112853789], [0.00030246342577697205], [0.00030196059217452165], [0.00030141066851860354], [0.000300430997151796]], [[0.000346816805800787], [0.0003426128563219222], [0.0003419398991283962], [0.0003407472572335979], [0.0003405669007151002]], [[0.00037993607726249934], [0.00037612539822901025], [0.00037532089258957013], [0.00037325032446089423], [0.0003732038031382112]], [[0.0005649579372753455], [0.0004112446955291116], [0.00041035048726584256], [0.00040824214293477823], [0.0004069776731491781]], [[0.001286585459697065], [0.000525881649417026], [0.00043973797522600666], [0.00043749273950749457], [0.0004368615898073247]], [[0.002430888779530238], [0.0016559320608572903], [0.0014990810380717257], [0.0011213230582269307], [0.0012245872531989055]], [[0.002880401240793473], [0.002113925139628825], [0.0019608780714976404], [0.0015987246523169185], [0.0014348747058906541]], [[0.003660296999629553], [0.0027131221121045046], [0.00253810133700505], [0.002164821609491163], [0.0019637297017106037]], [[0.004703976155022049], [0.0033161729137284324], [0.0030828894707771726], [0.002648714358181037], [0.0028526655851799365]], [[0.005411458845714201], [0.00380720084482411], [0.0035508943680574445], [0.003110132287097722], [0.0035664061106852607]], [[0.006734672780653539], [0.004843120377089338], [0.004578392751112048], [0.00421855706469354], [0.0049361446323483715]], [[0.007546704417639605], [0.00485898908727922], [0.004623318489609285], [0.0046119624668274906], [0.005897410141082637]], [[0.009746651421108449], [0.006208330880459523], [0.005906089032661543], [0.0060374688940251775], [0.0075245746751295695]], [[0.012638388517341004], [0.00839126139428964], [0.008027970397613715], [0.00816170774590147], [0.00961738489813957]], [[0.015396131722842626], [0.010857248589406676], [0.010389745321518179], [0.01014561859344515], [0.012084543787892033]], [[0.019119954296246668], [0.014265655221720991], [0.013585643056415742], [0.012658198016487793], [0.015703176986191114]], [[0.021701785644210426], [0.016085691488850126], [0.015620959840608614], [0.01644265119254905], [0.018472658405998293]], [[0.025037422238419448], [0.019336474664518002], [0.01888298144730495], [0.020480028369931395], [0.02158698739631985]], [[0.029015583921283825], [0.024744444887085035], [0.02428959700358872], [0.024008361242761768], [0.02472768736719341]], [[0.032396445178557186], [0.027421851631048065], [0.027004484936779555], [0.02747737722357763], [0.027247061742149414]], [[0.03475262039713059], [0.029540822566374712], [0.02912257235071347], [0.03041129221516503], [0.029384441303689807]], [[0.03652440064207812], [0.032791155093780326], [0.03248109152323819], [0.032969456870844814], [0.03236841843687899]], [[0.03810780041977436], [0.03558366092316598], [0.035343169297739147], [0.03527101683479472], [0.03501147675665363]], [[0.04041034466196609], [0.038575493547249325], [0.038333518754523614], [0.03804267406877872], [0.037918549046380576]], [[0.0423779024270306], [0.04085527612939554], [0.04062187493128234], [0.04024642498140913], [0.040180261245173335]], [[0.045040416694360985], [0.043551270516469356], [0.04332490201869575], [0.04296581705694291], [0.04289892304600351]], [[0.04720581584983713], [0.045562469286483054], [0.04534229762292233], [0.04506797474701191], [0.04496074051702709]], [[0.04921952668992394], [0.04737481049037062], [0.04716410305066743], [0.047009361772294034], [0.0468413636412765]], [[0.05151689213017677], [0.04944830925239582], [0.04925918065146334], [0.04922642805995109], [0.04900620519710258]], [[0.053272872356712936], [0.0510566184424775], [0.05086644426309317], [0.05091706455371983], [0.05065672448622255]], [[0.054939186193972256], [0.052738383859021964], [0.05255003643072434], [0.05262136812313063], [0.05235658546105515]], [[0.055204518178190234], [0.05307392827520972], [0.052891589722533786], [0.05296064602769478], [0.052704309496432775]], [[0.05492193423877315], [0.0528585487776841], [0.052681961668868404], [0.052748839904473085], [0.05250058831082857]], [[0.05422657436384169], [0.05222757973512218], [0.052056503274725704], [0.05212129449983498], [0.051880789870971764]], [[0.053253578541516466], [0.05131635551620174], [0.05115056554510436], [0.05121335456015008], [0.0509802821435921]], [[0.0521380867599178], [0.050260210489599805], [0.050099499485001656], [0.050160364831787915], [0.04993443309541942]], [[0.05101523900716619], [0.04919447902399357], [0.049038656099416086], [0.049097670061118176], [0.048878610693182944]], [[0.05002017527138239], [0.04825449548806057], [0.048103386393345604], [0.04816061499450999], [0.047948182903612774]], [[0.04928803554068669], [0.04757559425047819], [0.04742904137178808], [0.04748454437833324], [0.047278517693438105]], [[0.046712129211543024], [0.045237661827888714], [0.04511147503974078], [0.04515926426947328], [0.044981871241481536]], [[0.04448424092357875], [0.04321314501665413], [0.043104363037525156], [0.04314556160650204], [0.042992632793412894]], [[0.04229135686808666], [0.04119532188518871], [0.041101521808212915], [0.041137045029305264], [0.04100518343809914]], [[0.040050762810957916], [0.039108665070094334], [0.039028039173051754], [0.03905857460285239], [0.03894522720854346]], [[0.038013903460699175], [0.03720665089490577], [0.03713756520535633], [0.03716372957355918], [0.03706660766289599]], [[0.036045695970106345], [0.0353577554706222], [0.035298880657470166], [0.03532117791710257], [0.03523841068766492]], [[0.033926342188554226], [0.03334496251516947], [0.03329520732705041], [0.033314051431228175], [0.033244102087991]], [[0.031699482102933135], [0.031211695759743002], [0.03116995038494727], [0.03118576007078458], [0.03112707473177609]], [[0.029410826859424435], [0.029007271717610944], [0.028972734968571695], [0.028985815157755307], [0.02893726151496226]], [[0.027070482591741454], [0.02674092311178372], [0.026712718997129653], [0.026723400555719562], [0.026683750701724684]], [[0.024601216252823938], [0.024337135182445152], [0.024314534792893805], [0.024323094110124233], [0.024291321992083892]], [[0.02198922940020355], [0.021782645015729865], [0.021764965267514952], [0.021771661135766132], [0.021746806089889575]], [[0.019347760063455954], [0.019190642783422432], [0.019177196487616704], [0.01918228885377865], [0.019163386052726286]], [[0.01667891815034804], [0.016564374860574257], [0.016554572103259932], [0.016558284698133127], [0.016544503559283705]], [[0.0138713273048192], [0.013792155031560921], [0.013785379368871212], [0.01378794547097699], [0.013778420121939791]], [[0.011039493888456597], [0.010989064594336295], [0.010984748791747323], [0.01098638327905907], [0.01098031607870871]], [[0.008262141580027506], [0.00823388365435028], [0.00823146530652221], [0.008232381233071802], [0.00822898130886883]], [[0.005195071851685728], [0.005182063285952158], [0.005180950160077812], [0.005181371688346141], [0.00517980700854432]], [[0.0023263241853435195], [0.002322360444586188], [0.002322021250798911], [0.002322149766269794], [0.0023216727040379845]], [[2.334884518959509e-06], [2.334884518959509e-06], [2.334884518959509e-06], [2.334884518959509e-06], [2.334884518959509e-06]], [[-0.002298917067193075], [-0.0022960270516024376], [-0.0022957797213175144], [-0.002295873428555777], [-0.002295525576611548]], [[-0.0041806643276360075], [-0.004171898371237022], [-0.004171148169102615], [-0.004171432264273167], [-0.004170377712776957]], [[-0.005833257869143075], [-0.0058134773211690124], [-0.005811784477689368], [-0.005812425626274077], [-0.005810045679331993]], [[-0.007727645180527001], [-0.007692344674642797], [-0.007689323612830527], [-0.0076904677539487015], [-0.007686220713703479]], [[-0.009709709861759626], [-0.009654289270478796], [-0.009649546306596021], [-0.009651342578070037], [-0.00964467483374399]], [[-0.01167476432805463], [-0.011594584025213017], [-0.011587722095092984], [-0.011590320911504123], [-0.011580674114309547]], [[-0.013543752756405153], [-0.013433770660381636], [-0.013424358253317573], [-0.013427922909630963], [-0.013414690948894331]], [[-0.015393237670774926], [-0.01524862860164336], [-0.015236252777892922], [-0.015240939885668867], [-0.015223541353555109]], [[-0.017221698464218074], [-0.01703684171495297], [-0.017021021442266873], [-0.017027012964328236], [-0.01700477248169993]], [[-0.018948944888693864], [-0.01871825325272347], [-0.01869851037246556], [-0.018705987463478443], [-0.01867823256568217]], [[-0.020586789619064988], [-0.020304301019795468], [-0.020280125295468035], [-0.020289281427896544], [-0.02025529387794145]], [[-0.02218898696645223], [-0.021847536526218986], [-0.02181831476386195], [-0.021829381543948007], [-0.021788301806642263]], [[-0.023748250201805474], [-0.023341284430436093], [-0.023306455798752845], [-0.023319646671677324], [-0.02327068213141127]], [[-0.02523236907653635], [-0.0247508107268974], [-0.024709598357691], [-0.024725206439433628], [-0.02466726937882724]], [[-0.026610256607054364], [-0.026045179810998867], [-0.02599681982831427], [-0.026015134886056307], [-0.025947149548592105]], [[-0.028036504796668554], [-0.02737703637806406], [-0.027320598250134318], [-0.027341973050994617], [-0.02726262987497849]], [[-0.02972334214256865], [-0.028956117654540064], [-0.028890457600656907], [-0.02891532385542167], [-0.028823020741577415]], [[-0.03235313546744435], [-0.031463368332597136], [-0.03138722094720686], [-0.031416059945490724], [-0.03130900977632828]], [[-0.034547439912679945], [-0.03351531274412189], [-0.03342698199241839], [-0.033460434453231096], [-0.033336259333636896]], [[-0.03450201789911657], [-0.03330330899597074], [-0.03320072198088754], [-0.03323957408546918], [-0.03309535540604268]], [[-0.03135418769564155], [-0.029919436132374744], [-0.02979535172560349], [-0.029842339507605203], [-0.029667959326661525]], [[-0.025429428089781075], [-0.023726330079275628], [-0.023580850337686914], [-0.023635941854567234], [-0.0234314712721318]], [[-0.017019860507278384], [-0.014966065925516836], [-0.014790486869944046], [-0.014856979451433374], [-0.01461017917094205]], [[-0.016013956614304964], [-0.014128446101735602], [-0.013967262270888226], [-0.014028303252844486], [-0.013801738504629027]], [[- | 4D array with the lift coefficients of the airfoils. Dimension 0 is along the blade span for n_span stations, dimension 1 is along the angles of attack, dimension 2 is along the Reynolds number, dimension 3 is along the number of tabs, which may describe multiple sets at the same station, for example in presence of a flap.
af_3d.cd | intermediate |  | [[[[0.5], [0.5], [0.5], [0.5], [0.5]], [[0.5], [0.5], [0.5], [0.5], [0.5]], [[0.5], [0.5], [0.5], [0.5], [0.5]], [[0.5], [0.5], [0.5], [0.5], [0.5]], [[0.5], [0.5], [0.5], [0.5], [0.5]], [[0.5], [0.5000000000000001], [0.5], [0.5000000000000001], [0.5]], [[0.5], [0.5], [0.5], [0.5], [0.5]], [[0.5], [0.5], [0.5], [0.5], [0.5]], [[0.5], [0.5], [0.5], [0.5], [0.5]], [[0.5], [0.5], [0.5], [0.5], [0.5]], [[0.5], [0.5], [0.5], [0.5], [0.5]], [[0.5], [0.5], [0.5], [0.5], [0.5]], [[0.5], [0.5], [0.5], [0.5], [0.5]], [[0.5], [0.5], [0.49999999999999994], [0.49999999999999994], [0.5]], [[0.5], [0.49999999999999994], [0.5], [0.5], [0.5]], [[0.5], [0.5], [0.5], [0.5], [0.5]], [[0.5], [0.5], [0.5], [0.5], [0.5]], [[0.5], [0.5], [0.5], [0.49999999999999994], [0.5]], [[0.5], [0.5], [0.49999999999999994], [0.5], [0.5]], [[0.5], [0.5], [0.5], [0.5], [0.5]], [[0.5], [0.5], [0.5], [0.5], [0.5]], [[0.5], [0.5], [0.4999999999999999], [0.5], [0.5000000000000001]], [[0.5], [0.5], [0.4999999999999999], [0.5], [0.5]], [[0.5], [0.5000000000000001], [0.5000000000000001], [0.5000000000000001], [0.5]], [[0.5], [0.5], [0.5000000000000001], [0.5000000000000001], [0.5]], [[0.5000000000000001], [0.5], [0.5], [0.5], [0.4999999999999999]], [[0.5], [0.5000000000000002], [0.5000000000000002], [0.5], [0.5]], [[0.5], [0.5], [0.5], [0.5000000000000002], [0.5]], [[0.5], [0.5000000000000002], [0.5], [0.5], [0.5]], [[0.5], [0.5], [0.5], [0.5], [0.5]], [[0.5], [0.5], [0.5], [0.5], [0.5]], [[0.5], [0.5], [0.5], [0.5], [0.5000000000000002]], [[0.5], [0.5000000000000002], [0.5], [0.5], [0.5]], [[0.5], [0.5], [0.5000000000000002], [0.5], [0.5]], [[0.5000000000000002], [0.5], [0.5], [0.5], [0.5]], [[0.5], [0.5000000000000001], [0.5000000000000001], [0.4999999999999999], [0.4999999999999999]], [[0.5], [0.4999999999999999], [0.5], [0.5], [0.4999999999999999]], [[0.4999999999999999], [0.5], [0.5], [0.4999999999999999], [0.5]], [[0.5], [0.5], [0.5], [0.5], [0.5]], [[0.5000000000000001], [0.5], [0.5], [0.5000000000000001], [0.5]], [[0.5000000000000001], [0.5], [0.5], [0.5], [0.4999999999999999]], [[0.49999999999999994], [0.5], [0.5], [0.49999999999999994], [0.5]], [[0.5], [0.5], [0.5], [0.5], [0.49999999999999994]], [[0.5], [0.5], [0.49999999999999994], [0.5], [0.5]], [[0.5], [0.5], [0.5], [0.5], [0.5]], [[0.49999999999999994], [0.5], [0.5], [0.5], [0.5000000000000001]], [[0.5], [0.5000000000000001], [0.5], [0.5], [0.5]], [[0.49999999999999994], [0.5], [0.5], [0.5], [0.5]], [[0.5], [0.5], [0.5], [0.5], [0.5]], [[0.5], [0.5], [0.5], [0.5], [0.5]], [[0.5], [0.5], [0.5], [0.5], [0.5]], [[0.5], [0.5], [0.5], [0.5], [0.5]], [[0.5], [0.5], [0.5], [0.5], [0.5]], [[0.5], [0.5], [0.5], [0.5], [0.5]], [[0.5], [0.5], [0.5], [0.5], [0.5]], [[0.5], [0.5], [0.5], [0.5], [0.5]], [[0.5], [0.5], [0.5], [0.5], [0.5]], [[0.5], [0.5], [0.5], [0.5], [0.5]], [[0.5], [0.5], [0.5], [0.5], [0.5]], [[0.5], [0.5], [0.5], [0.5], [0.5]], [[0.5], [0.5], [0.5], [0.5], [0.5]], [[0.5], [0.5], [0.5], [0.5], [0.5]], [[0.5], [0.5], [0.5], [0.5], [0.5]], [[0.5], [0.5], [0.5], [0.5], [0.5]], [[0.5], [0.5], [0.5], [0.5], [0.5]], [[0.5], [0.5], [0.5], [0.5], [0.5]], [[0.5], [0.5], [0.5], [0.5], [0.5]], [[0.5], [0.5], [0.5], [0.5], [0.5]], [[0.5], [0.5], [0.5], [0.5], [0.5]], [[0.5], [0.5], [0.5], [0.5], [0.5]], [[0.5], [0.5], [0.5000000000000001], [0.5], [0.5]], [[0.5], [0.4999999999999999], [0.5], [0.4999999999999999], [0.4999999999999999]], [[0.5], [0.5000000000000001], [0.5], [0.5], [0.5]], [[0.5], [0.5], [0.5], [0.5], [0.5]], [[0.5], [0.5], [0.5], [0.5], [0.5]], [[0.5], [0.5], [0.5], [0.5], [0.5]], [[0.5], [0.5], [0.5], [0.5], [0.5]], [[0.5], [0.5], [0.5], [0.5], [0.5]], [[0.4999999999999999], [0.4999999999999999], [0.4999999999999999], [0.5], [0.5]], [[0.5], [0.5], [0.5], [0.5], [0.5]], [[0.4999999999999999], [0.4999999999999999], [0.5], [0.4999999999999999], [0.5]], [[0.5000000000000001], [0.5000000000000001], [0.5], [0.5000000000000001], [0.5000000000000001]], [[0.5], [0.5], [0.5], [0.5], [0.5]], [[0.5000000000000001], [0.5000000000000001], [0.5000000000000001], [0.5], [0.5000000000000001]], [[0.5], [0.5000000000000001], [0.5000000000000001], [0.5], [0.5000000000000001]], [[0.5000000000000001], [0.5], [0.5000000000000001], [0.5000000000000001], [0.5]], [[0.5], [0.5], [0.5], [0.5], [0.5]], [[0.5], [0.5], [0.5], [0.5], [0.5]], [[0.5], [0.5], [0.5], [0.5], [0.5]], [[0.5], [0.5], [0.5], [0.5], [0.5]], [[0.5000000000000001], [0.5000000000000001], [0.5], [0.5], [0.5000000000000001]], [[0.5], [0.5], [0.5], [0.5], [0.5]], [[0.4999999999999999], [0.5], [0.5], [0.5], [0.5]], [[0.5], [0.5], [0.5], [0.5], [0.5]], [[0.5], [0.5], [0.5], [0.5000000000000001], [0.5]], [[0.5], [0.5], [0.5], [0.5], [0.5]], [[0.5], [0.5], [0.5], [0.5], [0.5]], [[0.4999999999999999], [0.5], [0.5], [0.5], [0.5]], [[0.5], [0.5], [0.5], [0.5], [0.5]], [[0.5], [0.5], [0.5], [0.5], [0.5]], [[0.5], [0.5], [0.5], [0.5], [0.4999999999999999]], [[0.5], [0.5], [0.5], [0.5], [0.5]], [[0.5], [0.5], [0.5], [0.5], [0.5]], [[0.5], [0.5], [0.5], [0.5], [0.5]], [[0.5], [0.5], [0.5], [0.5], [0.5]], [[0.5], [0.5000000000000001], [0.5], [0.5000000000000001], [0.5]], [[0.5], [0.5], [0.5], [0.5000000000000001], [0.5]], [[0.5], [0.4999999999999999], [0.4999999999999999], [0.5], [0.5]], [[0.5], [0.5], [0.5], [0.5], [0.4999999999999999]], [[0.5], [0.5], [0.5], [0.5], [0.5]], [[0.5], [0.5], [0.5], [0.5], [0.5]], [[0.5], [0.5], [0.5], [0.5], [0.5]], [[0.5], [0.5], [0.5], [0.5], [0.5]], [[0.5], [0.5], [0.5], [0.5], [0.5]], [[0.5], [0.5], [0.5], [0.5], [0.5]], [[0.5], [0.5], [0.5], [0.5], [0.5]], [[0.5], [0.5], [0.5], [0.5], [0.5]], [[0.5], [0.5], [0.5], [0.5], [0.5]], [[0.5], [0.5], [0.5], [0.5], [0.5]], [[0.5], [0.5], [0.5], [0.5], [0.5]], [[0.5000000000000001], [0.5], [0.5], [0.5000000000000001], [0.5]], [[0.4999999999999999], [0.5], [0.4999999999999999], [0.5], [0.5]], [[0.5], [0.5], [0.5], [0.5], [0.5]], [[0.5], [0.5], [0.5], [0.5], [0.5]], [[0.5], [0.5], [0.5], [0.5], [0.5]], [[0.5], [0.5], [0.5], [0.5], [0.5]], [[0.5], [0.5], [0.5], [0.5], [0.5]], [[0.5], [0.5], [0.5], [0.5], [0.5]], [[0.5], [0.5], [0.5], [0.5], [0.5]], [[0.5], [0.5], [0.5], [0.5], [0.5]], [[0.5], [0.5], [0.5], [0.5], [0.5]], [[0.5], [0.5], [0.5], [0.5], [0.5]], [[0.5], [0.5], [0.5], [0.5], [0.5]], [[0.5], [0.5], [0.5], [0.5], [0.5000000000000001]], [[0.5], [0.5], [0.5], [0.5], [0.5]], [[0.5], [0.5], [0.5], [0.5], [0.5]], [[0.5000000000000001], [0.5], [0.5], [0.5], [0.5]], [[0.5], [0.5], [0.5], [0.5], [0.5]], [[0.5], [0.5], [0.5], [0.5], [0.5]], [[0.5], [0.5], [0.5], [0.5], [0.5]], [[0.5], [0.5], [0.5], [0.5], [0.5]], [[0.5], [0.5], [0.5], [0.5], [0.5]], [[0.5], [0.5], [0.5], [0.5], [0.5]], [[0.5], [0.5], [0.5], [0.5], [0.5]], [[0.5], [0.5], [0.5], [0.5], [0.5]], [[0.5], [0.5], [0.5], [0.5], [0.5]], [[0.5], [0.5], [0.5], [0.5], [0.5]], [[0.5], [0.5], [0.5], [0.5], [0.5]], [[0.5], [0.5], [0.5], [0.5], [0.5]], [[0.5], [0.5], [0.5], [0.5], [0.5]], [[0.5], [0.5], [0.5], [0.5], [0.5]], [[0.5], [0.5], [0.5], [0.5], [0.5]], [[0.5], [0.5], [0.49999999999999994], [0.5], [0.5]], [[0.5], [0.5], [0.5], [0.5000000000000001], [0.49999999999999994]], [[0.49999999999999994], [0.5], [0.5], [0.5], [0.5000000000000001]], [[0.5], [0.49999999999999994], [0.5], [0.49999999999999994], [0.5]], [[0.5], [0.5], [0.5], [0.5], [0.49999999999999994]], [[0.5], [0.5], [0.5], [0.5], [0.49999999999999994]], [[0.49999999999999994], [0.5], [0.5], [0.49999999999999994], [0.5]], [[0.5000000000000001], [0.5], [0.5], [0.5], [0.4999999999999999]], [[0.5], [0.5], [0.4999999999999999], [0.5000000000000001], [0.5000000000000001]], [[0.5], [0.5], [0.5], [0.5000000000000001], [0.5000000000000001]], [[0.5], [0.5], [0.5], [0.5], [0.5]], [[0.4999999999999999], [0.5], [0.5000000000000001], [0.5], [0.5]], [[0.5], [0.5000000000000001], [0.5000000000000001], [0.4999999999999999], [0.4999999999999999]], [[0.4999999999999998], [0.5], [0.5], [0.5], [0.5]], [[0.5], [0.4999999999999998], [0.5], [0.5], [0.5]], [[0.5], [0.4999999999999998], [0.5], [0.4999999999999998], [0.5]], [[0.5], [0.5], [0.4999999999999998], [0.5], [0.5000000000000002]], [[0.5], [0.5], [0.5], [0.5], [0.5]], [[0.5], [0.5], [0.5], [0.5], [0.5]], [[0.5], [0.5], [0.5], [0.5], [0.5000000000000002]], [[0.5], [0.5], [0.5], [0.5], [0.4999999999999998]], [[0.5], [0.5], [0.5], [0.5], [0.5]], [[0.5], [0.5], [0.5], [0.5], [0.5]], [[0.5000000000000001], [0.4999999999999999], [0.5000000000000001], [0.5], [0.4999999999999999]], [[0.5], [0.5], [0.5], [0.5], [0.4999999999999999]], [[0.5], [0.5000000000000001], [0.5], [0.5], [0.4999999999999999]], [[0.4999999999999999], [0.5], [0.5], [0.4999999999999999], [0.4999999999999999]], [[0.5], [0.5], [0.5], [0.5], [0.5]], [[0.5], [0.5], [0.5], [0.5], [0.5]], [[0.5], [0.5], [0.49999999999999994], [0.5], [0.5]], [[0.49999999999999994], [0.5], [0.5], [0.5], [0.5]], [[0.49999999999999994], [0.5], [0.5], [0.5], [0.5]], [[0.5], [0.5], [0.5], [0.49999999999999994], [0.5]], [[0.5], [0.5], [0.5], [0.5], [0.49999999999999994]], [[0.5], [0.5], [0.49999999999999994], [0.5], [0.5]], [[0.5], [0.5], [0.5], [0.5], [0.5]], [[0.5], [0.5], [0.5], [0.5], [0.5]], [[0.5], [0.5], [0.5], [0.5], [0.5]], [[0.5], [0.5], [0.5], [0.5], [0.5]], [[0.5], [0.5], [0.5], [0.5], [0.5]], [[0.5], [0.5], [0.5], [0.5], [0.5]], [[0.5], [0.5], [0.5], [0.5], [0.5]], [[0.5], [0.5], [0.5], [0.5], [0.5]], [[0.5], [0.5], [0.5], [0.5], [0.5]], [[0.5], [0.5], [0.5], [0.5], [0.5]], [[0.5], [0.5], [0.5], [0.5], [0.5]], [[0.5], [0.5], [0.5], [0.5], [0.5]], [[0.5], [0.5], [0.5], [0.5], [0.5]]], [[[0.4831722427726052], [0.4831722427726052], [0.4831722427726052], [0.4831722427726052], [0.4831722427726052]], [[0.4831722427726052], [0.4831722427726052], [0.4831722427726052], [0.4831722427726052], [0.4831722427726052]], [[0.4831722427726052], [0.4831722427726052], [0.4831722427726052], [0.4831722427726052], [0.4831722427726052]], [[0.4831722427726052], [0.4831722427726052], [0.4831722427726052], [0.4831722427726052], [0.4831722427726052]], [[0.4834923668551853], [0.4834923668551853], [0.4834923668551853], [0.4834923668551853], [0.4834923668551853]], [[0.48374285301125347], [0.4841061568392814], [0.4841367826803765], [0.4840881218811282], [0.4841328770358827]], [[0.4836897744878868], [0.48400470516789174], [0.48403093056796737], [0.48399015871043066], [0.48402766817754883]], [[0.4837780337260297], [0.4840871450533082], [0.4841128858551434], [0.48407286738822947], [0.48410968374783425]], [[0.4854381581157774], [0.485740645346889], [0.4857658345366331], [0.4857266736449643], [0.4857627010488448]], [[0.4881871911951964], [0.48848224525062184], [0.4885068154533336], [0.4884686168824697], [0.48850375896635706]], [[0.49085739617592855], [0.4911441699862117], [0.4911680506634], [0.4911309240775172], [0.4911650799520963]], [[0.49331479025867886], [0.4935925044503414], [0.49361563070081027], [0.4935796770003654], [0.49361275383880876]], [[0.4960316601084449], [0.4962995637226483], [0.4963218730113514], [0.4962871894165472], [0.49631909777778727]], [[0.5000014492338427], [0.500001523411298], [0.5000015309811967], [0.5000015193226822], [0.5000015300252537]], [[0.5014763985931359], [0.5017260439718974], [0.5017468599078676], [0.5017144999227783], [0.5017442701974045]], [[0.5043446163092495], [0.5045842569319895], [0.504604237969068], [0.5045731757977728], [0.5046017521421332]], [[0.5072280688263192], [0.5074559749679626], [0.5074749737643875], [0.5074454382836865], [0.5074726101741319]], [[0.5099781277462337], [0.5101930336032072], [0.5102109450012481], [0.5101830997240047], [0.5102087167241203]], [[0.5127644224294098], [0.5129655645349607], [0.512982326278477], [0.5129562680992584], [0.5129802410475006]], [[0.5155361948838252], [0.5157228998263872], [0.5157384567012144], [0.5157142715120528], [0.5157365213762162]], [[0.5180816571226122], [0.5182532156047752], [0.5182675089602757], [0.5182452879756679], [0.5182657308337255]], [[0.5205169114197377], [0.5206728205379103], [0.5206858089969698], [0.5206656165921638], [0.5206841932128511]], [[0.5229409202456845], [0.5230807238891275], [0.5230923698885053], [0.523074264458717], [0.5230909211131161]], [[0.5250727181903581], [0.525196009394719], [0.5252062792543044], [0.5251903132326925], [0.5252050016807295]], [[0.5269121426885004], [0.5270184679691305], [0.5270273241323636], [0.5270135558753815], [0.5270262224266828]], [[0.5287981513004192], [0.5288872707638983], [0.5288946934786654], [0.5288831536970158], [0.5288937700949723]], [[0.5303841910462106], [0.5304559588349623], [0.5304619360965293], [0.5304526436925072], [0.5304611925476073]], [[0.531388107386701], [0.531441966531126], [0.5314464520619235], [0.5314394786646568], [0.5314458940745704]], [[0.5324257113099702], [0.5324622422461645], [0.5324652845569597], [0.5324605560444828], [0.5324649062104698]], [[0.5334205630276073], [0.5334351085371642], [0.5334362713359482], [0.5334344377066152], [0.5334361265579761]], [[0.5337219773371985], [0.5337219773371985], [0.5337219773371985], [0.5337219773371985], [0.5337219773371985]], [[0.5334133298750375], [0.5334278777729583], [0.5334290892295388], [0.5334272043258417], [0.5334289383929752]], [[0.5324182084253084], [0.5324547387441182], [0.5324577810033781], [0.5324530525709922], [0.532457402663298]], [[0.5313803222096802], [0.5314341803955982], [0.531438665846289], [0.5314316925735408], [0.5314381078689034]], [[0.5303817456863753], [0.5304535130582575], [0.5304594902849372], [0.530450197935141], [0.5304587467403565]], [[0.5287998546598078], [0.5288889744942042], [0.528896397240058], [0.528884857410092], [0.5288954738524962]], [[0.5269146371304103], [0.5270209630799857], [0.5270298192993745], [0.5270160509551186], [0.5270287175867044]], [[0.5250741949640537], [0.5251974866554434], [0.5252077565559915], [0.5251917904707235], [0.5252064789773173]], [[0.522940013063691], [0.5230798163453543], [0.5230914623142362], [0.5230733569318343], [0.5230900135426438]], [[0.5205155921432667], [0.520671500635499], [0.5206844890416578], [0.5206642967190429], [0.5206828732641261]], [[0.5180793931420153], [0.5182509503306008], [0.5182652435764131], [0.518243022762202], [0.5182634654635244]], [[0.5155370059301065], [0.5157237114343395], [0.5157392683569969], [0.5157150830935469], [0.5157373330260397]], [[0.5127654590873926], [0.5129666020557277], [0.5129833638731249], [0.5129573055791841], [0.5129812786329405]], [[0.5099784889117766], [0.510193395136495], [0.5102113065662752], [0.5101834612397635], [0.5102090782851895]], [[0.5072279512986214], [0.5074558572900373], [0.5074748560733386], [0.5074453206129982], [0.5074724924847208]], [[0.5043445168823895], [0.504584157348443], [0.5046041383715582], [0.5045730762219068], [0.5046016525463686]], [[0.5014758141084085], [0.501725458438416], [0.5017462742771515], [0.5017139144425116], [0.5017436845788761]], [[0.500001387994217], [0.5000014567543485], [0.5000014637656692], [0.5000014529669876], [0.5000014628803232]], [[0.4958784280868654], [0.49614633170106875], [0.4961686409897719], [0.49613395739496774], [0.4961658657562078]], [[0.49308031460782753], [0.4933580287994901], [0.49338115504995883], [0.493345201349514], [0.4933782781879573]], [[0.49085746446149864], [0.49114423827178183], [0.4911681189489701], [0.4911309923630872], [0.4911651482376663]], [[0.4904985528704766], [0.490787054823283], [0.4908110794090633], [0.4907737290929581], [0.4908080907958221]], [[0.4901529619775232], [0.49044316642439356], [0.49046733278292365], [0.49042976205697386], [0.490464326533426]], [[0.48981940128935825], [0.4901112801565924], [0.4901355859500726], [0.4900977984486765], [0.4901325623551266]], [[0.4894965803127013], [0.48979010310135845], [0.489814545790032], [0.4897765454616081], [0.48981150516557237]], [[0.4891832085542726], [0.4894783423401711], [0.48950291918232336], [0.4894647102893106], [0.4894998618694124]], [[0.48887799552079136], [0.4891747049545093], [0.4891994130064683], [0.4891610001253262], [0.48919633937129486]], [[0.48857965071897763], [0.488877898025852], [0.4889027341419885], [0.48886412216319675], [0.4888996445758686]], [[0.48828688365555123], [0.4885866286356785], [0.48861158946840566], [0.48857278359646433], [0.48860848438778215]], [[0.4880187783171864], [0.48832083696760087], [0.48834598786639377], [0.4883067730521313], [0.48834282904757115]], [[0.4878109408351684], [0.4881176062357805], [0.4881431310813264], [0.4881029130284864], [0.4881398138378378]], [[0.4876393194926707], [0.4879517769275691], [0.48797777072277493], [0.48793624037863254], [0.4879742404355778]], [[0.487477335320133], [0.4877955542354042], [0.48782201443593587], [0.48777917575605184], [0.48781827142153705]], [[0.4872984093479946], [0.48762623591980936], [0.4876541467621487], [0.48760854126930536], [0.48765008907197316]], [[0.4870759626066953], [0.4874100106892706], [0.48743807044552506], [0.4873921326170936], [0.48743396742311906]], [[0.48678341612667453], [0.48711671730999007], [0.48714464152658665], [0.48709931501915726], [0.4871406615367433]], [[0.48639419093837183], [0.48671748493695327], [0.4867448924901409], [0.48670143968417284], [0.48674126058779643]], [[0.4859133880412852], [0.486218672886286], [0.4862441144813001], [0.4862054088777809], [0.4862411747249483]], [[0.48561233133847886], [0.48590716971707837], [0.4859317752459058], [0.4858958455818816], [0.4859293324738066]], [[0.48542944864090476], [0.48571358542414644], [0.48573733461342566], [0.48570425480236556], [0.48573540242323093]], [[0.4852547190874697], [0.48552804345767203], [0.48555092750147644], [0.4855207296483964], [0.485549511799455]], [[0.48508099454420434], [0.48534350650136726], [0.4853655253996967], [0.4853382095045967], [0.4853646261858485]], [[0.4849140403033912], [0.48516573984751465], [0.48518689360036904], [0.48516245966324933], [0.4851865108746942]], [[0.48474963828846007], [0.4849905254195441], [0.48501081402692375], [0.4849892620477841], [0.4850109477894221]], [[0.48459005821173895], [0.4848201329297836], [0.48483955639168835], [0.48482088637052884], [0.48484020664236005]], [[0.4844417331525818], [0.48466099545758706], [0.48467955377401684], [0.4846637657108374], [0.4846807205128619]], [[0.48430117560239017], [0.48450962549435594], [0.48452731866531085], [0.48451441256011163], [0.4845290018923291]], [[0.48416883090111407], [0.4843664683800405], [0.4843832964055204], [0.4843732722583013], [0.4843854961207119]], [[0.4840435556985006], [0.4842303807643877], [0.4842463436443927], [0.48423920145515376], [0.4842490598477577]], [[0.4839277425546586], [0.48410375520750626], [0.4841188529420364], [0.4841145927107775], [0.48412208563357445]], [[0.4838208401066756], [0.48398604034648396], [0.4840002729355391], [0.48399889466226026], [0.48400402211525057]], [[0.48372446017507836], [0.4838784348119244], [0.4838922154454274], [0.48389371913012885], [0.4838964811133122]], [[0.4836363524608951], [0.4837787451961587], [0.48379243017272994], [0.48379681581541145], [0.4837972123287879]], [[0.483565653358161], [0.48369649798221437], [0.48371005351148144], [0.483717321112143], [0.48371535215571276]], [[0.4835037521565878], [0.48362308870048665], [0.4836364747513941], [0.4836466243100358], [0.48364228988379865]], [[0.48346094754653246], [0.4835688239196036], [0.48358199258282436], [0.48359502409944644], [0.48358832420340225]], [[0.4834297278943271], [0.48352620209660935], [0.4835390953721046], [0.48355500884670666], [0.4835459434808557]], [[0.4834121547388072], [0.4834972979087765], [0.48350984465807034], [0.48352864009065255], [0.48351720925499486]], [[0.4834131231888126], [0.4834870238957293], [0.4834991355495614], [0.4835208129401238], [0.4835070166346591]], [[0.48342778411371645], [0.4834905545587696], [0.4835021189159511], [0.4835266782644935], [0.48351051648922205]], [[0.4834902391731163], [0.4835425164890183], [0.48355313793671484], [0.48357884286384295], [0.4835612396266959]], [[0.4835937447854764], [0.48363611316325694], [0.48364569727715623], [0.48367181980276386], [0.4836529646324598]], [[0.4837048842601107], [0.48373800770085557], [0.4837466430914529], [0.4837751103642073], [0.48375414667642586]], [[0.48373198283655966], [0.48375291050073677], [0.4837605954681958], [0.48379933230687133], [0.4837719985062539]], [[0.48388884499945317], [0.48390099042006696], [0.483907381472798], [0.48395915129799766], [0.48392238182834013]], [[0.4840794385148049], [0.4840904929513271], [0.4840962790074078], [0.4841428226797379], [0.48411504521046156]], [[0.48424470345172393], [0.4842612642898941], [0.4842674560017586], [0.4842993976057661], [0.4842899118005616]], [[0.4843228642221065], [0.48433946625344837], [0.48434573217856103], [0.4843784531476863], [0.4843678441331744]], [[0.4843625519793837], [0.48437888620830966], [0.48438522554787466], [0.48441955167526213], [0.48440727607938283]], [[0.48421512486613627], [0.4842307690562021], [0.4842367789306886], [0.48426889175877913], [0.4842728362651924]], [[0.4841114592195096], [0.4841241549145325], [0.4841295852215262], [0.4841629996100858], [0.48417325682506307]], [[0.4840404714346744], [0.4840487374813317], [0.4840533093785365], [0.4840941760756598], [0.48410381742677855]], [[0.4839835812072059], [0.484002225392857], [0.48400921086452126], [0.4840453462766229], [0.48404818301401026]], [[0.4839648485690341], [0.48399522941173956], [0.48400394527319573], [0.48403622091241155], [0.4840297160820386]], [[0.4839639207878409], [0.48397671985834617], [0.4839829679094211], [0.4840288045793109], [0.4840277270297007]], [[0.4839912003593517], [0.4839959728066694], [0.48399895242465774], [0.4840477064413079], [0.4840555235027636]], [[0.4840296816637857], [0.4840336149410591], [0.48403608329912634], [0.4840778879272044], [0.4840962186494932]], [[0.48410545625282414], [0.48410639780438147], [0.48410705701746076], [0.4841473694520886], [0.4841708067699294]], [[0.4841878857415263], [0.4841832133505595], [0.48418314785293365], [0.4842249135831015], [0.4842512899438154]], [[0.4843038749319434], [0.48428896894948575], [0.4842887599899237], [0.4843381235016031], [0.4843665191391118]], [[0.48443649007881695], [0.4844415440166737], [0.48444448175759214], [0.4844769223326169], [0.4844990985161528]], [[0.4845956948832465], [0.48463260912264966], [0.48463825072318323], [0.48464726327642543], [0.48465784374874343]], [[0.48477090030700365], [0.4848085272048901], [0.48481450108303015], [0.4848246690191023], [0.48482511824550156]], [[0.4849855890272258], [0.485014455951452], [0.48502105937062284], [0.48503961761669184], [0.4850372026253374]], [[0.4852049311903549], [0.4852368112896063], [0.48524354871325304], [0.48526069899179997], [0.4852660979598563]], [[0.4854530406705868], [0.48548678594246175], [0.48549377142312206], [0.4855110899593761], [0.4855133612143666]], [[0.485698820317085], [0.48573394729999947], [0.4857412966023317], [0.48575976665783044], [0.48575222294016257]], [[0.48598385851471093], [0.48602140196070165], [0.48602888576430725], [0.4860465551341598], [0.4860493944231568]], [[0.48626751487189845], [0.4863137799495339], [0.48632222455226726], [0.4863399307047815], [0.4863460919439677]], [[0.48654374736861455], [0.4866093703624223], [0.4866202195945732], [0.4866399058920074], [0.48662753784325574]], [[0.48683435968934313], [0.4869180283732577], [0.48693096172239736], [0.4869520280770273], [0.4869258347572616]], [[0.48711140469687203], [0.48721336034547674], [0.4872275131495307], [0.487246437568127], [0.48720797234356783]], [[0.4874217026016589], [0.48754576167559194], [0.4875583569621426], [0.48756439727120443], [0.48750134876237755]], [[0.4876768421397655], [0.48784296108145764], [0.4878571224917306], [0.48784966090748383], [0.48776949564937294]], [[0.4878178266791696], [0.48807265758093604], [0.488094363334713], [0.4880823494114513], [0.4880051646336412]], [[0.48794909492060956], [0.48826074575351336], [0.4882957115399667], [0.4883223168578387], [0.4881876195668035]], [[0.48803491662941306], [0.48838839432318737], [0.48843635986081907], [0.4884976345759625], [0.48828709454229824]], [[0.4881444364482416], [0.4885818439947206], [0.48861784393415564], [0.4885451103460535], [0.4883792749191124]], [[0.4881765269759438], [0.48862552480719396], [0.4886614957376545], [0.4885456037048859], [0.4884345856225014]], [[0.4881315280622041], [0.4884946906991132], [0.48853054377386174], [0.48854493527422177], [0.4884769980904433]], [[0.4880827680282358], [0.48852700856504805], [0.4885641444149126], [0.4885147829466524], [0.48853956116139974]], [[0.4880598693214648], [0.4885722396379138], [0.4886131512975912], [0.48847599252999113], [0.48857787827072147]], [[0.4881132677123033], [0.4884974085285796], [0.48852876064405915], [0.48845407884039316], [0.48851555301347893]], [[0.4881136762366307], [0.48839770552379724], [0.48842162135763384], [0.4883970375838169], [0.4884242038877272]], [[0.488044863618847], [0.48828102793603023], [0.48830133363439143], [0.48829849180214113], [0.48831148027767285]], [[0.4879559252111509], [0.4881721894595417], [0.48819256999948846], [0.4881979886667282], [0.48820557802909803]], [[0.487811262582201], [0.4880318710328958], [0.48805202692861815], [0.4880555447017382], [0.48806435495765405]], [[0.4876712924319356], [0.4879015044441027], [0.48792126472611697], [0.4879162612673401], [0.48793015266845413]], [[0.4875112040408958], [0.48776581595084023], [0.4877874059971341], [0.4877707441365936], [0.4877921778350806]], [[0.4873268162559536], [0.487605797509762], [0.4876292147760016], [0.4876008984692581], [0.48762987082606396]], [[0.4871388364395704], [0.48743502796311133], [0.4874597322006695], [0.48742303973448103], [0.48745741544562954]], [[0.48697319696052266], [0.48727294194064996], [0.48729790277337715], [0.4872590969014359], [0.4872947976927537]], [[0.4870690470114619], [0.4873672943183363], [0.48739213043447277], [0.48735351845568103], [0.4873890408683529]], [[0.487368133216504], [0.48766484265022186], [0.48768955070218095], [0.48765113782103875], [0.4876864770670075]], [[0.48782450627270046], [0.48811964005859904], [0.48814421690075127], [0.4881060080077385], [0.4881411595878403]], [[0.4883922168771028], [0.48868573966575984], [0.48871018235443336], [0.4886721820260094], [0.48870714172997387]], [[0.4890253157267624], [0.48931719459399653], [0.4893415003874768], [0.4893037128860807], [0.4893384767925308]], [[0.4896778535187309], [0.4899680579656012], [0.4899922243241313], [0.4899546535981815], [0.48998921807463364]], [[0.4903038809500596], [0.4905923829028661], [0.4906164074886463], [0.4905790571725412], [0.49061341887540516]], [[0.4908574487178001], [0.49114422252808326], [0.4911681032052716], [0.49113097661938876], [0.4911651324939678]], [[0.4934101378598163], [0.4936878520514788], [0.4937109783019476], [0.4936750246015028], [0.4937081014399461]], [[0.4960937415333921], [0.49636164514759545], [0.4963839544362986], [0.49634927084149444], [0.4963811792027345]], [[0.5000014677820879], [0.5000015436320404], [0.500001551374526], [0.5000015394503546], [0.5000015503967687]], [[0.5014758141084085], [0.501725458438416], [0.5017462742771516], [0.5017139144425116], [0.5017436845788761]], [[0.5043445168823895], [0.504584157348443], [0.5046041383715582], [0.5045730762219068], [0.5046016525463686]], [[0.5072279512986215], [0.5074558572900373], [0.5074748560733386], [0.5074453206129982], [0.5074724924847208]], [[0.5099784889117766], [0.510193395136495], [0.5102113065662753], [0.5101834612397635], [0.5102090782851895]], [[0.5127654590873925], [0.5129666020557277], [0.5129833638731249], [0.5129573055791841], [0.5129812786329405]], [[0.5155370059301065], [0.5157237114343397], [0.5157392683569969], [0.5157150830935469], [0.5157373330260397]], [[0.5180793931420155], [0.5182509503306009], [0.5182652435764131], [0.518243022762202], [0.5182634654635245]], [[0.5205155921432667], [0.520671500635499], [0.5206844890416575], [0.5206642967190429], [0.5206828732641261]], [[0.522940013063691], [0.5230798163453543], [0.5230914623142362], [0.5230733569318342], [0.523090013542644]], [[0.5250741949640536], [0.5251974866554435], [0.5252077565559915], [0.5251917904707235], [0.5252064789773172]], [[0.5269146371304103], [0.5270209630799856], [0.5270298192993744], [0.5270160509551186], [0.5270287175867043]], [[0.5287998546598078], [0.5288889744942042], [0.528896397240058], [0.528884857410092], [0.5288954738524962]], [[0.5303817456863751], [0.5304535130582577], [0.5304594902849372], [0.530450197935141], [0.5304587467403568]], [[0.5313803222096802], [0.5314341803955979], [0.5314386658462888], [0.5314316925735408], [0.5314381078689032]], [[0.5324182084253084], [0.5324547387441179], [0.5324577810033778], [0.5324530525709918], [0.5324574026632982]], [[0.5334133298750374], [0.533427877772958], [0.5334290892295388], [0.5334272043258417], [0.5334289383929754]], [[0.5337219773371985], [0.5337219773371985], [0.5337219773371985], [0.5337219773371985], [0.5337219773371985]], [[0.5334205630276074], [0.5334351085371642], [0.5334362713359483], [0.5334344377066152], [0.5334361265579761]], [[0.5324257113099702], [0.5324622422461645], [0.5324652845569597], [0.532460556044483], [0.53246490621047]], [[0.5313881073867005], [0.531441966531126], [0.5314464520619235], [0.5314394786646566], [0.5314458940745704]], [[0.5303841910462106], [0.5304559588349621], [0.530461936096529], [0.530452643692507], [0.5304611925476073]], [[0.5287981513004191], [0.5288872707638983], [0.5288946934786652], [0.5288831536970157], [0.5288937700949723]], [[0.5269121426885003], [0.5270184679691307], [0.5270273241323636], [0.5270135558753815], [0.527026222426683]], [[0.525072718190358], [0.525196009394719], [0.5252062792543045], [0.5251903132326925], [0.5252050016807293]], [[0.5229409202456844], [0.5230807238891273], [0.523092369888505], [0.5230742644587171], [0.5230909211131162]], [[0.5205169114197377], [0.5206728205379103], [0.52068580899697], [0.5206656165921637], [0.5206841932128511]], [[0.5180816571226121], [0.5182532156047752], [0.5182675089602756], [0.5182452879756679], [0.5182657308337255]], [[0.5155361948838251], [0.5157228998263872], [0.5157384567012143], [0.515714271512053], [0.5157365213762162]], [[0.5127644224294098], [0.5129655645349607], [0.512982326278477], [0.5129562680992584], [0.5129802410475006]], [[0.5099781277462336], [0.5101930336032072], [0.5102109450012482], [0.5101830997240046], [0.5102087167241203]], [[0.5072280688263192], [0.5074559749679625], [0.5074749737643875], [0.5074454382836864], [0.5074726101741319]], [[0.5043446163092495], [0.5045842569319895], [0.504604237969068], [0.5045731757977728], [0.5046017521421332]], [[0.5014763985931358], [0.5017260439718975], [0.5017468599078676], [0.5017144999227783], [0.5017442701974044]], [[0.5000014492338426], [0.5000015234112981], [0.5000015309811967], [0.5000015193226822], [0.5000015300252536]], [[0.4960316601084449], [0.4962995637226482], [0.4963218730113514], [0.4962871894165472], [0.4963190977777873]], [[0.4933147902586789], [0.4935925044503414], [0.49361563070081027], [0.4935796770003654], [0.49361275383880876]], [[0.4908573961759285], [0.4911441699862117], [0.4911680506634], [0.4911309240775172], [0.49116507995209624]], [[0.4881871911951964], [0.48848224525062184], [0.4885068154533335], [0.4884686168824696], [0.488503758966357]], [[0.4854381581157774], [0.485740645346889], [0.4857658345366331], [0.4857266736449643], [0.4857627010488448]], [[0.4837780337260297], [0.4840871450533082], [0.4841128858551434], [0.48407286738822947], [0.48410968374783425]], [[0.4836897744878868], [0.4840047051678916], [0.48403093056796737], [0.48399015871043066], [0.4840276681775487]], [[0.48374285301125347], [0.4841061568392814], [0.4841367826803765], [0.4840881218811281], [0.4841328770358827]], [[0.4834923668551853], [0.4834923668551853], [0.4834923668551853], [0.4834923668551853], [0.4834923668551853]], [[0.4831722427726052], [0.4831722427726052], [0.4831722427726052], [0.4831722427726052], [0.4831722427726052]], [[0.4831722427726052], [0.4831722427726052], [0.4831722427726052], [0.4831722427726052], [0.4831722427726052]], [[0.4831722427726052], [0.4831722427726052], [0.4831722427726052], [0.4831722427726052], [0.4831722427726052]], [[0.4831722427726052], [0.4831722427726052], [0.4831722427726052], [0.4831722427726052], [0.4831722427726052]]], [[[0.3432894731347227], [0.3432894731347227], [0.3432894731347227], [0.3432894731347227], [0.3432894731347227]], [[0.3432894731347227], [0.3432894731347227], [0.3432894731347227], [0.3432894731347227], [0.3432894731347227]], [[0.3432894731347227], [0.3432894731347227], [0.3432894731347227], [0.3432894731347227], [0.3432894731347227]], [[0.3432894731347227], [0.3432894731347227], [0.3432894731347227], [0.3432894731347227], [0.3432894731347227]], [[0.3463458446163585], [0.3463458446163585], [0.3463458446163585], [0.3463458446163585], [0.3463458446163585]], [[0.3489216630050588], [0.352074937701545], [0.35236933885325344], [0.35190134494428227], [0.35233182127122703]], [[0.350793193807834], [0.3529250 | 4D array with the drag coefficients of the airfoils. Dimension 0 is along the blade span for n_span stations, dimension 1 is along the angles of attack, dimension 2 is along the Reynolds number, dimension 3 is along the number of tabs, which may describe multiple sets at the same station, for example in presence of a flap.
af_3d.cm | intermediate |  | [[[[0.0], [0.0], [0.0], [0.0], [0.0]], [[0.0], [0.0], [0.0], [0.0], [0.0]], [[0.0], [0.0], [0.0], [0.0], [0.0]], [[0.0], [0.0], [0.0], [0.0], [0.0]], [[0.0], [0.0], [0.0], [0.0], [0.0]], [[0.0], [0.0], [0.0], [0.0], [0.0]], [[0.0], [0.0], [0.0], [0.0], [0.0]], [[0.0], [0.0], [0.0], [0.0], [0.0]], [[0.0], [0.0], [0.0], [0.0], [0.0]], [[0.0], [0.0], [0.0], [0.0], [0.0]], [[0.0], [0.0], [0.0], [0.0], [0.0]], [[0.0], [0.0], [0.0], [0.0], [0.0]], [[0.0], [0.0], [0.0], [0.0], [0.0]], [[0.0], [0.0], [0.0], [0.0], [0.0]], [[0.0], [0.0], [0.0], [0.0], [0.0]], [[0.0], [0.0], [0.0], [0.0], [0.0]], [[0.0], [0.0], [0.0], [0.0], [0.0]], [[0.0], [0.0], [0.0], [0.0], [0.0]], [[0.0], [0.0], [0.0], [0.0], [0.0]], [[0.0], [0.0], [0.0], [0.0], [0.0]], [[0.0], [0.0], [0.0], [0.0], [0.0]], [[0.0], [0.0], [0.0], [0.0], [0.0]], [[0.0], [0.0], [0.0], [0.0], [0.0]], [[0.0], [0.0], [0.0], [0.0], [0.0]], [[0.0], [0.0], [0.0], [0.0], [0.0]], [[0.0], [0.0], [0.0], [0.0], [0.0]], [[0.0], [0.0], [0.0], [0.0], [0.0]], [[0.0], [0.0], [0.0], [0.0], [0.0]], [[0.0], [0.0], [0.0], [0.0], [0.0]], [[0.0], [0.0], [0.0], [0.0], [0.0]], [[0.0], [0.0], [0.0], [0.0], [0.0]], [[0.0], [0.0], [0.0], [0.0], [0.0]], [[0.0], [0.0], [0.0], [0.0], [0.0]], [[0.0], [0.0], [0.0], [0.0], [0.0]], [[0.0], [0.0], [0.0], [0.0], [0.0]], [[0.0], [0.0], [0.0], [0.0], [0.0]], [[0.0], [0.0], [0.0], [0.0], [0.0]], [[0.0], [0.0], [0.0], [0.0], [0.0]], [[0.0], [0.0], [0.0], [0.0], [0.0]], [[0.0], [0.0], [0.0], [0.0], [0.0]], [[0.0], [0.0], [0.0], [0.0], [0.0]], [[0.0], [0.0], [0.0], [0.0], [0.0]], [[0.0], [0.0], [0.0], [0.0], [0.0]], [[0.0], [0.0], [0.0], [0.0], [0.0]], [[2.7755575615628914e-17], [2.7755575615628914e-17], [-2.7755575615628914e-17], [0.0], [0.0]], [[-2.7755575615628914e-17], [0.0], [0.0], [0.0], [0.0]], [[0.0], [0.0], [0.0], [0.0], [0.0]], [[0.0], [0.0], [0.0], [0.0], [0.0]], [[0.0], [0.0], [0.0], [0.0], [0.0]], [[0.0], [0.0], [0.0], [0.0], [0.0]], [[0.0], [0.0], [0.0], [0.0], [0.0]], [[0.0], [0.0], [0.0], [0.0], [0.0]], [[0.0], [0.0], [0.0], [0.0], [0.0]], [[0.0], [0.0], [0.0], [0.0], [0.0]], [[0.0], [0.0], [0.0], [0.0], [0.0]], [[0.0], [0.0], [0.0], [0.0], [0.0]], [[0.0], [0.0], [0.0], [0.0], [0.0]], [[0.0], [0.0], [0.0], [0.0], [0.0]], [[0.0], [0.0], [0.0], [0.0], [0.0]], [[0.0], [0.0], [0.0], [0.0], [0.0]], [[0.0], [0.0], [0.0], [0.0], [0.0]], [[0.0], [0.0], [0.0], [0.0], [0.0]], [[0.0], [0.0], [0.0], [0.0], [0.0]], [[0.0], [0.0], [0.0], [0.0], [0.0]], [[0.0], [0.0], [0.0], [0.0], [0.0]], [[0.0], [0.0], [0.0], [0.0], [0.0]], [[0.0], [0.0], [0.0], [0.0], [0.0]], [[0.0], [0.0], [0.0], [0.0], [0.0]], [[0.0], [0.0], [0.0], [0.0], [0.0]], [[0.0], [0.0], [0.0], [0.0], [0.0]], [[0.0], [0.0], [0.0], [0.0], [0.0]], [[0.0], [0.0], [0.0], [0.0], [0.0]], [[0.0], [0.0], [0.0], [0.0], [0.0]], [[0.0], [0.0], [0.0], [0.0], [0.0]], [[0.0], [0.0], [0.0], [0.0], [0.0]], [[0.0], [0.0], [0.0], [0.0], [0.0]], [[0.0], [0.0], [0.0], [0.0], [0.0]], [[0.0], [0.0], [0.0], [0.0], [0.0]], [[0.0], [0.0], [0.0], [0.0], [0.0]], [[0.0], [0.0], [0.0], [0.0], [0.0]], [[0.0], [0.0], [0.0], [0.0], [0.0]], [[0.0], [0.0], [0.0], [0.0], [0.0]], [[0.0], [0.0], [0.0], [0.0], [0.0]], [[0.0], [0.0], [0.0], [0.0], [0.0]], [[0.0], [0.0], [0.0], [0.0], [0.0]], [[0.0], [0.0], [0.0], [0.0], [0.0]], [[0.0], [0.0], [0.0], [0.0], [0.0]], [[0.0], [0.0], [0.0], [0.0], [0.0]], [[0.0], [0.0], [0.0], [0.0], [0.0]], [[0.0], [0.0], [0.0], [0.0], [0.0]], [[0.0], [0.0], [0.0], [0.0], [0.0]], [[0.0], [0.0], [0.0], [0.0], [0.0]], [[0.0], [0.0], [0.0], [0.0], [0.0]], [[0.0], [0.0], [0.0], [0.0], [0.0]], [[0.0], [0.0], [0.0], [0.0], [0.0]], [[0.0], [0.0], [0.0], [0.0], [0.0]], [[0.0], [0.0], [0.0], [0.0], [0.0]], [[0.0], [0.0], [0.0], [0.0], [0.0]], [[0.0], [0.0], [0.0], [0.0], [0.0]], [[0.0], [0.0], [0.0], [0.0], [0.0]], [[0.0], [0.0], [0.0], [0.0], [0.0]], [[0.0], [0.0], [0.0], [0.0], [0.0]], [[0.0], [0.0], [0.0], [0.0], [0.0]], [[0.0], [0.0], [0.0], [0.0], [0.0]], [[0.0], [0.0], [0.0], [0.0], [0.0]], [[0.0], [0.0], [1.734723475976807e-18], [1.734723475976807e-18], [1.734723475976807e-18]], [[0.0], [0.0], [0.0], [0.0], [0.0]], [[0.0], [0.0], [0.0], [0.0], [0.0]], [[0.0], [0.0], [0.0], [0.0], [0.0]], [[0.0], [0.0], [0.0], [0.0], [0.0]], [[0.0], [0.0], [0.0], [0.0], [0.0]], [[0.0], [0.0], [0.0], [0.0], [0.0]], [[0.0], [0.0], [0.0], [0.0], [0.0]], [[0.0], [0.0], [0.0], [0.0], [0.0]], [[0.0], [0.0], [0.0], [0.0], [-3.469446951953614e-18]], [[0.0], [0.0], [0.0], [0.0], [0.0]], [[0.0], [0.0], [0.0], [0.0], [0.0]], [[0.0], [0.0], [0.0], [0.0], [0.0]], [[0.0], [0.0], [0.0], [0.0], [0.0]], [[0.0], [0.0], [0.0], [0.0], [0.0]], [[0.0], [0.0], [0.0], [0.0], [0.0]], [[0.0], [0.0], [0.0], [0.0], [0.0]], [[0.0], [0.0], [0.0], [0.0], [0.0]], [[0.0], [0.0], [0.0], [0.0], [0.0]], [[0.0], [0.0], [0.0], [0.0], [0.0]], [[0.0], [0.0], [0.0], [0.0], [0.0]], [[0.0], [0.0], [0.0], [0.0], [0.0]], [[0.0], [0.0], [0.0], [0.0], [0.0]], [[0.0], [0.0], [0.0], [0.0], [0.0]], [[0.0], [0.0], [0.0], [0.0], [0.0]], [[0.0], [0.0], [0.0], [0.0], [0.0]], [[0.0], [0.0], [0.0], [0.0], [0.0]], [[0.0], [0.0], [0.0], [0.0], [0.0]], [[0.0], [0.0], [0.0], [0.0], [0.0]], [[0.0], [0.0], [0.0], [0.0], [0.0]], [[0.0], [0.0], [0.0], [0.0], [0.0]], [[0.0], [0.0], [0.0], [0.0], [0.0]], [[0.0], [0.0], [0.0], [0.0], [0.0]], [[0.0], [0.0], [0.0], [0.0], [0.0]], [[0.0], [0.0], [0.0], [0.0], [0.0]], [[0.0], [0.0], [0.0], [0.0], [0.0]], [[0.0], [0.0], [0.0], [0.0], [0.0]], [[0.0], [0.0], [0.0], [0.0], [0.0]], [[0.0], [0.0], [0.0], [0.0], [0.0]], [[0.0], [0.0], [0.0], [0.0], [0.0]], [[0.0], [0.0], [0.0], [0.0], [0.0]], [[0.0], [0.0], [0.0], [0.0], [0.0]], [[0.0], [0.0], [0.0], [0.0], [0.0]], [[0.0], [0.0], [0.0], [0.0], [0.0]], [[0.0], [0.0], [0.0], [0.0], [0.0]], [[0.0], [0.0], [0.0], [0.0], [0.0]], [[0.0], [0.0], [0.0], [0.0], [0.0]], [[0.0], [0.0], [0.0], [0.0], [0.0]], [[0.0], [0.0], [0.0], [0.0], [0.0]], [[0.0], [0.0], [0.0], [0.0], [0.0]], [[2.7755575615628914e-17], [0.0], [-2.7755575615628914e-17], [0.0], [0.0]], [[0.0], [0.0], [0.0], [0.0], [0.0]], [[0.0], [0.0], [0.0], [0.0], [0.0]], [[0.0], [0.0], [0.0], [0.0], [0.0]], [[0.0], [0.0], [0.0], [0.0], [0.0]], [[0.0], [0.0], [0.0], [0.0], [0.0]], [[0.0], [0.0], [0.0], [0.0], [0.0]], [[0.0], [0.0], [0.0], [0.0], [0.0]], [[0.0], [0.0], [0.0], [0.0], [0.0]], [[0.0], [0.0], [0.0], [0.0], [0.0]], [[0.0], [0.0], [0.0], [0.0], [0.0]], [[0.0], [0.0], [0.0], [0.0], [0.0]], [[0.0], [0.0], [0.0], [0.0], [0.0]], [[0.0], [0.0], [0.0], [0.0], [0.0]], [[0.0], [0.0], [0.0], [0.0], [0.0]], [[0.0], [0.0], [0.0], [0.0], [0.0]], [[0.0], [0.0], [0.0], [0.0], [0.0]], [[0.0], [0.0], [0.0], [0.0], [0.0]], [[0.0], [0.0], [0.0], [0.0], [0.0]], [[0.0], [0.0], [0.0], [0.0], [0.0]], [[0.0], [0.0], [0.0], [0.0], [0.0]], [[0.0], [0.0], [0.0], [0.0], [0.0]], [[0.0], [0.0], [0.0], [0.0], [0.0]], [[0.0], [0.0], [0.0], [0.0], [0.0]], [[0.0], [0.0], [0.0], [0.0], [0.0]], [[0.0], [0.0], [0.0], [0.0], [0.0]], [[0.0], [0.0], [0.0], [0.0], [0.0]], [[0.0], [0.0], [0.0], [0.0], [0.0]], [[0.0], [0.0], [0.0], [0.0], [0.0]], [[0.0], [0.0], [0.0], [0.0], [0.0]], [[0.0], [0.0], [0.0], [0.0], [0.0]], [[0.0], [0.0], [0.0], [0.0], [0.0]], [[0.0], [0.0], [0.0], [0.0], [0.0]], [[0.0], [0.0], [0.0], [0.0], [0.0]], [[0.0], [0.0], [0.0], [0.0], [0.0]], [[0.0], [0.0], [0.0], [0.0], [0.0]], [[0.0], [0.0], [0.0], [0.0], [0.0]], [[0.0], [0.0], [0.0], [0.0], [0.0]], [[0.0], [0.0], [0.0], [0.0], [0.0]], [[0.0], [0.0], [0.0], [0.0], [0.0]], [[5.551115123125783e-17], [0.0], [5.551115123125783e-17], [0.0], [5.551115123125783e-17]], [[-5.551115123125783e-17], [-5.551115123125783e-17], [-5.551115123125783e-17], [-5.551115123125783e-17], [-5.551115123125783e-17]], [[0.0], [0.0], [0.0], [0.0], [0.0]], [[0.0], [0.0], [0.0], [0.0], [0.0]], [[0.0], [0.0], [0.0], [0.0], [0.0]]], [[[0.0], [0.0], [0.0], [0.0], [0.0]], [[0.006014469032053882], [0.006014469032053882], [0.006014469032053882], [0.006014469032053882], [0.006014469032053882]], [[0.010391777650816132], [0.010391777650816132], [0.010391777650816132], [0.010391777650816132], [0.010391777650816132]], [[0.012431091001836855], [0.012440224077290382], [0.01244113071813567], [0.012441506331431082], [0.01244222592335209]], [[0.01520808857228953], [0.015016685841413968], [0.014997589476624384], [0.014989401894239862], [0.014973650725836299]], [[0.01861332956464552], [0.018134822737456466], [0.018087081825482583], [0.018066612869521208], [0.018027234948512348]], [[0.020223934331574427], [0.01945832340807204], [0.01938193794891381], [0.019349187619375624], [0.019286182945761468]], [[0.01982459026604879], [0.018887178661038437], [0.018793259826633574], [0.018751862759204985], [0.01867239575839269]], [[0.021735789620602367], [0.020987813609719012], [0.020909054557321755], [0.020863218986670408], [0.020806895977423884]], [[0.02335481808105086], [0.02278860007751138], [0.022724538688159865], [0.02267444703233247], [0.022637632432472438]], [[0.024325517088512633], [0.02391238681093877], [0.023860939357700145], [0.023807247126171716], [0.02378691011949577]], [[0.023499543369144615], [0.02315830746008457], [0.02311292387561406], [0.02305750289220959], [0.02304501874240189]], [[0.022213710757019223], [0.021936632261523092], [0.02189680643139444], [0.021839833108338896], [0.021834399415461475]], [[0.021385625652815515], [0.021185020854874226], [0.021152147211939643], [0.0210933202852292], [0.021096305996900294]], [[0.020923245533689516], [0.02074390027592421], [0.020713079620379854], [0.02065380970229133], [0.020659130497399952]], [[0.020451048817530404], [0.020310427989828322], [0.020283553232885637], [0.020223553150651635], [0.020233129017055623]], [[0.020141069519902022], [0.020030928025276007], [0.020007421025536057], [0.019946837926787045], [0.01995974581255483]], [[0.01992836094995462], [0.019847804527857588], [0.019827953789851707], [0.019766846788019043], [0.019783135101784186]], [[0.01976033913984014], [0.019690660692997283], [0.01967234837310146], [0.019611390526280165], [0.01962873362952304]], [[0.01970001119267832], [0.01964385805763036], [0.019627595871936312], [0.019566679982631813], [0.01958543646415767]], [[0.019643197662341308], [0.019599743642070552], [0.019585636716793378], [0.01952480194548034], [0.019544896296698644]], [[0.019621042912828943], [0.01958259596990654], [0.019569460804656505], [0.01950906830468417], [0.01952950382233208]], [[0.019615141749233622], [0.019580588050366526], [0.019568258555327435], [0.01950835356446541], [0.019528988298942937]], [[0.0194915108383963], [0.019461889567270955], [0.01945061841146071], [0.01939113296812133], [0.019412122655444917]], [[0.01934627406157382], [0.019317032257657074], [0.019305903703311193], [0.019247158613975412], [0.019267821761857963]], [[0.019224525563275037], [0.01919457770881146], [0.01918335867205436], [0.019125332093195155], [0.019145553615206465]], [[0.019049253959330138], [0.019018646294223753], [0.019007367170503445], [0.018950254469089958], [0.018969942572493258]], [[0.018952897477585294], [0.01892176929372067], [0.018910418962255288], [0.01885372125141794], [0.018873139620050276]], [[0.0188205037751921], [0.018786530369022635], [0.018774699735127204], [0.018718973892799484], [0.018737559063550197]], [[0.018457757323276043], [0.018421214663672008], [0.018408976183780585], [0.01835410025238904], [0.018371956617893766]], [[0.018004298628688423], [0.01796522137860546], [0.017952608027598516], [0.017898602504241842], [0.017915712818972144]], [[0.017582465442652403], [0.017546973261218037], [0.01753501347816231], [0.01748097198164671], [0.01749812165473096]], [[0.016896911180990595], [0.016867383406908625], [0.01685655483421108], [0.016802064259656323], [0.01681961334424598]], [[0.016036094511739325], [0.016011346998526053], [0.016001526882694364], [0.015946787192295114], [0.01596456890230693]], [[0.015338948265745903], [0.015317421371838745], [0.015308338464455024], [0.015253446500047896], [0.015271274233556145]], [[0.014655341696555645], [0.01463555805239359], [0.01462689805739905], [0.014571946366244322], [0.014589649366457392]], [[0.013879165019493635], [0.013861895513056804], [0.013853875373057718], [0.013798813449415255], [0.013816488975654795]], [[0.01313474201419202], [0.013118396541260895], [0.013110623824174009], [0.013055552157809062], [0.013072997505615615]], [[0.012427819136699499], [0.012409527721331769], [0.012401250350004209], [0.012346351502323986], [0.012363200246286801]], [[0.011693014852347479], [0.011673327108798967], [0.011664703771007617], [0.011609939771148908], [0.011626266279113485]], [[0.010965963624901029], [0.010944293832804056], [0.010935198361079972], [0.01088060971196219], [0.01089633623440018]], [[0.010259366783568133], [0.010232011258847339], [0.010221666147067418], [0.01016750211643034], [0.010182147145558158]], [[0.00956085232447064], [0.009527081514194083], [0.00951548125601303], [0.009461779550087514], [0.009475266938479915]], [[0.008874674001851164], [0.008834950453664885], [0.008822298105365431], [0.008769015715467045], [0.008781421880213226]], [[0.008168624573261812], [0.008118983453831205], [0.008104363561257814], [0.008049609868040847], [0.008060975017398858]], [[0.007463762099756917], [0.007402516955636554], [0.0073863956951130474], [0.0073326187164544365], [0.007342180392808838]], [[0.006745926357536403], [0.006674037810436437], [0.00665656997100186], [0.006603694631083568], [0.006611530688372107]], [[0.005950515582713197], [0.00586894204898202], [0.005850392315087487], [0.005798624346312058], [0.005804694538708785]], [[0.005186236015154236], [0.005096369298793611], [0.005077023731630626], [0.0050265984749396355], [0.005030850398703151]], [[0.004279256172763221], [0.004179730975920891], [0.004159491686387014], [0.004110428887366992], [0.0041127765229348225]], [[0.003047252734188941], [0.00294106490252491], [0.00292034056117777], [0.0028727370417866663], [0.0028733964530507495]], [[0.0028106509369274415], [0.0027055676354901807], [0.0026850222812228202], [0.0026377196244752074], [0.0026382268880273886]], [[0.0026418256169486766], [0.002539514650166046], [0.0025193316543585535], [0.002472312626769231], [0.002472810408580913]], [[0.0025191383772348044], [0.0024208991873783713], [0.0024012251981390836], [0.002354479083257843], [0.0023550781091021887]], [[0.0024210186648585047], [0.002327780587502804], [0.0023087260404464826], [0.00226224752435462], [0.002263026822238743]], [[0.0023259233939337287], [0.002238245009026693], [0.002219883644970572], [0.0021736727350168657], [0.0021746796693190855]], [[0.0022123207446350206], [0.0021303898786443664], [0.002112757150135867], [0.002066819610929587], [0.0020680697895999614]], [[0.0020586995775929637], [0.0019823335962454555], [0.0019654237945230433], [0.0019197714963666256], [0.001921248636974565]], [[0.001843607857092995], [0.0017722539911431802], [0.0017560160846558394], [0.001710666460934209], [0.0017123223375195757]], [[0.00154252613600207], [0.001475407142053231], [0.0014597662260328048], [0.0014147895784910828], [0.0014165567191686624]], [[0.0011335639509630303], [0.0010701960881541774], [0.0010551224166023138], [0.0010106714994863528], [0.0010125079502795835]], [[0.0006090825979272116], [0.000549221308418165], [0.0005347019299562217], [0.0004908569403193584], [0.0004927419650041474]], [[3.444260421552395e-05], [3.410457887642951e-05], [3.4022484040673734e-05], [3.377217038120356e-05], [3.3783236594035065e-05]], [[2.4548649902223288e-05], [2.435162076526963e-05], [2.4302464984074165e-05], [2.4147825807781936e-05], [2.4154994598825363e-05]], [[1.5351823610087936e-05], [1.5259442436874136e-05], [1.5235577591797902e-05], [1.5157379418259415e-05], [1.5161236331039888e-05]], [[7.4685365911621865e-06], [7.4405618938786985e-06], [7.432985110232462e-06], [7.406735416129202e-06], [7.408138941990706e-06]], [[1.4999153400193505e-06], [1.4983057448863905e-06], [1.4978400550464017e-06], [1.4960948371608301e-06], [1.4961980022761695e-06]], [[-0.0026717309086599847], [-0.0026717309086599847], [-0.0026717309086599847], [-0.0026717309086599847], [-0.0026717309086599847]], [[-0.004269751748408962], [-0.004269751748408962], [-0.004269751748408962], [-0.004269751748408962], [-0.004269751748408962]], [[-0.004386780021474065], [-0.004386780021474065], [-0.004386780021474065], [-0.004386780021474065], [-0.004386780021474065]], [[-0.004496624587925019], [-0.004496624587925019], [-0.004496624587925019], [-0.004496624587925019], [-0.004496624587925019]], [[-0.004609777367068302], [-0.004609777367068302], [-0.004609777367068302], [-0.004609777367068302], [-0.004609777367068302]], [[-0.0047031328435362535], [-0.0047031328435362535], [-0.0047031328435362535], [-0.0047031328435362535], [-0.0047031328435362535]], [[-0.004810116233512074], [-0.004810116233512074], [-0.004810116233512074], [-0.004810116233512074], [-0.004810116233512074]], [[-0.004911119612340045], [-0.004911119612340045], [-0.004911119612340045], [-0.004911119612340045], [-0.004911119612340045]], [[-0.004976842712604346], [-0.004976842712604346], [-0.004976842712604346], [-0.004976842712604346], [-0.004976842712604346]], [[-0.005046539534222266], [-0.005046539534222266], [-0.005046539534222266], [-0.005046539534222266], [-0.005046539534222266]], [[-0.00511193646294239], [-0.00511193646294239], [-0.00511193646294239], [-0.00511193646294239], [-0.00511193646294239]], [[-0.00516086755049161], [-0.00516086755049161], [-0.00516086755049161], [-0.00516086755049161], [-0.00516086755049161]], [[-0.005210879394035375], [-0.005210879394035375], [-0.005210879394035375], [-0.005210879394035375], [-0.005210879394035375]], [[-0.0052806500510164806], [-0.0052806500510164806], [-0.0052806500510164806], [-0.0052806500510164806], [-0.0052806500510164806]], [[-0.005334751397961607], [-0.005334751397961607], [-0.005334751397961607], [-0.005334751397961607], [-0.005334751397961607]], [[-0.0051660662160202125], [-0.005025545888179439], [-0.005015341451182362], [-0.005096498848402062], [-0.005081360017170675]], [[-0.004844667295988141], [-0.0046968213058049685], [-0.004685922028034244], [-0.004764461231633876], [-0.00475063501081982]], [[-0.004852672351690936], [-0.0047061652349767655], [-0.004695273195280854], [-0.004769254575434846], [-0.004757377091845698]], [[-0.005043088766209708], [-0.004908464151859172], [-0.004898141078307237], [-0.004952898400312544], [-0.004949090698786143]], [[-0.0051855888342226125], [-0.005061246848747855], [-0.0050514161350980885], [-0.005089537747773862], [-0.005092713303773533]], [[-0.005269428978453658], [-0.005154835131835872], [-0.005145471185269909], [-0.005167821811120382], [-0.005177617635619566]], [[-0.0053617772696760435], [-0.005256931561915298], [-0.005248034382433098], [-0.005254614021458284], [-0.0052710301144569816]], [[-0.005459433791255949], [-0.005381293063470724], [-0.005370522160087848], [-0.005361330812287707], [-0.005384367173785931]], [[-0.0053720362886092166], [-0.0053720362886092166], [-0.0053720362886092166], [-0.005363947918650844], [-0.0053720362886092166]], [[-0.0052568870547034935], [-0.0052568870547034935], [-0.0052568870547034935], [-0.0052568870547034935], [-0.0052568870547034935]], [[-0.005056730020665645], [-0.005056730020665645], [-0.005056730020665645], [-0.005056730020665645], [-0.005056730020665645]], [[-0.004795366635436699], [-0.004795366635436699], [-0.004795366635436699], [-0.004795366635436699], [-0.004795366635436699]], [[-0.0032259153627989187], [-0.0031940164098017906], [-0.003179752323820305], [-0.00308663722728212], [-0.0031500272019028275]], [[-0.0011830012519191346], [-0.001154753429138728], [-0.0011413588726284383], [-0.0010468788685166898], [-0.001101081410929063]], [[-8.933415262946456e-06], [-8.851945761877492e-06], [-8.824122059136394e-06], [-8.696844875278557e-06], [-8.72852645258178e-06]], [[-5.333351878271907e-07], [-5.327383120091057e-07], [-5.325427863244869e-07], [-5.316916247641995e-07], [-5.319039956942859e-07]], [[0.0007678688027299325], [0.0007678688027299325], [0.0007678688027299325], [0.0007678688027299325], [0.0007678688027299325]], [[0.0005552757202971839], [0.0005552757202971839], [0.0005552757202971839], [0.0005552757202971839], [0.0005552757202971839]], [[0.00035109696114464344], [0.00035109696114464344], [0.00035109696114464344], [0.00035109696114464344], [0.00035109696114464344]], [[0.00017284542952130267], [0.00017284542952130267], [0.00017284542952130267], [0.00017284542952130267], [0.00017284542952130267]], [[-7.63530012609843e-08], [-7.634055958875298e-08], [-7.633665326532745e-08], [-7.632049636382716e-08], [-7.63190088180635e-08]], [[-7.421169182534812e-07], [-7.408713717520395e-07], [-7.405190136197844e-07], [-7.392305550974008e-07], [-7.393112647858992e-07]], [[-1.546260754817317e-06], [-1.5436305608952823e-06], [-1.5425168002243528e-06], [-1.5358416342692131e-06], [-1.5355840047967702e-06]], [[-2.3566545309314235e-06], [-2.353082685038581e-06], [-2.351212578181449e-06], [-2.3364731505598826e-06], [-2.3336050927959436e-06]], [[-3.3365733798787836e-06], [-3.3301500824045767e-06], [-3.3269327998292422e-06], [-3.302945082228354e-06], [-3.2927882125878723e-06]], [[-4.245318024644756e-06], [-4.237745677934147e-06], [-4.233622810522527e-06], [-4.1987852205274505e-06], [-4.1795021624851936e-06]], [[-5.4230272128054195e-06], [-5.415737417567915e-06], [-5.411388887884439e-06], [-5.3568095719058045e-06], [-5.324130682543473e-06]], [[-6.4327474144278834e-06], [-6.430660259885371e-06], [-6.429205018634084e-06], [-6.348296051893708e-06], [-6.3005754262707506e-06]], [[-7.524094913176783e-06], [-7.490928036943054e-06], [-7.477381630800403e-06], [-7.3998015752661794e-06], [-7.349831205288003e-06]], [[-8.450913830496424e-06], [-8.325036758198914e-06], [-8.305757069305367e-06], [-8.273089809252097e-06], [-8.239055792471934e-06]], [[-9.608581695222406e-06], [-9.473710249582531e-06], [-9.447199862066451e-06], [-9.38394255298701e-06], [-9.369007356849028e-06]], [[-1.039840375697431e-05], [-1.0254011644519239e-05], [-1.0222991576953411e-05], [-1.0140534947763449e-05], [-1.0128543343780431e-05]], [[-1.1444314830141985e-05], [-1.126268862437874e-05], [-1.1226575848387695e-05], [-1.11390422746869e-05], [-1.1091506464610992e-05]], [[-1.2220750614846173e-05], [-1.2019413516648056e-05], [-1.1979318061211227e-05], [-1.1881912418436964e-05], [-1.1844511115208646e-05]], [[-1.3376925043224585e-05], [-1.315485387383842e-05], [-1.3108466694492036e-05], [-1.298907348410783e-05], [-1.299519599741927e-05]], [[-1.4168293086084215e-05], [-1.3932523941024167e-05], [-1.3884593391110152e-05], [-1.3765317953096795e-05], [-1.3719107936677969e-05]], [[-1.5147066488781571e-05], [-1.4855579128458113e-05], [-1.4799730933631565e-05], [-1.4670215764637541e-05], [-1.4594178685631547e-05]], [[-1.6307579828058957e-05], [-1.5879002622833267e-05], [-1.5804090464270094e-05], [-1.564805953115176e-05], [-1.569313755151163e-05]], [[-1.7221761069857733e-05], [-1.6696243290008003e-05], [-1.66104345449428e-05], [-1.6446431073549074e-05], [-1.6584605162864308e-05]], [[-1.860132584865365e-05], [-1.7991666198646783e-05], [-1.7906068913156256e-05], [-1.7776261479661437e-05], [-1.7943678115566603e-05]], [[-1.965939632664858e-05], [-1.88489920613117e-05], [-1.8760551651706564e-05], [-1.8681774353188768e-05], [-1.8979741541955142e-05]], [[-2.1137217280926823e-05], [-2.0093722508137193e-05], [-2.000135390506884e-05], [-1.9969285850797783e-05], [-2.0351916325283062e-05]], [[-2.3093841863473102e-05], [-2.1919978549309743e-05], [-2.1811831769153606e-05], [-2.1762129333798702e-05], [-2.2064217033608557e-05]], [[-0.0001572692596862081], [-2.3615543826339264e-05], [-2.3465213517561562e-05], [-2.324075288777025e-05], [-2.3661081458715982e-05]], [[-0.00033007834598925215], [-0.00020555300361527022], [-0.00018351312577673598], [-0.00013925186431297185], [-0.0001989287608346827]], [[-0.0004191656251292704], [-0.00031392686832949594], [-0.000304860184508593], [-0.0003055732723858968], [-0.0003018756239466479]], [[-0.00052350421226468], [-0.0004401361391466827], [-0.000433082342998636], [-0.000439072906694888], [-0.0004227790862719443]], [[-0.0005925858906562116], [-0.0005463980751407669], [-0.0005364606702120359], [-0.0005105837212044939], [-0.000504564543519357]], [[-0.0006425145627896719], [-0.000620145139407044], [-0.0006121708494159148], [-0.0005734746190993231], [-0.0005749888309353954]], [[-0.0006177523559262425], [-0.0006146402457875714], [-0.0006126349900427786], [-0.0005713065299874052], [-0.0005814538469924128]], [[-2.981269502227296e-05], [-2.9672587388902827e-05], [-2.962294730579282e-05], [-2.938455676815971e-05], [-2.9390372790316643e-05]], [[-2.8573738444469254e-05], [-2.8377292139832727e-05], [-2.8324862450520433e-05], [-2.8146328817185012e-05], [-2.8125346819549146e-05]], [[-2.8844300716368565e-05], [-2.8626706434397436e-05], [-2.8573663436767816e-05], [-2.8411446444324973e-05], [-2.838701064114893e-05]], [[-2.9401799295974973e-05], [-2.9166210835256112e-05], [-2.9112172171455453e-05], [-2.8958483106640565e-05], [-2.893306150404673e-05]], [[-3.0362107588138842e-05], [-3.0106994887330735e-05], [-3.005093815145604e-05], [-2.989954923993815e-05], [-2.9874342121340852e-05]], [[-3.153043687823334e-05], [-3.125482214529074e-05], [-3.119618135041455e-05], [-3.104390593581391e-05], [-3.10197385785492e-05]], [[-3.2808550534765835e-05], [-3.2511598142929976e-05], [-3.245006631611563e-05], [-3.2295394363380386e-05], [-3.227270362548065e-05]], [[-3.4374466720554775e-05], [-3.405182868627607e-05], [-3.398658351577363e-05], [-3.382746332228348e-05], [-3.380598802298421e-05]], [[-3.59875292286517e-05], [-3.563747072646631e-05], [-3.556843441588145e-05], [-3.540529319575811e-05], [-3.5384454399160076e-05]], [[-3.781169061362055e-05], [-3.742916532711513e-05], [-3.7355812228471313e-05], [-3.718855718793171e-05], [-3.7167013429220686e-05]], [[-4.1498481470819e-05], [-4.1048125527267526e-05], [-4.0964499090575396e-05], [-4.078157823554293e-05], [-4.075690520139244e-05]], [[-4.685183247794128e-05], [-4.6296087228996086e-05], [-4.619626612756278e-05], [-4.598725525914449e-05], [-4.595742302272027e-05]], [[-5.365120262593864e-05], [-5.295149552966838e-05], [-5.2829705618047396e-05], [-5.258521214695361e-05], [-5.2548277917514874e-05]], [[-0.0004442021525828954], [-0.0003201970684996516], [-0.00029864948042852835], [-0.0002565260037580702], [-0.0002497860475993083]], [[-0.0009292552540257661], [-0.0007974192043846209], [-0.0007749883506989463], [-0.0007324767433263615], [-0.0007254334743572316]], [[-0.0014095892721352338], [-0.001271436794171521], [-0.0012482820936243026], [-0.0012053770407525373], [-0.0011981603586878088]], [[-0.001850855357329333], [-0.001708544706041988], [-0.0016848864216394213], [-0.0016415859295401646], [-0.0016343793202865872]], [[-0.002218573239625604], [-0.0020749136455807966], [-0.002051035250141083], [-0.0020073418639385797], [-0.0020003828081856263]], [[-0.003782184392508597], [-0.00364730537205048], [-0.003623940319196052], [-0.003578455143703222], [-0.0035738272402744613]], [[-0.005069409662839178], [-0.004946168244698503], [-0.004923664610987265], [-0.004876436532742941], [-0.004874327770720122]], [[-0.006095568540350927], [-0.005982499885180209], [-0.005960752738618923], [-0.0059117602278058], [-0.0059121163955823015]], [[-0.007078802666589903], [-0.0069787226272846475], [-0.00695817213842536], [-0.006907731675184008], [-0.00691052005613998]], [[-0.007947038073414806], [-0.007861407578166245], [-0.007842364895902294], [-0.007790674673852662], [-0.007795868956306944]], [[-0.008708521859631904], [-0.008637578984699468], [-0.008620217263342951], [-0.00856720738740116], [-0.008574919701707737]], [[-0.009459215973546778], [-0.009400731159115015], [-0.00938496679402804], [-0.009330847630660236], [-0.00934074294024638]], [[-0.010180406199019748], [-0.010131782043421016], [-0.010117326490067767], [-0.010062433029589056], [-0.010073982151256718]], [[-0.010855615119243454], [-0.010817678206212766], [-0.010805331706421686], [-0.010751923196333585], [-0.010764688514507868]], [[-0.011521595164743013], [-0.011492113187521483], [-0.011481334107537801], [-0.01142730329321022], [-0.011441627143061822]], [[-0.01220172757435549], [-0.012175953004353278], [-0.012165936948505367], [-0.012111609056016222], [-0.012126835340676018]], [[-0.012869660625178296], [-0.012846845864638558], [-0.012837481136479943], [-0.012782907837823189], [-0.01279893306992276]], [[-0.013513830247581834], [-0.013494624291176746], [-0.013486115198294728], [-0.013431248445360533], [-0.013448171184832741]], [[-0.01418271395180732], [-0.01416353632672153], [-0.014155030386959963], [-0.01410010323037128], [-0.014117431797938555]], [[-0.014866142057607612], [-0.014844955661822788], [-0.014835957589771954], [-0.014781104006826754], [-0.0147985551033392]], [[-0.015497189082464228], [-0.015474932416544549], [-0.015465679087734472], [-0.01541083692294366], [-0.015428538590353452]], [[-0.016144007715003947], [-0.016119040387535095], [-0.01610917207185486], [-0.016054447058037727], [-0.01607218784749795]], [[-0.016928728068476076], [-0.016899015280881745], [-0.016888149661328], [-0.01683367120445643], [-0.016851187988692482]], [[-0.0175813174131189], [-0.017545769328529394], [-0.017533798832427974], [-0.017479755096137705], [-0.01749689656515581]], [[-0.01800435110200302], [-0.017965273851920066], [-0.017952660500913122], [-0.017898654977556435], [-0.01791576529228675]], [[-0.018451995015472827], [-0.01841542002049429], [-0.01840317629397999], [-0.018348308279780408], [-0.018366158018166358]], [[-0.018816248129432594], [-0.018782274723263083], [-0.01877044408936771], [-0.018714718247039987], [-0.018733303417790642]], [[-0.01895250952143677], [-0.018921381337572134], [-0.01891003100610676], [-0.018853333295269416], [-0.01887275166390174]], [[-0.01904925395933015], [-0.019018646294223753], [-0.019007367170503445], [-0.018950254469089958], [-0.018969942572493258]], [[-0.019224525563275037], [-0.01919457770881146], [-0.01918335867205436], [-0.019125332093195155], [-0.019145553615206465]], [[-0.019346274061573833], [-0.019317032257657074], [-0.019305903703311193], [-0.01924715861397542], [-0.019267821761857963]], [[-0.019491510838396307], [-0.01946188956727095], [-0.019450618411460716], [-0.019391132968121325], [-0.019412122655444924]], [[-0.01961514174923363], [-0.019580588050366526], [-0.019568258555327435], [-0.01950835356446541], [-0.019528988298942937]], [[-0.019621042912828943], [-0.019582595969906566], [-0.019569460804656505], [-0.01950906830468417], [-0.01952950382233208]], [[-0.019643197662341308], [-0.019599743642070566], [-0.019585636716793378], [-0.019524801945480355], [-0.019544896296698658]], [[-0.01970001119267832], [-0.019643858057630373], [-0.01962759587193634], [-0.0195666799826318], [-0.019585436464157682]], [[-0.019760339139840155], [-0.019690660692997297], [-0.019672348373101473], [-0.019611390526280165], [-0.01962873362952304]], [[-0.01992836094995462], [-0.019847804527857615], [-0.019827953789851707], [-0.019766846788019057], [-0.019783135101784144]], [[-0.020141069519902036], [-0.020030928025276007], [-0.020007421025536057], [-0.01994683792678706], [-0.019959745812554844]], [[-0.020451048817530404], [-0.020310427989828322], [-0.020283553232885637], [-0.020223553150651635], [-0.020233129017055623]], [[-0.020923245533689516], [-0.02074390027592421], [-0.02071307962037988], [-0.02065380970229136], [-0.020659130497399952]], [[-0.02138344640522094], [-0.021182841607279623], [-0.021149967964345068], [-0.021091141037634625], [-0.02109412674930572]], [[-0.022191353546707537], [-0.021914275051211407], [-0.02187444922108278], [-0.021817475898027267], [-0.021812042205149845]], [[-0.023465499106890747], [-0.023124263197830675], [-0.023078879613360193], [-0.023023458629955668], [-0.023010974480148022]], [[-0.024325508984271077], [-0.023912378706697185], [-0.02386093125345856], [-0.023807239021930104], [-0.023786902015254185]], [[-0.023441968370474048], [-0.022875750366934594], [-0.022811688977583067], [-0.022761597321755644], [-0.022724782721895653]], [[-0.02191767083314411], [-0.021169694822260752], [-0.02109093576986349], [-0.021045100199212158], [-0.020988777189965623]], [[-0.020066595779626863], [-0.01912918417461648], [-0.01903526534021162], [-0.01899386827278303], [-0.018917215508837598]], [[-0.019950214860987324], [-0.01918460393748493], [-0.01910821847832668], [-0.01907546814878852], [-0.01901246347517427]], [[-0.018997616868311487], [-0.018519110041122527], [-0.018471369129148665], [-0.018450900173187276], [-0.018411522252178417]], [[-0.01701332248497367], [-0.01681414664670479], [-0.016794289760965322], [-0.016785776921794004], [-0.01676940140239251]], [[-0.016086479919567714], [-0.016100750349963847], [-0.016102166976284693], [-0.016102753872058687], [-0.016103878234435307]], [[-0.015045474827221739], [-0.015045474827221739], [-0.015045474827221739], [-0.015045474827221739], [-0.0 | 4D array with the moment coefficients of the airfoils. Dimension 0 is along the blade span for n_span stations, dimension 1 is along the angles of attack, dimension 2 is along the Reynolds number, dimension 3 is along the number of tabs, which may describe multiple sets at the same station, for example in presence of a flap.
af_3d.r_blade | intermediate | m | [3.0, 6.448147165807186, 9.896294331614373, 13.34444149742156, 16.792588663228745, 20.240735829035934, 23.68888299484312, 27.13703016065031, 30.58517732645749, 34.03332449226468, 37.48147165807187, 40.929618823879046, 44.37776598968624, 47.825913155493424, 51.2740603213006, 54.722207487107795, 58.17035465291498, 61.618501818722166, 65.06664898452937, 68.51479615033654, 72.99738746588586, 75.41109048195092, 78.8592376477581, 82.30738481356529, 85.75553197937248, 89.20367914517963, 92.65182631098685, 96.09997347679402, 99.5481206426012, 102.9962678084084] | 1D array of the dimensional spanwise grid defined along the rotor (hub radius to blade tip projected on the plane)
af_3d.rotor_radius | intermediate | m | 102.9963 | Scalar of the rotor radius, defined ignoring prebend and sweep curvatures, and cone and uptilt angles.
af_3d.r_thick | intermediate |  | [1.0, 0.9904761955070918, 0.9058355221451091, 0.7692063747146259, 0.6243318537689522, 0.5149550598613979, 0.4565247668788405, 0.4089803671230991, 0.37373472220540643, 0.3529975776954834, 0.3385438805507016, 0.3271695421630018, 0.3178133888750906, 0.30941424702967435, 0.30091105322857653, 0.2925054880595256, 0.2849006144977736, 0.2778530148241121, 0.271119271319333, 0.264455966264228, 0.2554986747356164, 0.25036700062620737, 0.2424545046048751, 0.23345852449310675, 0.2235312610322791, 0.21373557166468143, 0.2047799151588242, 0.19617537435258997, 0.18790426085675252, 0.18] | 1D array of the relative thicknesses of the blade defined along span.
af_3d.chord | intermediate | m | [4.5, 4.569836811677395, 4.6252818893763585, 4.667995817786707, 4.699639181598262, 4.721872565500841, 4.736356554184264, 4.744751732338349, 4.748718684652918, 4.749917995817786, 4.746350277168625, 4.694350910089418, 4.587985743035093, 4.436524130451718, 4.2492354267853685, 4.035388986482111, 3.8042541639880216, 3.5651003137491686, 3.327196790211623, 3.099812947821457, 2.81761793304188, 2.6586234754155402, 2.422139578466035, 2.1751137063147445, 1.9180534126372155, 1.6514662511089901, 1.3758597754056112, 1.091741539202625, 0.7996190961755736, 0.4999999999999999] | 1D array of the chord values defined along blade span.
blade.compute_coord_xy_dim.chord | intermediate | m | [4.5, 4.569836811677395, 4.6252818893763585, 4.667995817786707, 4.699639181598262, 4.721872565500841, 4.736356554184264, 4.744751732338349, 4.748718684652918, 4.749917995817786, 4.746350277168625, 4.694350910089418, 4.587985743035093, 4.436524130451718, 4.2492354267853685, 4.035388986482111, 3.8042541639880216, 3.5651003137491686, 3.327196790211623, 3.099812947821457, 2.81761793304188, 2.6586234754155402, 2.422139578466035, 2.1751137063147445, 1.9180534126372155, 1.6514662511089901, 1.3758597754056112, 1.091741539202625, 0.7996190961755736, 0.4999999999999999] | 1D array of the chord values defined along blade span.
blade.compute_coord_xy_dim.pitch_axis | intermediate |  | [0.5, 0.49816955, 0.48992341, 0.47666778, 0.47368421, 0.47368421, 0.47368421, 0.47368421, 0.47368421, 0.47368421, 0.47368421, 0.46808511, 0.4612069, 0.44196429, 0.43251806, 0.42095775, 0.41010371, 0.40195138, 0.39522149, 0.39116278, 0.3900843600747744, 0.39134099, 0.39523274, 0.40007425, 0.40504215, 0.41113787, 0.41946139, 0.43201533, 0.45321411, 0.49999999999999994] | 1D array of the chordwise position of the pitch axis (0-LE, 1-TE), defined along blade span.
blade.compute_coord_xy_dim.twist | intermediate | rad | [0.3491, 0.3114934045448675, 0.27508930274397464, 0.24036879013276702, 0.20781296224669032, 0.17790291462119023, 0.15111974279171242, 0.12794454229370256, 0.10885840866260629, 0.09434243743386928, 0.08467866412070991, 0.07751109858855132, 0.07174551696809414, 0.0670216091336815, 0.06297906495965645, 0.05925757432036209, 0.055496827090141476, 0.05133651314333774, 0.046416322354293896, 0.040375944597353074, 0.030428901826682387, 0.024154881392254437, 0.014166154833436244, 0.0030579678924415373, -0.009072556686845751, -0.022128296160541808, -0.03601212778476281, -0.05062692881562482, -0.06587557650924403, -0.08166094812173662] | 1D array of the twist values defined along blade span. The twist is defined positive for negative rotations around the z axis (the same as in BeamDyn).
blade.compute_coord_xy_dim.coord_xy_interp | intermediate |  | [[[1.0, -5.228022875725102e-16], [0.9994296839925829, -0.022259740711558177], [0.998063017832965, -0.04445803489546769], [0.9955739142666737, -0.0665618134473914], [0.9920863097495596, -0.08851982053258164], [0.9876861486750572, -0.11027527223126012], [0.9823305251706395, -0.1317843709197388], [0.9760119083356917, -0.15300661763508847], [0.9687874672983805, -0.17388680280547386], [0.9606748602592399, -0.19437934848935778], [0.9516753587636768, -0.2144496858898974], [0.9418276527462444, -0.23405837873056085], [0.9311752953551308, -0.25315297586530683], [0.9197303974311781, -0.2717058715241765], [0.9075245591947199, -0.2896910384273745], [0.8946104080703081, -0.3070575403137143], [0.8810096964994353, -0.3237794960574165], [0.866747905197194, -0.339839087916958], [0.8518902581712055, -0.355200475411866], [0.8364694626214207, -0.3698431374689817], [0.820513485943698, -0.3837614939542973], [0.8040738322175812, -0.39691489811790015], [0.7871915298856534, -0.4092893400643106], [0.7698979191015535, -0.4208940017028426], [0.7522523412351593, -0.4317036404757956], [0.7342913491785575, -0.44170411642042817], [0.7160449249557642, -0.4509162950105447], [0.6975716400331089, -0.4593111923915063], [0.6789061864336874, -0.46689183369931203], [0.6600803126205398, -0.4736931268620854], [0.6411475171372123, -0.4796641292900073], [0.6221376509688521, -0.48484343347152115], [0.6030879981944149, -0.48926892453206955], [0.5840450421189749, -0.49287710440089977], [0.5650308976870032, -0.4957710179013429], [0.5460886027795995, -0.49790677272002765], [0.5272486739168989, -0.4992052309653694], [0.508535950506088, -0.4999001471231513], [0.48999235547038833, -0.49986512233616714], [0.4716321145068305, -0.49915299052333634], [0.4534925037443476, -0.4978655748478763], [0.43559330289767306, -0.49584922139645754], [0.41795606561694243, -0.49322020425743757], [0.40060974844257646, -0.4900340177148858], [0.38356093160600935, -0.48624065438121056], [0.3668432157337161, -0.4819531220757106], [0.35045731632050314, -0.4771070365916879], [0.33443448400863013, -0.4718016171476336], [0.3187741003293152, -0.4659975031053569], [0.3034996231212948, -0.45977183363997315], [0.2886112935656476, -0.45311101277459814], [0.27412438666566624, -0.4460714726760404], [0.26004145552371905, -0.4386539965865653], [0.2463748720159175, -0.4308972880761414], [0.23312344393883352, -0.4228128921543159], [0.22029377781042306, -0.41444216059030164], [0.20788328296533118, -0.4057907314202666], [0.19590295639164576, -0.39689711005990247], [0.18434125306662855, -0.38776302893280623], [0.17321393095416077, -0.37843278185751145], [0.16249917612963843, -0.3689016855353163], [0.15221460277725932, -0.35922081920480586], [0.14233175939897136, -0.3493817949754996], [0.13287211153919, -0.33942867829019185], [0.12380643962975978, -0.3293594524047539], [0.11514762338607656, -0.3192023645100907], [0.10688720880274838, -0.30897183476900875], [0.09900711152156343, -0.2986754406431281], [0.09152340438534401, -0.28834653723959136], [0.08439704281722242, -0.2779791205220024], [0.0776464790199521, -0.26760420577043886], [0.0712479082120208, -0.2572292124527742], [0.06518786629737473, -0.24686109008276283], [0.05948747212742032, -0.23652443301269652], [0.05410024641809, -0.22621390127387142], [0.049037878670187655, -0.21594907486257175], [0.044300349757333976, -0.2057452464738149], [0.039842359734680484, -0.19559765442820762], [0.035689975243613004, -0.1855255033033041], [0.031829235005065896, -0.1755359887530568], [0.028220007205789974, -0.16562693673246215], [0.024892524779269766, -0.15581522149021937], [0.021828668303003517, -0.1461056218157035], [0.018984694713133153, -0.13649533799824295], [0.016392191702033498, -0.1269983005811027], [0.014044634634199048, -0.11762077059006065], [0.011879824984634942, -0.10835684703907963], [0.00993094518736226, -0.09921662146203765], [0.008219407957347494, -0.0902084101294225], [0.0066583862213787865, -0.08132543510984099], [0.005267741928506431, -0.07257222340427001], [0.004095157538529609, -0.06395640173157158], [0.0030987885971364196, -0.055478013021100045], [0.0021966077355110324, -0.04713200469997591], [0.0014626417630186888, -0.03892440526041703], [0.0009644846082979224, -0.030860610171394718], [0.0005993738679828514, -0.022936235945969063], [0.0002900866455990823, -0.015148765877396714], [7.807077883024657e-05, -0.007502222076493378], [0.0, 0.0], [7.804120611659719e-05, 0.007500736220690077], [0.0002898787241920041, 0.015142758486887441], [0.000598775316682048, 0.02292258456141937], [0.0009633263516348351, 0.03083611939777482], [0.0014596682128281925, 0.03888574897117924], [0.002190976364499905, 0.047075815990683056], [0.0030899784195977838, 0.05540088812816734], [0.0040827111247031585, 0.06385488643689734], [0.005248531243836643, 0.07244263446468859], [0.006631282230012606, 0.08116423659691048], [0.008183684298590573, 0.09001209900857182], [0.009883614168490653, 0.09898142028662286], [0.011817640154723611, 0.10807902374749315], [0.01396619932168302, 0.1172968915532844], [0.016295142079104163, 0.1266248185078847], [0.018863193778115264, 0.13606823481979585], [0.02168071375327755, 0.1456217410739376], [0.02471591629586298, 0.15527150565279574], [0.028006440010586352, 0.16501912653915243], [0.031576255891496444, 0.17486145042023293], [0.03539483961687758, 0.18478174850035556], [0.03949498254800754, 0.19478045115068363], [0.04389792827815823, 0.20485282604936875], [0.04857580757377652, 0.21497933573681455], [0.053567991613811754, 0.2251632488767036], [0.058881821148870805, 0.23539257539832661], [0.06450016290273135, 0.24564586185495754], [0.07046920463911448, 0.2559288096954281], [0.07677403099247092, 0.2662200889663396], [0.08341621271683673, 0.2765073937902718], [0.09042901951906561, 0.28678971177956086], [0.0977906533229447, 0.29703436159541413], [0.10553618719874776, 0.30724577033016703], [0.11365876004177941, 0.31739779819794195], [0.12216148331893956, 0.32747251411893785], [0.1310674986027348, 0.3374671550918847], [0.14035464992188373, 0.3473464005305412], [0.15005511078613856, 0.35711729389225577], [0.16014896266156226, 0.36673682914626515], [0.17065818789963985, 0.3762090161783657], [0.181574957422924, 0.3854954202777727], [0.19290757140963555, 0.39458324766597075], [0.20465763457781186, 0.4034522528592034], [0.21681735306942437, 0.4120736546751029], [0.22939648396347811, 0.4204412604055216], [0.24237780069407988, 0.4285157291249229], [0.25577362426833844, 0.43629701405132887], [0.2695667856328992, 0.4437307842367116], [0.2837657972261352, 0.4508257189736273], [0.29834798288780395, 0.457529313046837], [0.3133189787852679, 0.46384827499917675], [0.3286584618928104, 0.4697270339484696], [0.3443649416455463, 0.4751660894880115], [0.3604197737256814, 0.480124895665173], [0.37681123376695697, 0.48458015694873546], [0.3935252510207292, 0.48853802379954264], [0.41053864255357086, 0.49191628687198], [0.4278432324908231, 0.4947936897726825], [0.4454066634681981, 0.49700186546594965], [0.46322225410302975, 0.4986945279258362], [0.4812515456557157, 0.4995759574617022], [0.49948102667173666, 0.49999959595885196], [0.5178795830856975, 0.49960989996393285], [0.53641763136701, 0.49871925440459125], [0.5550757049095608, 0.4969470954598008], [0.5738084272426077, 0.494546807361687], [0.5925967311050585, 0.49134249558479953], [0.6114013775535108, 0.48742771367820337], [0.6301864306052414, 0.48276379079159115], [0.648926781663159, 0.4772994360273941], [0.6675702064249728, 0.4710909063826163], [0.6860884295909518, 0.46408556444857973], [0.7044453890439168, 0.45628515353038346], [0.722592093722966, 0.4477211541323308], [0.7405018004535244, 0.43835712852367326], [0.7581254571228347, 0.4282123442390851], [0.7754210143761534, 0.4173028842750689], [0.7923623735876, 0.40561397611120953], [0.8088945461516955, 0.3931735469910263], [0.8249746330148909, 0.37999039194943635], [0.840576952273409, 0.36606263907410247], [0.8556527588088183, 0.3514331465234179], [0.8701628988827119, 0.3361178636958033], [0.8840850330712717, 0.32012561483558377], [0.8973612142623708, 0.3034905059583089], [0.9099546800766618, 0.28624096866093407], [0.9218514714025469, 0.26839650792968384], [0.9330128366584267, 0.2500014055184513], [0.9433892789690503, 0.23108884233257734], [0.9529731538505595, 0.2116848082416565], [0.9617431308270605, 0.19183234032607036], [0.9696406906754642, 0.17157715881862903], [0.976664215898664, 0.15095167052848085], [0.9828150771120139, 0.12999562103203396], [0.9880284400451029, 0.1087652991581767], [0.9923048366037509, 0.08729993375043676], [0.9956935187759139, 0.06563977190440677], [0.9981204893400154, 0.043839458141428], [0.9994430379087047, 0.021949651396883253], [1.0, -5.262717345244639e-16]], [[1.0, -0.0004638118459895953], [0.9984671733845202, -0.022176073806829073], [0.9962010189226616, -0.044351395222738545], [0.9929026769529263, -0.06634546047691313], [0.9886921791534908, -0.08835128540674543], [0.9836417003030666, -0.11016186981181435], [0.9776935270191353, -0.13166614881679514], [0.9708332396137559, -0.15288392077035748], [0.9631054519385788, -0.1737598287607129], [0.954532118302001, -0.1942484639483162], [0.9450948827272965, -0.21431485989644075], [0.9348365135795949, -0.2339197139318746], [0.9237922165624115, -0.2530104348178591], [0.9119678731501509, -0.2715592588317117], [0.8994040293865623, -0.2895255546496477], [0.8861439850623914, -0.30676257525251216], [0.8722139273132252, -0.3233331078794496], [0.8576405013890981, -0.3392208212500267], [0.8424918463138651, -0.35439498446765005], [0.8268017658276134, -0.36883894361410424], [0.8105945479290707, -0.38253690406162383], [0.7939227340691527, -0.3954518514729365], [0.7768322401803981, -0.4075848533740013], [0.7593482453756809, -0.4189206804928453], [0.7415376393986641, -0.4294645249422542], [0.7234312051733087, -0.43917633044306814], [0.705064134628845, -0.4480974501783146], [0.6864948073590625, -0.4562062936146256], [0.6677567468827389, -0.4634961629040646], [0.6488816855296917, -0.4699964056434572], [0.6299233101319794, -0.47568642538005484], [0.6109107600460605, -0.4805696742550079], [0.5918808588686519, -0.48470898820901515], [0.5728785950404724, -0.4880432475178806], [0.5539269984789256, -0.4906676163064863], [0.5350676946300881, -0.49253453011194503], [0.5163311532459858, -0.49357637071225186], [0.49773819674912345, -0.4940322652122179], [0.47933306660787195, -0.49376498314870565], [0.4611285998354018, -0.4928308092881163], [0.44315932912926065, -0.4913347518591997], [0.4254476850733872, -0.4891175241862929], [0.4080096040923348, -0.4863082497256368], [0.3908777222269456, -0.4829469700751172], [0.37405439787754124, -0.4789965744435154], [0.3575737836368038, -0.47456307703290074], [0.34143815925513366, -0.46958203525468334], [0.3256707636257218, -0.46416144069790816], [0.31027963353432836, -0.4582498364766646], [0.29527935033472164, -0.45193415045643265], [0.28067513168210884, -0.4451943605070709], [0.26647890456738466, -0.4380893792040086], [0.25268936761168936, -0.4306246469372193], [0.23932380454759788, -0.42283149436736955], [0.22637249324966888, -0.4147302870857254], [0.21384162583594854, -0.40636054651531306], [0.20172964390601206, -0.3977263749246579], [0.19004270401008846, -0.38886847357967336], [0.17878051391940514, -0.3797791829451586], [0.16794719268130187, -0.37050981375349185], [0.1575156104719489, -0.36105917021098194], [0.14751757926659972, -0.35146658922371105], [0.13791727522783742, -0.3417287941527196], [0.12873263379551803, -0.3318898962587249], [0.11993293273125566, -0.32194856962266255], [0.11152631628830112, -0.31193375629085474], [0.1035129018182118, -0.3018548344067732], [0.09586967710637402, -0.29172118538198283], [0.08861022310916078, -0.2815652950964024], [0.08169699278465405, -0.2713805684570672], [0.07515353791922992, -0.26119428841162695], [0.0689536742727614, -0.2510145000882887], [0.06308392696199935, -0.2408477975730364], [0.0575662813086175, -0.23071713950277656], [0.05235457470435836, -0.2206175141857337], [0.04745787224483998, -0.210568128140777], [0.042876780986014475, -0.20058378207747635], [0.03856735485208224, -0.19065910899054278], [0.03455089898704609, -0.1808132710703352], [0.030813599295340163, -0.17105300680166907], [0.027320880179595934, -0.161375236688796], [0.024102217770986714, -0.15179591407869095], [0.02113765490830785, -0.14231956568402285], [0.01838287969958718, -0.13294369100743667], [0.015870108077630753, -0.12368126864619768], [0.013595936204282798, -0.11453780557129871], [0.011500582795211394, -0.10550742459297964], [0.009614318272012281, -0.09659991246456354], [0.007957053891586519, -0.08782330704853379], [0.0064445289752556685, -0.07917089161949087], [0.005098087130931879, -0.07064680861546084], [0.00396431543475112, -0.062258207100183136], [0.0030004062476149847, -0.05400512757964083], [0.002125683476350713, -0.045882739179928946], [0.001409007077869603, -0.037896849780697024], [0.0009233128284636501, -0.03005224200938579], [0.0005719431369820731, -0.022344335003813873], [0.0002750881655745939, -0.01477069658801215], [7.41662246608336e-05, -0.007334963563321715], [0.0, 0.0], [7.347445324379198e-05, 0.007252611896674817], [0.0002745659257330717, 0.014683235244873173], [0.0005728883741955862, 0.02224903247250814], [0.00092888574053064, 0.029945982797076012], [0.0014135718626495971, 0.03777665537698494], [0.002122126409694201, 0.04574559215698956], [0.002991086641440035, 0.05384759271643007], [0.003950335703883144, 0.062076742716421635], [0.005078543629372844, 0.07043767696000137], [0.006419595456864862, 0.07893061415193242], [0.007924025833754341, 0.087548563081347], [0.009569149536340523, 0.09628715057146045], [0.011440070855323989, 0.1051529476558098], [0.01352107571228472, 0.11413795167113061], [0.015780697958844073, 0.12323244795107474], [0.018272094317778625, 0.13244220060624826], [0.021001590178729122, 0.1417625212927189], [0.023939614041401977, 0.15118003060948984], [0.02712533771965366, 0.16069604484578753], [0.03058370542078846, 0.17030771763782235], [0.034282621134373775, 0.17999938680277952], [0.038250043752213414, 0.18977241343674528], [0.042506169459466475, 0.19962249533533663], [0.04702849014627919, 0.20953041486422877], [0.05185734038696555, 0.2194994442798542], [0.0569971055718374, 0.22951870376683936], [0.06243435872093425, 0.23956671277975136], [0.06821537188347812, 0.24964859552216043], [0.0743257263211002, 0.2597442634918527], [0.08076670668052384, 0.2698418898118907], [0.08757095714437121, 0.27994049711580676], [0.09471580228559101, 0.29000962360221166], [0.10223139417679081, 0.3000553899215217], [0.1101157796798437, 0.3100511882893672], [0.11837331562223306, 0.31997939522976504], [0.12702402951280237, 0.3298390388299363], [0.13604234189662803, 0.33959842844845023], [0.14546864117305108, 0.3492604455213171], [0.15528494465845252, 0.3587829681182552], [0.16551112908835186, 0.3681710582651799], [0.17613934088294245, 0.3773882768662191], [0.18717687765731914, 0.3864235117978308], [0.19862630083322627, 0.39525686713693636], [0.2104861574450254, 0.4038567451745826], [0.22276407416847543, 0.4122190506206185], [0.2354400780902196, 0.4203090489617321], [0.24853083896880593, 0.42812311595611435], [0.26202139615928166, 0.43560738319454445], [0.275922264161973, 0.4427685504481824], [0.2902119763985298, 0.4495554523831977], [0.3048988924919414, 0.4559708561960908], [0.3199612214964364, 0.4619638966216653], [0.33539825377575, 0.46753317300933045], [0.3511959428693748, 0.4726349444795142], [0.3673386940107639, 0.47725206347213606], [0.3838166511021187, 0.48138502078055556], [0.4006080126231038, 0.4849517901466881], [0.4177036587735642, 0.4880306800018812], [0.43507265499822245, 0.49045773635660583], [0.45271021057379146, 0.492376417191462], [0.47057983694609773, 0.49349658001198776], [0.48866904746183576, 0.49415462050041453], [0.5069452861228687, 0.4940125776377233], [0.5253797149747718, 0.4933713024806604], [0.5439536005872413, 0.4918556497537658], [0.5626217226887857, 0.4897172072337827], [0.581366344599658, 0.48677077316982476], [0.6001470362911642, 0.4831253040200702], [0.6189295288327601, 0.4787219228681121], [0.6376880328744812, 0.47352020444549037], [0.6563716919801897, 0.46757844348681354], [0.6749507081188533, 0.46083005314765507], [0.6933911532444501, 0.453291236651978], [0.7116437134755846, 0.44498612009123784], [0.7296816422460073, 0.4358788942802349], [0.7474551985791178, 0.42597909598145167], [0.7649245875788055, 0.41531469067365273], [0.7820616618200305, 0.40386138003606425], [0.798812848987524, 0.39164888166776], [0.8151339357669349, 0.37867995890959544], [0.8310004341502942, 0.36495817685594373], [0.8463690868703138, 0.35053704946112146], [0.8611939760746471, 0.33541049830407976], [0.8754588797550087, 0.3196102269575249], [0.8890984683928713, 0.3031452164959244], [0.9020836386545227, 0.2860633390985634], [0.9143932627540562, 0.2683667571004267], [0.9259908906206432, 0.2500314310413086], [0.9368323126596996, 0.23112446983111865], [0.9469028490122432, 0.2117258711840455], [0.9561823522364571, 0.19187870465591542], [0.9646151024331149, 0.1716287150318257], [0.972199006376436, 0.15100830860478814], [0.9789264086424856, 0.1300570542579335], [0.9847409503350865, 0.10883136825772055], [0.9896477740655049, 0.08737054466842599], [0.9936826075080232, 0.06571457999407904], [0.9967768773419313, 0.04391797850773191], [0.9987746570413105, 0.02221192451065693], [1.0, 0.00030387842938652644]], [[1.0, -0.0038492654100905654], [0.9906314389460237, -0.02124358659915649], [0.980995553124424, -0.04244577814857979], [0.9710008406108143, -0.06310906534007898], [0.9607347862368819, -0.08485651608924341], [0.9501792391917762, -0.10652681256063543], [0.9391845966882083, -0.12758610905981918], [0.9277995368785148, -0.14839146457103897], [0.9159038272676024, -0.16887438898026688], [0.9035141573243257, -0.1890037103413512], [0.8904468618951541, -0.208710153716595], [0.8767805360441657, -0.2279657306584762], [0.8624805867331169, -0.24670559288775049], [0.8475002499100438, -0.26488825755621626], [0.8319554654799055, -0.2824033900682671], [0.8158100483185959, -0.2985340525300442], [0.7991269475008924, -0.31385984705471537], [0.7819419403062059, -0.3283715643196321], [0.7644682065620801, -0.34207141771900273], [0.7466978182593739, -0.3549679404068633], [0.7285739051584692, -0.3669729053145124], [0.7101536021654689, -0.37807327094489135], [0.6915143604167835, -0.3883736003485406], [0.6726384146150914, -0.39768719440107136], [0.6536412557053597, -0.4062305770385771], [0.6345131129076632, -0.4137811572647527], [0.615323229055061, -0.4205214427943107], [0.596126572356429, -0.4264829884701754], [0.5769480723498308, -0.43159065692971227], [0.5578186579572891, -0.4358329197265611], [0.5387913863253592, -0.43940857473661116], [0.5198897638790065, -0.4420677482815376], [0.5011462344316633, -0.44405256903897117], [0.48259385067647853, -0.4453220824349519], [0.4642611970179106, -0.44591203961647646], [0.44617850202456144, -0.445750259131233], [0.4283746969138166, -0.4448547889659564], [0.41084238403684853, -0.4435012838411975], [0.39363953193770973, -0.44147600071340914], [0.37676894327880944, -0.43886041796553904], [0.36024464511130966, -0.43578236543881144], [0.3441059338423623, -0.4320439150892622], [0.32832948285124114, -0.4278700026783168], [0.3129711586135177, -0.42318309006261184], [0.2980041030124043, -0.4180460343231093], [0.28346453492660506, -0.4125097566618625], [0.26936493895716, -0.4065109824384164], [0.2556723177436471, -0.4002248600725336], [0.24245317350983242, -0.39350712426247714], [0.2296601817209233, -0.3865205744767801], [0.21733188517170945, -0.3791956647649773], [0.20545654102184577, -0.37161042362860786], [0.19400623382802176, -0.36380782369123815], [0.18303065934450896, -0.3557608800302213], [0.1724619270321827, -0.347560782845731], [0.16230260093815232, -0.33923308524626017], [0.15255786993540327, -0.330770341418764], [0.14319991949640398, -0.3222315174535497], [0.13430460980079792, -0.31353360600231606], [0.12579565098828285, -0.3047849760015768], [0.11761032140899376, -0.2960136089458755], [0.10987482830100964, -0.28716335343151594], [0.10250435995139098, -0.27827298967604236], [0.09549136892073187, -0.26938727146052477], [0.08879593608379883, -0.26051098276089724], [0.0823928594350354, -0.2516791754983756], [0.07634012755417957, -0.24285989591584695], [0.07058159332805487, -0.2340776567921387], [0.06511243318139044, -0.2253579579426124], [0.059906033680536076, -0.21668948471465066], [0.05501808413281354, -0.2080686181293706], [0.05040703017899897, -0.1995086707196503], [0.0460594727365491, -0.1910133484040329], [0.04200137752342239, -0.18259204908666743], [0.038190520600419914, -0.17424252787596434], [0.03461821539846002, -0.16598095373833968], [0.031289454806718686, -0.1578180939885877], [0.028170498848183758, -0.1497435283648734], [0.025248988962446994, -0.1417761277855701], [0.022512461371877582, -0.1339188430913707], [0.019966251255758776, -0.12616101984850572], [0.017632080973324565, -0.11851094490945735], [0.015477217692402382, -0.11097103228125127], [0.013455210215236183, -0.1035412762154026], [0.011599797126485104, -0.09622671007114368], [0.009928204933218046, -0.08902653939993885], [0.00840056410254185, -0.08193507288052719], [0.0070261998710542, -0.07495955655561092], [0.005813462782772512, -0.06810569259296805], [0.0047001793171034595, -0.06136722973565946], [0.0037165290656212173, -0.05474506019366022], [0.0028990707281673442, -0.04824229266186361], [0.0022008941413638504, -0.041858831832156496], [0.0015542474400432613, -0.0355914811305357], [0.000988580836623855, -0.02944385159682524], [0.0006091360604109956, -0.02341501561864388], [0.00036597639590064723, -0.017497409334086188], [0.000165611320396738, -0.011685487338261911], [4.5666118543716746e-05, -0.0059642851265530004], [0.0, 0.0], [4.014082900951357e-05, 0.005281422899381116], [0.00016279480870046823, 0.010945239440763484], [0.00037851499417319666, 0.01672203449534614], [0.0006622704146375419, 0.022608614969762773], [0.00104709805559685, 0.028608805371302486], [0.0015688518452929335, 0.03472838241824101], [0.0021937433449480677, 0.040964099784372314], [0.0028817466864851644, 0.04731162112973881], [0.0037029097672634987, 0.05377415681354311], [0.0046995106542463486, 0.06035279465462601], [0.005809874442838592, 0.06704518628471319], [0.007008280012794275, 0.07385026468778995], [0.00836584180261431, 0.08077267721902089], [0.009892945439214583, 0.08780525497673816], [0.01157701075089403, 0.09495343785950609], [0.01343100653654625, 0.10222377683574566], [0.01543453764579356, 0.1096088166293537], [0.017575258817925734, 0.11709889762589731], [0.019901009644738878, 0.1246929162173274], [0.022443785806502765, 0.13239065360045627], [0.025163848620985106, 0.14018539077631315], [0.02805406936169285, 0.14808639292104409], [0.031127498442044772, 0.15609292868671448], [0.03440011578315609, 0.16418836221794472], [0.03791771873930052, 0.1723759661436091], [0.04166468499265604, 0.18065416284370714], [0.04565125370520231, 0.18900094869104078], [0.049922589206024506, 0.1974165704509935], [0.05446983389298282, 0.2058913226712703], [0.059291826018414456, 0.21441728945757682], [0.06441601453042958, 0.22299374661286886], [0.06981593053664034, 0.23160874284610145], [0.07548789460725183, 0.2402825353191704], [0.08146424698611672, 0.24898435468193852], [0.08775806636504947, 0.25769896101817813], [0.09436786071299282, 0.2664401621421328], [0.1012467800874717, 0.275206180039123], [0.10849002217751959, 0.28396490640097627], [0.11609447165506347, 0.2926813104590941], [0.12406510998175785, 0.30136887481049046], [0.13239547721678413, 0.3100072752201922], [0.1410865002275745, 0.31859871781531546], [0.15014768536053966, 0.32712556143120763], [0.15962181347198764, 0.3355326175753227], [0.16950261548391105, 0.3438322705678387], [0.1797528846708961, 0.35202649337321773], [0.19041852470159515, 0.36008162371812785], [0.20150073130625645, 0.36794699882477], [0.21302411645911587, 0.37561229569109705], [0.22497702790582438, 0.38303655621411475], [0.2373861191687035, 0.39019032513164387], [0.25022082763435244, 0.3970598343756056], [0.2634861570111782, 0.40362758541791155], [0.27720040533012097, 0.40982444567227433], [0.2913226974307258, 0.41568046514385326], [0.30587260591080706, 0.4211508537147743], [0.3208389075970025, 0.4261554605236767], [0.3362064282008572, 0.4307672026764393], [0.3519555372882918, 0.4348576609716632], [0.3680945114975877, 0.43848863009687317], [0.3846020319378581, 0.441417500753063], [0.4014730231986048, 0.44384580878176005], [0.418666628201559, 0.4455747667228921], [0.43616041174034154, 0.44681230742966915], [0.453941459200437, 0.44723280949710426], [0.47196777613371316, 0.44706813623183483], [0.49023145773982235, 0.4460693792812879], [0.5086858348979305, 0.4444564829983118], [0.5273095594386221, 0.4420242863041082], [0.5460733366040098, 0.43881344160405034], [0.5649381076488049, 0.4348960345284188], [0.5838649319580301, 0.43010682437603664], [0.6028359242041601, 0.4245661871759532], [0.6218018943608895, 0.41824533943083686], [0.6407371995020832, 0.41111455854241086], [0.6595897126062468, 0.403114925242496], [0.6783367399983431, 0.3943585297117821], [0.696937311976513, 0.3847552526306849], [0.7153500342062019, 0.3743477337755536], [0.7335236058593024, 0.3630973652547802], [0.7514427112318648, 0.35104695941282343], [0.7692130233527315, 0.33832286618363333], [0.7866736081435598, 0.32476727221308627], [0.8038038311219764, 0.3105699809571209], [0.8204756376716864, 0.29556698766425793], [0.8367251523607223, 0.27993982928064265], [0.8524710660361113, 0.26357207163912655], [0.8676967796274241, 0.24604959799133103], [0.882402647448648, 0.22764559018296313], [0.8965154283399627, 0.20873659595659286], [0.9100253257802211, 0.18936836958348877], [0.9229002170792276, 0.16958869848734337], [0.9351342843715338, 0.14942992424432947], [0.9466456698095422, 0.12891625384268313], [0.9574484730749383, 0.1081150859641732], [0.9675856886175663, 0.08707152450759312], [0.9769820845192789, 0.06580400971611246], [0.9856138077621519, 0.04435605363602719], [0.9932185198378127, 0.02412630736972231], [1.0, 0.002830484587919512]], [[1.0, -0.006982023820252598], [0.9808347678739969, -0.01901797966962391], [0.9618522559950746, -0.03633209758528676], [0.9431799234064913, -0.053687711825284326], [0.9248624266119182, -0.07287087626535042], [0.9068300243521396, -0.09232697786698986], [0.8888989675852842, -0.11134459500309918], [0.8714451338156342, -0.13026518299085982], [0.8540303907540221, -0.14896463561562434], [0.8365799116076857, -0.16746330024339437], [0.8187151726269655, -0.18555851734726225], [0.8005585880595272, -0.203263972652651], [0.7819906967033577, -0.22046532006342387], [0.7629002588379569, -0.23706675395467622], [0.7434892681716995, -0.2530075051114365], [0.7236219820019522, -0.26744799560364085], [0.7034014716292504, -0.28103549286716833], [0.6828709209459031, -0.29375498158119356], [0.6626594132942717, -0.30562525584483824], [0.6426034368031602, -0.31666850413180225], [0.6224455993938789, -0.3267367507146735], [0.6022379272454653, -0.3358320443904242], [0.58207404530183, -0.34413288877091675], [0.5619028162624872, -0.35131862527265906], [0.5418642928678292, -0.35776344729922754], [0.5219160871804512, -0.3631019385507439], [0.5021464538431742, -0.36761627018078524], [0.48260088561497005, -0.3713834465476635], [0.4632961557796841, -0.3742760349437542], [0.4442602953270343, -0.37624578625589944], [0.42553948148278853, -0.37767971916796633], [0.4071506299461746, -0.3781151196885583], [0.38911893084005383, -0.37794201869316396], [0.3714631729452564, -0.3771474686340873], [0.35421354839623437, -0.37570710174727795], [0.3373863231698063, -0.37353734260789184], [0.32100524297114985, -0.37073588423818893], [0.3050402551234105, -0.3675956196384267], [0.2895519865601909, -0.3638493208412111], [0.27453427484716164, -0.35959896723481494], [0.25998066114719154, -0.3549878783796773], [0.24593824531682978, -0.3497983500724409], [0.23235283018791478, -0.3443388847391759], [0.21929038182931626, -0.33841744528517526], [0.2067020322918878, -0.33220054593001497], [0.19461974541647994, -0.3256767328228881], [0.18306163750974225, -0.3187914179197124], [0.17194972085445812, -0.31178188537942], [0.16138979605462123, -0.3044149612329277], [0.1512863198708931, -0.29692739128831286], [0.1416992487544208, -0.2892017944723992], [0.1325973499451836, -0.2813329510163203], [0.12393285842490266, -0.27340525257581294], [0.11577465145339322, -0.2653292032133031], [0.10801387366334961, -0.2572726944880007], [0.10064783615164011, -0.24924659160244722], [0.0936854971186438, -0.24123285625692584], [0.08707188080966617, -0.2333105955131236], [0.08093451253020931, -0.22531608057924937], [0.07513697956067937, -0.21741969328736546], [0.06959371162551795, -0.20968427527904293], [0.06448923965905638, -0.20194628359372963], [0.05970857977223947, -0.19429284132320468], [0.05522149627392817, -0.18676834047763044], [0.050985125831038675, -0.17938576230036554], [0.04694723901459181, -0.1721870083974209], [0.04320463003862244, -0.16509328077788246], [0.039679396865029457, -0.1581468301659687], [0.03634900713875162, -0.1513643967078719], [0.03319697375496396, -0.14473042427183253], [0.0302927452406545, -0.13820502630969825], [0.027586822670489994, -0.13180744344638265], [0.025066362706665363, -0.1255378921877804], [0.02275364843963458, -0.1193892598490384], [0.02061521368271477, -0.1133628429391083], [0.018630358163189524, -0.10747024959679867], [0.016807552564789774, -0.10171677072310688], [0.0151235191285546, -0.09608665712050225], [0.01353817776520616, -0.0905976189850368], [0.01204118148163914, -0.08524781897017472], [0.010672770056620937, -0.08001786766833646], [0.009440484436401003, -0.07490635839508233], [0.008301775561705159, -0.06991322692855306], [0.007214537000819152, -0.06504135248240071], [0.006204291569485305, -0.06028590382339772], [0.005300603608578719, -0.055638436100884245], [0.0044891552547148324, -0.051093478003863754], [0.0037608645587776865, -0.04665469498761816], [0.0031114948879704236, -0.04232453811065489], [0.002509852137766974, -0.03809736723562504], [0.0019880740051367394, -0.03396987847357642], [0.0015670512483296024, -0.029939924490971038], [0.0012052778087769014, -0.026006903304232762], [0.000856579862332953, -0.022169162796216838], [0.0005086105773252692, -0.01842667793645134], [0.0002754994429219221, -0.014770325346458944], [0.0001573326667396193, -0.011186373649525202], [6.430598539356502e-05, -0.007657723029707693], [1.9293301596626775e-05, -0.004115568793796027], [0.0, 0.0], [9.295274733288345e-06, 0.0029543487771489956], [5.936644961438565e-05, 0.006280106469536732], [0.00018162034936621102, 0.00968888033557104], [0.00036770969101606075, 0.013179140691322108], [0.0006136866710648747, 0.016755616839372958], [0.0008974820526736672, 0.02042453841900087], [0.0012186332038077426, 0.02418528859462175], [0.0015712920218760409, 0.028036174286855096], [0.0020061856693502854, 0.03197894080513214], [0.002558101830692648, 0.03601558916682735], [0.0031658299639152464, 0.0401488347784168], [0.0038041887904869767, 0.04438123681180258], [0.004520966152898694, 0.048715404184728174], [0.005344434024390781, 0.05314721138205051], [0.006277285828421874, 0.05772340230440866], [0.0072967431253652655, 0.06244715589629561], [0.008366244274283976, 0.06728998608197595], [0.00949272877530388, 0.07224718857247366], [0.010724127767605675, 0.07731475200865474], [0.012098798041619717, 0.08249560185820384], [0.013581961688216748, 0.08779434868920691], [0.015134604318136827, 0.09322973629767085], [0.016764733398881997, 0.09880543709832701], [0.01852192089305424, 0.10450822784692348], [0.020452088235371556, 0.11034118538825215], [0.022526013458850764, 0.11631402319395188], [0.024765193023317117, 0.12240533824285948], [0.027208352287488965, 0.12860927003440162], [0.0298578636229339, 0.1349289077621021], [0.032709176428345164, 0.1413615350767055], [0.03578295441913553, 0.14790659496468755], [0.039057421253393856, 0.15457481443799806], [0.042504151738333384, 0.16140232532538623], [0.04618240951729052, 0.16835388152889735], [0.05011218694055444, 0.17541731458557533], [0.054275882785306435, 0.1826231202895812], [0.058618647840629784, 0.19000473470442877], [0.06327020655262171, 0.19748813243716548], [0.06824351772408657, 0.2050474195430617], [0.0735312688771196, 0.2127046954916619], [0.0791332308641262, 0.2204581263496313], [0.08504741155014664, 0.2283238173688102], [0.09128962365659636, 0.23628580637005925], [0.09793713980610144, 0.24426172873312701], [0.10497603117996618, 0.2522801707935244], [0.11236198065510394, 0.26038328397590893], [0.12016006143034333, 0.26850150438664244], [0.12838653521548518, 0.2765884107494485], [0.13707743788988175, 0.2846109394329305], [0.14623329519970152 | 3D array of the non-dimensional x and y airfoil coordinates of the airfoils interpolated along span for n_span stations. The leading edge is place at x=0 and y=0.
blade.compute_coord_xy_dim.ref_axis | intermediate | m | [[0.0, 0.0, 0.0], [0.01458960863306122, 0.0, 3.4481471658071863], [0.05222307680765803, 0.0, 6.8962943316143726], [0.10814189079154829, 0.0, 10.34444149742156], [0.17425050028042421, 0.0, 13.792588663228745], [0.24113677336298817, 0.0, 17.240735829035934], [0.3000855814876169, 0.0, 20.68888299484312], [0.34265121339954685, 0.0, 24.13703016065031], [0.35982107219826126, 0.0, 27.58517732645749], [0.34758647247479363, 0.0, 31.03332449226468], [0.3145081037342804, 0.0, 34.48147165807187], [0.2668581446781227, 0.0, 37.929618823879046], [0.2108704900449745, 0.0, 41.37776598968624], [0.14047729704289402, 0.0, 44.825913155493424], [0.038047053391842355, 0.0, 48.2740603213006], [-0.09075291861109813, 0.0, 51.722207487107795], [-0.23512381066742405, 0.0, 55.17035465291498], [-0.3941373321774326, 0.0, 58.618501818722166], [-0.585777112144827, 0.0, 62.06664898452936], [-0.8052918056877612, 0.0, 65.51479615033654], [-1.1155553024383709, 0.0, 69.99738746588586], [-1.2912172307106229, 0.0, 72.41109048195092], [-1.5637296993685719, 0.0, 75.8592376477581], [-1.8590358827384128, 0.0, 79.30738481356529], [-2.1706742111500468, 0.0, 82.75553197937248], [-2.4983777867013965, 0.0, 86.20367914517963], [-2.8433553645576635, 0.0, 89.65182631098685], [-3.2095215196586184, 0.0, 93.09997347679402], [-3.5968444286312473, 0.0, 96.5481206426012], [-3.999999999999999, 0.0, 99.9962678084084]] | 2D array of the coordinates (x,y,z) of the blade reference axis, defined along blade span. The coordinate system is the one of BeamDyn: it is placed at blade root with x pointing the suction side of the blade, y pointing the trailing edge and z along the blade span. A standard configuration will have negative x values (prebend), if swept positive y values, and positive z values.
blade.compute_reynolds.chord | intermediate | m | [4.5, 4.569836811677395, 4.6252818893763585, 4.667995817786707, 4.699639181598262, 4.721872565500841, 4.736356554184264, 4.744751732338349, 4.748718684652918, 4.749917995817786, 4.746350277168625, 4.694350910089418, 4.587985743035093, 4.436524130451718, 4.2492354267853685, 4.035388986482111, 3.8042541639880216, 3.5651003137491686, 3.327196790211623, 3.099812947821457, 2.81761793304188, 2.6586234754155402, 2.422139578466035, 2.1751137063147445, 1.9180534126372155, 1.6514662511089901, 1.3758597754056112, 1.091741539202625, 0.7996190961755736, 0.4999999999999999]
blade.compute_reynolds.r_blade | intermediate | m | [3.0, 6.448147165807186, 9.896294331614373, 13.34444149742156, 16.792588663228745, 20.240735829035934, 23.68888299484312, 27.13703016065031, 30.58517732645749, 34.03332449226468, 37.48147165807187, 40.929618823879046, 44.37776598968624, 47.825913155493424, 51.2740603213006, 54.722207487107795, 58.17035465291498, 61.618501818722166, 65.06664898452937, 68.51479615033654, 72.99738746588586, 75.41109048195092, 78.8592376477581, 82.30738481356529, 85.75553197937248, 89.20367914517963, 92.65182631098685, 96.09997347679402, 99.5481206426012, 102.9962678084084] | 1D array of the dimensional spanwise grid defined along the rotor (hub radius to blade tip projected on the plane)
blade.compute_reynolds.rotor_radius | intermediate | m | 102.9963 | Scalar of the rotor radius, defined ignoring prebend and sweep curvatures, and cone and uptilt angles.
blade.high_level_blade_props.blade_ref_axis_user | intermediate | m | [[0.0, 0.0, 0.0], [0.01458960863306122, 0.0, 3.4481471658071863], [0.05222307680765803, 0.0, 6.8962943316143726], [0.10814189079154829, 0.0, 10.34444149742156], [0.17425050028042421, 0.0, 13.792588663228745], [0.24113677336298817, 0.0, 17.240735829035934], [0.3000855814876169, 0.0, 20.68888299484312], [0.34265121339954685, 0.0, 24.137030160650305], [0.35982107219826126, 0.0, 27.58517732645749], [0.34758647247479363, 0.0, 31.03332449226468], [0.3145081037342804, 0.0, 34.48147165807187], [0.2668581446781227, 0.0, 37.929618823879046], [0.2108704900449745, 0.0, 41.37776598968624], [0.14047729704289402, 0.0, 44.825913155493424], [0.038047053391842355, 0.0, 48.2740603213006], [-0.09075291861109813, 0.0, 51.722207487107795], [-0.23512381066742405, 0.0, 55.17035465291498], [-0.3941373321774326, 0.0, 58.618501818722166], [-0.585777112144827, 0.0, 62.06664898452936], [-0.8052918056877612, 0.0, 65.51479615033654], [-1.1155553024383709, 0.0, 69.99738746588586], [-1.2912172307106229, 0.0, 72.41109048195092], [-1.5637296993685719, 0.0, 75.8592376477581], [-1.8590358827384128, 0.0, 79.30738481356529], [-2.1706742111500468, 0.0, 82.75553197937248], [-2.4983777867013965, 0.0, 86.20367914517965], [-2.8433553645576635, 0.0, 89.65182631098685], [-3.2095215196586184, 0.0, 93.09997347679402], [-3.5968444286312473, 0.0, 96.5481206426012], [-3.999999999999999, 0.0, 99.9962678084084]] | 2D array of the coordinates (x,y,z) of the blade reference axis, defined along blade span. The coordinate system is the one of BeamDyn: it is placed at blade root with x pointing the suction side of the blade, y pointing the trailing edge and z along the blade span. A standard configuration will have negative x values (prebend), if swept positive y values, and positive z values.
blade.high_level_blade_props.hub_radius | intermediate | m | 3 | Radius of the hub. It defines the distance of the blade root from the rotor center along the coned line.
blade.high_level_blade_props.chord | intermediate | m | [4.5, 4.569836811677395, 4.6252818893763585, 4.667995817786707, 4.699639181598262, 4.721872565500841, 4.736356554184264, 4.744751732338349, 4.748718684652918, 4.749917995817786, 4.746350277168625, 4.694350910089418, 4.587985743035093, 4.436524130451718, 4.2492354267853685, 4.035388986482111, 3.8042541639880216, 3.5651003137491686, 3.327196790211623, 3.099812947821457, 2.81761793304188, 2.6586234754155402, 2.422139578466035, 2.1751137063147445, 1.9180534126372155, 1.6514662511089901, 1.3758597754056112, 1.091741539202625, 0.7996190961755736, 0.4999999999999999] | 1D array of the chord values defined along blade span.
blade.internal_structure_2d_fem.s | intermediate |  | [0.0, 0.034482758620689655, 0.06896551724137931, 0.10344827586206896, 0.13793103448275862, 0.1724137931034483, 0.20689655172413793, 0.24137931034482757, 0.27586206896551724, 0.3103448275862069, 0.3448275862068966, 0.3793103448275862, 0.41379310344827586, 0.4482758620689655, 0.48275862068965514, 0.5172413793103449, 0.5517241379310345, 0.5862068965517241, 0.6206896551724138, 0.6551724137931034, 0.7, 0.7241379310344828, 0.7586206896551724, 0.7931034482758621, 0.8275862068965517, 0.8620689655172413, 0.896551724137931, 0.9310344827586207, 0.9655172413793103, 1.0] | 1D array of the non-dimensional spanwise grid defined along blade axis (0-blade root, 1-blade tip)
blade.internal_structure_2d_fem.coord_xy_dim | intermediate | m | [[[2.25, -2.352610294076296e-15], [2.247433577966623, -0.1001688332020118], [2.241283580248343, -0.20006115702960459], [2.2300826142000316, -0.2995281605132613], [2.2143883938730182, -0.3983391923966174], [2.1945876690377575, -0.4962387250406705], [2.1704873632678776, -0.5930296691388246], [2.142053587510613, -0.688529779357898], [2.109543602842712, -0.7824906126246324], [2.0730368711665794, -0.8747070682021101], [2.0325391144365454, -0.9650235865045383], [1.9882244373580997, -1.0532627042875238], [1.9402888290980884, -1.1391883913938807], [1.8887867884403016, -1.2226764218587944], [1.8338605163762394, -1.3036096729231852], [1.7757468363163866, -1.3817589314117142], [1.7145436342474587, -1.4570077322583743], [1.650365573387373, -1.529275895626311], [1.5835061617704245, -1.598402139353397], [1.5141125817963934, -1.6642941186104174], [1.4423106867466409, -1.726926722794338], [1.3683322449791155, -1.7861170415305507], [1.2923618844854405, -1.8418020302893978], [1.2145406359569906, -1.8940230076627915], [1.1351355355582167, -1.9426663821410803], [1.0543110713035089, -1.9876685238919267], [0.9722021623009389, -2.029123327547451], [0.88907238014899, -2.0669003657617786], [0.8050778389515932, -2.1010132516469042], [0.7203614067924291, -2.1316190708793843], [0.6351638271174553, -2.158488581805033], [0.5496194293598344, -2.1817954506218453], [0.46389599187486724, -2.2017101603943128], [0.37820268953538705, -2.217946969804049], [0.29263903959151444, -2.230969580556043], [0.20739871250819764, -2.2405804772401243], [0.12261903262604501, -2.2464235393441623], [0.038411777277396086, -2.249550662054181], [-0.045034400383252515, -2.249393050512752], [-0.1276554847192627, -2.2461884573550135], [-0.2092837331504359, -2.240395086815443], [-0.2898301369604712, -2.231321496284059], [-0.36919770472375907, -2.219490919158469], [-0.4472561320084059, -2.205153079716986], [-0.5239758077729579, -2.1880829447154477], [-0.5992055291982776, -2.1687890493406976], [-0.6729420765577359, -2.1469816646625954], [-0.7450448219611644, -2.123107277164351], [-0.8155165485180816, -2.0969887639741063], [-0.8842516959541734, -2.0689732513798793], [-0.9512491789545859, -2.038999557485692], [-1.016440260004502, -2.007321627042182], [-1.0798134501432644, -1.9739429846395438], [-1.1413130759283712, -1.9390377963426364], [-1.200944502275249, -1.9026580146944214], [-1.2586779998530964, -1.8649897226563574], [-1.3145252266560097, -1.8260582913911998], [-1.368436696237594, -1.7860369952695612], [-1.4204643612001717, -1.744933630197628], [-1.4705373107062765, -1.7029475183588014], [-1.518753707416627, -1.6600575849089234], [-1.5650342875023333, -1.6164936864216264], [-1.609507082704629, -1.5722180773897483], [-1.652075498073645, -1.5274290523058633], [-1.692871021666081, -1.4821175358213925], [-1.7318356947626556, -1.4364106402954082], [-1.7690075603876323, -1.3903732564605393], [-1.8044679981529645, -1.3440394828940765], [-1.838144680265952, -1.297559417578161], [-1.8702133073224991, -1.2509060423490108], [-1.9005908444102155, -1.2042189259669749], [-1.9293844130459064, -1.1575314560374839], [-1.9566546016618138, -1.1108749053724327], [-1.9823063754266084, -1.0643599485571342], [-2.0065488911185954, -1.0179625557324214], [-2.0293295459841554, -0.971770836881573], [-2.050648426091997, -0.9258536091321671], [-2.0707093811939377, -0.8801894449269343], [-2.0893951114037415, -0.8348647648648685], [-2.1067684424772035, -0.7899119493887555], [-2.123009967573945, -0.7453212152960796], [-2.137983638493286, -0.7011684967059871], [-2.151770992636484, -0.6574752981706657], [-2.164568873790901, -0.6142290209920933], [-2.1762351373408495, -0.5714923526149621], [-2.1867991441461045, -0.529293467655273], [-2.1965407875691425, -0.48760581167585837], [-2.20531074665687, -0.44647479657916944], [-2.213012664191936, -0.40593784558240126], [-2.2200372620037956, -0.36596445799428445], [-2.2262951613217212, -0.3265750053192151], [-2.231571791076617, -0.2878038077920721], [-2.236055451312886, -0.2496510585949502], [-2.2401152651902003, -0.2120940211498916], [-2.243418112066416, -0.17515982367187663], [-2.2456598192626593, -0.13887274577127623], [-2.2473028175940772, -0.10321306175686078], [-2.248694610094804, -0.06816944644828521], [-2.249648681495264, -0.0337599993442202], [-2.25, 0.0], [-2.2496488145724753, 0.03375331299310535], [-2.248695545741136, 0.06814241319099348], [-2.2473055110749307, 0.10315163052638716], [-2.2456650314176434, 0.1387625372899867], [-2.2434314930422734, 0.17498587037030658], [-2.2401406063597507, 0.21184117195807375], [-2.23609509711181, 0.24930399657675303], [-2.2316277999388356, 0.287346988966038], [-2.2263816094027353, 0.3259918550910986], [-2.2201592299649433, 0.3652390646860972], [-2.2131734206563425, 0.40505444553857317], [-2.205523736241792, 0.44541639128980287], [-2.196820619303744, 0.48635560686371915], [-2.1871521030524264, 0.5278360119897798], [-2.1766718606440314, 0.5698116832854812], [-2.1651156279984813, 0.6123070566890814], [-2.152436788110251, 0.6552978348327192], [-2.1387783766686166, 0.6987217754375808], [-2.1239710199523616, 0.742586069426186], [-2.107906848488266, 0.7868765268910483], [-2.090723221724051, 0.8315178682516], [-2.072272578533966, 0.8765120301780763], [-2.052459322748288, 0.9218377172221593], [-2.0314088659180056, 0.9674070108156655], [-2.008944037737847, 1.0132346199451663], [-1.9850318048300815, 1.0592665892924698], [-1.9597492669377088, 1.105406378347309], [-1.9328885791239847, 1.1516796436294263], [-1.9045168605338807, 1.1979904003485282], [-1.8746270427742346, 1.2442832720562231], [-1.8430694121642046, 1.2905537030080239], [-1.8099420600467488, 1.3366546271793636], [-1.775087157605635, 1.3826059664857517], [-1.7385355798119926, 1.4282900918907389], [-1.700273325064772, 1.4736263135352203], [-1.6601962562876933, 1.5186021979134812], [-1.6184040753515232, 1.5630588023874354], [-1.5747520014623766, 1.607027822515151], [-1.5293296680229698, 1.650315731158193], [-1.4820381544516208, 1.6929405728026456], [-1.432912691596842, 1.7347293912499773], [-1.38191592865664, 1.7756246144968684], [-1.3290406443998468, 1.8155351378664153], [-1.2743219111875903, 1.854331446037963], [-1.2177158221643485, 1.8919856718248471], [-1.1592998968766406, 1.9283207810621532], [-1.099018690792477, 1.9633365632309798], [-1.0369494646519535, 1.996788529065202], [-0.9730539124823916, 2.0287157353813225], [-0.9074340770048822, 2.0588819087107666], [-0.8400645954662945, 2.087317237496295], [-0.7710369214823533, 2.113771652768113], [-0.7003577625950416, 2.138247402696052], [-0.6281110182344337, 2.1605620304932787], [-0.5543494480486937, 2.1806107062693094], [-0.4791363704067185, 2.198421107097942], [-0.4025761085089311, 2.21362329092391], [-0.32470545379129595, 2.2265716039770713], [-0.24567001439310843, 2.2365083945967736], [-0.16549985653636612, 2.244125375666263], [-0.08436804454927932, 2.24809180857766], [-0.002335379977185026, 2.249998181814834], [0.08045812388563867, 2.2482445498376977], [0.16387934115154518, 2.2442366448206608], [0.24784067209302368, 2.2362619295691037], [0.33213792259173475, 2.2254606331275912], [0.4166852899727633, 2.211041230131598], [0.5013061989907984, 2.193424711551915], [0.5858389377235862, 2.17243705856216], [0.6701705174842154, 2.1478474621232735], [0.7540659289123774, 2.1199090787217734], [0.8373979331592833, 2.0883850400186086], [0.9200042506976258, 2.0532831908867255], [1.0016644217533468, 2.0147451935954885], [1.08225810204086, 1.9726070783565297], [1.1615645570527564, 1.926955549075883], [1.2393945646926903, 1.87786297923781], [1.3156306811441998, 1.8252628925004428], [1.3900254576826299, 1.7692809614596183], [1.4623858485670092, 1.7099567637724635], [1.5325962852303405, 1.647281875833461], [1.6004374146396825, 1.5814491593553806], [1.6657330449722036, 1.512530386631115], [1.7283826488207228, 1.440565266760127], [1.7881254641806685, 1.3657072768123901], [1.844796060344978, 1.2880843589742033], [1.898331621311461, 1.2077842856835772], [1.9485577649629202, 1.1250063248330309], [1.9952517553607265, 1.039899790496598], [2.0383791923275174, 0.9525816370874542], [2.0778440887217724, 0.8632455314673166], [2.113383108039589, 0.7720972146838306], [2.144988971543988, 0.6792825173781638], [2.1726678470040626, 0.5849802946441528], [2.196127980202963, 0.48944384621179515], [2.215371764716879, 0.39284970187696544], [2.2306208344916127, 0.29537897356983045], [2.2415422020300695, 0.19727756163642599], [2.2474936705891713, 0.09877343128597464], [2.25, -2.3682228053600873e-15]], [[2.293283263630632, -0.002119544447495299], [2.286278496137294, -0.10134103842092236], [2.2759225400565453, -0.20267863853812357], [2.2608496555057487, -0.30318792757508534], [2.2416083676664016, -0.4037509564107611], [2.218528503499135, -0.503421767909242], [2.1913463222639895, -0.6016928137147846], [2.1599959283402, -0.6986545690499499], [2.124681199749349, -0.7940540618614663], [2.085502464098124, -0.8876837811628048], [2.0423758375683674, -0.9793839360442385], [1.9954967646094248, -1.0689749197029261], [1.9450261295412015, -1.1562163987691567], [1.8909908097419381, -1.240981497560986], [1.8335760940149273, -1.3230845375592755], [1.7729798553378575, -1.4018549088338872], [1.7093217646469256, -1.4775795388215671], [1.6427235863865959, -1.5501837962358096], [1.5734967047763924, -1.619527245894106], [1.5017955973921384, -1.6855337821079366], [1.4277312564245013, -1.7481312260059125], [1.3515437877300145, -1.8071504281070068], [1.273443019627436, -1.8625962668306446], [1.1935440165536633, -1.914399146889149], [1.1121524537216105, -1.962582795390658], [1.0294090040703658, -2.0069641616761285], [0.9454744889735999, -2.0477322230436394], [0.8606156936480632, -2.0847883142790224], [0.7749858151039221, -2.118101827310217], [0.6887298649100978, -2.147806875865532], [0.6020931831280332, -2.173809337517007], [0.5152089318615405, -2.19612498798635], [0.4282453889384359, -2.215040977268462], [0.34140814419121546, -2.2302779981977934], [0.25480244058419976, -2.2422709352953807], [0.16861849961317302, -2.2508024267277946], [0.08299556307258539, -2.255563468254977], [-0.0019712139646924413, -2.257646831723163], [-0.08607965520789673, -2.256425396310224], [-0.1692710976016889, -2.2521563742135955], [-0.2513877323536089, -2.245319635902549], [-0.33232705535546647, -2.2351872672630297], [-0.4120162397476913, -2.2223493414186186], [-0.4903061441494551, -2.206988841937332], [-0.5671859910561519, -2.1889361785593486], [-0.6424997086925285, -2.168675818887845], [-0.7162368789712841, -2.145913270809244], [-0.7882913039428517, -2.121142038262515], [-0.858626256807817, -2.0941269716762085], [-0.9271751031589659, -2.065265317209956], [-0.9939139991634615, -2.0344655769963897], [-1.058788440419261, -2.001996971891376], [-1.121804374015383, -1.9678843635892862], [-1.182882816114464, -1.9322709280965684], [-1.2420681952432333, -1.895249732841882], [-1.2993322144327013, -1.857001384279022], [-1.3546819953184963, -1.817544629105707], [-1.4080894034707492, -1.7770654654651898], [-1.4595557743272622, -1.7355288905315498], [-1.509062284513873, -1.6931693859784427], [-1.5567329128982133, -1.6499814872238396], [-1.602422283944717, -1.6061449575092124], [-1.6462941067443484, -1.561644823129225], [-1.688266419263819, -1.5166826653469128], [-1.728479617119042, -1.4712524249285261], [-1.766896482401708, -1.4254863623027532], [-1.8035164788343507, -1.3794273340548564], [-1.8384447684824292, -1.3331182117047506], [-1.8716192885915728, -1.2867074504223484], [-1.9032116230161082, -1.240164911709043], [-1.933114143935673, -1.1936152741833352], [-1.961446509054685, -1.1470953027682604], [-1.98827029639065, -1.1006351313606872], [-2.013485036611266, -1.0543396771846971], [-2.037301685303072, -1.0081860376267258], [-2.05967881645841, -0.9622619833437255], [-2.0806136559306445, -0.9166351511631279], [-2.1003070301146924, -0.871281014746595], [-2.1186615779792124, -0.8262871421770213], [-2.1357404276866405, -0.7816843272303712], [-2.151701584074618, -0.7374584971136124], [-2.1664103460338424, -0.6936825560190208], [-2.1799579145342443, -0.6503771902847866], [-2.192546787690952, -0.6075309730460492], [-2.204029743948307, -0.5652032143743554], [-2.2144223382912136, -0.5234190802284691], [-2.223997761433462, -0.48215171281027525], [-2.2326176824881383, -0.4414458359853765], [-2.24019111026049, -0.40133818147363653], [-2.247103102301718, -0.36179805493607076], [-2.2532561218066913, -0.3228443866384607], [-2.2584372734399363, -0.28450984663545187], [-2.262842181126425, -0.2467946200327768], [-2.2668395214465606, -0.209676630525032], [-2.2701146156344003, -0.1731824191744377], [-2.2723341590945556, -0.13733384180792904], [-2.273939861245196, -0.1021099646328804], [-2.275296440021263, -0.06749967300201562], [-2.2762146205031244, -0.03351958650397997], [-2.276553548046763, 0.0], [-2.2762177817856113, 0.03314325282623399], [-2.2752988265721155, 0.06709998893654037], [-2.2739355416653817, 0.10167444761707342], [-2.2723086917958435, 0.13684825454793598], [-2.270093755312875, 0.1726331503637966], [-2.266855776660709, 0.20904989101099164], [-2.2628847702057935, 0.2460747114157537], [-2.258501158528674, 0.2836805840145302], [-2.253345432419545, 0.321888689100855], [-2.247217044411905, 0.36070002611980556], [-2.2403420430949894, 0.4000826463786], [-2.232824096239148, 0.4400165651729841], [-2.2242742911239053, 0.4805318110539059], [-2.2147644385232867, 0.5215918131561881], [-2.204438333600475, 0.5631521770399399], [-2.1930530588069366, 0.6052392437499955], [-2.180579708144244, 0.6478315883196674], [-2.167153418543015, 0.6908680690697621], [-2.152595181206308, 0.7343547012272414], [-2.136791005177346, 0.7782784773740802], [-2.119887563986112, 0.8225678238907002], [-2.101757090059627, 0.8672289607641005], [-2.0823072901274955, 0.9122422276223204], [-2.0616410225786885, 0.9575198030125891], [-2.0395739649907227, 1.003076640612809], [-2.0160860768455175, 1.0488630214421817], [-1.9912387172503658, 1.0947807829134533], [-1.9648204304913814, 1.1408533418007292], [-1.9368971078499397, 1.1869888969271014], [-1.9074628787001544, 1.2331334013949737], [-1.8763685644545918, 1.2792823887990834], [-1.843717788114511, 1.3252966536780924], [-1.809372759628562, 1.3712041664055843], [-1.7733424045192552, 1.4168833337490694], [-1.7356068127959752, 1.4622536192992506], [-1.6960744620115624, 1.5073105815733328], [-1.6548622461007498, 1.5519093995115198], [-1.6117855966694639, 1.5960632408061621], [-1.5669266916472795, 1.63957961510968], [-1.520194697596523, 1.6824816550544421], [-1.4716255040952992, 1.7246028399187487], [-1.4211857622335098, 1.7658923891113814], [-1.368863766731777, 1.8062593815106531], [-1.3146661574059617, 1.8455594207430248], [-1.2585580815924302, 1.88377379200081], [-1.2006308122458766, 1.92074376422644], [-1.1408081712900466, 1.9564527752262812], [-1.0791585264309713, 1.9906546551608904], [-1.015633828118004, 2.023380020891144], [-0.9503321751111099, 2.054395055191021], [-0.8832153652974204, 2.0837124036969557], [-0.8143829797430829, 2.1110996204476167], [-0.7438382613700235, 2.1365503046983747], [-0.6716454002105425, 2.159864567767586], [-0.5978756618028751, 2.180964048103964], [-0.5225740869055614, 2.1998509885530706], [-0.4458403049087804, 2.2161505425011865], [-0.36771599181099557, 2.230220566700548], [-0.28834251348166656, 2.241311818174384], [-0.2077417627444254, 2.25007987648337], [-0.12608048633733904, 2.255198837775681], [-0.04341574622833755, 2.2582059754232673], [0.04010368198385242, 2.2575568627205054], [0.12434601355352684, 2.254626339901345], [0.20922563976127523, 2.2477000542762626], [0.2945359113458014, 2.237927720928788], [0.38019577457508, 2.2244629980801323], [0.46602047081568887, 2.20780379896375], [0.55185339664733, 2.1876810656796852], [0.6375766989491862, 2.163910061348008], [0.7229579721072847, 2.136757183392859], [0.8078610439824978, 2.1059181408014047], [0.8921308689411672, 2.0714669796629788], [0.9755420905927646, 2.0335139522784367], [1.0579724814942568, 1.991895416515057], [1.1391947334997272, 1.9466549538210962], [1.2190269904280124, 1.8979203618708689], [1.2973406231400104, 1.8455806013036407], [1.3738908148973206, 1.7897714766976138], [1.4484755180684539, 1.7305056160695527], [1.5209828264531489, 1.6677993113189609], [1.5912150613989802, 1.6018971124842127], [1.6589623858139815, 1.5327712421730422], [1.7241506677675302, 1.4605665805390642], [1.7864813620209716, 1.385324169626989], [1.8458214710885645, 1.3072627774839685], [1.902074444436524, 1.2263922856280158], [1.955073711189389, 1.14260283764895], [2.004617240714399, 1.0562011103136675], [2.0506379484515884, 0.9675526801213173], [2.09304376387968, 0.8768543679135771], [2.131580056152047, 0.7843152198933265], [2.166237259568461, 0.6900833275313012], [2.1969803900908165, 0.5943395141662289], [2.223551896760697, 0.49734159292935015], [2.245975280472375, 0.39926913128207725], [2.2644138108669822, 0.3003049067208613], [2.2785541190592387, 0.20069799487908996], [2.2876836462710832, 0.10150487028699945], [2.293283263630632, 0.0013886748328852585]], [[2.35924801392185, -0.017803937588694755], [2.315915778149377, -0.09825757636247683], [2.271347089970633, -0.19632368895111288], [2.225118727191911, -0.2918972169729366], [2.1776353318208086, -0.39248530706315116], [2.128812951240621, -0.492716536869697], [2.077959630388701, -0.5901217195703786], [2.025300519441459, -0.68635235361846], [1.9702795092168257, -0.7810916529299269], [1.9129737932128374, -0.8741954384667868], [1.8525338683211594, -0.9653432941143226], [1.7893232588682668, -1.054405765413099], [1.7231819623008728, -1.1410829107915692], [1.653893681696355, -1.2251828603832273], [1.5819946717973767, -1.306195285581243], [1.5073175662047453, -1.380804146529344], [1.4301535221339814, -1.4516902663846087], [1.3506680195875953, -1.5188110494337783], [1.269847075361106, -1.5821767332489984], [1.1876540201774133, -1.6418267860730913], [1.1038258131471679, -1.6973531328430393], [1.0186267193168184, -1.748695452958687], [0.9324149720249162, -1.7963373800039968], [0.8451084017635002, -1.8394153779001705], [0.7572411867087132, -1.8789309308874385], [0.6687681342491228, -1.9138544928618515], [0.5800095120064459, -1.9450302134509416], [0.4912195634416879, -1.9726040426982085], [0.4025135946957651, -1.9962284491210434], [0.3140346607515666, -2.015850110405283], [0.22602816586815638, -2.0323885227659257], [0.13860283388721192, -2.0446879500039827], [0.0519087265914227, -2.0538683055069984], [-0.0339012779961935, -2.059740162825749], [-0.1186949689473771, -2.062468881092962], [-0.2023325306112314, -2.061720600744511], [-0.2846801479519459, -2.0575787988065803], [-0.36577203718066614, -2.0513184560658546], [-0.44534007744043286, -2.041950950694036], [-0.5233713056275625, -2.029853143180147], [-0.5998008426763543, -2.0156162825737245], [-0.6744469316264905, -1.9983248958776216], [-0.747417464674357, -1.9790193743954327], [-0.8184540436222691, -1.957341082356923], [-0.8876808948313879, -1.933580751480285], [-0.9549304957779897, -1.9079739066791614], [-1.0201451016629879, -1.8802278849049983], [-1.0834773345799396, -1.851152796971677], [-1.1446196029976565, -1.8200813751918077], [-1.2037907962298382, -1.787766612998797], [-1.2608126429857782, -1.7538868407674784], [-1.315739457212254, -1.7188029623128764], [-1.3687003557036441, -1.6827137381325112], [-1.4194654815877372, -1.6454943553523782], [-1.4683488477456066, -1.6075665943538289], [-1.5153385947365938, -1.5690486454667936], [-1.5604107225604535, -1.529906069707044], [-1.6036938812476385, -1.4904116018641655], [-1.6448371960831194, -1.450181309553375], [-1.6841935291760943, -1.4097164296541012], [-1.722052985837757, -1.3691463844662934], [-1.7578318220155116, -1.3282114579193731], [-1.7919223157892241, -1.287091019451213], [-1.8243593761936907, -1.245992067914878], [-1.855327640435893, -1.2049367305476146], [-1.8849436748957071, -1.1640871323658109], [-1.9129392660454805, -1.1232954782353943], [-1.939574110110929, -1.0826751466683342], [-1.964870517487395, -1.0423440814988043], [-1.9889515828075546, -1.002249949268969], [-2.011559727326821, -0.9623760111813433], [-2.032887151670337, -0.92278384145315], [-2.052995830371924, -0.8834905810023099], [-2.0717656646665636, -0.844539697784682], [-2.0893919521755313, -0.8059208085438532], [-2.1059148707294812, -0.7677086993073577], [-2.121311326808532, -0.7299531719413107], [-2.1357373773173065, -0.692606029797364], [-2.149250184081439, -0.6557545561925058], [-2.161907395585878, -0.6194123995967512], [-2.173684335122509, -0.5835302802505449], [-2.1844805306565727, -0.5481465271825924], [-2.194447380763904, -0.5132723058558707], [-2.2037997353282246, -0.47890758968201674], [-2.212381543884937, -0.44507565936633053], [-2.2201131289828777, -0.41177284036038797], [-2.227178898450476, -0.37897280869903444], [-2.2335357204397828, -0.34670907937235007], [-2.2391449713307874, -0.3150080265136887], [-2.2442942211822885, -0.283840736297544], [-2.24884388087595, -0.2532113354465552], [-2.252624856119495, -0.22313420255091176], [-2.2558541196420236, -0.19360889678372406], [-2.2588450429184666, -0.16462063308914718], [-2.2614614104146877, -0.13618611354428095], [-2.2632164494661233, -0.10830104768037811], [-2.2643411314586097, -0.0809304505039537], [-2.265267876413602, -0.054048672954199566], [-2.26582265678345, -0.027586499978922374], [-2.266033875454508, 0.0], [-2.265848212805066, 0.024428069686645053], [-2.2652809035741415, 0.05062481776025116], [-2.264283136907102, 0.07734412330485123], [-2.2629706880998155, 0.10457121736352698], [-2.2611907517815553, 0.13232378936057848], [-2.25877749342736, 0.1606285582464265], [-2.2558871940911804, 0.18947050884726327], [-2.2527049846957383, 0.21882958436841676], [-2.2489068739699896, 0.24872063362616526], [-2.2442973139364915, 0.279148688089292], [-2.2391615684144965, 0.31010288589254814], [-2.2336186048356526, 0.3415782917860853], [-2.2273394988754887, 0.3735964010975797], [-2.2202762140819208, 0.4061240556359804], [-2.212486937295283, 0.439186416465597], [-2.2039116841649253, 0.4728137836620249], [-2.194644788010522, 0.506971674471724], [-2.1847433491428543, 0.5416154104549991], [-2.1739860959643935, 0.5767398871135281], [-2.162225039434649, 0.6123440924208894], [-2.1496439821608577, 0.6483969491128289], [-2.1362758965125623, 0.6849413112407766], [-2.122060420648928, 0.721973796114376], [-2.1069236429302265, 0.7594174582130253], [-2.090653737683155, 0.7972874343677875], [-2.0733229625314054, 0.8355764276414461], [-2.0548839584645107, 0.8741826650556213], [-2.0351278277291076, 0.9131072879697723], [-2.014095539231956, 0.9523054059311706], [-1.9917924663834818, 0.9917404056972985], [-1.9680916500611079, 1.031408937652683], [-1.943115516353428, 1.0712557237072993], [-1.916881083660435, 1.1113744589451942], [-1.8892387692379402, 1.15162282644843], [-1.8601280804495566, 1.1919303373084835], [-1.829555918359512, 1.2323608565585074], [-1.7977389771582544, 1.2729061603794052], [-1.7642369406987877, 1.3134177387948884], [-1.7290642182516263, 1.3537335646253874], [-1.6921977691523977, 1.3939159986826926], [-1.6536674724483764, 1.4338710356508675], [-1.6134690411164148, 1.4736088794897075], [-1.5715585056246246, 1.513047934839838], [-1.5277379924531127, 1.5519329393661838], [-1.48203649785485, 1.5903211740405763], [-1.4346261134230556, 1.6282217643798107], [-1.3852945217504555, 1.6654790128806893], [-1.3340361922475885, 1.701858589914593], [-1.2807372875957597, 1.737312748687109], [-1.2254517027559793, 1.7716520464262344], [-1.168056157674166, 1.8047402442412654], [-1.1086920130525746, 1.8365136609362651], [-1.04733612532933, 1.8668913608861755], [-0.9839038609533141, 1.8955535863916757], [-0.9185842790639037, 1.9226393271974052], [-0.8512868508789003, 1.9479414163823376], [-0.7820634867387977, 1.9710891336190035], [-0.7109843720051704, 1.99241974107665], [-0.6381403029692466, 2.0113392637487983], [-0.5634929978458781, 2.0281335194845167], [-0.48714106251498557, 2.0416803718869176], [-0.409107972180827, 2.052911981033877], [-0.32958270234757225, 2.0609088988864883], [-0.248669022168971, 2.0666328735049104], [-0.16642666537764997, 2.0685778141018636], [-0.08304986813400936, 2.067816153830348], [0.0014248076320636266, 2.063196621395095], [0.08678150408118204, 2.055736521428003], [0.172921479911977, 2.0444869261069023], [0.2597092386113383, 2.0296358642661243], [0.3469641224720607, 2.0115167522658908], [0.4345060201729283, 1.9893653052836604], [0.5222522070324526, 1.9637382963865093], [0.6099751653128256, 1.9345025937855176], [0.6975562892522037, 1.9015207220851698], [0.7847544766821221, 1.8645201630614214], [0.8714647629584277, 1.8240193653969943], [0.9574976516610982, 1.7796015018351323], [1.0426616823241959, 1.7314637933611505], [1.1267195741565652, 1.6794276675932076], [1.2096004877101045, 1.62369114369277], [1.2917931905313145, 1.5648386257210605], [1.372553317142253, 1.5021401824293499], [1.4517854272453021, 1.436473708304932], [1.528897232142862, 1.3670806351410179], [1.6040558181452147, 1.294800622486866], [1.6768851074996751, 1.2190951294978603], [1.7473083248264054, 1.138048749477637], [1.8153271089274752, 1.0529250254696518], [1.8806026987928095, 0.9654655969280994], [1.9430897827505689, 0.8758820902552394], [2.002639784303553, 0.7843955357564172], [2.0592257941840684, 0.6911555223381783], [2.1124691967721194, 0.5962740141448076], [2.1624352070700517, 0.5000627490784585], [2.2093226865280737, 0.4027303453853602], [2.2527836663176752, 0.3043620943882809], [2.2927078195070445, 0.20515925156692294], [2.32788175654452, 0.11159097253470397], [2.35924801392185, 0.013091789102663023]], [[2.442912614273033, -0.032592057992626294], [2.353449390861939, -0.08877584956055704], [2.2648391048000436, -0.1695980795795371], [2.1776767343682137, -0.25061401426696517], [2.0921707359388253, -0.3401609456451084], [2.0079955576055313, -0.43098194655199457], [1.9242934596093542, -0.5197561038076216], [1.8428190365682835, -0.6080773294045537], [1.7615270887888483, -0.6953662960518552], [1.680068325115376, -0.7817179851689245], [1.5966757982675226, -0.8661863829317223], [1.51192093744143, -0.9488353742492865], [1.4252460982457131, -1.0291311920230704], [1.3361320141303048, -1.1066266159966989], [1.2455215908811186, -1.1810379757288345], [1.1527811821299665, -1.248446124953233], [1.0583919242766817, -1.3118725053535678], [0.9625553995499585, -1.3712470254750226], [0.8682081663609792, -1.4266574160936973], [0.7745869519788424, -1.4782072529120256], [0.6804902512566926, -1.525205785853314], [0.5861609221806932, -1.5676625786932599], [0.4920360055974588, -1.6064108855454975], [0.3978767928021885, -1.6399538734833479], [0.3043370494013041, -1.6700382757497492], [0.21121890868027468, -1.6949583305851186], [0.11893434294268901, -1.7160312117542538], [0.02769571219716711, -1.7336163752797062], [-0.06241868593745007, -1.7471189658152362], [-0.15127800291839055, -1.7563137567024099], [-0.23866668364889337, -1.763007349538925], [-0.3245057657157078, -1.7650397973481105], [-0.4086776617306679, -1.7642317626255548], [-0.4910946657434371, -1.760522806272763], [-0.5716158409966627, -1.7537991796690584], [-0.6501652579785838, -1.7436707530807996], [-0.7266320718367408, -1.7305935571273228], [-0.8011565683410038, -1.715934815108889], [-0.8734557412188703, -1.698447107991307], [-0.9435583566880172, -1.6786064751325354], [-1.011494564573161, -1.65708193164131], [-1.0770445029409115, -1.6328572352068447], [-1.140461163945583, -1.607372473863812], [-1.2014366182535756, -1.57973121925726], [-1.260198981247129, -1.550710759067771], [-1.3165990458508319, -1.5202576267676806], [-1.370552245221011, -1.4881170055955117], [-1.4224226256954717, -1.455396537012787], [-1.4717163104972526, -1.421007765907009], [-1.518879295068003, -1.3860558207201616], [-1.5636317029445195, -1.3499927670935703], [-1.6061193285199566, -1.3132610387497756], [-1.6465651386998765, -1.2762545755848131], [-1.684647614723521, -1.2385556109363782], [-1.7208748929902165, -1.2009478619007046], [-1.7552595252885366, -1.1634820471978151], [-1.7877596947765761, -1.1260739641200717], [-1.8186320280473298, -1.0890928841005871], [-1.8472812375080512, -1.0517745218240289], [-1.8743440971632974, -1.0149142189698905], [-1.9002200487015022, -0.978805320058209], [-1.9240477024929543, -0.9426844072330982], [-1.9463638028508763, -0.9069581707226158], [-1.9673094898550534, -0.8718338322445427], [-1.9870848493650568, -0.8373719881885867], [-2.0059336881369267, -0.8037682350763654], [-2.0234041711843624, -0.7706547442158419], [-2.0398599448954178, -0.7382287418109665], [-2.0554061902092826, -0.7065683707941541], [-2.0701198688623275, -0.67560101520741], [-2.0836767954210207, -0.6451404848107732], [-2.0963080306618034, -0.6152765947608722], [-2.1080735272318356, -0.5860103557063174], [-2.118869267758071, -0.5573085656639617], [-2.1288514722599823, -0.5291772767321689], [-2.138116769524037, -0.5016706756543498], [-2.146625618434005, -0.4748134603342323], [-2.154486679471364, -0.44853211358360984], [-2.161887046325239, -0.4229093065235854], [-2.168875018716172, -0.3979364624282139], [-2.1752627575251684, -0.3735230716240048], [-2.181015061646674, -0.34966256771387655], [-2.1863305499114305, -0.3263546509104587], [-2.191405774966583, -0.3036127613710376], [-2.1961215964149874, -0.2814143469191122], [-2.2003400080370836, -0.2597199870271206], [-2.20412784555927, -0.23850414163821312], [-2.2075275034820376, -0.217783921082316], [-2.2105587583895634, -0.19757076689029113], [-2.2133672242313147, -0.177838350924582], [-2.2158028823722455, -0.15857125064537744], [-2.217768214840214, -0.1397594423087026], [-2.2194569717430324, -0.12140011585774182], [-2.2210846922987035, -0.10348555921657286], [-2.2227090114658377, -0.08601565554305744], [-2.2237971732663118, -0.06894781694461935], [-2.224348775283332, -0.05221794541218307], [-2.2247830234427983, -0.035746219076444465], [-2.22499314246251, -0.019211457917253337], [-2.225083203513674, 0.0], [-2.2250398132100937, 0.013790887736014784], [-2.2248060811751573, 0.02931551073505271], [-2.224235400482408, 0.04522765288548148], [-2.2233667362138516, 0.06152017362911421], [-2.2222185166997117, 0.0782151493306295], [-2.220893761045255, 0.09534165992011999], [-2.2193946288148836, 0.11289682601165887], [-2.217748418927035, 0.13087274431777882], [-2.2157183371994433, 0.14927756193560549], [-2.213141994866528, 0.16812061960587432], [-2.210305122482294, 0.1874145928346591], [-2.20732526614961, 0.2071714278256959], [-2.2039793524195876, 0.22740330299610018], [-2.200135407839381, 0.24809096045843784], [-2.1957808595195494, 0.2694526005453992], [-2.191022037121005, 0.2915030625565824], [-2.186029610230735, 0.31410937360958946], [-2.180771185291172, 0.3372495741031546], [-2.1750230199450806, 0.36090493902961673], [-2.168606064855147, 0.38508912445989285], [-2.161682663155739, 0.4098236525065257], [-2.154434933852755, 0.4351960191308851], [-2.146825498121384, 0.461223367149578], [-2.138622954247521, 0.4878439705137391], [-2.1296129411659552, 0.5150721919219887], [-2.119931866896352, 0.5429533738193134], [-2.109479386054149, 0.5713876069924354], [-2.0980747288268082, 0.600347534649188], [-2.0857068209937726, 0.6298475771320209], [-2.0723969047429116, 0.6598750545339702], [-2.058048521937097, 0.6904273667182339], [-2.042763324449298, 0.7215545873317313], [-2.026674000960562, 0.7534253795999525], [-2.009503909031649, 0.7858752148850516], [-1.9911597244550205, 0.8188472908528408], [-1.9717236096651822, 0.8524839617429237], [-1.9514516005493026, 0.8869413069599463], [-1.9297381439355348, 0.9218737762791958], [-1.9065227481865852, 0.9571604968749683], [-1.88183954791873, 0.9929046289786728], [-1.855689612791983, 1.0290976117971724], [-1.8280822420840048, 1.065814624578702], [-1.7989436220773598, 1.1029811559377962], [-1.7679130444928006, 1.1402127281715881], [-1.735055528997745, 1.177642782174688], [-1.700577947737418, 1.2154680806211113], [-1.6641765392918377, 1.2533638995462861], [-1.6257753940676636, 1.2911135446266975], [-1.585206296730789, 1.3285626749692652], [-1.5424667931002984, 1.3655724830926825], [-1.497376693824528, 1.401833315303378], [-1.4500880552213438, 1.4374702566908646], [-1.4005526472839998, 1.4723072642534818], [-1.3485631794985342, 1.5059004911398373], [-1.29437608699453, 1.538605316005725], [-1.237792465627639, 1.5699799760394741], [-1.1788117484199436, 1.5996767692371334], [-1.117518667807114, 1.6279715383476236], [-1.0539425531739461, 1.6544748372332243], [-0.9879990745461044, 1.679035453907733], [-0.9197106504217304, 1.70084617447716], [-0.8490699712514067, 1.7201171050082382], [-0.7762709948512434, 1.7366719211912236], [-0.70137670076374, 1.7509437457875656], [-0.6244153863153351, 1.7618063446733487], [-0.5455385540622362, 1.7701293031765202], [-0.4647388782384474, 1.7 | 3D array of the dimensional x and y airfoil coordinates of the airfoils interpolated along span for n_span stations. The origin is placed at the pitch axis.
blade.internal_structure_2d_fem.twist | intermediate | rad | [0.3491, 0.3114934045448675, 0.27508930274397464, 0.24036879013276702, 0.20781296224669032, 0.17790291462119023, 0.15111974279171242, 0.12794454229370256, 0.10885840866260629, 0.09434243743386928, 0.08467866412070991, 0.07751109858855132, 0.07174551696809414, 0.0670216091336815, 0.06297906495965645, 0.05925757432036209, 0.055496827090141476, 0.05133651314333774, 0.046416322354293896, 0.040375944597353074, 0.030428901826682387, 0.024154881392254437, 0.014166154833436244, 0.0030579678924415373, -0.009072556686845751, -0.022128296160541808, -0.03601212778476281, -0.05062692881562482, -0.06587557650924403, -0.08166094812173662] | 1D array of the twist values defined along blade span. The twist is defined positive for negative rotations around the z axis (the same as in BeamDyn).
blade.internal_structure_2d_fem.chord | intermediate | m | [4.5, 4.569836811677395, 4.6252818893763585, 4.667995817786707, 4.699639181598262, 4.721872565500841, 4.736356554184264, 4.744751732338349, 4.748718684652918, 4.749917995817786, 4.746350277168625, 4.694350910089418, 4.587985743035093, 4.436524130451718, 4.2492354267853685, 4.035388986482111, 3.8042541639880216, 3.5651003137491686, 3.327196790211623, 3.099812947821457, 2.81761793304188, 2.6586234754155402, 2.422139578466035, 2.1751137063147445, 1.9180534126372155, 1.6514662511089901, 1.3758597754056112, 1.091741539202625, 0.7996190961755736, 0.4999999999999999] | 1D array of the chord values defined along blade span.
blade.internal_structure_2d_fem.pitch_axis | intermediate |  | [0.5, 0.49816955, 0.48992341, 0.47666778, 0.47368421, 0.47368421, 0.47368421, 0.47368421, 0.47368421, 0.47368421, 0.47368421, 0.46808511, 0.4612069, 0.44196429, 0.43251806, 0.42095775, 0.41010371, 0.40195138, 0.39522149, 0.39116278, 0.3900843600747744, 0.39134099, 0.39523274, 0.40007425, 0.40504215, 0.41113787, 0.41946139, 0.43201533, 0.45321411, 0.49999999999999994] | 1D array of the chordwise position of the pitch axis (0-LE, 1-TE), defined along blade span.
blade.interp_airfoils.s | intermediate |  | [0.0, 0.034482758620689655, 0.06896551724137931, 0.10344827586206896, 0.13793103448275862, 0.1724137931034483, 0.20689655172413793, 0.24137931034482757, 0.27586206896551724, 0.3103448275862069, 0.3448275862068966, 0.3793103448275862, 0.41379310344827586, 0.4482758620689655, 0.48275862068965514, 0.5172413793103449, 0.5517241379310345, 0.5862068965517241, 0.6206896551724138, 0.6551724137931034, 0.7, 0.7241379310344828, 0.7586206896551724, 0.7931034482758621, 0.8275862068965517, 0.8620689655172413, 0.896551724137931, 0.9310344827586207, 0.9655172413793103, 1.0] | 1D array of the non-dimensional spanwise grid defined along blade axis (0-blade root, 1-blade tip)
blade.interp_airfoils.pitch_axis | intermediate |  | [0.5, 0.49816955, 0.48992341, 0.47666778, 0.47368421, 0.47368421, 0.47368421, 0.47368421, 0.47368421, 0.47368421, 0.47368421, 0.46808511, 0.4612069, 0.44196429, 0.43251806, 0.42095775, 0.41010371, 0.40195138, 0.39522149, 0.39116278, 0.3900843600747744, 0.39134099, 0.39523274, 0.40007425, 0.40504215, 0.41113787, 0.41946139, 0.43201533, 0.45321411, 0.49999999999999994] | 1D array of the chordwise position of the pitch axis (0-LE, 1-TE), defined along blade span.
blade.interp_airfoils.chord | intermediate | m | [4.5, 4.569836811677395, 4.6252818893763585, 4.667995817786707, 4.699639181598262, 4.721872565500841, 4.736356554184264, 4.744751732338349, 4.748718684652918, 4.749917995817786, 4.746350277168625, 4.694350910089418, 4.587985743035093, 4.436524130451718, 4.2492354267853685, 4.035388986482111, 3.8042541639880216, 3.5651003137491686, 3.327196790211623, 3.099812947821457, 2.81761793304188, 2.6586234754155402, 2.422139578466035, 2.1751137063147445, 1.9180534126372155, 1.6514662511089901, 1.3758597754056112, 1.091741539202625, 0.7996190961755736, 0.4999999999999999] | 1D array of the chord values defined along blade span.
blade.interp_airfoils.r_thick_yaml | intermediate |  | [0.0, 0.0, 0.0, 0.0, 0.0, 0.0, 0.0, 0.0, 0.0, 0.0, 0.0, 0.0, 0.0, 0.0, 0.0, 0.0, 0.0, 0.0, 0.0, 0.0, 0.0, 0.0, 0.0, 0.0, 0.0, 0.0, 0.0, 0.0, 0.0, 0.0] | 1D array of the relative thicknesses of the blade defined along span.
blade.pa.s | intermediate |  | [0.0, 0.034482758620689655, 0.06896551724137931, 0.10344827586206896, 0.13793103448275862, 0.1724137931034483, 0.20689655172413793, 0.24137931034482757, 0.27586206896551724, 0.3103448275862069, 0.3448275862068966, 0.3793103448275862, 0.41379310344827586, 0.4482758620689655, 0.48275862068965514, 0.5172413793103449, 0.5517241379310345, 0.5862068965517241, 0.6206896551724138, 0.6551724137931034, 0.7, 0.7241379310344828, 0.7586206896551724, 0.7931034482758621, 0.8275862068965517, 0.8620689655172413, 0.896551724137931, 0.9310344827586207, 0.9655172413793103, 1.0] | 1D array of the non-dimensional spanwise grid defined along blade axis (0-blade root, 1-blade tip)
blade.ps.s | intermediate |  | [0.0, 0.034482758620689655, 0.06896551724137931, 0.10344827586206896, 0.13793103448275862, 0.1724137931034483, 0.20689655172413793, 0.24137931034482757, 0.27586206896551724, 0.3103448275862069, 0.3448275862068966, 0.3793103448275862, 0.41379310344827586, 0.4482758620689655, 0.48275862068965514, 0.5172413793103449, 0.5517241379310345, 0.5862068965517241, 0.6206896551724138, 0.6551724137931034, 0.7, 0.7241379310344828, 0.7586206896551724, 0.7931034482758621, 0.8275862068965517, 0.8620689655172413, 0.896551724137931, 0.9310344827586207, 0.9655172413793103, 1.0] | 1D array of the non-dimensional spanwise grid defined along blade axis (0-blade root, 1-blade tip)
high_level_tower_props.rotor_diameter | intermediate | m | 205.9925 | Diameter of the rotor used in WISDEM. It is defined as two times the blade length plus the hub diameter.
tower_grid.ref_axis | intermediate | m | [[0.0, 0.0, 0.0], [0.0, 0.0, 13.7], [0.0, 0.0, 27.4], [0.0, 0.0, 41.1], [0.0, 0.0, 54.8], [0.0, 0.0, 68.5], [0.0, 0.0, 82.2], [0.0, 0.0, 95.9], [0.0, 0.0, 109.6], [0.0, 0.0, 123.29999999999998], [0.0, 0.0, 137.0]] | 2D array of the coordinates (x,y,z) of the tower reference axis. The coordinate system is the global coordinate system of OpenFAST: it is placed at tower base with x pointing downwind, y pointing on the side and z pointing vertically upwards. A standard tower configuration will have zero x and y values and positive z values.
drivese.s_drive | output | m | [-4.952794747684045, -3.9527947476840453, -2.9527947476840453, -2.2027947476840453, -1.4527947476840453, 0.09214926944208024, 1.6370932865682057, 1.7370932865682054, 1.9210932865682055, 2.1050932865682057, 3.0610932865682052, 4.017093286568205]
drivese.bedplate_web_height | output | m | 2.015
drivese.s_mb1 | output | m | 2.1051
drivese.s_mb2 | output | m | 1.7371
drivese.mb1_mass | intermediate | kg | 1480.5536
drivese.mb1_I | intermediate | kg*m**2 | [134.02030141105146, 70.60698288392041, 70.60698288392041]
drivese.mb1_max_defl_ang | intermediate | rad | 0.0087266
drivese.mb2_mass | intermediate | kg | 1349.6241
drivese.mb2_I | intermediate | kg*m**2 | [118.75932276225049, 61.522018282783314, 61.522018282783314]
drivese.mb2_max_defl_ang | intermediate | rad | 0.078
drivese.s_gearbox | output | m | 0.092149
drivese.s_generator | output | m | -3.9528
drivese.F_mb1 | output | N | [[1899958.0972742722], [52892.4461122239], [-2252349.3619592637]]
drivese.F_mb2 | output | N | [[-0.0], [-0.0], [-0.0]]
drivese.F_torq | output | N | [[-0.0], [-0.0], [-0.0]]
drivese.F_generator | output | N | [[-19254.748819109445], [-0.0], [-275355.73626364395]]
drivese.M_mb1 | output | N*m | [[-0.0], [-0.0], [-0.0]]
drivese.M_mb2 | output | N*m | [[-0.0], [1371334.2542281465], [1932203.5507703156]]
drivese.M_torq | output | N*m | [[38258038.020546794], [-0.0], [-0.0]]
drivese.M_generator | output | N*m | [[395391.05023301765], [-403771.01534957637], [-0.0]]
drivese.other_mass | output | kg | 83181.4626
drivese.bedplate_E | output | Pa | 200000000000
drivese.bedplate_G | output | Pa | 79300000000
drivese.bedplate_rho | output | kg/m**3 | 7800
drivese.bedplate_Xy | output | Pa | 345000000
drivese.rotor_diameter | intermediate | m | 205.9925
drivese.rated_torque | intermediate | N*m | 6713134.6136
drivese.lss_spring_constant | output | N*m/rad | 362576270.3337
drivese.hss_spring_constant | output | N*m/rad | 35706869.2835
drivese.blades_I | intermediate | kg*m**2 | [204913313.34887153, 102456656.67443576, 102456656.67443576, 0.0, 0.0, 0.0]
drivese.hub_system_I | output | kg*m**2 | [307085.22378035064, 189796.94663742656, 189796.94663742656, 0.0, 0.0, 0.0]
drivese.lss_rpm | output | rpm | [0.1, 0.5095143701193218, 0.9190287402386434, 1.3285431103579652, 1.738057480477287, 2.147571850596609, 2.5570862207159304, 2.9666005908352524, 3.376114960954574, 3.7856293310738955, 4.195143701193217, 4.604658071312539, 5.01417244143186, 5.423686811551182, 5.833201181670504, 6.242715551789826, 6.652229921909147, 7.061744292028469, 7.4712586621477906, 7.880773032267112]
drivese.s_hss | output | m | [-2.9527947476840453, -2.2027947476840453, -1.4527947476840453]
drivese.M_aero_hub | intermediate | N*m | [[38258038.020546794], [7188242.800058642], [2024591.4334303886]]
drivese.generator_mass | output | kg | 19195.7444
drivese.generator_I | output | kg*m**2 | [22908.70057703293, 17852.931745864327, 17852.931745864327]
drivese.brake_mass | output | kg | 8190.0242
drivese.brake_I | output | kg*m**2 | [4344.083520318174, 2172.041760159087, 2172.041760159087]
drivese.hss_E | output | Pa | 200000000000
drivese.hss_G | output | Pa | 79300000000
drivese.hss_rho | output | kg/m**3 | 7800
drivese.hss_Xy | output | Pa | 345000000
drivese.pitch_mass | output | kg | 26094.0132
drivese.pitch_cost | output | USD | 0
drivese.pitch_I | output | kg*m**2 | [234846.11840687424, 117423.05920343712, 117423.05920343712, 0.0, 0.0, 0.0]
drivese.hub_mass | output | kg | 8348.9887
drivese.hub_cost | output | USD | 5844.2921
drivese.hub_cm | output | m | 2.7531
drivese.hub_I | output | kg*m**2 | [50093.932072527605, 50093.932072527605, 50093.932072527605, 0.0, 0.0, 0.0]
drivese.spinner_mass | output | kg | 2362.1518
drivese.spinner_cost | output | kg | 5412.8371
drivese.spinner_cm | output | m | 3
drivese.spinner_I | output | kg*m**2 | [22145.173300948783, 22145.173300948783, 22145.173300948783, 0.0, 0.0, 0.0]
drivese.hub_shell.rho | intermediate | kg/m**3 | 7800
drivese.max_torque | output | N*m | 33821869.4818
drivese.hub_shell.Xy | intermediate | Pa | 345000000
drivese.hub_shell.metal_cost | intermediate | USD/kg | 0.7
drivese.blade_root_diameter | intermediate | m | 4.5
drivese.rated_rpm | intermediate | rpm | 7.8808
drivese.blade_mass | intermediate | kg | 52312.3037
drivese.pitch_system.rho | intermediate | kg/m**3 | 7800
drivese.pitch_system.Xy | intermediate | Pa | 345000000
drivese.pitch_system.BRFM | intermediate | N*m | -48429624.7307
drivese.spinner_gust_ws | intermediate | m/s | 52.5
drivese.spinner.composite_Xt | intermediate | Pa | 46210000
drivese.spinner.composite_rho | intermediate | kg/m**3 | 1940
drivese.spinner.Xy | intermediate | Pa | 345000000
drivese.spinner.metal_rho | intermediate | kg/m**3 | 7800
drivese.spinner.composite_cost | intermediate | USD/kg | 3
drivese.spinner.metal_cost | intermediate | USD/kg | 0.7
drivese.lss_rho | output | kg/m**3 | 7800
drivese.L_gearbox | output | m | 3.0899
drivese.s_lss | output | m | [1.6370932865682057, 1.7370932865682054, 1.9210932865682055, 2.1050932865682057, 4.017093286568205]
drivese.hub_system_mass | output | kg | 36805.1537
drivese.hub_system_cm | output | m | 2.7689
drivese.F_aero_hub | intermediate | N | [[2058769.5869641586], [52892.446112221194], [18760.746927648695]]
drivese.blades_mass | intermediate | kg | 156936.9111
drivese.blades_cm | intermediate | m | 0.88008
drivese.generator_rotor_mass | output | kg | 9597.8722
drivese.generator_rotor_I | output | kg*m**2 | [11454.350288516465, 8926.465872932164, 8926.465872932164]
drivese.gearbox_mass | output | kg | 33565.6731
drivese.gearbox_I | output | kg*m**2 | [25637.214218271194, 39524.03858650141, 39524.03858650141]
drivese.carrier_mass | output | kg | 9666.6667
drivese.carrier_I | output | kg*m**2 | [7383.328902993124, 3691.664451496562, 3691.664451496562]
drivese.lss_E | output | Pa | 200000000000
drivese.lss_G | output | Pa | 79300000000
drivese.lss_Xy | output | Pa | 345000000
drivese.H_bedplate | output | m | 2.165
drivese.L_bedplate | output | m | 11.9407
drivese.R_generator | output | m | 1.5449
drivese.generator_cm | intermediate | m | -3.9528
drivese.rho_fiberglass | intermediate | kg/m**3 | 1940
drivese.rho_castiron | intermediate | kg/m**3 | 7800
drivese.mb1_cm | intermediate | m | 2.1051
drivese.mb2_cm | intermediate | m | 1.7371
drivese.gearbox_cm | intermediate | m | 0.092149
drivese.hss_mass | output | kg | 762.1856
drivese.hss_cm | output | m | -2.2028
drivese.hss_I | output | kg*m**2 | [7.902339923390325, 146.8609631364334, 146.8609631364334]
drivese.brake_cm | output | m | 0.046075
drivese.generator_stator_mass | output | kg | 9597.8722
drivese.generator_stator_I | output | kg*m**2 | [11454.350288516465, 8926.465872932164, 8926.465872932164]
drivese.lss_mass | output | kg | 4854.134
drivese.lss_cm | output | m | 2.8271
drivese.lss_I | output | kg*m**2 | [202.010854984731, 2392.3184902493203, 2392.3184902493203]
drivese.converter_mass | output | kg | 4196.35
drivese.converter_cm | output | m | [0.0, 4.310106977126126, 1.544944017126126]
drivese.converter_I | output | kg*m**2 | [6677.377638378274, 6677.377638378274, 6677.377638378274]
drivese.transformer_mass | output | kg | 11485
drivese.transformer_cm | output | m | [0.0, -4.310106977126126, 1.544944017126126]
drivese.transformer_I | output | kg*m**2 | [18275.33026958535, 18275.33026958535, 18275.33026958535]
drivese.yaw_mass | output | kg | 17718.2266
drivese.yaw_cm | output | m | [0.0, 0.0, 0.0]
drivese.yaw_I | output | kg*m**2 | [0.0, 0.0, 0.0]
drivese.bedplate_mass | output | kg | 37394.9966
drivese.bedplate_cm | output | m | [-1.0296350056973598, 0.0, 1.0575114098092817]
drivese.bedplate_I | output | kg*m**2 | [71577.5317838257, 470530.57919138577, 517356.02376543084, 0.0, 0.0, 0.0]
drivese.hvac_mass | output | kg | 2912.1509
drivese.hvac_cm | output | m | -3.9528
drivese.hvac_I | output | m | [3909.866153813159, 1954.9330769065796, 1954.9330769065796]
drivese.platform_mass | output | kg | 38169.462
drivese.platform_cm | output | m | [0.0, 0.0, 0.0]
drivese.platform_I | output | m | [389136.45327516994, 389136.45327516994, 778262.7280271486]
drivese.cover_mass | output | kg | 8700.2731
drivese.cover_cm | output | m | [-0.5970364994302644, 0.0, 2.040481760209579]
drivese.cover_I | output | m | [216.342162241745, 498.69288471865866, 478.91174990920535]
drivese.constr_height | output | m | 2.165
drivese.L_drive | output | m | 8.9699
drivese.shaft_start | output | m | [0.0, 0.0, 2.1650228196185632]
drivese.nacelle_mass | output | kg | 189974.3982
drivese.nacelle_cm | output | m | [0.11871565242789996, -0.1653636570019899, 1.228826103621001]
drivese.nacelle_I_TT | output | kg*m**2 | [1267985.258809828, 1822473.1002580035, 2116091.2721614866, -35.777810982817755, -63615.2563615595, 48163.86565126492]
drivese.yaw.rho | intermediate | kg/m**3 | 7800
rotorse.rc_in.blade_length | intermediate | m | 70.1228 | blade length
rotorse.rc_in.s | intermediate |  | [0.0, 0.04926108374384237, 0.09852216748768473, 0.1477832512315271, 0.19704433497536947, 0.24630541871921185, 0.2955665024630542, 0.3448275862068966, 0.39408866995073893, 0.44334975369458135, 0.4926108374384237, 0.541871921182266, 0.5911330049261084, 0.6403940886699508, 0.6896551724137931, 0.7389162561576356, 0.7881773399014779, 0.8374384236453202, 0.8866995073891627, 0.935960591133005, 1.0] | blade nondimensional span location
rotorse.rc_in.chord | intermediate | m | [4.5, 4.569836811677395, 4.6252818893763585, 4.667995817786707, 4.699639181598262, 4.721872565500841, 4.736356554184264, 4.744751732338349, 4.748718684652918, 4.749917995817786, 4.746350277168625, 4.694350910089418, 4.587985743035093, 4.436524130451718, 4.2492354267853685, 4.035388986482111, 3.8042541639880216, 3.5651003137491686, 3.327196790211623, 3.099812947821457, 2.81761793304188] | Chord distribution
rotorse.rc_in.coord_xy_interp | intermediate |  | [[[1.0, -5.228022875725102e-16], [0.9994296839925829, -0.022259740711558177], [0.998063017832965, -0.04445803489546769], [0.9955739142666737, -0.0665618134473914], [0.9920863097495596, -0.08851982053258164], [0.9876861486750572, -0.11027527223126012], [0.9823305251706395, -0.1317843709197388], [0.9760119083356917, -0.15300661763508847], [0.9687874672983805, -0.17388680280547386], [0.9606748602592399, -0.19437934848935778], [0.9516753587636768, -0.2144496858898974], [0.9418276527462444, -0.23405837873056085], [0.9311752953551308, -0.25315297586530683], [0.9197303974311781, -0.2717058715241765], [0.9075245591947199, -0.2896910384273745], [0.8946104080703081, -0.3070575403137143], [0.8810096964994353, -0.3237794960574165], [0.866747905197194, -0.339839087916958], [0.8518902581712055, -0.355200475411866], [0.8364694626214207, -0.3698431374689817], [0.820513485943698, -0.3837614939542973], [0.8040738322175812, -0.39691489811790015], [0.7871915298856534, -0.4092893400643106], [0.7698979191015535, -0.4208940017028426], [0.7522523412351593, -0.4317036404757956], [0.7342913491785575, -0.44170411642042817], [0.7160449249557642, -0.4509162950105447], [0.6975716400331089, -0.4593111923915063], [0.6789061864336874, -0.46689183369931203], [0.6600803126205398, -0.4736931268620854], [0.6411475171372123, -0.4796641292900073], [0.6221376509688521, -0.48484343347152115], [0.6030879981944149, -0.48926892453206955], [0.5840450421189749, -0.49287710440089977], [0.5650308976870032, -0.4957710179013429], [0.5460886027795995, -0.49790677272002765], [0.5272486739168989, -0.4992052309653694], [0.508535950506088, -0.4999001471231513], [0.48999235547038833, -0.49986512233616714], [0.4716321145068305, -0.49915299052333634], [0.4534925037443476, -0.4978655748478763], [0.43559330289767306, -0.49584922139645754], [0.41795606561694243, -0.49322020425743757], [0.40060974844257646, -0.4900340177148858], [0.38356093160600935, -0.48624065438121056], [0.3668432157337161, -0.4819531220757106], [0.35045731632050314, -0.4771070365916879], [0.33443448400863013, -0.4718016171476336], [0.3187741003293152, -0.4659975031053569], [0.3034996231212948, -0.45977183363997315], [0.2886112935656476, -0.45311101277459814], [0.27412438666566624, -0.4460714726760404], [0.26004145552371905, -0.4386539965865653], [0.2463748720159175, -0.4308972880761414], [0.23312344393883352, -0.4228128921543159], [0.22029377781042306, -0.41444216059030164], [0.20788328296533118, -0.4057907314202666], [0.19590295639164576, -0.39689711005990247], [0.18434125306662855, -0.38776302893280623], [0.17321393095416077, -0.37843278185751145], [0.16249917612963843, -0.3689016855353163], [0.15221460277725932, -0.35922081920480586], [0.14233175939897136, -0.3493817949754996], [0.13287211153919, -0.33942867829019185], [0.12380643962975978, -0.3293594524047539], [0.11514762338607656, -0.3192023645100907], [0.10688720880274838, -0.30897183476900875], [0.09900711152156343, -0.2986754406431281], [0.09152340438534401, -0.28834653723959136], [0.08439704281722242, -0.2779791205220024], [0.0776464790199521, -0.26760420577043886], [0.0712479082120208, -0.2572292124527742], [0.06518786629737473, -0.24686109008276283], [0.05948747212742032, -0.23652443301269652], [0.05410024641809, -0.22621390127387142], [0.049037878670187655, -0.21594907486257175], [0.044300349757333976, -0.2057452464738149], [0.039842359734680484, -0.19559765442820762], [0.035689975243613004, -0.1855255033033041], [0.031829235005065896, -0.1755359887530568], [0.028220007205789974, -0.16562693673246215], [0.024892524779269766, -0.15581522149021937], [0.021828668303003517, -0.1461056218157035], [0.018984694713133153, -0.13649533799824295], [0.016392191702033498, -0.1269983005811027], [0.014044634634199048, -0.11762077059006065], [0.011879824984634942, -0.10835684703907963], [0.00993094518736226, -0.09921662146203765], [0.008219407957347494, -0.0902084101294225], [0.0066583862213787865, -0.08132543510984099], [0.005267741928506431, -0.07257222340427001], [0.004095157538529609, -0.06395640173157158], [0.0030987885971364196, -0.055478013021100045], [0.0021966077355110324, -0.04713200469997591], [0.0014626417630186888, -0.03892440526041703], [0.0009644846082979224, -0.030860610171394718], [0.0005993738679828514, -0.022936235945969063], [0.0002900866455990823, -0.015148765877396714], [7.807077883024657e-05, -0.007502222076493378], [0.0, 0.0], [7.804120611659719e-05, 0.007500736220690077], [0.0002898787241920041, 0.015142758486887441], [0.000598775316682048, 0.02292258456141937], [0.0009633263516348351, 0.03083611939777482], [0.0014596682128281925, 0.03888574897117924], [0.002190976364499905, 0.047075815990683056], [0.0030899784195977838, 0.05540088812816734], [0.0040827111247031585, 0.06385488643689734], [0.005248531243836643, 0.07244263446468859], [0.006631282230012606, 0.08116423659691048], [0.008183684298590573, 0.09001209900857182], [0.009883614168490653, 0.09898142028662286], [0.011817640154723611, 0.10807902374749315], [0.01396619932168302, 0.1172968915532844], [0.016295142079104163, 0.1266248185078847], [0.018863193778115264, 0.13606823481979585], [0.02168071375327755, 0.1456217410739376], [0.02471591629586298, 0.15527150565279574], [0.028006440010586352, 0.16501912653915243], [0.031576255891496444, 0.17486145042023293], [0.03539483961687758, 0.18478174850035556], [0.03949498254800754, 0.19478045115068363], [0.04389792827815823, 0.20485282604936875], [0.04857580757377652, 0.21497933573681455], [0.053567991613811754, 0.2251632488767036], [0.058881821148870805, 0.23539257539832661], [0.06450016290273135, 0.24564586185495754], [0.07046920463911448, 0.2559288096954281], [0.07677403099247092, 0.2662200889663396], [0.08341621271683673, 0.2765073937902718], [0.09042901951906561, 0.28678971177956086], [0.0977906533229447, 0.29703436159541413], [0.10553618719874776, 0.30724577033016703], [0.11365876004177941, 0.31739779819794195], [0.12216148331893956, 0.32747251411893785], [0.1310674986027348, 0.3374671550918847], [0.14035464992188373, 0.3473464005305412], [0.15005511078613856, 0.35711729389225577], [0.16014896266156226, 0.36673682914626515], [0.17065818789963985, 0.3762090161783657], [0.181574957422924, 0.3854954202777727], [0.19290757140963555, 0.39458324766597075], [0.20465763457781186, 0.4034522528592034], [0.21681735306942437, 0.4120736546751029], [0.22939648396347811, 0.4204412604055216], [0.24237780069407988, 0.4285157291249229], [0.25577362426833844, 0.43629701405132887], [0.2695667856328992, 0.4437307842367116], [0.2837657972261352, 0.4508257189736273], [0.29834798288780395, 0.457529313046837], [0.3133189787852679, 0.46384827499917675], [0.3286584618928104, 0.4697270339484696], [0.3443649416455463, 0.4751660894880115], [0.3604197737256814, 0.480124895665173], [0.37681123376695697, 0.48458015694873546], [0.3935252510207292, 0.48853802379954264], [0.41053864255357086, 0.49191628687198], [0.4278432324908231, 0.4947936897726825], [0.4454066634681981, 0.49700186546594965], [0.46322225410302975, 0.4986945279258362], [0.4812515456557157, 0.4995759574617022], [0.49948102667173666, 0.49999959595885196], [0.5178795830856975, 0.49960989996393285], [0.53641763136701, 0.49871925440459125], [0.5550757049095608, 0.4969470954598008], [0.5738084272426077, 0.494546807361687], [0.5925967311050585, 0.49134249558479953], [0.6114013775535108, 0.48742771367820337], [0.6301864306052414, 0.48276379079159115], [0.648926781663159, 0.4772994360273941], [0.6675702064249728, 0.4710909063826163], [0.6860884295909518, 0.46408556444857973], [0.7044453890439168, 0.45628515353038346], [0.722592093722966, 0.4477211541323308], [0.7405018004535244, 0.43835712852367326], [0.7581254571228347, 0.4282123442390851], [0.7754210143761534, 0.4173028842750689], [0.7923623735876, 0.40561397611120953], [0.8088945461516955, 0.3931735469910263], [0.8249746330148909, 0.37999039194943635], [0.840576952273409, 0.36606263907410247], [0.8556527588088183, 0.3514331465234179], [0.8701628988827119, 0.3361178636958033], [0.8840850330712717, 0.32012561483558377], [0.8973612142623708, 0.3034905059583089], [0.9099546800766618, 0.28624096866093407], [0.9218514714025469, 0.26839650792968384], [0.9330128366584267, 0.2500014055184513], [0.9433892789690503, 0.23108884233257734], [0.9529731538505595, 0.2116848082416565], [0.9617431308270605, 0.19183234032607036], [0.9696406906754642, 0.17157715881862903], [0.976664215898664, 0.15095167052848085], [0.9828150771120139, 0.12999562103203396], [0.9880284400451029, 0.1087652991581767], [0.9923048366037509, 0.08729993375043676], [0.9956935187759139, 0.06563977190440677], [0.9981204893400154, 0.043839458141428], [0.9994430379087047, 0.021949651396883253], [1.0, -5.262717345244639e-16]], [[1.0, -0.0004638118459895953], [0.9984671733845202, -0.022176073806829073], [0.9962010189226616, -0.044351395222738545], [0.9929026769529263, -0.06634546047691313], [0.9886921791534908, -0.08835128540674543], [0.9836417003030666, -0.11016186981181435], [0.9776935270191353, -0.13166614881679514], [0.9708332396137559, -0.15288392077035748], [0.9631054519385788, -0.1737598287607129], [0.954532118302001, -0.1942484639483162], [0.9450948827272965, -0.21431485989644075], [0.9348365135795949, -0.2339197139318746], [0.9237922165624115, -0.2530104348178591], [0.9119678731501509, -0.2715592588317117], [0.8994040293865623, -0.2895255546496477], [0.8861439850623914, -0.30676257525251216], [0.8722139273132252, -0.3233331078794496], [0.8576405013890981, -0.3392208212500267], [0.8424918463138651, -0.35439498446765005], [0.8268017658276134, -0.36883894361410424], [0.8105945479290707, -0.38253690406162383], [0.7939227340691527, -0.3954518514729365], [0.7768322401803981, -0.4075848533740013], [0.7593482453756809, -0.4189206804928453], [0.7415376393986641, -0.4294645249422542], [0.7234312051733087, -0.43917633044306814], [0.705064134628845, -0.4480974501783146], [0.6864948073590625, -0.4562062936146256], [0.6677567468827389, -0.4634961629040646], [0.6488816855296917, -0.4699964056434572], [0.6299233101319794, -0.47568642538005484], [0.6109107600460605, -0.4805696742550079], [0.5918808588686519, -0.48470898820901515], [0.5728785950404724, -0.4880432475178806], [0.5539269984789256, -0.4906676163064863], [0.5350676946300881, -0.49253453011194503], [0.5163311532459858, -0.49357637071225186], [0.49773819674912345, -0.4940322652122179], [0.47933306660787195, -0.49376498314870565], [0.4611285998354018, -0.4928308092881163], [0.44315932912926065, -0.4913347518591997], [0.4254476850733872, -0.4891175241862929], [0.4080096040923348, -0.4863082497256368], [0.3908777222269456, -0.4829469700751172], [0.37405439787754124, -0.4789965744435154], [0.3575737836368038, -0.47456307703290074], [0.34143815925513366, -0.46958203525468334], [0.3256707636257218, -0.46416144069790816], [0.31027963353432836, -0.4582498364766646], [0.29527935033472164, -0.45193415045643265], [0.28067513168210884, -0.4451943605070709], [0.26647890456738466, -0.4380893792040086], [0.25268936761168936, -0.4306246469372193], [0.23932380454759788, -0.42283149436736955], [0.22637249324966888, -0.4147302870857254], [0.21384162583594854, -0.40636054651531306], [0.20172964390601206, -0.3977263749246579], [0.19004270401008846, -0.38886847357967336], [0.17878051391940514, -0.3797791829451586], [0.16794719268130187, -0.37050981375349185], [0.1575156104719489, -0.36105917021098194], [0.14751757926659972, -0.35146658922371105], [0.13791727522783742, -0.3417287941527196], [0.12873263379551803, -0.3318898962587249], [0.11993293273125566, -0.32194856962266255], [0.11152631628830112, -0.31193375629085474], [0.1035129018182118, -0.3018548344067732], [0.09586967710637402, -0.29172118538198283], [0.08861022310916078, -0.2815652950964024], [0.08169699278465405, -0.2713805684570672], [0.07515353791922992, -0.26119428841162695], [0.0689536742727614, -0.2510145000882887], [0.06308392696199935, -0.2408477975730364], [0.0575662813086175, -0.23071713950277656], [0.05235457470435836, -0.2206175141857337], [0.04745787224483998, -0.210568128140777], [0.042876780986014475, -0.20058378207747635], [0.03856735485208224, -0.19065910899054278], [0.03455089898704609, -0.1808132710703352], [0.030813599295340163, -0.17105300680166907], [0.027320880179595934, -0.161375236688796], [0.024102217770986714, -0.15179591407869095], [0.02113765490830785, -0.14231956568402285], [0.01838287969958718, -0.13294369100743667], [0.015870108077630753, -0.12368126864619768], [0.013595936204282798, -0.11453780557129871], [0.011500582795211394, -0.10550742459297964], [0.009614318272012281, -0.09659991246456354], [0.007957053891586519, -0.08782330704853379], [0.0064445289752556685, -0.07917089161949087], [0.005098087130931879, -0.07064680861546084], [0.00396431543475112, -0.062258207100183136], [0.0030004062476149847, -0.05400512757964083], [0.002125683476350713, -0.045882739179928946], [0.001409007077869603, -0.037896849780697024], [0.0009233128284636501, -0.03005224200938579], [0.0005719431369820731, -0.022344335003813873], [0.0002750881655745939, -0.01477069658801215], [7.41662246608336e-05, -0.007334963563321715], [0.0, 0.0], [7.347445324379198e-05, 0.007252611896674817], [0.0002745659257330717, 0.014683235244873173], [0.0005728883741955862, 0.02224903247250814], [0.00092888574053064, 0.029945982797076012], [0.0014135718626495971, 0.03777665537698494], [0.002122126409694201, 0.04574559215698956], [0.002991086641440035, 0.05384759271643007], [0.003950335703883144, 0.062076742716421635], [0.005078543629372844, 0.07043767696000137], [0.006419595456864862, 0.07893061415193242], [0.007924025833754341, 0.087548563081347], [0.009569149536340523, 0.09628715057146045], [0.011440070855323989, 0.1051529476558098], [0.01352107571228472, 0.11413795167113061], [0.015780697958844073, 0.12323244795107474], [0.018272094317778625, 0.13244220060624826], [0.021001590178729122, 0.1417625212927189], [0.023939614041401977, 0.15118003060948984], [0.02712533771965366, 0.16069604484578753], [0.03058370542078846, 0.17030771763782235], [0.034282621134373775, 0.17999938680277952], [0.038250043752213414, 0.18977241343674528], [0.042506169459466475, 0.19962249533533663], [0.04702849014627919, 0.20953041486422877], [0.05185734038696555, 0.2194994442798542], [0.0569971055718374, 0.22951870376683936], [0.06243435872093425, 0.23956671277975136], [0.06821537188347812, 0.24964859552216043], [0.0743257263211002, 0.2597442634918527], [0.08076670668052384, 0.2698418898118907], [0.08757095714437121, 0.27994049711580676], [0.09471580228559101, 0.29000962360221166], [0.10223139417679081, 0.3000553899215217], [0.1101157796798437, 0.3100511882893672], [0.11837331562223306, 0.31997939522976504], [0.12702402951280237, 0.3298390388299363], [0.13604234189662803, 0.33959842844845023], [0.14546864117305108, 0.3492604455213171], [0.15528494465845252, 0.3587829681182552], [0.16551112908835186, 0.3681710582651799], [0.17613934088294245, 0.3773882768662191], [0.18717687765731914, 0.3864235117978308], [0.19862630083322627, 0.39525686713693636], [0.2104861574450254, 0.4038567451745826], [0.22276407416847543, 0.4122190506206185], [0.2354400780902196, 0.4203090489617321], [0.24853083896880593, 0.42812311595611435], [0.26202139615928166, 0.43560738319454445], [0.275922264161973, 0.4427685504481824], [0.2902119763985298, 0.4495554523831977], [0.3048988924919414, 0.4559708561960908], [0.3199612214964364, 0.4619638966216653], [0.33539825377575, 0.46753317300933045], [0.3511959428693748, 0.4726349444795142], [0.3673386940107639, 0.47725206347213606], [0.3838166511021187, 0.48138502078055556], [0.4006080126231038, 0.4849517901466881], [0.4177036587735642, 0.4880306800018812], [0.43507265499822245, 0.49045773635660583], [0.45271021057379146, 0.492376417191462], [0.47057983694609773, 0.49349658001198776], [0.48866904746183576, 0.49415462050041453], [0.5069452861228687, 0.4940125776377233], [0.5253797149747718, 0.4933713024806604], [0.5439536005872413, 0.4918556497537658], [0.5626217226887857, 0.4897172072337827], [0.581366344599658, 0.48677077316982476], [0.6001470362911642, 0.4831253040200702], [0.6189295288327601, 0.4787219228681121], [0.6376880328744812, 0.47352020444549037], [0.6563716919801897, 0.46757844348681354], [0.6749507081188533, 0.46083005314765507], [0.6933911532444501, 0.453291236651978], [0.7116437134755846, 0.44498612009123784], [0.7296816422460073, 0.4358788942802349], [0.7474551985791178, 0.42597909598145167], [0.7649245875788055, 0.41531469067365273], [0.7820616618200305, 0.40386138003606425], [0.798812848987524, 0.39164888166776], [0.8151339357669349, 0.37867995890959544], [0.8310004341502942, 0.36495817685594373], [0.8463690868703138, 0.35053704946112146], [0.8611939760746471, 0.33541049830407976], [0.8754588797550087, 0.3196102269575249], [0.8890984683928713, 0.3031452164959244], [0.9020836386545227, 0.2860633390985634], [0.9143932627540562, 0.2683667571004267], [0.9259908906206432, 0.2500314310413086], [0.9368323126596996, 0.23112446983111865], [0.9469028490122432, 0.2117258711840455], [0.9561823522364571, 0.19187870465591542], [0.9646151024331149, 0.1716287150318257], [0.972199006376436, 0.15100830860478814], [0.9789264086424856, 0.1300570542579335], [0.9847409503350865, 0.10883136825772055], [0.9896477740655049, 0.08737054466842599], [0.9936826075080232, 0.06571457999407904], [0.9967768773419313, 0.04391797850773191], [0.9987746570413105, 0.02221192451065693], [1.0, 0.00030387842938652644]], [[1.0, -0.0038492654100905654], [0.9906314389460237, -0.02124358659915649], [0.980995553124424, -0.04244577814857979], [0.9710008406108143, -0.06310906534007898], [0.9607347862368819, -0.08485651608924341], [0.9501792391917762, -0.10652681256063543], [0.9391845966882083, -0.12758610905981918], [0.9277995368785148, -0.14839146457103897], [0.9159038272676024, -0.16887438898026688], [0.9035141573243257, -0.1890037103413512], [0.8904468618951541, -0.208710153716595], [0.8767805360441657, -0.2279657306584762], [0.8624805867331169, -0.24670559288775049], [0.8475002499100438, -0.26488825755621626], [0.8319554654799055, -0.2824033900682671], [0.8158100483185959, -0.2985340525300442], [0.7991269475008924, -0.31385984705471537], [0.7819419403062059, -0.3283715643196321], [0.7644682065620801, -0.34207141771900273], [0.7466978182593739, -0.3549679404068633], [0.7285739051584692, -0.3669729053145124], [0.7101536021654689, -0.37807327094489135], [0.6915143604167835, -0.3883736003485406], [0.6726384146150914, -0.39768719440107136], [0.6536412557053597, -0.4062305770385771], [0.6345131129076632, -0.4137811572647527], [0.615323229055061, -0.4205214427943107], [0.596126572356429, -0.4264829884701754], [0.5769480723498308, -0.43159065692971227], [0.5578186579572891, -0.4358329197265611], [0.5387913863253592, -0.43940857473661116], [0.5198897638790065, -0.4420677482815376], [0.5011462344316633, -0.44405256903897117], [0.48259385067647853, -0.4453220824349519], [0.4642611970179106, -0.44591203961647646], [0.44617850202456144, -0.445750259131233], [0.4283746969138166, -0.4448547889659564], [0.41084238403684853, -0.4435012838411975], [0.39363953193770973, -0.44147600071340914], [0.37676894327880944, -0.43886041796553904], [0.36024464511130966, -0.43578236543881144], [0.3441059338423623, -0.4320439150892622], [0.32832948285124114, -0.4278700026783168], [0.3129711586135177, -0.42318309006261184], [0.2980041030124043, -0.4180460343231093], [0.28346453492660506, -0.4125097566618625], [0.26936493895716, -0.4065109824384164], [0.2556723177436471, -0.4002248600725336], [0.24245317350983242, -0.39350712426247714], [0.2296601817209233, -0.3865205744767801], [0.21733188517170945, -0.3791956647649773], [0.20545654102184577, -0.37161042362860786], [0.19400623382802176, -0.36380782369123815], [0.18303065934450896, -0.3557608800302213], [0.1724619270321827, -0.347560782845731], [0.16230260093815232, -0.33923308524626017], [0.15255786993540327, -0.330770341418764], [0.14319991949640398, -0.3222315174535497], [0.13430460980079792, -0.31353360600231606], [0.12579565098828285, -0.3047849760015768], [0.11761032140899376, -0.2960136089458755], [0.10987482830100964, -0.28716335343151594], [0.10250435995139098, -0.27827298967604236], [0.09549136892073187, -0.26938727146052477], [0.08879593608379883, -0.26051098276089724], [0.0823928594350354, -0.2516791754983756], [0.07634012755417957, -0.24285989591584695], [0.07058159332805487, -0.2340776567921387], [0.06511243318139044, -0.2253579579426124], [0.059906033680536076, -0.21668948471465066], [0.05501808413281354, -0.2080686181293706], [0.05040703017899897, -0.1995086707196503], [0.0460594727365491, -0.1910133484040329], [0.04200137752342239, -0.18259204908666743], [0.038190520600419914, -0.17424252787596434], [0.03461821539846002, -0.16598095373833968], [0.031289454806718686, -0.1578180939885877], [0.028170498848183758, -0.1497435283648734], [0.025248988962446994, -0.1417761277855701], [0.022512461371877582, -0.1339188430913707], [0.019966251255758776, -0.12616101984850572], [0.017632080973324565, -0.11851094490945735], [0.015477217692402382, -0.11097103228125127], [0.013455210215236183, -0.1035412762154026], [0.011599797126485104, -0.09622671007114368], [0.009928204933218046, -0.08902653939993885], [0.00840056410254185, -0.08193507288052719], [0.0070261998710542, -0.07495955655561092], [0.005813462782772512, -0.06810569259296805], [0.0047001793171034595, -0.06136722973565946], [0.0037165290656212173, -0.05474506019366022], [0.0028990707281673442, -0.04824229266186361], [0.0022008941413638504, -0.041858831832156496], [0.0015542474400432613, -0.0355914811305357], [0.000988580836623855, -0.02944385159682524], [0.0006091360604109956, -0.02341501561864388], [0.00036597639590064723, -0.017497409334086188], [0.000165611320396738, -0.011685487338261911], [4.5666118543716746e-05, -0.0059642851265530004], [0.0, 0.0], [4.014082900951357e-05, 0.005281422899381116], [0.00016279480870046823, 0.010945239440763484], [0.00037851499417319666, 0.01672203449534614], [0.0006622704146375419, 0.022608614969762773], [0.00104709805559685, 0.028608805371302486], [0.0015688518452929335, 0.03472838241824101], [0.0021937433449480677, 0.040964099784372314], [0.0028817466864851644, 0.04731162112973881], [0.0037029097672634987, 0.05377415681354311], [0.0046995106542463486, 0.06035279465462601], [0.005809874442838592, 0.06704518628471319], [0.007008280012794275, 0.07385026468778995], [0.00836584180261431, 0.08077267721902089], [0.009892945439214583, 0.08780525497673816], [0.01157701075089403, 0.09495343785950609], [0.01343100653654625, 0.10222377683574566], [0.01543453764579356, 0.1096088166293537], [0.017575258817925734, 0.11709889762589731], [0.019901009644738878, 0.1246929162173274], [0.022443785806502765, 0.13239065360045627], [0.025163848620985106, 0.14018539077631315], [0.02805406936169285, 0.14808639292104409], [0.031127498442044772, 0.15609292868671448], [0.03440011578315609, 0.16418836221794472], [0.03791771873930052, 0.1723759661436091], [0.04166468499265604, 0.18065416284370714], [0.04565125370520231, 0.18900094869104078], [0.049922589206024506, 0.1974165704509935], [0.05446983389298282, 0.2058913226712703], [0.059291826018414456, 0.21441728945757682], [0.06441601453042958, 0.22299374661286886], [0.06981593053664034, 0.23160874284610145], [0.07548789460725183, 0.2402825353191704], [0.08146424698611672, 0.24898435468193852], [0.08775806636504947, 0.25769896101817813], [0.09436786071299282, 0.2664401621421328], [0.1012467800874717, 0.275206180039123], [0.10849002217751959, 0.28396490640097627], [0.11609447165506347, 0.2926813104590941], [0.12406510998175785, 0.30136887481049046], [0.13239547721678413, 0.3100072752201922], [0.1410865002275745, 0.31859871781531546], [0.15014768536053966, 0.32712556143120763], [0.15962181347198764, 0.3355326175753227], [0.16950261548391105, 0.3438322705678387], [0.1797528846708961, 0.35202649337321773], [0.19041852470159515, 0.36008162371812785], [0.20150073130625645, 0.36794699882477], [0.21302411645911587, 0.37561229569109705], [0.22497702790582438, 0.38303655621411475], [0.2373861191687035, 0.39019032513164387], [0.25022082763435244, 0.3970598343756056], [0.2634861570111782, 0.40362758541791155], [0.27720040533012097, 0.40982444567227433], [0.2913226974307258, 0.41568046514385326], [0.30587260591080706, 0.4211508537147743], [0.3208389075970025, 0.4261554605236767], [0.3362064282008572, 0.4307672026764393], [0.3519555372882918, 0.4348576609716632], [0.3680945114975877, 0.43848863009687317], [0.3846020319378581, 0.441417500753063], [0.4014730231986048, 0.44384580878176005], [0.418666628201559, 0.4455747667228921], [0.43616041174034154, 0.44681230742966915], [0.453941459200437, 0.44723280949710426], [0.47196777613371316, 0.44706813623183483], [0.49023145773982235, 0.4460693792812879], [0.5086858348979305, 0.4444564829983118], [0.5273095594386221, 0.4420242863041082], [0.5460733366040098, 0.43881344160405034], [0.5649381076488049, 0.4348960345284188], [0.5838649319580301, 0.43010682437603664], [0.6028359242041601, 0.4245661871759532], [0.6218018943608895, 0.41824533943083686], [0.6407371995020832, 0.41111455854241086], [0.6595897126062468, 0.403114925242496], [0.6783367399983431, 0.3943585297117821], [0.696937311976513, 0.3847552526306849], [0.7153500342062019, 0.3743477337755536], [0.7335236058593024, 0.3630973652547802], [0.7514427112318648, 0.35104695941282343], [0.7692130233527315, 0.33832286618363333], [0.7866736081435598, 0.32476727221308627], [0.8038038311219764, 0.3105699809571209], [0.8204756376716864, 0.29556698766425793], [0.8367251523607223, 0.27993982928064265], [0.8524710660361113, 0.26357207163912655], [0.8676967796274241, 0.24604959799133103], [0.882402647448648, 0.22764559018296313], [0.8965154283399627, 0.20873659595659286], [0.9100253257802211, 0.18936836958348877], [0.9229002170792276, 0.16958869848734337], [0.9351342843715338, 0.14942992424432947], [0.9466456698095422, 0.12891625384268313], [0.9574484730749383, 0.1081150859641732], [0.9675856886175663, 0.08707152450759312], [0.9769820845192789, 0.06580400971611246], [0.9856138077621519, 0.04435605363602719], [0.9932185198378127, 0.02412630736972231], [1.0, 0.002830484587919512]], [[1.0, -0.006982023820252598], [0.9808347678739969, -0.01901797966962391], [0.9618522559950746, -0.03633209758528676], [0.9431799234064913, -0.053687711825284326], [0.9248624266119182, -0.07287087626535042], [0.9068300243521396, -0.09232697786698986], [0.8888989675852842, -0.11134459500309918], [0.8714451338156342, -0.13026518299085982], [0.8540303907540221, -0.14896463561562434], [0.8365799116076857, -0.16746330024339437], [0.8187151726269655, -0.18555851734726225], [0.8005585880595272, -0.203263972652651], [0.7819906967033577, -0.22046532006342387], [0.7629002588379569, -0.23706675395467622], [0.7434892681716995, -0.2530075051114365], [0.7236219820019522, -0.26744799560364085], [0.7034014716292504, -0.28103549286716833], [0.6828709209459031, -0.29375498158119356], [0.6626594132942717, -0.30562525584483824], [0.6426034368031602, -0.31666850413180225], [0.6224455993938789, -0.3267367507146735], [0.6022379272454653, -0.3358320443904242], [0.58207404530183, -0.34413288877091675], [0.5619028162624872, -0.35131862527265906], [0.5418642928678292, -0.35776344729922754], [0.5219160871804512, -0.3631019385507439], [0.5021464538431742, -0.36761627018078524], [0.48260088561497005, -0.3713834465476635], [0.4632961557796841, -0.3742760349437542], [0.4442602953270343, -0.37624578625589944], [0.42553948148278853, -0.37767971916796633], [0.4071506299461746, -0.3781151196885583], [0.38911893084005383, -0.37794201869316396], [0.3714631729452564, -0.3771474686340873], [0.35421354839623437, -0.37570710174727795], [0.3373863231698063, -0.37353734260789184], [0.32100524297114985, -0.37073588423818893], [0.3050402551234105, -0.3675956196384267], [0.2895519865601909, -0.3638493208412111], [0.27453427484716164, -0.35959896723481494], [0.25998066114719154, -0.3549878783796773], [0.24593824531682978, -0.3497983500724409], [0.23235283018791478, -0.3443388847391759], [0.21929038182931626, -0.33841744528517526], [0.2067020322918878, -0.33220054593001497], [0.19461974541647994, -0.3256767328228881], [0.18306163750974225, -0.3187914179197124], [0.17194972085445812, -0.31178188537942], [0.16138979605462123, -0.3044149612329277], [0.1512863198708931, -0.29692739128831286], [0.1416992487544208, -0.2892017944723992], [0.1325973499451836, -0.2813329510163203], [0.12393285842490266, -0.27340525257581294], [0.11577465145339322, -0.2653292032133031], [0.10801387366334961, -0.2572726944880007], [0.10064783615164011, -0.24924659160244722], [0.0936854971186438, -0.24123285625692584], [0.08707188080966617, -0.2333105955131236], [0.08093451253020931, -0.22531608057924937], [0.07513697956067937, -0.21741969328736546], [0.06959371162551795, -0.20968427527904293], [0.06448923965905638, -0.20194628359372963], [0.05970857977223947, -0.19429284132320468], [0.05522149627392817, -0.18676834047763044], [0.050985125831038675, -0.17938576230036554], [0.04694723901459181, -0.1721870083974209], [0.04320463003862244, -0.16509328077788246], [0.039679396865029457, -0.1581468301659687], [0.03634900713875162, -0.1513643967078719], [0.03319697375496396, -0.14473042427183253], [0.0302927452406545, -0.13820502630969825], [0.027586822670489994, -0.13180744344638265], [0.025066362706665363, -0.1255378921877804], [0.02275364843963458, -0.1193892598490384], [0.02061521368271477, -0.1133628429391083], [0.018630358163189524, -0.10747024959679867], [0.016807552564789774, -0.10171677072310688], [0.0151235191285546, -0.09608665712050225], [0.01353817776520616, -0.0905976189850368], [0.01204118148163914, -0.08524781897017472], [0.010672770056620937, -0.08001786766833646], [0.009440484436401003, -0.07490635839508233], [0.008301775561705159, -0.06991322692855306], [0.007214537000819152, -0.06504135248240071], [0.006204291569485305, -0.06028590382339772], [0.005300603608578719, -0.055638436100884245], [0.0044891552547148324, -0.051093478003863754], [0.0037608645587776865, -0.04665469498761816], [0.0031114948879704236, -0.04232453811065489], [0.002509852137766974, -0.03809736723562504], [0.0019880740051367394, -0.03396987847357642], [0.0015670512483296024, -0.029939924490971038], [0.0012052778087769014, -0.026006903304232762], [0.000856579862332953, -0.022169162796216838], [0.0005086105773252692, -0.01842667793645134], [0.0002754994429219221, -0.014770325346458944], [0.0001573326667396193, -0.011186373649525202], [6.430598539356502e-05, -0.007657723029707693], [1.9293301596626775e-05, -0.004115568793796027], [0.0, 0.0], [9.295274733288345e-06, 0.0029543487771489956], [5.936644961438565e-05, 0.006280106469536732], [0.00018162034936621102, 0.00968888033557104], [0.00036770969101606075, 0.013179140691322108], [0.0006136866710648747, 0.016755616839372958], [0.0008974820526736672, 0.02042453841900087], [0.0012186332038077426, 0.02418528859462175], [0.0015712920218760409, 0.028036174286855096], [0.0020061856693502854, 0.03197894080513214], [0.002558101830692648, 0.03601558916682735], [0.0031658299639152464, 0.0401488347784168], [0.0038041887904869767, 0.04438123681180258], [0.004520966152898694, 0.048715404184728174], [0.005344434024390781, 0.05314721138205051], [0.006277285828421874, 0.05772340230440866], [0.0072967431253652655, 0.06244715589629561], [0.008366244274283976, 0.06728998608197595], [0.00949272877530388, 0.07224718857247366], [0.010724127767605675, 0.07731475200865474], [0.012098798041619717, 0.08249560185820384], [0.013581961688216748, 0.08779434868920691], [0.015134604318136827, 0.09322973629767085], [0.016764733398881997, 0.09880543709832701], [0.01852192089305424, 0.10450822784692348], [0.020452088235371556, 0.11034118538825215], [0.022526013458850764, 0.11631402319395188], [0.024765193023317117, 0.12240533824285948], [0.027208352287488965, 0.12860927003440162], [0.0298578636229339, 0.1349289077621021], [0.032709176428345164, 0.1413615350767055], [0.03578295441913553, 0.14790659496468755], [0.039057421253393856, 0.15457481443799806], [0.042504151738333384, 0.16140232532538623], [0.04618240951729052, 0.16835388152889735], [0.05011218694055444, 0.17541731458557533], [0.054275882785306435, 0.1826231202895812], [0.058618647840629784, 0.19000473470442877], [0.06327020655262171, 0.19748813243716548], [0.06824351772408657, 0.2050474195430617], [0.0735312688771196, 0.2127046954916619], [0.0791332308641262, 0.2204581263496313], [0.08504741155014664, 0.2283238173688102], [0.09128962365659636, 0.23628580637005925], [0.09793713980610144, 0.24426172873312701], [0.10497603117996618, 0.2522801707935244], [0.11236198065510394, 0.26038328397590893], [0.12016006143034333, 0.26850150438664244], [0.12838653521548518, 0.2765884107494485], [0.13707743788988175, 0.2846109394329305], [0.14623329519970152 | 3D array of the non-dimensional x and y airfoil coordinates of the airfoils interpolated along span for n_span stations.
rotorse.rc_in.web_start_nd | intermediate |  | [[0.19443410767975144, 0.20023460757117875, 0.20346479957500643, 0.30413488315073417, 0.31603729775067796, 0.32770278531889674, 0.33485214691580556, 0.340291261212841, 0.3442365804064847, 0.3462073751855843, 0.3474035987114561, 0.3514700224072142, 0.35661221422747347, 0.3679748435189824, 0.37529967926304125, 0.38400002853818316, 0.39261293882605686, 0.40002525050832394, 0.4065893939795302, 0.4112578652362273, 0.414200976019537], [0.19443410767975144, 0.20023460757117875, 0.20346479957500643, 0.2458660520092779, 0.25496389095794403, 0.26384287092064335, 0.2692235739767745, 0.2729814867234528, 0.2751719089558081, 0.2755001414276442, 0.2749897793960374, 0.2766672199506383, 0.27859764735550957, 0.2858968683982217, 0.28835342631114214, 0.2913514533693663, 0.2935327022584897, 0.29395553955485715, 0.2931984119543738, 0.2906728832071752, 0.2846606867861176]] | 2D array of the non-dimensional start point defined along the outer profile of a web. The TE suction side is 0, the TE pressure side is 1. The first dimension represents each web, the second dimension represents each entry along blade span.
rotorse.rc_in.web_end_nd | intermediate |  | [[0.6944435148559402, 0.7007786469384956, 0.7110607507127815, 0.6268687562340564, 0.6322463499829241, 0.634397572345059, 0.6365481398662971, 0.6388313032210091, 0.6405317255227074, 0.642035091251335, 0.6430346942782335, 0.6406079113274985, 0.6367657971140079, 0.6265222545090697, 0.6200792870270592, 0.6121063054189241, 0.6041354560539123, 0.5973261213721843, 0.5913943865538832, 0.5873651821688441, 0.5852708171802156], [0.6944435148559402, 0.7007786469384956, 0.7110607507127815, 0.6847883098187881, 0.6925822687061829, 0.6976273550863874, 0.7019251528603279, 0.7064729592906881, 0.7102250877904401, 0.7134011870011177, 0.7160455250419805, 0.7158722673036214, 0.7151083905373146, 0.7086762973835954, 0.7069555802144785, 0.7044980009855972, 0.7027650481813433, 0.7027955611186811, 0.7040688445209565, 0.7072119182631674, 0.7141795256509537]] | 2D array of the non-dimensional end point defined along the outer profile of a web. The TE suction side is 0, the TE pressure side is 1. The first dimension represents each web, the second dimension represents each entry along blade span.
rotorse.rc_in.layer_thickness | intermediate | m | [[0.001, 0.001, 0.001, 0.001, 0.001, 0.001, 0.001, 0.001, 0.001, 0.001, 0.001, 0.001, 0.001, 0.001, 0.001, 0.001, 0.001, 0.001, 0.001, 0.001, 0.001], [0.041, 0.035425835209311626, 0.029985983652080977, 0.024789966887490536, 0.019947306474722766, 0.015567523972960132, 0.011760140941385113, 0.008634678939180167, 0.006300659525527771, 0.004867604259610386, 0.004387276711806136, 0.0041829191193396825, 0.0040223165002349105, 0.0038954294608578334, 0.003792218607574469, 0.0037026445467508275, 0.003616667884752925, 0.0035242492279467753, 0.0034153491826983923, 0.00327992835537379, 0.0030602703347641963], [0.0, 0.010363863922080815, 0.018021234480601413, 0.025361659590798752, 0.03206819380434953, 0.03782389167293049, 0.042311807748218355, 0.045214996581889856, 0.046216512725621724, 0.04569526776353126, 0.04403017327973565, 0.041600140858352265, 0.038784082083498365, 0.03596090853929123, 0.03350953180984813, 0.0313580742821214, 0.02943465834306337, 0.027667406379626357, 0.025984440778762663, 0.02431388392742465, 0.0220549122718989], [0.0, 0.012478059721382662, 0.01761157401713909, 0.022745088312895515, 0.027664175500095572, 0.03215440847018287, 0.03600136011460119, 0.03899060332479406, 0.04090771099220513, 0.0415382560082781, 0.041101726495636016, 0.03981761057690187, 0.03790539637469875, 0.03558457201164968, 0.033074625610377724, 0.030595045293505926, 0.02815655274214637, 0.02576986963741116, 0.023445717660412414, 0.021194818492262218, 0.018396886548685744], [0.0, 0.0, 0.0, 0.0, 0.0, 0.0, 0.0, 0.0, 0.0, 0.0, 0.0, 0.0, 0.0, 0.0, 0.0, 0.0, 0.0, 0.0, 0.0, 0.001, 0.03442398385140485], [0.0, 0.0, 0.0, 0.0, 0.0, 0.0, 0.0, 0.0, 0.0, 0.0, 0.0, 0.0, 0.0, 0.0, 0.0, 0.0, 0.0, 0.0, 0.0, 0.001, 0.03442398385140485], [0.0, 0.0, 0.006650033728755581, 0.008148123658263425, 0.009646213587771253, 0.011144303517279089, 0.01260256197570184, 0.013981157491954431, 0.015240258594951785, 0.016340033813608823, 0.017240651676840472, 0.01790228071356164, 0.018327608985325365, 0.018519324553684678, 0.018480115480192617, 0.01821266982640221, 0.017719675653866496, 0.0170038210241385, 0.016105782583305264, 0.015066236977453804, 0.013570845372449021], [0.0, 0.0, 0.023343227487567127, 0.02514806479023719, 0.02695290209290725, 0.028757739395577298, 0.03056257669824736, 0.032367414000917416, 0.03399537923059806, 0.03526960031429983, 0.03601320517903334, 0.0360493217518092, 0.03520107795963813, 0.03329160172953063, 0.030593866909944815, 0.02738084734933888, 0.023925516896170944, 0.020500849398899176, 0.017379818705981716, 0.014835398665876708, 0.01223234944423054], [0.0, 0.0, 0.023343227487567127, 0.02514806479023719, 0.02695290209290725, 0.028757739395577298, 0.03056257669824736, 0.032367414000917416, 0.03399537923059806, 0.03526960031429983, 0.03601320517903334, 0.0360493217518092, 0.03520107795963813, 0.03329160172953063, 0.030593866909944815, 0.02738084734933888, 0.023925516896170944, 0.020500849398899176, 0.017379818705981716, 0.014835398665876708, 0.01223234944423054], [0.0, 0.0, 0.018640217490227647, 0.022904385684442738, 0.027168553878657818, 0.0312820798151019, 0.035094321236003936, 0.03845463588359295, 0.041212381500097914, 0.04321691582774788, 0.04431759660877182, 0.044631775714407025, 0.044276805015890965, 0.04337003638446096, 0.04202882169135447, 0.040370512807808824, 0.03851246160506139, 0.03646387880311415, 0.03423397512196914, 0.03183196128162837, 0.028467525364800895], [0.0, 0.0, 0.010678322708722262, 0.013027749686046041, 0.015377176663369818, 0.017726603640693592, 0.02007603061801737, 0.022343664312566913, 0.024447711441567942, 0.026306378722246202, 0.02783787287182743, 0.0289604006075374, 0.029592168646601816, 0.029791678876096843, 0.02961743318309853, 0.02912793345468304, 0.028381681577926424, 0.027437179439904813, 0.02635292892769433, 0.025110640888752044, 0.0232295708259792], [0.0, 0.0, 0.011714132383639313, 0.014764947347625046, 0.017815762311610757, 0.02086657727559648, 0.023917392239582207, 0.02696820720356794, 0.030019022167553665, 0.03295298719726778, 0.035653252358438574, 0.03800296771679428, 0.03988528333806326, 0.04118334928797394, 0.04178031563225458, 0.041727364564737766, 0.04107567827925614, 0.039876438969642325, 0.03818082882972886, 0.03604003005334837, 0.032679793711968524], [0.0, 0.0, 0.035987381471276024, 0.04397734379711533, 0.051967306122954644, 0.059630209740332625, 0.06663899594078779, 0.07266660601585875, 0.07738598125708404, 0.0804700629560023, 0.08159179240415206, 0.08099668674906287, 0.0789302631382641, 0.07563803871928527, 0.07136553063965596, 0.06635825604690564, 0.06086173208856376, 0.05503573124453716, 0.04904002599473268, 0.04303438881905716, 0.03547715954202539], [0.041, 0.033, 0.026, 0.02, 0.015315621882346286, 0.012614052419141646, 0.010089285411055738, 0.007829722085647882, 0.0059237636704776095, 0.004459811393104192, 0.003526266481086949, 0.0030162506695686785, 0.0028228856936921773, 0.002839293288600149, 0.0029585951894353707, 0.0030739131313404964, 0.0030783688494581463, 0.0029930342735692765, 0.00283898133345475, 0.002637281958895433, 0.0023387770706268904], [0.0, 0.0, 0.0, 0.0021642290748897794, 0.0022101615271658773, 0.0022560939794419753, 0.002302026431718077, 0.002347958883994179, 0.0023857856093980226, 0.0024074008810573743, 0.002404698972099977, 0.0023695741556535783, 0.0022939207048459304, 0.0021696328928047836, 0.002012922173274681, 0.0018400000000000736, 0.0016670778267254723, 0.0015103671071953555, 0.0013860792951542347, 0.001310425844346601, 0.0012739797944200206], [0.0, 0.0, 0.0, 0.03748906121529216, 0.03611723351773886, 0.03474540582018555, 0.03336309557167681, 0.03195982022125724, 0.03052509721797137, 0.02904844401086386, 0.02751937804897927, 0.02592741678136225, 0.024337449781140424, 0.022814366621441057, 0.021423056875391283, 0.020228410116118648, 0.019295315916750478, 0.018688663850414115, 0.018346790223235213, 0.018208031341339345, 0.02], [0.0, 0.0, 0.0, 0.0020723641703378447, 0.002118296622613882, 0.0021642290748899273, 0.002210161527165972, 0.0022560939794420165, 0.0023020264317180615, 0.0023479588839941056, 0.0023857856093979176, 0.0024074008810572537, 0.002404698972099874, 0.0023695741556534785, 0.0022939207048458332, 0.0021696328928047324, 0.0020129221732746467, 0.0018400000000000569, 0.0016670778267254514, 0.0015103671071953343, 0.0013589344180927612], [0.0, 0.0, 0.0, 0.002517599968446932, 0.002445129913471889, 0.002372659858496847, 0.0023001898035218114, 0.002227719748546781, 0.0021544904794845205, 0.0020797427822478514, 0.0020027174427495156, 0.0019226552469023392, 0.0018387969806191531, 0.0017503834298127764, 0.0016614674579192518, 0.0015761019283747073, 0.0014983397046152694, 0.0014322336500771126, 0.0013818366281962682, 0.0013512015024089593, 0.0013365476557123661], [0.0, 0.0, 0.0, 0.0377066146348917, 0.03634612196662573, 0.03498562929835977, 0.03361391516359078, 0.03221975809581581, 0.030791936628531906, 0.029319229295236043, 0.027790414629425268, 0.026194271164596574, 0.02459555683654566, 0.0230590295810682, 0.021649447333959928, 0.02043156803101652, 0.02, 0.02, 0.02, 0.02, 0.02], [0.0, 0.0, 0.0, 0.0026625400783972237, 0.0025900700234221716, 0.0025175999684471195, 0.0024451299134720674, 0.0023726598584970127, 0.002300189803521959, 0.002227719748546904, 0.002154490479484672, 0.0020797427822479954, 0.002002717442749689, 0.0019226552469024875, 0.0018387969806192307, 0.0017503834298126966, 0.001661467457919111, 0.0015761019283745596, 0.0014983397046151392, 0.0014322336500769564, 0.0013708383916703005]] | 2D array of the thickness of the layers of the blade structure. The first dimension represents each layer, the second dimension represents each entry along blade span.
rotorse.rc_in.layer_start_nd | intermediate |  | [[0.0, 0.0, 0.0, 0.0, 0.0, 0.0, 0.0, 0.0, 0.0, 0.0, 0.0, 0.0, 0.0, 0.0, 0.0, 0.0, 0.0, 0.0, 0.0, 0.0, 0.0], [0.0, 0.0, 0.0, 0.0, 0.0, 0.0, 0.0, 0.0, 0.0, 0.0, 0.0, 0.0, 0.0, 0.0, 0.0, 0.0, 0.0, 0.0, 0.0, 0.0, 0.0], [0.1661383603494756, 0.1721329180569982, 0.17377564685939562, 0.24236738580842945, 0.24840211308668556, 0.2548319408384722, 0.25831651342611567, 0.2606315985100249, 0.2618565482554758, 0.26161263545947144, 0.2608255110298736, 0.26233365183032475, 0.26415389258995337, 0.2713417056182181, 0.273731827991058, 0.2766543479403207, 0.27873160957663906, 0.27899075332963685, 0.27796372512404427, 0.275009345992242, 0.26800048297386564], [0.6661477675256644, 0.672676957424315, 0.6813715979971707, 0.6245759982914605, 0.631116366982938, 0.6352534496388976, 0.6396975069096146, 0.6442144318355925, 0.6479319046636637, 0.6511151367955627, 0.6534904549209594, 0.6522295173180722, 0.6494258292766177, 0.6400664797538979, 0.6344290555315119, 0.6271120774113227, 0.6195876133196373, 0.6129106422135674, 0.6066585019818796, 0.6016586827446041, 0.5970459290788663], [0.19443410767975144, 0.20023460757117875, 0.20346479957500643, 0.2098591265083231, 0.21680988489263117, 0.2247325230650248, 0.23047317526637112, 0.2351125382352078, 0.23881547352704685, 0.241316773024131, 0.24339399476677143, 0.24777115326902938, 0.2524536554996741, 0.2626956956789571, 0.26823323767580476, 0.2746099313011371, 0.28054094653270095, 0.2851575864456106, 0.28912312840582455, 0.26917496430391313, 0.151505199078591], [0.6944435148559402, 0.7007786469384956, 0.7110607507127815, 0.7210051043922406, 0.7318130656562722, 0.7380579252120172, 0.741923090289789, 0.7455523752355223, 0.7475631948258167, 0.7482953455611178, 0.7481306839791549, 0.7451102302413193, 0.7414871554767406, 0.732060806260843, 0.7272110212958073, 0.7213408932679656, 0.7158277819927257, 0.7116335575763543, 0.7081587052087256, 0.6832940571365783, 0.5631588166957914], [0.4890559543162311, 0.48906665771765906, 0.48804593520280803, 0.48693176932858634, 0.48654490080352, 0.4856839237902836, 0.4849805914627213, 0.48529503636651933, 0.48563866562045227, 0.4857921427132882, 0.4861080161977992, 0.48625364321694964, 0.48610004360337067, 0.48563564187326924, 0.4848330964512694, 0.48367569610826, 0.4822570531738344, 0.48061529302863554, 0.4787766274463288, 0.4767715865902846, 0.47384639976917864], [0.0, 0.0, 0.0, 0.0, 0.0, 0.0, 0.0, 0.0, 0.0, 0.0, 0.0, 0.0, 0.0, 0.0, 0.0, 0.0, 0.0, 0.0, 0.0, 0.0, 0.0], [0.9592541238444028, 0.9594316984750911, 0.9568765056805753, 0.9533701787373248, 0.9500336152769322, 0.9474897749291151, 0.9454286555080036, 0.943910902213044, 0.94255318073976, 0.9418942452131747, 0.941607113572218, 0.9408618129432776, 0.9394433531148559, 0.9371408379253887, 0.9339836461679469, 0.9298608557276422, 0.9246682892514028, 0.924272797717625, 0.9244296825366438, 0.9248403670977967, 0.9257014562985106], [0.04074587615559723, 0.040568301524908895, 0.04312349431942471, 0.04662982126267525, 0.04996638472306782, 0.05251022507088482, 0.054571344491996444, 0.05608909778695604, 0.05744681926023994, 0.05810575478682538, 0.05839288642778198, 0.059138187056722386, 0.06055664688514411, 0.06285916207461127, 0.06601635383205305, 0.07013914427235782, 0.07533171074859724, 0.07572720228237496, 0.07557031746335613, 0.07515963290220323, 0.0742985437014893], [0.2227298550100273, 0.2283362970853593, 0.23315395229061725, 0.3062821583778464, 0.31651680641284086, 0.3260503523951525, 0.33114506558825957, 0.33476836551467554, 0.336956565263715, 0.3373389592021778, 0.33716855587743955, 0.3400001537516544, 0.3440175877896159, 0.35428303773052056, 0.3606740998910374, 0.36854972202791686, 0.37654118289300326, 0.38368575346080414, 0.3904718743204431, 0.39611248057786663, 0.40173096117462265], [0.5109427148761995, 0.5108033145568777, 0.511010494828333, 0.5116508076198083, 0.5128882584474106, 0.5132276444598297, 0.5131470340114305, 0.513967431005568, 0.5146835971983887, 0.5150792984207798, 0.5156336887925953, 0.5162911628350239, 0.5169873277218402, 0.5177132020677022, 0.5184580201085863, 0.5192162320366378, 0.5200849056539383, 0.5211060843293644, 0.5222891541480361, 0.5236082238912749, 0.5255666622133214], [0.7227392621862161, 0.7288803364526761, 0.7407499034283923, 0.6884907708608774, 0.6992310603090934, 0.7064718611955779, 0.7125260590717585, 0.7183511988402431, 0.7230319216719029, 0.726841460538269, 0.7298334997685253, 0.7298960192394018, 0.7292895244762803, 0.7230078118662003, 0.7213713274314911, 0.719007451498919, 0.7173971866360015, 0.7176056423447347, 0.7191666511782785, 0.7227618173302287, 0.7307764072796235], [0.0, 0.0, 0.0, 0.0, 0.0, 0.0, 0.0, 0.0, 0.0, 0.0, 0.0, 0.0, 0.0, 0.0, 0.0, 0.05, 0.05, 0.05, 0.05, 0.05, 0.05], [0.0, 0.0, 0.0, 0.0, 0.0, 0.0, 0.0, 0.0, 0.0, 0.0, 0.0, 0.0, 0.0, 0.0, 0.0, 0.0, 0.0, 0.0, 0.0, 0.0, 0.0], [0.0, 0.0, 0.0, 0.0, 0.0, 0.0, 0.0, 0.0, 0.0, 0.0, 0.0, 0.0, 0.0, 0.0, 0.0, 0.0, 0.0, 0.0, 0.0, 0.0, 0.0], [0.0, 0.0, 0.0, 0.0, 0.0, 0.0, 0.0, 0.0, 0.0, 0.0, 0.0, 0.0, 0.0, 0.0, 0.0, 0.0, 0.0, 0.0, 0.0, 0.0, 0.0], [0.0, 0.0, 0.0, 0.0, 0.0, 0.0, 0.0, 0.0, 0.0, 0.0, 0.0, 0.0, 0.0, 0.0, 0.0, 0.0, 0.0, 0.0, 0.0, 0.0, 0.0], [0.0, 0.0, 0.0, 0.0, 0.0, 0.0, 0.0, 0.0, 0.0, 0.0, 0.0, 0.0, 0.0, 0.0, 0.0, 0.0, 0.0, 0.0, 0.0, 0.0, 0.0], [0.0, 0.0, 0.0, 0.0, 0.0, 0.0, 0.0, 0.0, 0.0, 0.0, 0.0, 0.0, 0.0, 0.0, 0.0, 0.0, 0.0, 0.0, 0.0, 0.0, 0.0]] | 2D array of the non-dimensional start point defined along the outer profile of a layer. The TE suction side is 0, the TE pressure side is 1. The first dimension represents each layer, the second dimension represents each entry along blade span.
rotorse.rc_in.layer_end_nd | intermediate |  | [[1.0, 1.0, 1.0, 1.0, 1.0, 1.0, 1.0, 1.0, 1.0, 1.0, 1.0, 1.0, 1.0, 1.0, 1.0, 1.0, 1.0, 1.0, 1.0, 1.0, 1.0], [1.0, 1.0, 1.0, 1.0, 1.0, 1.0, 1.0, 1.0, 1.0, 1.0, 1.0, 1.0, 1.0, 1.0, 1.0, 1.0, 1.0, 1.0, 1.0, 1.0, 1.0], [0.2227298550100273, 0.2283362970853593, 0.23315395229061725, 0.3062821583778464, 0.31651680641284086, 0.3260503523951525, 0.33114506558825957, 0.33476836551467554, 0.336956565263715, 0.3373389592021778, 0.33716855587743955, 0.3400001537516544, 0.3440175877896159, 0.35428303773052056, 0.3606740998910374, 0.36854972202791686, 0.37654118289300326, 0.38368575346080414, 0.3904718743204431, 0.39611248057786663, 0.40173096117462265], [0.7227392621862161, 0.7288803364526761, 0.7407499034283923, 0.6884907708608774, 0.6992310603090934, 0.7064718611955779, 0.7125260590717585, 0.7183511988402431, 0.7230319216719029, 0.726841460538269, 0.7298334997685253, 0.7298960192394018, 0.7292895244762803, 0.7230078118662003, 0.7213713274314911, 0.719007451498919, 0.7173971866360015, 0.7176056423447347, 0.7191666511782785, 0.7227618173302287, 0.7307764072796235], [0.19443410767975144, 0.20023460757117875, 0.20346479957500643, 0.2098591265083231, 0.21680988489263117, 0.2247325230650248, 0.23047317526637112, 0.2351125382352078, 0.23881547352704685, 0.241316773024131, 0.24339399476677143, 0.24777115326902938, 0.2524536554996741, 0.2626956956789571, 0.26823323767580476, 0.2746099313011371, 0.28054094653270095, 0.2851575864456106, 0.28912312840582455, 0.3145886397735223, 0.43568246525519966], [0.6944435148559402, 0.7007786469384956, 0.7110607507127815, 0.7210051043922406, 0.7318130656562722, 0.7380579252120172, 0.741923090289789, 0.7455523752355223, 0.7475631948258167, 0.7482953455611178, 0.7481306839791549, 0.7451102302413193, 0.7414871554767406, 0.732060806260843, 0.7272110212958073, 0.7213408932679656, 0.7158277819927257, 0.7116335575763543, 0.7081587052087256, 0.7287077326061876, 0.8473360828724], [0.5109427148761995, 0.5108033145568777, 0.511010494828333, 0.5116508076198083, 0.5128882584474106, 0.5132276444598297, 0.5131470340114305, 0.513967431005568, 0.5146835971983887, 0.5150792984207798, 0.5156336887925953, 0.5162911628350239, 0.5169873277218402, 0.5177132020677022, 0.5184580201085863, 0.5192162320366378, 0.5200849056539383, 0.5211060843293644, 0.5222891541480361, 0.5236082238912749, 0.5255666622133214], [0.04074587615559723, 0.040568301524908895, 0.04312349431942471, 0.04662982126267525, 0.04996638472306782, 0.05251022507088482, 0.054571344491996444, 0.05608909778695604, 0.05744681926023994, 0.05810575478682538, 0.05839288642778198, 0.059138187056722386, 0.06055664688514411, 0.06285916207461127, 0.06601635383205305, 0.07013914427235782, 0.07533171074859724, 0.07572720228237496, 0.07557031746335613, 0.07515963290220323, 0.0742985437014893], [1.0, 1.0, 1.0, 1.0, 1.0, 1.0, 1.0, 1.0, 1.0, 1.0, 1.0, 1.0, 1.0, 1.0, 1.0, 1.0, 1.0, 1.0, 1.0, 1.0, 1.0], [0.1661383603494756, 0.1721329180569982, 0.17377564685939562, 0.24236738580842945, 0.24840211308668556, 0.2548319408384722, 0.25831651342611567, 0.2606315985100249, 0.2618565482554758, 0.26161263545947144, 0.2608255110298736, 0.26233365183032475, 0.26415389258995337, 0.2713417056182181, 0.273731827991058, 0.2766543479403207, 0.27873160957663906, 0.27899075332963685, 0.27796372512404427, 0.275009345992242, 0.26800048297386564], [0.4890559543162311, 0.48906665771765906, 0.48804593520280803, 0.48693176932858634, 0.48654490080352, 0.4856839237902836, 0.4849805914627213, 0.48529503636651933, 0.48563866562045227, 0.4857921427132882, 0.4861080161977992, 0.48625364321694964, 0.48610004360337067, 0.48563564187326924, 0.4848330964512694, 0.48367569610826, 0.4822570531738344, 0.48061529302863554, 0.4787766274463288, 0.4767715865902846, 0.47384639976917864], [0.6661477675256644, 0.672676957424315, 0.6813715979971707, 0.6245759982914605, 0.631116366982938, 0.6352534496388976, 0.6396975069096146, 0.6442144318355925, 0.6479319046636637, 0.6511151367955627, 0.6534904549209594, 0.6522295173180722, 0.6494258292766177, 0.6400664797538979, 0.6344290555315119, 0.6271120774113227, 0.6195876133196373, 0.6129106422135674, 0.6066585019818796, 0.6016586827446041, 0.5970459290788663], [0.9592541238444028, 0.9594316984750911, 0.9568765056805753, 0.9533701787373248, 0.9500336152769322, 0.9474897749291151, 0.9454286555080036, 0.943910902213044, 0.94255318073976, 0.9418942452131747, 0.941607113572218, 0.9408618129432776, 0.9394433531148559, 0.9371408379253887, 0.9339836461679469, 0.9298608557276422, 0.9246682892514028, 0.924272797717625, 0.9244296825366438, 0.9248403670977967, 0.9257014562985106], [1.0, 1.0, 1.0, 1.0, 1.0, 1.0, 1.0, 1.0, 1.0, 1.0, 1.0, 1.0, 1.0, 1.0, 1.0, 0.95, 0.95, 0.95, 0.95, 0.95, 0.95], [0.0, 0.0, 0.0, 0.0, 0.0, 0.0, 0.0, 0.0, 0.0, 0.0, 0.0, 0.0, 0.0, 0.0, 0.0, 0.0, 0.0, 0.0, 0.0, 0.0, 0.0], [0.0, 0.0, 0.0, 0.0, 0.0, 0.0, 0.0, 0.0, 0.0, 0.0, 0.0, 0.0, 0.0, 0.0, 0.0, 0.0, 0.0, 0.0, 0.0, 0.0, 0.0], [0.0, 0.0, 0.0, 0.0, 0.0, 0.0, 0.0, 0.0, 0.0, 0.0, 0.0, 0.0, 0.0, 0.0, 0.0, 0.0, 0.0, 0.0, 0.0, 0.0, 0.0], [0.0, 0.0, 0.0, 0.0, 0.0, 0.0, 0.0, 0.0, 0.0, 0.0, 0.0, 0.0, 0.0, 0.0, 0.0, 0.0, 0.0, 0.0, 0.0, 0.0, 0.0], [0.0, 0.0, 0.0, 0.0, 0.0, 0.0, 0.0, 0.0, 0.0, 0.0, 0.0, 0.0, 0.0, 0.0, 0.0, 0.0, 0.0, 0.0, 0.0, 0.0, 0.0], [0.0, 0.0, 0.0, 0.0, 0.0, 0.0, 0.0, 0.0, 0.0, 0.0, 0.0, 0.0, 0.0, 0.0, 0.0, 0.0, 0.0, 0.0, 0.0, 0.0, 0.0]] | 2D array of the non-dimensional end point defined along the outer profile of a layer. The TE suction side is 0, the TE pressure side is 1. The first dimension represents each layer, the second dimension represents each entry along blade span.
rotorse.rc_in.ply_t | intermediate | m | [1000000.0, 1000000.0, 0.005, 0.005, 0.001, 0.001, 1000000.0, 1000000.0, 1000000.0, 1000000.0] | 1D array of the ply thicknesses of the materials. Non-composite materials are kept at 0.
rotorse.rc_in.fwf | intermediate |  | [0.0, 0.0, 0.7450682696347697, 0.7788461538461539, 0.7450682696347697, 0.7450682696347697, 0.0, 0.0, 0.0, 0.0] | 1D array of the non-dimensional fiber weight fraction of the composite materials. Non-composite materials are kept at 0.
rotorse.rc_in.fvf | intermediate |  | [0.0, 0.0, 0.57, 0.6923076923076923, 0.57, 0.57, 0.0, 0.0, 0.0, 0.0] | 1D array of the non-dimensional fiber volume fraction of the composite materials. Non-composite materials are kept at 0.
rotorse.rc_out.blade_length | intermediate | m | 30.0526 | blade length
rotorse.rc_out.s | intermediate |  | [0.0, 0.08045977011494268, 0.1954022988505747, 0.31034482758620713, 0.4252873563218391, 0.5402298850574712, 0.6551724137931035, 0.7701149425287356, 0.8850574712643676, 1.0] | blade nondimensional span location
rotorse.rc_out.chord | intermediate | m | [2.81761793304188, 2.6586234754155402, 2.422139578466035, 2.1751137063147445, 1.9180534126372155, 1.6514662511089901, 1.3758597754056112, 1.091741539202625, 0.7996190961755736, 0.4999999999999999] | Chord distribution
rotorse.rc_out.coord_xy_interp | intermediate |  | [[[1.0, 0.002291808642755829], [0.981362427285575, 0.002414808009798383], [0.9568202729708017, 0.00287220681787454], [0.9322346846998559, 0.0035243716356562326], [0.9076577405117002, 0.004703383053417692], [0.8831585360118829, 0.004667231614596238], [0.8588102108038103, 0.003535841971454534], [0.8346707937000384, 0.0014099828313022288], [0.8107942745051582, -0.0016404157105059448], [0.7872350472991659, -0.005606626688773517], [0.7640477316302945, -0.010480152388215114], [0.7412573050686296, -0.01613426520847734], [0.7188749824290005, -0.022377790409544556], [0.6968651890253366, -0.0290574408289947], [0.6752253172639296, -0.03606484040158457], [0.6540013501690319, -0.04326966407665235], [0.6331681773138312, -0.05055162723965939], [0.6126955632929945, -0.05779036741853331], [0.5925595564140995, -0.06488626918131504], [0.572744339122185, -0.07176060155443056], [0.5532374308165187, -0.07834154404374373], [0.534030860407566, -0.08456951699405664], [0.5151211288314823, -0.09039477832621705], [0.496513602186034, -0.09578947689587063], [0.47821621009413934, -0.10072688413609736], [0.460235742315659, -0.10518176644267727], [0.44258351427286324, -0.10914745111458421], [0.42527539526322367, -0.11263874945888727], [0.4083243390150374, -0.1156627302085367], [0.3917417236462916, -0.11823059484521434], [0.37554095891685313, -0.12036734063890919], [0.3597295425877804, -0.12207300265722625], [0.3443182804923204, -0.12337831190727981], [0.3293146680675531, -0.12430439963114807], [0.3147252902154981, -0.12488210905131261], [0.30055376003648443, -0.12512909434331124], [0.286803594914494, -0.12504912649853445], [0.2734768175474118, -0.12468581185630495], [0.26057249671620203, -0.12405623488834007], [0.24809063980350995, -0.12317696741724649], [0.236028956755192, -0.12206466827973235], [0.2243834722416182, -0.12074717541040134], [0.21315124212028685, -0.11923320699875942], [0.202328514597171, -0.11753214249899846], [0.1919073102985247, -0.11567649638172088], [0.18188465536058604, -0.11366581107253408], [0.17225038683149263, -0.1115310463870297], [0.16299847996644873, -0.10928003335750738], [0.15412093089975257, -0.10692598630931358], [0.1456087190765642, -0.10448405426844924], [0.13745256385620208, -0.10196786929312487], [0.12964136310098265, -0.09939539832821728], [0.12216775385372512, -0.09677184588578322], [0.1150222773670337, -0.0941069009199536], [0.10819328031971255, -0.09141429971082154], [0.10167028243812605, -0.08870417238537052], [0.09544528603129236, -0.08597958185041392], [0.08950564157540168, -0.08325498121136488], [0.08384048593991213, -0.08053870115471688], [0.07844243342600342, -0.0778317051893583], [0.0733031441485911, -0.07513657260669082], [0.06840912377833136, -0.07246616933200205], [0.06375329632467384, -0.0698212362785986], [0.05932892746918643, -0.06720150145248767], [0.055126859817251815, -0.064610459766906], [0.051135613151913326, -0.06205577796191944], [0.04734631127389298, -0.05954137557756227], [0.043752720464523914, -0.05706660838658794], [0.04034701006674768, -0.05463286690884055], [0.0371219867549865, -0.05224109998966744], [0.034074745569843974, -0.0498878006719998], [0.03119592899698033, -0.047577282988050904], [0.02848156837973552, -0.045307512836911215], [0.025926633430886727, -0.043076887467499145], [0.02352024781851797, -0.04089213354001716], [0.021262423833138543, -0.038747455627997446], [0.0191443572235899, -0.03664609854217609], [0.017156205229088936, -0.03459260881090222], [0.015292825002239413, -0.03258635053095512], [0.013567496524837281, -0.030612513963029823], [0.01197143071635018, -0.028673666165501332], [0.010495233429263695, -0.02677465948438104], [0.009129785447743947, -0.024919590069679746], [0.00788695258555457, -0.023099631649825387], [0.006760021380054401, -0.021316217431064103], [0.005732014276580462, -0.019577736573407098], [0.004728033823560463, -0.017928043141060515], [0.0038230147987243063, -0.016315764518347254], [0.0030628167921668507, -0.014720494290891055], [0.002434540211307503, -0.013148390780135862], [0.0019123070328683795, -0.011611917759481167], [0.0015114622383369625, -0.010114217130566906], [0.001200776153831405, -0.008661813048976343], [0.0009706055623378552, -0.007259583873536886], [0.0007776931075179186, -0.005912581413532291], [0.0006041819496970496, -0.004623306337935465], [0.00044216623372980604, -0.003389366147892736], [0.0002897103096027109, -0.0022087514005141667], [0.00014319325725895585, -0.0010795802127814072], [0.0, 0.0], [0.00013387124900626307, 0.0010800488463546458], [0.0002613133295048607, 0.0022105660094323787], [0.00038594129970962956, 0.003392819443408659], [0.0005140472716031712, 0.004628308443962538], [0.0006446643148903724, 0.0059196149637128275], [0.0007886157563806083, 0.007267623394161237], [0.0009630767360074842, 0.008673582067483202], [0.001176869667795604, 0.010138440592914301], [0.0014644649711110284, 0.011654856597161194], [0.0018474856758173392, 0.013224620852628259], [0.002295295651667596, 0.014850144210805456], [0.002830883287713752, 0.016527362742138358], [0.003477049503612898, 0.018248629132793272], [0.004209056605412259, 0.020023990226697284], [0.005011306752251064, 0.02185961260606933], [0.00589635602530072, 0.023754632173602363], [0.006903367734203257, 0.025691605212830346], [0.008026236446217763, 0.027673510709801844], [0.009257168442768436, 0.02970835467464735], [0.010580730044996826, 0.03180802892528657], [0.012029299207160555, 0.03395401893787311], [0.013605865753248117, 0.03614738277743005], [0.015313140443691274, 0.03838982755359184], [0.017146741512648615, 0.0406880404306521], [0.019124808271835474, 0.043030345318956886], [0.021252455619785917, 0.04541667836665107], [0.023537957130721678, 0.04784375805425918], [0.02599031742482521, 0.050307372347441086], [0.02861354208446021, 0.0528067222212363], [0.03140794459217185, 0.05534754240151337], [0.034381441033987326, 0.05792669174232083], [0.037544002286458704, 0.06053877853199749], [0.04089976385023398, 0.06318442933167324], [0.04445779106821625, 0.0658581447480198], [0.04822669425658337, 0.0685557174785719], [0.05221341277756616, 0.07127509468859264], [0.05642503399297964, 0.07401422214488208], [0.060866725978753346, 0.07677351338195716], [0.06554955309103844, 0.07954376751116148], [0.07048232821341424, 0.08231983127426593], [0.07567311084668699, 0.08509750716495837], [0.08112988938495366, 0.08787253655948053], [0.08686094064382903, 0.09064023777123552], [0.09287574150506203, 0.09339176077459005], [0.09918471886184935, 0.09611625195946616], [0.10579565150101601, 0.09880841242153303], [0.11271646920981797, 0.10146266321387812], [0.11995640395137844, 0.10406942961122276], [0.12752285405615718, 0.1066236291065331], [0.13542566173937232, 0.10910951177593414], [0.14367566073942561, 0.11150717673578985], [0.15227889594376542, 0.11381201011131314], [0.16123861543136345, 0.11603033607296777], [0.1705679967615138, 0.11812483032396139], [0.18027148672293627, 0.12009422587774543], [0.19035504215614157, 0.12192741969620449], [0.20082515523685676, 0.12360667948931504], [0.2116867688839798, 0.12511748167126258], [0.2229441931974864, 0.12644965448757858], [0.23459933315284184, 0.12760605451600568], [0.24665608743409248, 0.1285743838900753], [0.2591175650366898, 0.12934421468783494], [0.2719863190661801, 0.12989324151589526], [0.28526437733219057, 0.13018566202220566], [0.29895138679849176, 0.1302679056106223], [0.31304754768925924, 0.13013784965621208], [0.32755270244660195, 0.12970619217829066], [0.3424666795442843, 0.1290647430270687], [0.35778707971640716, 0.12815149389319277], [0.37351331031231894, 0.1269960257974734], [0.38964274604321064, 0.12558807316153445], [0.4061739779369703, 0.12394106881811355], [0.42310082921408776, 0.12202418618112318], [0.44042289715209526, 0.11987502173307629], [0.45813290746404767, 0.11746904114707664], [0.4762291375575676, 0.11483689975307713], [0.4947007278903791, 0.11194676523357054], [0.5135434894373102, 0.10881988613639919], [0.5327532389831617, 0.10548116061863196], [0.5523211383543264, 0.10193076998072213], [0.572236246350713, 0.09816477516431214], [0.5924903250654057, 0.09419838660467816], [0.6130739041635694, 0.09004489804356779], [0.6339739816191338, 0.08570498749834733], [0.6551813568102789, 0.08120418836312979], [0.6766826294904897, 0.07655065796450461], [0.6984688123032375, 0.07177566339257094], [0.7205218276184034, 0.06687885706674637], [0.7428278424219217, 0.06187708082253653], [0.7653757053773426, 0.0568079378531838], [0.7881470505617865, 0.0516800630077076], [0.8111249181588027, 0.04651262331048253], [0.8342923716246217, 0.04132657680670632], [0.8576295603284119, 0.03613450615520361], [0.8811170844722935, 0.030955450153538552], [0.9047365864482585, 0.02581398750319117], [0.9284636628527877, 0.02071649511489773], [0.9522748184652725, 0.01564259465380235], [0.9761301998369506, 0.010587320255659949], [0.9999999999999999, 0.005565364803178693]], [[1.0, 0.0033794842604596416], [0.981907666959585, 0.0034107017945123135], [0.9573836544291662, 0.003553400840584002], [0.9328301757026497, 0.0038133056844789114], [0.9082863245594256, 0.005038889395278891], [0.8838174053072801, 0.0050786361833187925], [0.8594952479820277, 0.004058508223407478], [0.8353770434452094, 0.0020716047408410767], [0.8115156678046987, -0.0008160816655549454], [0.7879652139414274, -0.004598611558476992], [0.7647807163457027, -0.009272309622001302], [0.7419906811885931, -0.014722835264993529], [0.719606750913458, -0.020765465166169873], [0.6976011072134308, -0.02724950218199302], [0.6759733990094399, -0.03407128353274623], [0.6547592907084903, -0.041103816688513865], [0.63393598677009, -0.04822742942037555], [0.6134752335755006, -0.05532166175209249], [0.59335493945365, -0.06228814804022939], [0.5735598035892066, -0.06904754285565945], [0.5540769312861042, -0.075525928970234], [0.5348989806759035, -0.08166504874516635], [0.5160217874902615, -0.08741319772700247], [0.4974500727006749, -0.09274193418023761], [0.47919043694541597, -0.0976222084844499], [0.46124863357599316, -0.10202613847325724], [0.4436353539981562, -0.1059448691009969], [0.42636608146380534, -0.10939269936717846], [0.4094539345625268, -0.1123778644725567], [0.39291024060757546, -0.11491211394173859], [0.3767482486013204, -0.1170206433967026], [0.36097538639077087, -0.11870408828312323], [0.34560209114435675, -0.11999227399098554], [0.33063581193725416, -0.12090820592612554], [0.31608279542575884, -0.12148181756685733], [0.3019464925594372, -0.1217283162313532], [0.28823018283322827, -0.12165545313662293], [0.2749356397803771, -0.1213082296917417], [0.2620617575831806, -0.12069932822507685], [0.2496082208532622, -0.11984811270025547], [0.23757244180483328, -0.11877112272402121], [0.22595032490892947, -0.11749547124637955], [0.21473866226463, -0.11602977711689069], [0.20393348117384333, -0.1143829542099978], [0.19352661929257609, -0.11258789689556824], [0.18351508585632054, -0.1106425543515472], [0.17388841706215158, -0.10857887600954964], [0.1646407736517657, -0.10640305726978289], [0.155764167627186, -0.10412753922436471], [0.14724941244722428, -0.10176771807976709], [0.1390872864533884, -0.09933661910130422], [0.1312668944536782, -0.09685152343450111], [0.12378086273758417, -0.0943173588232262], [0.11661991272036634, -0.09174303700378104], [0.10977277135901573, -0.08914139951274298], [0.10322905286017114, -0.08652243073984954], [0.0969809778180219, -0.08388850966474311], [0.09101600900757223, -0.0812542871503947], [0.0853235671804905, -0.07862758543742962], [0.07989617774627845, -0.07600947981921206], [0.07472559421180744, -0.07340221535466677], [0.06979869100485092, -0.07081835082014953], [0.0651083710888666, -0.06825866148654257], [0.06064797054175132, -0.06572273286456597], [0.05640844682921253, -0.06321396908496299], [0.05237848137784268, -0.06074007589442664], [0.04854939810488824, -0.058304742226871285], [0.04491507085825904, -0.055907126797283796], [0.041467942850663894, -0.05354832607274906], [0.03820064735774609, -0.05122952847079131], [0.0351097586545411, -0.04894766386694218], [0.03218644884312789, -0.04670650872808074], [0.029426256391601843, -0.0445043605201918], [0.026824578579064055, -0.04233915763794103], [0.024370780411925006, -0.040217669920515696], [0.022064800784789586, -0.038134022741392125], [0.01989811656090156, -0.03609123305756889], [0.017860888686019396, -0.034094181591046366], [0.015948686598987283, -0.032141755917428856], [0.014174100670008667, -0.030218820112101898], [0.012529780041531031, -0.028327229950690227], [0.011006112413948117, -0.02647235260913767], [0.009594223928952724, -0.024658412704903987], [0.008304929626779426, -0.022876276787997127], [0.007132915415169648, -0.021126877557315127], [0.006061064504928417, -0.019419214581247936], [0.005011225262400927, -0.017801393001242876], [0.004062821156822976, -0.01621714799932157], [0.003260563622865933, -0.014645078774885707], [0.0025959116506085234, -0.013090426013663123], [0.0020427966341864602, -0.011567312094768942], [0.0016148819245064374, -0.010079373241728841], [0.0012824376577838935, -0.00863428119866635], [0.0010375727275643352, -0.007237170967221023], [0.0008311986143403465, -0.005894508570523567], [0.0006449880558831722, -0.004609353408565273], [0.0004717565453566282, -0.003379215111730653], [0.000308928970186169, -0.002202172274317802], [0.00015250297712507586, -0.0010764050547977817], [0.0, 0.0], [0.00014211322934258542, 0.0010766031115543658], [0.0002774631560388204, 0.002204200902681255], [0.00040953709197986645, 0.0033834203768116], [0.0005451423054260807, 0.004615771157209207], [0.0006838653364238368, 0.0059037989866837165], [0.0008363132788401142, 0.007248314172419027], [0.0010198430594494984, 0.00865055742124396], [0.0012433990641579078, 0.010111041660639405], [0.001545491282025989, 0.011621480586889813], [0.0019455973236784095, 0.013183893185201441], [0.0024111692491965613, 0.014800988986187513], [0.002966455516245121, 0.016467751423458465], [0.0036353669087239335, 0.018176557608770034], [0.004388692504248829, 0.01993824127258923], [0.005216764849943381, 0.021757997647862508], [0.006128421218679978, 0.023635633858954157], [0.007164332501214691, 0.02555221821286682], [0.008317269925092848, 0.02751145350891811], [0.009579119766587822, 0.029521633699653566], [0.010934312264767078, 0.03159506676356916], [0.012415662602939932, 0.03371253623105789], [0.014025633948456998, 0.035875092806441064], [0.01576669314775243, 0.03808470279000722], [0.017634978946757838, 0.040347837370000535], [0.019648293288956387, 0.04265274771090103], [0.021811353886404972, 0.044999438141785655], [0.02413220124973265, 0.04738464119435897], [0.02661965331399447, 0.049804262582780166], [0.029277552134878527, 0.05225765698122606], [0.03210529957118176, 0.05475148617839973], [0.03511088629823945, 0.057282493889410244], [0.03830434876436422, 0.05984528018887774], [0.04169021119062706, 0.06244024140871656], [0.04527734377920543, 0.06506194756806742], [0.049074110072397405, 0.06770646447866334], [0.05308748647197208, 0.07037174981144198], [0.05732427938346287, 0.07305616897425538], [0.0617895727825463, 0.07576042530635702], [0.06649422398437348, 0.07847554422078074], [0.07144689003718381, 0.0811966677593207], [0.07665573124491429, 0.08391956449700666], [0.08212881394208943, 0.08663997817196938], [0.08787428497037521, 0.08935349198929848], [0.09390147720599483, 0.09205164509377792], [0.10022042515976251, 0.09472460155463189], [0.10683924426238875, 0.0973665678510815], [0.11376578229431827, 0.09997232336708244], [0.1210088324285068, 0.10253366103973356], [0.12857618468656531, 0.1050446738118821], [0.13647762816847284, 0.10749031560018915], [0.14472368220402382, 0.1098520173309383], [0.15332068012144076, 0.1121248276068021], [0.16227250248452352, 0.11431304285281862], [0.17159133873260551, 0.11638440995458355], [0.1812823952136486, 0.11833507133779039], [0.1913518829951903, 0.1201536500608067], [0.20180631299382015, 0.12182333954247458], [0.21265076737601252, 0.12333011201161856], [0.22388958486533087, 0.12466511205355403], [0.23552540497776617, 0.12582699603328973], [0.2475622745605994, 0.12680248156104967], [0.2600033012786937, 0.12758204312300364], [0.2728511204916799, 0.12814307383864956], [0.2861078244175814, 0.12845388141811698], [0.29977319202061853, 0.1285502172052224], [0.31384749268486395, 0.12843502793314482], [0.32833046201086324, 0.12802045871789297], [0.34322188637603074, 0.12739169409074502], [0.35851939409167743, 0.1264927943995238], [0.3742223570793808, 0.12535098661173685], [0.3903280809449543, 0.12395590544469684], [0.40683522087470764, 0.12232165322960661], [0.4237379857359861, 0.1204217585580502], [0.44103517411600796, 0.1182856761767593], [0.4587202423729514, 0.11589576493441242], [0.47679092010464935, 0.11327800793512767], [0.49523683043031835, 0.11040439088867993], [0.514054163130327, 0.10729812497672048], [0.5332378866486873, 0.10397881775123083], [0.552779287329981, 0.10044754896529469], [0.5726676832103667, 0.09670165434163111], [0.5928947827349375, 0.09275608232738146], [0.6134510436814459, 0.08862379509785648], [0.63432354067985, 0.08430580983369222], [0.6555036362373572, 0.07983018085056022], [0.6769781586480513, 0.07520607884682057], [0.6987380577584145, 0.07046490821819873], [0.7207657834202827, 0.06560784037299627], [0.7430471547796033, 0.060650655219424615], [0.7655715194633891, 0.055632997418785204], [0.7883203318549722, 0.050562375650585564], [0.8112765873645396, 0.045457499899326924], [0.834423763776084, 0.04034150117230355], [0.8577411407551715, 0.03522280953003088], [0.8812090583231185, 0.030118946101156334], [0.9048092690667224, 0.025055271936026795], [0.9285169437473493, 0.02003475540936466], [0.9523085317725325, 0.01503829789399158], [0.9761455328740682, 0.010060466111770536], [0.9999999999999999, 0.005115520501748213]], [[1.0, 0.004231115137152331], [0.9823319729639053, 0.0042140620776506725], [0.9578203733474215, 0.004204227142683789], [0.9332907051242184, 0.004202820376238899], [0.9087715842065823, 0.005410376615556763], [0.884325370380973, 0.00548518643769741], [0.8600228938309715, 0.004564689843151107], [0.8359206880564086, 0.0027339560163980895], [0.8120707071164065, 5.3757872155310077e-05], [0.7885267606434814, -0.003470337896839682], [0.7653441699664835, -0.007838105227686727], [0.7425542077379961, -0.01294988046030099], [0.7201688048859128, -0.018646580750274352], [0.6981843106062602, -0.024789721844579636], [0.6766037447283868, -0.03128371216269298], [0.6554265783275621, -0.03800842329632433], [0.6346358664772684, -0.044846945432943985], [0.6142091760556437, -0.05168119187495075], [0.5941284595851006, -0.05841475301251733], [0.5743796861343177, -0.06496685025419903], [0.5549496271722484, -0.07126007921318178], [0.5358321394219668, -0.07723801770769483], [0.5170227312816214, -0.08284711768819779], [0.49852460699426665, -0.08805730852677479], [0.4803409944204218, -0.09283383604931304], [0.46247590104022274, -0.09714454217623206], [0.44493942584236823, -0.10097826074435157], [0.42774598872688185, -0.10434731205097562], [0.4109089087802223, -0.10726138681482789], [0.3944395498540263, -0.10973295080883373], [0.3783510196206036, -0.11178800258827976], [0.36265080032081964, -0.11342865529434532], [0.3473486082328774, -0.11468227902382011], [0.3324518903423879, -0.11557529114409902], [0.31796636457641975, -0.11613563113232224], [0.3038953080561355, -0.1163727606259769], [0.29024161570596935, -0.116307922004416], [0.27700669281851376, -0.11597943280671344], [0.2641892501899733, -0.11539740862241579], [0.2517884403127041, -0.11458502860023644], [0.23980127475531954, -0.11355881179489609], [0.22822363650644606, -0.11234368134325824], [0.21705182437271398, -0.11094894756946014], [0.20628145754779442, -0.10938335700216988], [0.19590434893455047, -0.10767914219898833], [0.18591726523078236, -0.10583273859467152], [0.17630970414104039, -0.10387614813490317], [0.1670757756824688, -0.10181432385157184], [0.1582074041506826, -0.09965897753814054], [0.1496954414523531, -0.09742500329350658], [0.14153075128217846, -0.09512448897922743], [0.13370258429223567, -0.09277415612348992], [0.12620346191475232, -0.09037864172734458], [0.11902447511626618, -0.08794542999534169], [0.11215479887001553, -0.08548620279106876], [0.10558421990268158, -0.08301060747737352], [0.09930526768979285, -0.0805199242947332], [0.09330568818668952, -0.07802881383287463], [0.08757530277080414, -0.07554433273452894], [0.08210649489411967, -0.07306770839105481], [0.07689112460654707, -0.07060076403779125], [0.07191682384210334, -0.06815520393927411], [0.06717638970706458, -0.06573193463962528], [0.06266314080640452, -0.06333047299520393], [0.058368227798519634, -0.06095405176216991], [0.05428070109649653, -0.05861025084125012], [0.05039225641496277, -0.0563022608843322], [0.046696898216468455, -0.05402894647823926], [0.04318749261001757, -0.051790909754099515], [0.039856575589434104, -0.04958959267081282], [0.03670004189043492, -0.047422537140834796], [0.0337097407628432, -0.04529281272861417], [0.03088072861639246, -0.043199058989984926], [0.028208782865986853, -0.04113878790130038], [0.02568381199730648, -0.03911860703981087], [0.02330535270671982, -0.03713274840839912], [0.021065503488593585, -0.03518374527388196], [0.0189544706044966, -0.03327696681135004], [0.016968622165497063, -0.031410702554686615], [0.015119254148701036, -0.02956956770435141], [0.013400841946052547, -0.02775438445054413], [0.011803233800197427, -0.025971526570782142], [0.010318412147951563, -0.02422502807441368], [0.008956113137456995, -0.022505082768934592], [0.007713395249537748, -0.020811596056398252], [0.0065725970320389465, -0.019154925135240485], [0.005453356748145345, -0.01758841284386754], [0.004437909312088657, -0.01605018964641369], [0.0035707893754948375, -0.014516441856264262], [0.0028493019828199416, -0.012991028875600125], [0.002247253697816985, -0.011490620617280591], [0.0017769979344799199, -0.01001938259996528], [0.0014108662197528075, -0.008586747292479095], [0.0011427046071430934, -0.007198350586127276], [0.0009151523851371246, -0.005863155868573968], [0.0007093215116478787, -0.0045850260812139295], [0.0005185040659981219, -0.003361410463092675], [0.00033929351300015083, -0.0021905311293505835], [0.00016721120043773705, -0.0010707179658874409], [0.0, 0.0], [0.00015553613961864204, 0.0010716368449861318], [0.0003035784306715175, 0.002193883941855423], [0.0004477097284745123, 0.0033677745180548157], [0.0005953904525197399, 0.004594674761082293], [0.0007470588598203818, 0.0058770222898054305], [0.0009132082029775948, 0.007215464793266833], [0.0011116639715045154, 0.008611221517913228], [0.0013517965800247107, 0.010063991366200285], [0.0016784359106974986, 0.011563838681963878], [0.0021078088006878004, 0.013113244829316051], [0.0026044622447658613, 0.014715311187146288], [0.003194703281895285, 0.016363466567504863], [0.0039034118192662493, 0.018050259096321245], [0.00469540587576478, 0.01978773801800537], [0.005568008345439836, 0.02158033474534364], [0.006526031800663814, 0.02342802658118938], [0.007611440607762631, 0.025310097010839222], [0.008815539944864722, 0.027231188008318696], [0.010129579360698183, 0.029200112505068647], [0.011538057123291978, 0.031229549375576374], [0.01307378745961508, 0.033299584548749275], [0.014738880068000452, 0.03541112138130832], [0.016535164019800604, 0.037566662015019715], [0.018459717567511427, 0.039772209322068514], [0.020529547271208266, 0.04201617987350538], [0.022748913384502998, 0.04429866772770636], [0.025125359457809162, 0.04661673738711863], [0.0276674370714318, 0.04896645013503714], [0.030378793841020272, 0.05134740774805588], [0.03325796122274941, 0.053767249554989176], [0.03631300352339037, 0.056222556796443966], [0.039553843867789956, 0.05870813018008472], [0.04298549897688257, 0.06122408642531605], [0.04661656346216349, 0.06376519509448206], [0.05045482289450301, 0.06632829463007399], [0.05450732278628197, 0.06891138242186459], [0.058780608969348544, 0.07151329059514688], [0.06327980766949534, 0.07413493146133228], [0.06801541528669974, 0.07676782768490589], [0.0729959015808486, 0.0794075524361838], [0.07822951858311884, 0.08204996462141963], [0.08372442039613524, 0.08469091856441048], [0.08948871571863828, 0.0873261220006549], [0.09553130676449413, 0.0899483216725908], [0.10186165482172091, 0.09254934015306479], [0.10848838081961569, 0.09512270643284491], [0.11541959414929667, 0.09766288555284267], [0.12266345608268991, 0.10016369466126225], [0.1302285303042306, 0.10261731476751022], [0.13812414002570664, 0.10501118705347849], [0.1463600662573793, 0.10733003990347609], [0.15494332401664418, 0.10956754730777274], [0.16388017610845118, 0.11171934227942334], [0.17317921106801998, 0.11376977395146323], [0.1828479058025737, 0.11570606754957675], [0.19289297141165979, 0.1175157853559108], [0.20332083994299288, 0.11918404399228923], [0.21413655917289734, 0.1206995210030906], [0.2253444500105901, 0.1220556234759041], [0.23694900026250348, 0.12323905624198926], [0.24895425406276125, 0.12423555022323701], [0.261363092977681, 0.12503826169054533], [0.27417817392290955, 0.12562592992964258], [0.2874015787510089, 0.1259765017673587], [0.301033456351135, 0.12609813945062842], [0.31507413882551555, 0.12600665268232958], [0.32952301448308513, 0.1256220519136032], [0.3443797260360801, 0.12500695307030285], [0.35964211827766257, 0.12412809120795884], [0.37530922368380765, 0.12300117302262448], [0.3913782613428653, 0.12161749711753808], [0.40784786441836945, 0.11999151090705318], [0.42471340494983195, 0.11811006824171492], [0.44197146315253827, 0.11598004739571734], [0.459617610230358, 0.11360390007175997], [0.4776476342655956, 0.1109918048773501], [0.49605291712224314, 0.108129415911867], [0.5148305116833461, 0.10504435673891244], [0.5339728971527125, 0.10174066834618496], [0.5534723414143209, 0.0982257259088384], [0.5733186108741444, 0.09449898733018978], [0.5935029736613723, 0.09057317775894637], [0.6140157835265855, 0.08646096684831354], [0.6348442141679418, 0.08216395016874546], [0.6559809376734168, 0.0777157530947528], [0.6774129451791889, 0.07312614840423914], [0.6991305497251722, 0.06842490835612715], [0.7211179835581899, 0.06361881988587302], [0.743359829928216, 0.05871976460190321], [0.7658466151974259, 0.05377170343678672], [0.7885596996335127, 0.048780976917053485], [0.8114821892675759, 0.04376600805546118], [0.8345979888849416, 0.038752474687351504], [0.8578851430072556, 0.0337429661408125], [0.8813238372785345, 0.02875329608321937], [0.9048958568747989, 0.023809732547718204], [0.9285764809965642, 0.01891152004715191], [0.9523425852332015, 0.01404419319857276], [0.9761588912038618, 0.00919923405624296], [0.9999999999999999, 0.004391658193619381]], [[1.0, 0.0033958939875023287], [0.981478127529005, 0.0035123071884891562], [0.9570364005662177, 0.003945982810058712], [0.9325938569581518, 0.004562149304180122], [0.9081659976834937, 0.0056691120506487435], [0.8838130269975532, 0.005691955449050986], [0.8596027443681469, 0.00480464028564102], [0.8355900196850744, 0.003085020537124127], [0.8118246359926662, 0.0005907872015453922], [0.788357960449488, -0.002664843536896892], [0.7652418824599334, -0.006675409689699561], [0.7425054234563017, -0.011345433846674958], [0.7201624225574167, -0.01657765247546805], [0.6982298450213585, -0.022331170832958956], [0.67671413425118, -0.0284307720335916], [0.6555885753518039, -0.034772307115219635], [0.634842751543041, -0.04124943766043361], [0.6144616829390119, -0.04775212690159574], [0.5944321591217735, -0.0541884325729201], [0.5747420508670522, -0.06047552074326775], [0.5553784681200453, -0.06653081806855007], [0.536337068904046, -0.07230169652645392], [0.5176142251403067, -0.07773508560617044], [0.49921154051206457, -0.08279818879615455], [0.48112741340883025, -0.08744388173683962], [0.46336348805463945, -0.09163314700055843], [0.4459294316549559, -0.09535534570917771], [0.4288376235032319, -0.09861747357161502], [0.41210123659204984, -0.10143021188139005], [0.3957317750648347, -0.10380848407269931], [0.37974217087653833, -0.10577972889930681], [0.3641401396929058, -0.10734966780740356], [0.3489343997288421, -0.10854208268028392], [0.3341324640925203, -0.10938935758285907], [0.31973928089002535, -0.10991349052528802], [0.30575800099406286, -0.11011065825608465], [0.292191021851306, -0.11004182115632005], [0.2790392827991073, -0.1097126495187625], [0.26630136408980737, -0.10914081161687483], [0.25397567257773557, -0.10835333152730525], [0.24205878574446338, -0.10736704838942879], [0.23054681345468472, -0.10620149500052375], [0.21943516908504881, -0.1048711523636983], [0.2087187858444201, -0.10338561708717414], [0.19838992836288866, -0.10177208801588926], [0.18844466971015766, -0.100027380323239], [0.17887318279426295, -0.0981799065603989], [0.16966877030729177, -0.09623756177264936], [0.1608229979448535, -0.09421215083741191], [0.15232735940466252, -0.09211513057234631], [0.14417281545505206, -0.08995720896840335], [0.13634838581774292, -0.08775600638296975], [0.12884619148232512, -0.0855167850761035], [0.12165801263605455, -0.08324425266032673], [0.11477329034798897, -0.08094919735724519], [0.10818206271143854, -0.07864056277651128], [0.1018772425623936, -0.07631791012421946], [0.09584714271342816, -0.07399504620416486], [0.0900819126889644, -0.07167856028203089], [0.08457363479453327, -0.06937033492822836], [0.07931411721394756, -0.06707239174688298], [0.07429242564803958, -0.06479368883869038], [0.06950107590304395, -0.06253550544238186], [0.06493308646378845, -0.06029776770791459], [0.060579849740034566, -0.058083528041001885], [0.05643109649243611, -0.05589975628237156], [0.05247913428464532, -0.05374853833538572], [0.04871804231325743, -0.05162846294236991], [0.045141236104518784, -0.0495393026470159], [0.041741441898898723, -0.047482594786850456], [0.03851378069351733, -0.04545681891365849], [0.035450654949768595, -0.04346444564934283], [0.032547091310580846, -0.04150404156743401], [0.0297986435289632, -0.03957366341448502], [0.027196321945352805, -0.03767876910251845], [0.024738564063040206, -0.03581446869315151], [0.022418928005158954, -0.03398177932844827], [0.020227553234966358, -0.03218696769974295], [0.01816115451558681, -0.030428104389113576], [0.01622860449224085, -0.02869065216845198], [0.014426020535525006, -0.02697419151166516], [0.012741567962082083, -0.025287726481575068], [0.0111695755733155, -0.023633236408593862], [0.009719306073983218, -0.02199948520493629], [0.008391580159066811, -0.020383551960239627], [0.007166879595863471, -0.018799234271243897], [0.005970908469406424, -0.017299591730650963], [0.004877558093882296, -0.015824920660287376], [0.003934919189208578, -0.014344299453798545], [0.003146492013652152, -0.01285927162636048], [0.002485967518891333, -0.011390234714591213], [0.001966425957884394, -0.009941559051746183], [0.0015627301758429153, -0.00852504539654057], [0.001268007355029913, -0.007147200213272389], [0.0010162015735057414, -0.005821378551766909], [0.0007885384014670537, -0.004551980083536485], [0.0005771383926607273, -0.0033367475986872236], [0.0003779987755206294, -0.0021740059076956245], [0.0001862632797997506, -0.0010622002047999321], [0.0, 0.0], [0.00017896031750020205, 0.0010639571878567847], [0.00034886028904223697, 0.0021765057084592444], [0.000514868312339238, 0.0033408329214797174], [0.0006844060600441366, 0.004558389387651782], [0.0008594422555687541, 0.005830991413018125], [0.0010509441672565858, 0.007158877781742827], [0.0012776083401436062, 0.00854320561537688], [0.0015507664641063994, 0.009981809080105675], [0.0019240600767082157, 0.011461454211827352], [0.0024066660728285796, 0.012985743896995553], [0.002962893962881146, 0.014557889146787401], [0.0036208178215978177, 0.016168644222476103], [0.004400711746656145, 0.01781218770747505], [0.005265535116432936, 0.019502321242752443], [0.006209134260699092, 0.021247727741910853], [0.007242701600449427, 0.023042507073305612], [0.008403149667764336, 0.024867536629675006], [0.009682871835662079, 0.026727332269026523], [0.011072137006560819, 0.028631501552390623], [0.012558535073348925, 0.030590995472974693], [0.014170989423996878, 0.03258779767574869], [0.015913053725201673, 0.034621621072196004], [0.017784809685701466, 0.03669636009148036], [0.019785682295868724, 0.038816173278370794], [0.02193030485027868, 0.040971326615738185], [0.02422301140899493, 0.04316299614260253], [0.026669320581172856, 0.04539792942684944], [0.029277792244408005, 0.047663497600513346], [0.03205249265536936, 0.04995925793155652], [0.03499254869111814, 0.05229251630767475], [0.03810600822026049, 0.05465919679985494], [0.041401989530678654, 0.05705475639065176], [0.044886070330407125, 0.059479252890378705], [0.04856655535642994, 0.061928560835348194], [0.05244980865268154, 0.06440232387804812], [0.05654311371686333, 0.0668980818 | 3D array of the non-dimensional x and y airfoil coordinates of the airfoils interpolated along span for n_span stations.
rotorse.rc_out.web_start_nd | intermediate |  | [[0.414200976019537, 0.4148673897596765, 0.41480651791575757, 0.41441452999767586, 0.4139828279110289, 0.4124329909142824, 0.408902565323303, 0.40235869810671065, 0.3897656916972744, 0.24523262565655404], [0.2846606867861176, 0.280117768450943, 0.27190755560157054, 0.26219814900012994, 0.250891058228631, 0.23646432644960694, 0.21704502745344315, 0.18922641064278983, 0.14422888665258993, 0.24523262565655407]] | 2D array of the non-dimensional start point defined along the outer profile of a web. The TE suction side is 0, the TE pressure side is 1. The first dimension represents each web, the second dimension represents each entry along blade span.
rotorse.rc_out.web_end_nd | intermediate |  | [[0.5852708171802156, 0.5850495955403967, 0.5856971102897279, 0.5866369480908827, 0.5874830326587812, 0.5892743193621786, 0.5929528134932951, 0.599610907493156, 0.6124038841676125, 0.7567206858747602], [0.7141795256509537, 0.7192588454129704, 0.7281789029057835, 0.7385200077151989, 0.7502476037173736, 0.7647629563576829, 0.7839539942963285, 0.8112270761743623, 0.8555379971624291, 0.7567206858747602]] | 2D array of the non-dimensional end point defined along the outer profile of a web. The TE suction side is 0, the TE pressure side is 1. The first dimension represents each web, the second dimension represents each entry along blade span.
rotorse.rc_out.layer_thickness | intermediate | m | [[0.001, 0.001, 0.001, 0.001, 0.001, 0.001, 0.001, 0.001, 0.001, 0.001], [0.0030602703347641963, 0.0029302220775327295, 0.002731742440835592, 0.002519166548136594, 0.0022934285098660284, 0.0020554624364541915, 0.0018062024383313747, 0.0015465826259278754, 0.001277537109673986, 0.001], [0.0220549122718989, 0.0208042751114363, 0.018985046101293482, 0.01713608265938962, 0.01526729626297836, 0.013388598389313434, 0.011509900515648486, 0.009631202641983529, 0.007752504768318578, 0.005873806894653622], [0.018396886548685744, 0.016955665306955872, 0.014962350275733031, 0.01303216602522535, 0.01114932986025402, 0.009298059085640267, 0.007462571006205302, 0.005627082926770338, 0.0037915948473353817, 0.0019561067679004216], [0.03442398385140485, 0.001, -8.131516293641283e-20, 0.0, 0.0, 0.0, 0.0, 0.0, 0.0, 0.0], [0.03442398385140485, 0.001, -8.131516293641283e-20, 0.0, 0.0, 0.0, 0.0, 0.0, 0.0, 0.0], [0.013570845372449021, 0.012725330855044377, 0.011505323630660504, 0.010306515825606558, 0.009125374203327537, 0.00795836552726849, 0.0068019565608744125, 0.005652614067590332, 0.0045068048108612615, 0.003360995554132208], [0.01223234944423054, 0.01109198344222918, 0.009700784707749164, 0.008501789524206603, 0.007398896116132821, 0.006296002708059051, 0.00519310929998528, 0.004090215891911514, 0.0029873224838377426, -6.505213034913027e-19], [0.01223234944423054, 0.01109198344222918, 0.009700784707749164, 0.008501789524206603, 0.007398896116132821, 0.006296002708059051, 0.00519310929998528, 0.004090215891911514, 0.0029873224838377426, -6.505213034913027e-19], [0.028467525364800895, 0.026548446003367625, 0.023685366005451677, 0.02070188767487763, 0.01762209067817712, 0.014470054681881742, 0.01126985935252313, 0.008045584356632905, 0.0048213093607426755, 0.0015970343648524527], [0.0232295708259792, 0.02207879562049976, 0.020252660086103807, 0.01819533041480395, 0.015888517454057182, 0.01337380175210471, 0.010692763857187702, 0.007886984317547073, 0.004998043681424268, 0.0020675224970603053], [0.032679793711968524, 0.030642080913123152, 0.027516266030156573, 0.02419344792587278, 0.020739294340710836, 0.01721947301510983, 0.013699651689508844, 0.010179830363907818, 0.006660009038306791, 0.0031401877127057915], [0.03547715954202539, 0.03163240860972047, 0.026555610535872978, 0.02186996705690011, 0.017497247253826908, 0.01335922020767848, 0.009377654999479916, 0.005474320710256289, 0.0015709864210326626, 0.001], [0.0023387770706268904, 0.0021752316255659585, 0.00195702452635758, 0.0017517918895640714, 0.0015569388227024443, 0.0013698704332897418, 0.0011879918288430328, 0.0010087081168792522, 0.001, 0.001], [0.0012739797944200206, 0.0012725991189427679, 0.001294214390602067, 0.001332041116005865, 0.0013779735682819148, 0.0014239060205579876, 0.0014698384728340475, 0.0015157709251100578, 0.0015617033773860887, 1.0842021724855044e-19], [0.02, 0.02, 0.02, 0.02, 0.02, 0.02, 0.02, 0.02, 0.02, 6.938893903907228e-18], [0.0013589344180927612, 0.0013104258443465565, 0.0012753010279001407, 0.001272599118942723, 0.001294214390602057, 0.0013320411160058796, 0.001377973568281959, 0.0014239060205580112, 0.001469838472834042, 1.0842021724855044e-19], [0.0013365476557123661, 0.001336042341719111, 0.0013449310081187766, 0.001360406973216308, 0.0013791765876627789, 0.0013979462021092215, 0.0014167158165556374, 0.001435485431002038, 0.0014542550454484536, 2.168404344971009e-19], [0.02, 0.02, 0.02, 0.02, 0.02, 0.02, 0.02, 0.02, 0.02, 6.938893903907228e-18], [0.0013708383916703005, 0.0013512015024088637, 0.0013370346233662605, 0.0013360423417192616, 0.0013449310081189907, 0.0013604069732165167, 0.001379176587662875, 0.0013979462021091273, 0.0014167158165554958, 6.505213034913027e-19]] | 2D array of the thickness of the layers of the blade structure. The first dimension represents each layer, the second dimension represents each entry along blade span.
rotorse.rc_out.layer_start_nd | intermediate |  | [[0.0, 0.0, 0.0, 0.0, 0.0, 0.0, 0.0, 0.0, 0.0, 0.0], [0.0, 0.0, 0.0, 0.0, 0.0, 0.0, 0.0, 0.0, 0.0, 0.0], [0.26800048297386564, 0.26252507219063836, 0.2522714252509725, 0.23929055186464615, 0.22860230411987764, 0.21391119895748376, 0.19222321376096438, 0.15830914724213202, 0.10599279383241642, 0.08009451161731784], [0.5970459290788663, 0.594807816930123, 0.5915150702695127, 0.5884621888901344, 0.5865549609281038, 0.5840505668690115, 0.5805644775588221, 0.5750387494844149, 0.5757040893935286, 0.5968472850353708], [0.151505199078591, 0.26704966154280885, 0.29282122195187466, 0.291600376929465, 0.290368085233979, 0.2882889173682832, 0.2847028558700269, 0.27880224937004405, 0.26841980760630746, 0.24523262565655407], [0.5631588166957914, 0.6790876757898832, 0.7073615714815853, 0.7093610913620935, 0.7112611519241143, 0.7138270232418649, 0.7177338223371428, 0.7237377413496311, 0.733997255705591, 0.75672068587476], [0.47384639976917864, 0.4719514905107528, 0.4687037266779584, 0.4646743123890356, 0.4594587846307365, 0.4522460062154725, 0.44706214821867435, 0.44565141254970764, 0.4439614071802169, 0.4417969944033159], [0.0, 0.0, 0.0, 0.0, 0.0, 0.0, 0.0, 0.0, 0.0, 0.0], [0.9257014562985106, 0.9260119117206573, 0.926245608819743, 0.9265086907934386, 0.9316768357513225, 0.9318825042126969, 0.9319853239931921, 0.9320025808929682, 0.9318066039143612, 0.931124027312094], [0.0742985437014893, 0.07398808827934263, 0.07375439118025695, 0.07349130920656147, 0.06832316424867749, 0.06811749578730307, 0.06801467600680784, 0.06799741910703178, 0.06819339608563882, 0.06887597268790607], [0.40173096117462265, 0.40455379594222596, 0.40867570078233256, 0.414139763359811, 0.41620783000001377, 0.41878610426748475, 0.4223273076781925, 0.4279160458430173, 0.4308468213801985, 0.4103707396957903], [0.5255666622133214, 0.5268810994216793, 0.5291930802397119, 0.5322972449347906, 0.536482603244476, 0.5420438468485853, 0.5449096610564087, 0.5437424331044978, 0.5426306130209422, 0.5417782450793086], [0.7307764072796235, 0.7368365406817106, 0.7479193458008726, 0.7601422584269494, 0.7720942369876387, 0.7877645434054752, 0.810109642448773, 0.8441602674167881, 0.8922904220176535, 0.9165940867141493], [0.05, 0.05, 0.05, 0.05, 0.05, 0.05, 0.04, 0.05, 0.05, 0.05], [0.0, 0.0, 0.0, 0.0, 0.0, 0.0, 0.0, 0.0, 0.0, 0.0], [0.0, 0.0, 0.0, 0.0, 0.0, 0.0, 0.0, 0.0, 0.0, 0.0], [0.0, 0.0, 0.0, 0.0, 0.0, 0.0, 0.0, 0.0, 0.0, 0.0], [0.0, 0.0, 0.0, 0.0, 0.0, 0.0, 0.0, 0.0, 0.0, 0.0], [0.0, 0.0, 0.0, 0.0, 0.0, 0.0, 0.0, 0.0, 0.0, 0.0], [0.0, 0.0, 0.0, 0.0, 0.0, 0.0, 0.0, 0.0, 0.0, 0.0]] | 2D array of the non-dimensional start point defined along the outer profile of a layer. The TE suction side is 0, the TE pressure side is 1. The first dimension represents each layer, the second dimension represents each entry along blade span.
rotorse.rc_out.layer_end_nd | intermediate |  | [[1.0, 1.0, 1.0, 1.0, 1.0, 1.0, 1.0, 1.0, 1.0, 1.0], [1.0, 1.0, 1.0, 1.0, 1.0, 1.0, 1.0, 1.0, 1.0, 1.0], [0.40173096117462265, 0.40455379594222596, 0.40867570078233256, 0.414139763359811, 0.41620783000001377, 0.41878610426748475, 0.4223273076781925, 0.4279160458430173, 0.4308468213801985, 0.4103707396957903], [0.7307764072796235, 0.7368365406817106, 0.7479193458008726, 0.7601422584269494, 0.7720942369876387, 0.7877645434054752, 0.810109642448773, 0.8441602674167881, 0.8922904220176535, 0.9165940867141493], [0.43568246525519966, 0.3203104329496541, 0.29282122195187466, 0.291600376929465, 0.290368085233979, 0.2882889173682832, 0.2847028558700269, 0.27880224937004405, 0.26841980760630746, 0.24523262565655407], [0.8473360828724, 0.7323484471967285, 0.7073615714815853, 0.7093610913620935, 0.7112611519241143, 0.7138270232418649, 0.7177338223371428, 0.7237377413496311, 0.733997255705591, 0.75672068587476], [0.5255666622133214, 0.5268810994216793, 0.5291930802397119, 0.5322972449347906, 0.536482603244476, 0.5420438468485853, 0.5449096610564087, 0.5437424331044978, 0.5426306130209422, 0.5417782450793086], [0.0742985437014893, 0.07398808827934263, 0.07375439118025695, 0.07349130920656147, 0.06832316424867749, 0.06811749578730307, 0.06801467600680784, 0.06799741910703178, 0.06819339608563882, 0.06887597268790607], [1.0, 1.0, 1.0, 1.0, 1.0, 1.0, 1.0, 1.0, 1.0, 1.0], [0.26800048297386564, 0.26252507219063836, 0.2522714252509725, 0.23929055186464615, 0.22860230411987764, 0.21391119895748376, 0.19222321376096438, 0.15830914724213202, 0.10599279383241642, 0.08009451161731784], [0.47384639976917864, 0.4719514905107528, 0.4687037266779584, 0.4646743123890356, 0.4594587846307365, 0.4522460062154725, 0.44706214821867435, 0.44565141254970764, 0.4439614071802169, 0.4417969944033159], [0.5970459290788663, 0.594807816930123, 0.5915150702695127, 0.5884621888901344, 0.5865549609281038, 0.5840505668690115, 0.5805644775588221, 0.5750387494844149, 0.5757040893935286, 0.5968472850353708], [0.9257014562985106, 0.9260119117206573, 0.926245608819743, 0.9265086907934386, 0.9316768357513225, 0.9318825042126969, 0.9319853239931921, 0.9320025808929682, 0.9318066039143612, 0.931124027312094], [0.95, 0.95, 0.95, 0.95, 0.95, 0.95, 0.95, 0.95, 0.95, 0.95], [0.0, 0.0, 0.0, 0.0, 0.0, 0.0, 0.0, 0.0, 0.0, 0.0], [0.0, 0.0, 0.0, 0.0, 0.0, 0.0, 0.0, 0.0, 0.0, 0.0], [0.0, 0.0, 0.0, 0.0, 0.0, 0.0, 0.0, 0.0, 0.0, 0.0], [0.0, 0.0, 0.0, 0.0, 0.0, 0.0, 0.0, 0.0, 0.0, 0.0], [0.0, 0.0, 0.0, 0.0, 0.0, 0.0, 0.0, 0.0, 0.0, 0.0], [0.0, 0.0, 0.0, 0.0, 0.0, 0.0, 0.0, 0.0, 0.0, 0.0]] | 2D array of the non-dimensional end point defined along the outer profile of a layer. The TE suction side is 0, the TE pressure side is 1. The first dimension represents each layer, the second dimension represents each entry along blade span.
rotorse.rc_out.ply_t | intermediate | m | [1000000.0, 1000000.0, 0.005, 0.005, 0.001, 0.001, 1000000.0, 1000000.0, 1000000.0, 1000000.0] | 1D array of the ply thicknesses of the materials. Non-composite materials are kept at 0.
rotorse.rc_out.fwf | intermediate |  | [0.0, 0.0, 0.7450682696347697, 0.7788461538461539, 0.7450682696347697, 0.7450682696347697, 0.0, 0.0, 0.0, 0.0] | 1D array of the non-dimensional fiber weight fraction of the composite materials. Non-composite materials are kept at 0.
rotorse.rc_out.fvf | intermediate |  | [0.0, 0.0, 0.57, 0.6923076923076923, 0.57, 0.57, 0.0, 0.0, 0.0, 0.0] | 1D array of the non-dimensional fiber volume fraction of the composite materials. Non-composite materials are kept at 0.
rotorse.rp.aep.CDF_V | intermediate | m/s | [0.20020684760703322, 0.20970199538827405, 0.21932722661133042, 0.22907500786682922, 0.23893778504234808, 0.24890799291659038, 0.25897806464946294, 0.2691404411518038, 0.27938758031897226, 0.2897119661130192, 0.3001061174786914, 0.3105625970790834, 0.3210740198373446, 0.3316330612714642, 0.34223246560979315, 0.3528650536756276, 0.3635237305298471, 0.3742014928613081, 0.3848914361153918, 0.39558676135183424, 0.406280781823695, 0.4169669292700602, 0.42763875991582345, 0.4382899601726328, 0.44891435203584484, 0.4595058981730753, 0.47005870670068195, 0.48056703564525405, 0.49102529708792475, 0.5014280609900391, 0.5117700586994323, 0.5220461861372736, 0.5322515066661222, 0.5423812536405079, 0.5524308326420173, 0.5623958234014894, 0.5722719814115557, 0.5820552392333447, 0.5917417075017521, 0.6013276756342218, 0.6108096122485152, 0.6201841652954373, 0.629448161912972, 0.6385986080087163, 0.647632687577927, 0.6565477617648885, 0.6653413676756592, 0.6740112169506078, 0.6825551941054355, 0.6909713546496723, 0.699257922991869, 0.7074132901409378, 0.7154360112132678, 0.7233248027554173, 0.7310785398923021, 0.7386962533109164, 0.7461771260896881, 0.7535204903836271, 0.7607258239754453, 0.7677927467028246, 0.7747210167719838, 0.781510526967642, 0.7881613007694036, 0.7946734883844886, 0.8010473627066225, 0.8072833152107481, 0.8133818517930795, 0.8193435885658237, 0.825169247615719, 0.8308596527353156, 0.8364157251357046, 0.8418384791491619, 0.8471290179299176, 0.8522885291610012, 0.8573182807748336, 0.8622196166949562, 0.866993952605989, 0.8716427717586149, 0.8761676208160729, 0.8805701057483385, 0.8848518877798444, 0.8890146793962821, 0.8930602404156984, 0.8969903741287767, 0.9008069235128727, 0.9045117675240488, 0.9081068174710274, 0.9115940134746678, 0.9149753210162529, 0.918252727577556, 0.921428239375357, 0.9245038781927667, 0.9274816783094245, 0.9303636835323443, 0.9331519443288973, 0.9358485150631457, 0.9384554513364729, 0.9409748074331935, 0.9434086338715796, 0.9457589750604912, 0.9480278670615728, 0.9502173354567485, 0.9523293933205389, 0.9543660392965192, 0.9563292557770406, 0.9582210071851609, 0.9600432383575516, 0.9617978730269897, 0.9634868124028906, 0.9651119338481937, 0.9666750896507871, 0.968178105887529, 0.9696227813788194, 0.9710108867315713, 0.9723441634683373, 0.9736243232402707, 0.9748530471215242, 0.9760319849826262, 0.9771627549403215, 0.9782469428813165, 0.9792861020573344, 0.9802817527488484, 0.9812353819948527, 0.9821484433860019, 0.9830223569184546, 0.9838585089057494, 0.9846582519460519, 0.9854229049421203, 0.9861537531713584, 0.9868520484033478, 0.9875190090622779, 0.9881558204317286, 0.9887636348992992, 0.9893435722386151, 0.9898967199262951, 0.9904241334915089, 0.9909268368958076, 0.9914058229409674, 0.9918620537026415, 0.9922964609876807, 0.9927099468130408, 0.993103383904263, 0.9934776162115774, 0.9938334594417475, 0.9941717016038413, 0.9944931035671825, 0.9947983996298068, 0.9950882980958149, 0.9953634818600852, 0.9956246089988785, 0.9958723133649348, 0.9961072051857331, 0.9963298716636514, 0.9965408775768312, 0.9967407658796188, 0.9969300583015205, 0.9971092559436697, 0.9972788398718737, 0.9974392717053604, 0.9975909942004144, 0.997734431828143, 0.9978699913456734, 0.9979980623601372, 0.9981190178848508, 0.9982332148871521, 0.9983409948274057, 0.9984426841887333, 0.9985385949970768, 0.9986290253312419, 0.9987142598226152, 0.9987945701442872, 0.9988702154893533, 0.998941443038201, 0.9990084884146269, 0.9990715761306612, 0.999130920020008, 0.9991867236600389, 0.9992391807823081, 0.9992884756715796, 0.9993347835533857, 0.9993782709701552, 0.9994190961459757, 0.999457409340069, 0.9994933531890814, 0.9995270630383057, 0.9995586672619675, 0.9995882875727224, 0.999616039320525, 0.9996420317810394, 0.9996663684337754, 0.9996891472301406, 0.9997104608516079, 0.9997303969582058, 0.9997490384275444, 0.9997664635845963, 0.9997827464224537, 0.9997979568142894, 0.9998121607167505, 0.9998254203650161, 0.9998377944597517] | cumulative distribution function evaluated at each wind speed
rotorse.rp.aep.P | intermediate | W | [530527.8172953837, 572037.4140347058, 616961.9158790492, 665110.6539763835, 716292.9594746788, 770318.163521905, 826995.5972660325, 886134.5918550299, 947544.4784368678, 1011034.5881595161, 1076414.2521709448, 1143492.8016191232, 1212493.899748716, 1285720.1886191962, 1363273.0708053925, 1444812.0243580954, 1529996.5273280956, 1618486.0577661833, 1709940.0937231486, 1804018.1132497815, 1900379.594396873, 1998733.752953041, 2101190.5472927303, 2208630.139166574, 2320518.078119595, 2436319.913696819, 2555501.1954432703, 2677527.4729039716, 2801958.722824619, 2933458.812042037, 3071646.0991731365, 3212029.5206144582, 3350118.012762546, 3482695.3948254907, 3611890.794502993, 3733640.704757336, 3846078.3230118947, 3955060.963180659, 4062883.737294309, 4170502.5941746086, 4277438.185856446, 4383505.584303997, 4488519.861481438, 4592296.089352944, 4704065.480788067, 4835613.6786720315, 4948188.823689484, 4999760.359397585, 5000000.540218421, 5000000.958485381, 5000001.2164640315, 5000001.320753323, 5000001.330339434, 5000001.3373013, 5000001.343216931, 5000001.348150628, 5000001.35216669, 5000001.355329417, 5000001.357703107, 5000001.3593520615, 5000001.360340581, 5000001.360732962, 5000001.345383312, 5000001.285248806, 5000001.187707119, 5000001.06142383, 5000000.915064522, 5000000.757294774, 5000000.596780168, 5000000.442186284, 5000000.302178701, 5000000.1854230035, 5000000.100584771, 5000000.056329582, 5000000.08118331, 5000000.255355443, 5000000.5648904415, 5000000.98505793, 5000001.491127528, 5000002.058368858, 5000002.662051541, 5000003.277445195, 5000003.879819447, 5000004.444443915, 5000004.94658822, 5000005.3615219835, 5000005.664514828, 5000005.830836373, 5000005.846701428, 5000005.774845283, 5000005.636651985, 5000005.44069845, 5000005.1955615925, 5000004.909818329, 5000004.5920455735, 5000004.250820243, 5000003.8947192505, 5000003.532319516, 5000003.172197951, 5000002.822931472, 5000002.493096995, 5000002.1912714355, 5000001.926031709, 5000001.70595473, 5000001.527084046, 5000001.34905058, 5000001.1694431, 5000000.989921371, 5000000.81214516, 5000000.637774228, 5000000.468468343, 5000000.305887268, 5000000.151690767, 5000000.007538606, 4999999.875090549, 4999999.756006361, 4999999.651945807, 4999999.564568651, 4999999.495534658, 4999999.446503593, 4999999.41913522, 4999999.415249976, 4999999.43759374, 4999999.485240925, 4999999.556345426, 4999999.649061139, 4999999.761541962, 4999999.891941788, 5000000.038414516, 5000000.199114042, 5000000.372194262, 5000000.555809072, 5000000.748112369, 5000000.947258049, 5000001.151400007, 5000001.35869214, 5000001.567288346, 5000001.775342518, 5000001.981008556, 5000002.182440354, 5000002.394129163, 5000002.643273993, 5000002.925472785, 5000003.235576874, 5000003.568437601, 5000003.918906308, 5000004.281834334, 5000004.652073018, 5000005.0244737035, 5000005.393887729, 5000005.755166435, 5000006.103161162, 5000006.432723248, 5000006.738704036, 5000007.015954865, 5000007.259327077, 5000007.463672009, 5000007.623841004, 5000007.734685401, 5000007.795604103, 5000007.844863251, 5000007.892187569, 5000007.937506666, 5000007.980750147, 5000008.021847624, 5000008.0607287, 5000008.097322985, 5000008.131560087, 5000008.163369612, 5000008.192681169, 5000008.219424366, 5000008.24352881, 5000008.264924108, 5000008.28353987, 5000008.299305701, 5000008.312151209, 5000008.322006004, 5000008.328799691, 5000008.33246188, 5000008.331931107, 5000008.316061197, 5000008.282368872, 5000008.23164162, 5000008.164666927, 5000008.082232278, 5000007.98512516, 5000007.874133061, 5000007.750043464, 5000007.613643859, 5000007.465721729, 5000007.307064564, 5000007.138459849, 5000006.960695069, 5000006.7745577125, 5000006.580835264, 5000006.380315212, 5000006.173785041, 5000005.962032239, 5000005.7458442915, 5000005.526008685] | power curve (power)
rotorse.rp.cdf.x | intermediate | m/s | [4.0, 4.105527638190955, 4.211055276381909, 4.316582914572864, 4.422110552763819, 4.527638190954773, 4.633165829145729, 4.738693467336684, 4.844221105527638, 4.949748743718593, 5.055276381909548, 5.160804020100502, 5.266331658291457, 5.371859296482413, 5.477386934673367, 5.582914572864322, 5.688442211055277, 5.793969849246231, 5.899497487437186, 6.005025125628141, 6.110552763819095, 6.21608040201005, 6.321608040201005, 6.427135678391959, 6.532663316582914, 6.638190954773869, 6.743718592964824, 6.849246231155779, 6.954773869346734, 7.060301507537688, 7.165829145728644, 7.2713567839195985, 7.376884422110553, 7.482412060301508, 7.5879396984924625, 7.693467336683417, 7.798994974874372, 7.9045226130653266, 8.010050251256281, 8.115577889447236, 8.22110552763819, 8.326633165829145, 8.4321608040201, 8.537688442211056, 8.64321608040201, 8.748743718592966, 8.854271356783919, 8.959798994974875, 9.065326633165828, 9.170854271356784, 9.276381909547737, 9.381909547738694, 9.487437185929648, 9.592964824120603, 9.698492462311558, 9.804020100502512, 9.909547738693467, 10.015075376884422, 10.120603015075377, 10.226130653266331, 10.331658291457288, 10.43718592964824, 10.542713567839197, 10.64824120603015, 10.753768844221106, 10.85929648241206, 10.964824120603016, 11.070351758793969, 11.175879396984925, 11.28140703517588, 11.386934673366834, 11.492462311557789, 11.597989949748744, 11.703517587939698, 11.809045226130653, 11.914572864321608, 12.020100502512562, 12.125628140703517, 12.231155778894472, 12.336683417085426, 12.442211055276381, 12.547738693467336, 12.65326633165829, 12.758793969849247, 12.864321608040202, 12.969849246231156, 13.075376884422111, 13.180904522613066, 13.28643216080402, 13.391959798994975, 13.49748743718593, 13.603015075376884, 13.708542713567839, 13.814070351758794, 13.919597989949748, 14.025125628140703, 14.130653266331658, 14.236180904522612, 14.341708542713567, 14.447236180904522, 14.552763819095476, 14.658291457286433, 14.763819095477388, 14.869346733668342, 14.974874371859297, 15.080402010050252, 15.185929648241206, 15.291457286432161, 15.396984924623116, 15.50251256281407, 15.608040201005025, 15.71356783919598, 15.819095477386934, 15.924623115577889, 16.030150753768844, 16.1356783919598, 16.241206030150753, 16.346733668341706, 16.452261306532662, 16.55778894472362, 16.663316582914575, 16.768844221105528, 16.87437185929648, 16.979899497487438, 17.085427135678394, 17.190954773869347, 17.2964824120603, 17.402010050251256, 17.507537688442213, 17.613065326633166, 17.71859296482412, 17.824120603015075, 17.92964824120603, 18.035175879396984, 18.140703517587937, 18.246231155778894, 18.35175879396985, 18.457286432160803, 18.56281407035176, 18.668341708542712, 18.77386934673367, 18.879396984924625, 18.984924623115578, 19.09045226130653, 19.195979899497488, 19.301507537688444, 19.407035175879397, 19.51256281407035, 19.618090452261306, 19.723618090452263, 19.829145728643216, 19.93467336683417, 20.040201005025125, 20.14572864321608, 20.251256281407034, 20.35678391959799, 20.462311557788944, 20.5678391959799, 20.673366834170853, 20.77889447236181, 20.884422110552762, 20.98994974874372, 21.09547738693467, 21.201005025125628, 21.30653266331658, 21.412060301507537, 21.517587939698494, 21.623115577889447, 21.728643216080403, 21.834170854271356, 21.939698492462313, 22.045226130653266, 22.150753768844222, 22.256281407035175, 22.36180904522613, 22.467336683417084, 22.57286432160804, 22.678391959798994, 22.78391959798995, 22.889447236180903, 22.99497487437186, 23.100502512562812, 23.20603015075377, 23.311557788944725, 23.417085427135678, 23.522613065326635, 23.628140703517587, 23.733668341708544, 23.839195979899497, 23.944723618090453, 24.050251256281406, 24.155778894472363, 24.261306532663315, 24.366834170854272, 24.472361809045225, 24.57788944723618, 24.683417085427134, 24.78894472361809, 24.894472361809044, 25.0] | corresponding reference height
rotorse.rp.cdf.xbar | intermediate | m/s | 7.5 | mean value of distribution
rotorse.rp.gust.V_mean | intermediate | m/s | 7.5 | IEC average wind speed for turbine class
rotorse.rp.gust.V_hub | intermediate | m/s | 8.9669 | hub height wind speed
rotorse.rp.powercurve.generator_efficiency | intermediate |  | [0.95, 0.95, 0.95, 0.95, 0.95, 0.95, 0.95, 0.95, 0.95, 0.95, 0.95, 0.95, 0.95, 0.95, 0.95, 0.95, 0.95, 0.95, 0.95, 0.95] | Generator efficiency at various rpm values to support table lookup
rotorse.rp.powercurve.lss_rpm | intermediate | rpm | [0.1, 0.5095143701193218, 0.9190287402386434, 1.3285431103579652, 1.738057480477287, 2.147571850596609, 2.5570862207159304, 2.9666005908352524, 3.376114960954574, 3.7856293310738955, 4.195143701193217, 4.604658071312539, 5.01417244143186, 5.423686811551182, 5.833201181670504, 6.242715551789826, 6.652229921909147, 7.061744292028469, 7.4712586621477906, 7.880773032267112] | Low speed shaft RPM values at which the generator efficiency values are given
rotorse.rp.powercurve.V | output | m/s | [4.0, 5.214225796020938, 6.199302772114505, 6.940101288099139, 7.425243537705996, 7.647278298490988, 7.691761223009969, 8.002078626689109, 8.573464394012888, 8.966930412825308, 9.397142702102201, 10.460462807178455, 11.747093345319792, 13.237273163275134, 14.90811482686557, 16.733956145435975, 18.6867543133488, 20.736516614963797, 22.851761077974427, 25.0] | wind vector
rotorse.rp.powercurve.Omega | output | rpm | [3.8940290277084553, 5.07608665168294, 6.035066236541844, 6.756238967773721, 7.228528468407943, 7.4446809193222085, 7.487985369150778, 7.790081613583199, 7.880773032267112, 7.880773032267112, 7.880773032267112, 7.880773032267112, 7.880773032267112, 7.880773032267112, 7.880773032267112, 7.880773032267112, 7.880773032267112, 7.880773032267112, 7.880773032267112, 7.880773032267112] | rotor rotational speed
rotorse.rp.powercurve.P | output | W | [530527.8172953837, 1178037.2846412265, 1982938.864952214, 2784458.030106537, 3411402.03803364, 3681876.571025884, 3731781.7994427923, 4054731.5815618, 4627164.543373726, 5000000.0, 5000001.323503343, 5000001.36074567, 5000000.051927434, 5000005.855118879, 5000001.638147648, 4999999.413744013, 5000002.217015489, 5000007.775293934, 5000008.333129774, 5000005.526008685] | rotor electrical power
rotorse.rs.aero_gust.V_load | intermediate | m/s | 18.7925
rotorse.rs.Omega_load | intermediate | rpm | 7.8808
rotorse.rs.pitch_load | intermediate | deg | 3.2193
rotorse.rs.aero_hub_loads.V_load | intermediate | m/s | 18.7925
rotorse.rs.bjs.chord | intermediate | m | [4.5, 4.569836811677395, 4.6252818893763585, 4.667995817786707, 4.699639181598262, 4.721872565500841, 4.736356554184264, 4.744751732338349, 4.748718684652918, 4.749917995817786, 4.746350277168625, 4.694350910089418, 4.587985743035093, 4.436524130451718, 4.2492354267853685, 4.035388986482111, 3.8042541639880216, 3.5651003137491686, 3.327196790211623, 3.099812947821457, 2.81761793304188, 2.6586234754155402, 2.422139578466035, 2.1751137063147445, 1.9180534126372155, 1.6514662511089901, 1.3758597754056112, 1.091741539202625, 0.7996190961755736, 0.4999999999999999] | chord length at joint station. [(n_span x 3) 1D array of float]
rotorse.rs.bjs.layer_thickness | intermediate | m | [[0.001, 0.001, 0.001, 0.001, 0.001, 0.001, 0.001, 0.001, 0.001, 0.001, 0.001, 0.001, 0.001, 0.001, 0.001, 0.001, 0.001, 0.001, 0.001, 0.001, 0.001, 0.001, 0.001, 0.001, 0.001, 0.001, 0.001, 0.001, 0.001, 0.001], [0.041, 0.035425835209311626, 0.029985983652080977, 0.024789966887490536, 0.019947306474722766, 0.015567523972960132, 0.011760140941385113, 0.008634678939180167, 0.006300659525527771, 0.004867604259610386, 0.004387276711806136, 0.0041829191193396825, 0.0040223165002349105, 0.0038954294608578334, 0.003792218607574469, 0.0037026445467508275, 0.003616667884752925, 0.0035242492279467753, 0.0034153491826983923, 0.00327992835537379, 0.0030602703347641963, 0.0029302220775327295, 0.002731742440835592, 0.002519166548136594, 0.0022934285098660284, 0.0020554624364541915, 0.0018062024383313747, 0.0015465826259278754, 0.001277537109673986, 0.001], [0.0, 0.010363863922080815, 0.018021234480601413, 0.025361659590798752, 0.03206819380434953, 0.03782389167293049, 0.042311807748218355, 0.045214996581889856, 0.046216512725621724, 0.04569526776353126, 0.04403017327973565, 0.041600140858352265, 0.038784082083498365, 0.03596090853929123, 0.03350953180984813, 0.0313580742821214, 0.02943465834306337, 0.027667406379626357, 0.025984440778762663, 0.02431388392742465, 0.0220549122718989, 0.0208042751114363, 0.018985046101293482, 0.01713608265938962, 0.01526729626297836, 0.013388598389313434, 0.011509900515648486, 0.009631202641983529, 0.007752504768318578, 0.005873806894653622], [0.0, 0.012478059721382662, 0.01761157401713909, 0.022745088312895515, 0.027664175500095572, 0.03215440847018287, 0.03600136011460119, 0.03899060332479406, 0.04090771099220513, 0.0415382560082781, 0.041101726495636016, 0.03981761057690187, 0.03790539637469875, 0.03558457201164968, 0.033074625610377724, 0.030595045293505926, 0.02815655274214637, 0.02576986963741116, 0.023445717660412414, 0.021194818492262218, 0.018396886548685744, 0.016955665306955872, 0.014962350275733031, 0.01303216602522535, 0.01114932986025402, 0.009298059085640267, 0.007462571006205302, 0.005627082926770338, 0.0037915948473353817, 0.0019561067679004216], [0.0, 0.0, 0.0, 0.0, 0.0, 0.0, 0.0, 0.0, 0.0, 0.0, 0.0, 0.0, 0.0, 0.0, 0.0, 0.0, 0.0, 0.0, 0.0, 0.001, 0.03442398385140485, 0.001, -8.131516293641283e-20, 0.0, 0.0, 0.0, 0.0, 0.0, 0.0, 0.0], [0.0, 0.0, 0.0, 0.0, 0.0, 0.0, 0.0, 0.0, 0.0, 0.0, 0.0, 0.0, 0.0, 0.0, 0.0, 0.0, 0.0, 0.0, 0.0, 0.001, 0.03442398385140485, 0.001, -8.131516293641283e-20, 0.0, 0.0, 0.0, 0.0, 0.0, 0.0, 0.0], [0.0, 0.0, 0.006650033728755581, 0.008148123658263425, 0.009646213587771253, 0.011144303517279089, 0.01260256197570184, 0.013981157491954431, 0.015240258594951785, 0.016340033813608823, 0.017240651676840472, 0.01790228071356164, 0.018327608985325365, 0.018519324553684678, 0.018480115480192617, 0.01821266982640221, 0.017719675653866496, 0.0170038210241385, 0.016105782583305264, 0.015066236977453804, 0.013570845372449021, 0.012725330855044377, 0.011505323630660504, 0.010306515825606558, 0.009125374203327537, 0.00795836552726849, 0.0068019565608744125, 0.005652614067590332, 0.0045068048108612615, 0.003360995554132208], [0.0, 0.0, 0.023343227487567127, 0.02514806479023719, 0.02695290209290725, 0.028757739395577298, 0.03056257669824736, 0.032367414000917416, 0.03399537923059806, 0.03526960031429983, 0.03601320517903334, 0.0360493217518092, 0.03520107795963813, 0.03329160172953063, 0.030593866909944815, 0.02738084734933888, 0.023925516896170944, 0.020500849398899176, 0.017379818705981716, 0.014835398665876708, 0.01223234944423054, 0.01109198344222918, 0.009700784707749164, 0.008501789524206603, 0.007398896116132821, 0.006296002708059051, 0.00519310929998528, 0.004090215891911514, 0.0029873224838377426, -6.505213034913027e-19], [0.0, 0.0, 0.023343227487567127, 0.02514806479023719, 0.02695290209290725, 0.028757739395577298, 0.03056257669824736, 0.032367414000917416, 0.03399537923059806, 0.03526960031429983, 0.03601320517903334, 0.0360493217518092, 0.03520107795963813, 0.03329160172953063, 0.030593866909944815, 0.02738084734933888, 0.023925516896170944, 0.020500849398899176, 0.017379818705981716, 0.014835398665876708, 0.01223234944423054, 0.01109198344222918, 0.009700784707749164, 0.008501789524206603, 0.007398896116132821, 0.006296002708059051, 0.00519310929998528, 0.004090215891911514, 0.0029873224838377426, -6.505213034913027e-19], [0.0, 0.0, 0.018640217490227647, 0.022904385684442738, 0.027168553878657818, 0.0312820798151019, 0.035094321236003936, 0.03845463588359295, 0.041212381500097914, 0.04321691582774788, 0.04431759660877182, 0.044631775714407025, 0.044276805015890965, 0.04337003638446096, 0.04202882169135447, 0.040370512807808824, 0.03851246160506139, 0.03646387880311415, 0.03423397512196914, 0.03183196128162837, 0.028467525364800895, 0.026548446003367625, 0.023685366005451677, 0.02070188767487763, 0.01762209067817712, 0.014470054681881742, 0.01126985935252313, 0.008045584356632905, 0.0048213093607426755, 0.0015970343648524527], [0.0, 0.0, 0.010678322708722262, 0.013027749686046041, 0.015377176663369818, 0.017726603640693592, 0.02007603061801737, 0.022343664312566913, 0.024447711441567942, 0.026306378722246202, 0.02783787287182743, 0.0289604006075374, 0.029592168646601816, 0.029791678876096843, 0.02961743318309853, 0.02912793345468304, 0.028381681577926424, 0.027437179439904813, 0.02635292892769433, 0.025110640888752044, 0.0232295708259792, 0.02207879562049976, 0.020252660086103807, 0.01819533041480395, 0.015888517454057182, 0.01337380175210471, 0.010692763857187702, 0.007886984317547073, 0.004998043681424268, 0.0020675224970603053], [0.0, 0.0, 0.011714132383639313, 0.014764947347625046, 0.017815762311610757, 0.02086657727559648, 0.023917392239582207, 0.02696820720356794, 0.030019022167553665, 0.03295298719726778, 0.035653252358438574, 0.03800296771679428, 0.03988528333806326, 0.04118334928797394, 0.04178031563225458, 0.041727364564737766, 0.04107567827925614, 0.039876438969642325, 0.03818082882972886, 0.03604003005334837, 0.032679793711968524, 0.030642080913123152, 0.027516266030156573, 0.02419344792587278, 0.020739294340710836, 0.01721947301510983, 0.013699651689508844, 0.010179830363907818, 0.006660009038306791, 0.0031401877127057915], [0.0, 0.0, 0.035987381471276024, 0.04397734379711533, 0.051967306122954644, 0.059630209740332625, 0.06663899594078779, 0.07266660601585875, 0.07738598125708404, 0.0804700629560023, 0.08159179240415206, 0.08099668674906287, 0.0789302631382641, 0.07563803871928527, 0.07136553063965596, 0.06635825604690564, 0.06086173208856376, 0.05503573124453716, 0.04904002599473268, 0.04303438881905716, 0.03547715954202539, 0.03163240860972047, 0.026555610535872978, 0.02186996705690011, 0.017497247253826908, 0.01335922020767848, 0.009377654999479916, 0.005474320710256289, 0.0015709864210326626, 0.001], [0.041, 0.033, 0.026, 0.02, 0.015315621882346286, 0.012614052419141646, 0.010089285411055738, 0.007829722085647882, 0.0059237636704776095, 0.004459811393104192, 0.003526266481086949, 0.0030162506695686785, 0.0028228856936921773, 0.002839293288600149, 0.0029585951894353707, 0.0030739131313404964, 0.0030783688494581463, 0.0029930342735692765, 0.00283898133345475, 0.002637281958895433, 0.0023387770706268904, 0.0021752316255659585, 0.00195702452635758, 0.0017517918895640714, 0.0015569388227024443, 0.0013698704332897418, 0.0011879918288430328, 0.0010087081168792522, 0.001, 0.001], [0.0, 0.0, 0.0, 0.0021642290748897794, 0.0022101615271658773, 0.0022560939794419753, 0.002302026431718077, 0.002347958883994179, 0.0023857856093980226, 0.0024074008810573743, 0.002404698972099977, 0.0023695741556535783, 0.0022939207048459304, 0.0021696328928047836, 0.002012922173274681, 0.0018400000000000736, 0.0016670778267254723, 0.0015103671071953555, 0.0013860792951542347, 0.001310425844346601, 0.0012739797944200206, 0.0012725991189427679, 0.001294214390602067, 0.001332041116005865, 0.0013779735682819148, 0.0014239060205579876, 0.0014698384728340475, 0.0015157709251100578, 0.0015617033773860887, 1.0842021724855044e-19], [0.0, 0.0, 0.0, 0.03748906121529216, 0.03611723351773886, 0.03474540582018555, 0.03336309557167681, 0.03195982022125724, 0.03052509721797137, 0.02904844401086386, 0.02751937804897927, 0.02592741678136225, 0.024337449781140424, 0.022814366621441057, 0.021423056875391283, 0.020228410116118648, 0.019295315916750478, 0.018688663850414115, 0.018346790223235213, 0.018208031341339345, 0.02, 0.02, 0.02, 0.02, 0.02, 0.02, 0.02, 0.02, 0.02, 6.938893903907228e-18], [0.0, 0.0, 0.0, 0.0020723641703378447, 0.002118296622613882, 0.0021642290748899273, 0.002210161527165972, 0.0022560939794420165, 0.0023020264317180615, 0.0023479588839941056, 0.0023857856093979176, 0.0024074008810572537, 0.002404698972099874, 0.0023695741556534785, 0.0022939207048458332, 0.0021696328928047324, 0.0020129221732746467, 0.0018400000000000569, 0.0016670778267254514, 0.0015103671071953343, 0.0013589344180927612, 0.0013104258443465565, 0.0012753010279001407, 0.001272599118942723, 0.001294214390602057, 0.0013320411160058796, 0.001377973568281959, 0.0014239060205580112, 0.001469838472834042, 1.0842021724855044e-19], [0.0, 0.0, 0.0, 0.002517599968446932, 0.002445129913471889, 0.002372659858496847, 0.0023001898035218114, 0.002227719748546781, 0.0021544904794845205, 0.0020797427822478514, 0.0020027174427495156, 0.0019226552469023392, 0.0018387969806191531, 0.0017503834298127764, 0.0016614674579192518, 0.0015761019283747073, 0.0014983397046152694, 0.0014322336500771126, 0.0013818366281962682, 0.0013512015024089593, 0.0013365476557123661, 0.001336042341719111, 0.0013449310081187766, 0.001360406973216308, 0.0013791765876627789, 0.0013979462021092215, 0.0014167158165556374, 0.001435485431002038, 0.0014542550454484536, 2.168404344971009e-19], [0.0, 0.0, 0.0, 0.0377066146348917, 0.03634612196662573, 0.03498562929835977, 0.03361391516359078, 0.03221975809581581, 0.030791936628531906, 0.029319229295236043, 0.027790414629425268, 0.026194271164596574, 0.02459555683654566, 0.0230590295810682, 0.021649447333959928, 0.02043156803101652, 0.02, 0.02, 0.02, 0.02, 0.02, 0.02, 0.02, 0.02, 0.02, 0.02, 0.02, 0.02, 0.02, 6.938893903907228e-18], [0.0, 0.0, 0.0, 0.0026625400783972237, 0.0025900700234221716, 0.0025175999684471195, 0.0024451299134720674, 0.0023726598584970127, 0.002300189803521959, 0.002227719748546904, 0.002154490479484672, 0.0020797427822479954, 0.002002717442749689, 0.0019226552469024875, 0.0018387969806192307, 0.0017503834298126966, 0.001661467457919111, 0.0015761019283745596, 0.0014983397046151392, 0.0014322336500769564, 0.0013708383916703005, 0.0013512015024088637, 0.0013370346233662605, 0.0013360423417192616, 0.0013449310081189907, 0.0013604069732165167, 0.001379176587662875, 0.0013979462021091273, 0.0014167158165554958, 6.505213034913027e-19]] | 2D array of the thickness of the layers of the blade structure. The first dimension represents each layer, the second dimension represents each entry along blade span.
rotorse.rs.bjs.layer_width | intermediate | m | [[0.0, 0.0, 0.0, 0.0, 0.0, 0.0, 0.0, 0.0, 0.0, 0.0, 0.0, 0.0, 0.0, 0.0, 0.0, 0.0, 0.0, 0.0, 0.0, 0.0, 0.0, 0.0, 0.0, 0.0, 0.0, 0.0, 0.0, 0.0, 0.0, 0.0], [0.0, 0.0, 0.0, 0.0, 0.0, 0.0, 0.0, 0.0, 0.0, 0.0, 0.0, 0.0, 0.0, 0.0, 0.0, 0.0, 0.0, 0.0, 0.0, 0.0, 0.0, 0.0, 0.0, 0.0, 0.0, 0.0, 0.0, 0.0, 0.0, 0.0], [0.8, 0.8, 0.8, 0.8, 0.8, 0.8, 0.8, 0.8, 0.8, 0.8, 0.8, 0.8, 0.8, 0.8, 0.8, 0.8, 0.8, 0.8, 0.8, 0.8, 0.8, 0.8, 0.8, 0.8, 0.7536, 0.7059, 0.6587, 0.611, 0.5383, 0.3419], [0.8, 0.8, 0.8, 0.8, 0.8, 0.8, 0.8, 0.8, 0.8, 0.8, 0.8, 0.8, 0.8, 0.8, 0.8, 0.8, 0.8, 0.8, 0.8, 0.8, 0.8, 0.8, 0.8, 0.7855, 0.7453, 0.7019, 0.6571, 0.6099, 0.5246, 0.331], [0.0, 0.0, 0.0, 0.0, 0.0, 0.0, 0.0, 0.0, 0.0, 0.0, 0.0, 0.0, 0.0, 0.0, 0.0, 0.0, 0.0, 0.0, 0.0, 0.3, 1.9417275402836165, 0.3, 1.3877787807814457e-17, 0.0, 0.0, 0.0, 0.0, 0.0, 0.0, 0.0], [0.0, 0.0, 0.0, 0.0, 0.0, 0.0, 0.0, 0.0, 0.0, 0.0, 0.0, 0.0, 0.0, 0.0, 0.0, 0.0, 0.0, 0.0, 0.0, 0.3, 1.9417275402836165, 0.3, 1.3877787807814457e-17, 0.0, 0.0, 0.0, 0.0, 0.0, 0.0, 0.0], [0.3094, 0.3094, 0.3094, 0.3094, 0.3094, 0.3094, 0.3094, 0.3094, 0.3094, 0.3094, 0.3094, 0.3094, 0.3094, 0.3094, 0.3094, 0.3094, 0.3094, 0.3094, 0.3094, 0.3094, 0.3094, 0.3094, 0.3094, 0.3094, 0.3094, 0.3094, 0.2801, 0.2223, 0.1635, 0.1035], [0.576, 0.57745, 0.581, 0.58365, 0.58685, 0.58985, 0.59945, 0.60525, 0.61195, 0.61385, 0.6119, 0.60915, 0.6066, 0.6063, 0.60745, 0.6106, 0.61615, 0.57865, 0.53735, 0.4965, 0.4444673776755774, 0.41675, 0.37725, 0.33625, 0.27445, 0.2347, 0.1947, 0.1541, 0.113, 0.0713], [0.576, 0.57745, 0.581, 0.58365, 0.58685, 0.58985, 0.59945, 0.60525, 0.61195, 0.61385, 0.6119, 0.60915, 0.6066, 0.6063, 0.60745, 0.6106, 0.61615, 0.57865, 0.53735, 0.4965, 0.4444673776755774, 0.41675, 0.37725, 0.33625, 0.27445, 0.2347, 0.1947, 0.1541, 0.113, 0.0713], [0.0, 0.0, 0.0, 0.0, 0.0, 0.0, 0.0, 0.0, 0.0, 0.0, 0.0, 0.0, 0.0, 0.0, 0.0, 0.0, 0.0, 0.0, 0.0, 0.0, 0.0, 0.0, 0.0, 0.0, 0.0, 0.0, 0.0, 0.0, 0.0, 0.0], [0.0, 0.0, 0.0, 0.0, 0.0, 0.0, 0.0, 0.0, 0.0, 0.0, 0.0, 0.0, 0.0, 0.0, 0.0, 0.0, 0.0, 0.0, 0.0, 0.0, 0.0, 0.0, 0.0, 0.0, 0.0, 0.0, 0.0, 0.0, 0.0, 0.0], [0.0, 0.0, 0.0, 0.0, 0.0, 0.0, 0.0, 0.0, 0.0, 0.0, 0.0, 0.0, 0.0, 0.0, 0.0, 0.0, 0.0, 0.0, 0.0, 0.0, 0.0, 0.0, 0.0, 0.0, 0.0, 0.0, 0.0, 0.0, 0.0, 0.0], [0.0, 0.0, 0.0, 0.0, 0.0, 0.0, 0.0, 0.0, 0.0, 0.0, 0.0, 0.0, 0.0, 0.0, 0.0, 0.0, 0.0, 0.0, 0.0, 0.0, 0.0, 0.0, 0.0, 0.0, 0.0, 0.0, 0.0, 0.0, 0.0, 0.0], [0.0, 0.0, 0.0, 0.0, 0.0, 0.0, 0.0, 0.0, 0.0, 0.0, 0.0, 0.0, 0.0, 0.0, 0.0, 0.0, 0.0, 0.0, 0.0, 0.0, 0.0, 0.0, 0.0, 0.0, 0.0, 0.0, 0.0, 0.0, 0.0, 0.0], [0.0, 0.0, 0.0, 0.0, 0.0, 0.0, 0.0, 0.0, 0.0, 0.0, 0.0, 0.0, 0.0, 0.0, 0.0, 0.0, 0.0, 0.0, 0.0, 0.0, 0.0, 0.0, 0.0, 0.0, 0.0, 0.0, 0.0, 0.0, 0.0, 0.0], [0.0, 0.0, 0.0, 0.0, 0.0, 0.0, 0.0, 0.0, 0.0, 0.0, 0.0, 0.0, 0.0, 0.0, 0.0, 0.0, 0.0, 0.0, 0.0, 0.0, 0.0, 0.0, 0.0, 0.0, 0.0, 0.0, 0.0, 0.0, 0.0, 0.0], [0.0, 0.0, 0.0, 0.0, 0.0, 0.0, 0.0, 0.0, 0.0, 0.0, 0.0, 0.0, 0.0, 0.0, 0.0, 0.0, 0.0, 0.0, 0.0, 0.0, 0.0, 0.0, 0.0, 0.0, 0.0, 0.0, 0.0, 0.0, 0.0, 0.0], [0.0, 0.0, 0.0, 0.0, 0.0, 0.0, 0.0, 0.0, 0.0, 0.0, 0.0, 0.0, 0.0, 0.0, 0.0, 0.0, 0.0, 0.0, 0.0, 0.0, 0.0, 0.0, 0.0, 0.0, 0.0, 0.0, 0.0, 0.0, 0.0, 0.0], [0.0, 0.0, 0.0, 0.0, 0.0, 0.0, 0.0, 0.0, 0.0, 0.0, 0.0, 0.0, 0.0, 0.0, 0.0, 0.0, 0.0, 0.0, 0.0, 0.0, 0.0, 0.0, 0.0, 0.0, 0.0, 0.0, 0.0, 0.0, 0.0, 0.0], [0.0, 0.0, 0.0, 0.0, 0.0, 0.0, 0.0, 0.0, 0.0, 0.0, 0.0, 0.0, 0.0, 0.0, 0.0, 0.0, 0.0, 0.0, 0.0, 0.0, 0.0, 0.0, 0.0, 0.0, 0.0, 0.0, 0.0, 0.0, 0.0, 0.0]] | 2D array of the width of the layers of the blade structure. The first dimension represents each layer, the second dimension represents each entry along blade span.
rotorse.rs.bjs.layer_start_nd | intermediate |  | [[0.0, 0.0, 0.0, 0.0, 0.0, 0.0, 0.0, 0.0, 0.0, 0.0, 0.0, 0.0, 0.0, 0.0, 0.0, 0.0, 0.0, 0.0, 0.0, 0.0, 0.0, 0.0, 0.0, 0.0, 0.0, 0.0, 0.0, 0.0, 0.0, 0.0], [0.0, 0.0, 0.0, 0.0, 0.0, 0.0, 0.0, 0.0, 0.0, 0.0, 0.0, 0.0, 0.0, 0.0, 0.0, 0.0, 0.0, 0.0, 0.0, 0.0, 0.0, 0.0, 0.0, 0.0, 0.0, 0.0, 0.0, 0.0, 0.0, 0.0], [0.1661383603494756, 0.1721329180569982, 0.17377564685939562, 0.24236738580842945, 0.24840211308668556, 0.2548319408384722, 0.25831651342611567, 0.2606315985100249, 0.2618565482554758, 0.26161263545947144, 0.2608255110298736, 0.26233365183032475, 0.26415389258995337, 0.2713417056182181, 0.273731827991058, 0.2766543479403207, 0.27873160957663906, 0.27899075332963685, 0.27796372512404427, 0.275009345992242, 0.26800048297386564, 0.26252507219063836, 0.2522714252509725, 0.23929055186464615, 0.22860230411987764, 0.21391119895748376, 0.19222321376096438, 0.15830914724213202, 0.10599279383241642, 0.08009451161731784], [0.6661477675256644, 0.672676957424315, 0.6813715979971707, 0.6245759982914605, 0.631116366982938, 0.6352534496388976, 0.6396975069096146, 0.6442144318355925, 0.6479319046636637, 0.6511151367955627, 0.6534904549209594, 0.6522295173180722, 0.6494258292766177, 0.6400664797538979, 0.6344290555315119, 0.6271120774113227, 0.6195876133196373, 0.6129106422135674, 0.6066585019818796, 0.6016586827446041, 0.5970459290788663, 0.594807816930123, 0.5915150702695127, 0.5884621888901344, 0.5865549609281038, 0.5840505668690115, 0.5805644775588221, 0.5750387494844149, 0.5757040893935286, 0.5968472850353708], [0.19443410767975144, 0.20023460757117875, 0.20346479957500643, 0.2098591265083231, 0.21680988489263117, 0.2247325230650248, 0.23047317526637112, 0.2351125382352078, 0.23881547352704685, 0.241316773024131, 0.24339399476677143, 0.24777115326902938, 0.2524536554996741, 0.2626956956789571, 0.26823323767580476, 0.2746099313011371, 0.28054094653270095, 0.2851575864456106, 0.28912312840582455, 0.26917496430391313, 0.11584852567303636, 0.26704966154280885, 0.29282122195187466, 0.291600376929465, 0.290368085233979, 0.2882889173682832, 0.2847028558700269, 0.27880224937004405, 0.26841980760630746, 0.24523262565655407], [0.6944435148559402, 0.7007786469384956, 0.7110607507127815, 0.7210051043922406, 0.7318130656562722, 0.7380579252120172, 0.741923090289789, 0.7455523752355223, 0.7475631948258167, 0.7482953455611178, 0.7481306839791549, 0.7451102302413193, 0.7414871554767406, 0.732060806260843, 0.7272110212958073, 0.7213408932679656, 0.7158277819927257, 0.7116335575763543, 0.7081587052087256, 0.6832940571365783, 0.558401528087303, 0.6790876757898832, 0.7073615714815853, 0.7093610913620935, 0.7112611519241143, 0.7138270232418649, 0.7177338223371428, 0.7237377413496311, 0.733997255705591, 0.75672068587476], [0.4890559543162311, 0.48906665771765906, 0.48804593520280803, 0.48693176932858634, 0.48654490080352, 0.4856839237902836, 0.4849805914627213, 0.48529503636651933, 0.48563866562045227, 0.4857921427132882, 0.4861080161977992, 0.48625364321694964, 0.48610004360337067, 0.48563564187326924, 0.4848330964512694, 0.48367569610826, 0.4822570531738344, 0.48061529302863554, 0.4787766274463288, 0.4767715865902846, 0.47384639976917864, 0.4719514905107528, 0.4687037266779584, 0.4646743123890356, 0.4594587846307365, 0.4522460062154725, 0.44706214821867435, 0.44565141254970764, 0.4439614071802169, 0.4417969944033159], [0.0, 0.0, 0.0, 0.0, 0.0, 0.0, 0.0, 0.0, 0.0, 0.0, 0.0, 0.0, 0.0, 0.0, 0.0, 0.0, 0.0, 0.0, 0.0, 0.0, 0.0, 0.0, 0.0, 0.0, 0.0, 0.0, 0.0, 0.0, 0.0, 0.0], [0.9592541238444028, 0.9594316984750911, 0.9568765056805753, 0.9533701787373248, 0.9500336152769322, 0.9474897749291151, 0.9454286555080036, 0.943910902213044, 0.94255318073976, 0.9418942452131747, 0.941607113572218, 0.9408618129432776, 0.9394433531148559, 0.9371408379253887, 0.9339836461679469, 0.9298608557276422, 0.9246682892514028, 0.924272797717625, 0.9244296825366438, 0.9248403670977967, 0.9257014562985106, 0.9260119117206573, 0.926245608819743, 0.9265086907934386, 0.9316768357513225, 0.9318825042126969, 0.9319853239931921, 0.9320025808929682, 0.9318066039143612, 0.931124027312094], [0.04074587615559723, 0.040568301524908895, 0.04312349431942471, 0.04662982126267525, 0.04996638472306782, 0.05251022507088482, 0.054571344491996444, 0.05608909778695604, 0.05744681926023994, 0.05810575478682538, 0.05839288642778198, 0.059138187056722386, 0.06055664688514411, 0.06285916207461127, 0.06601635383205305, 0.07013914427235782, 0.07533171074859724, 0.07572720228237496, 0.07557031746335613, 0.07515963290220323, 0.0742985437014893, 0.07398808827934263, 0.07375439118025695, 0.07349130920656147, 0.06832316424867749, 0.06811749578730307, 0.06801467600680784, 0.06799741910703178, 0.06819339608563882, 0.06887597268790607], [0.2227298550100273, 0.2283362970853593, 0.23315395229061725, 0.3062821583778464, 0.31651680641284086, 0.3260503523951525, 0.33114506558825957, 0.33476836551467554, 0.336956565263715, 0.3373389592021778, 0.33716855587743955, 0.3400001537516544, 0.3440175877896159, 0.35428303773052056, 0.3606740998910374, 0.36854972202791686, 0.37654118289300326, 0.38368575346080414, 0.3904718743204431, 0.39611248057786663, 0.40173096117462265, 0.40455379594222596, 0.40867570078233256, 0.414139763359811, 0.41620783000001377, 0.41878610426748475, 0.4223273076781925, 0.4279160458430173, 0.4308468213801985, 0.4103707396957903], [0.5109427148761995, 0.5108033145568777, 0.511010494828333, 0.5116508076198083, 0.5128882584474106, 0.5132276444598297, 0.5131470340114305, 0.513967431005568, 0.5146835971983887, 0.5150792984207798, 0.5156336887925953, 0.5162911628350239, 0.5169873277218402, 0.5177132020677022, 0.5184580201085863, 0.5192162320366378, 0.5200849056539383, 0.5211060843293644, 0.5222891541480361, 0.5236082238912749, 0.5255666622133214, 0.5268810994216793, 0.5291930802397119, 0.5322972449347906, 0.536482603244476, 0.5420438468485853, 0.5449096610564087, 0.5437424331044978, 0.5426306130209422, 0.5417782450793086], [0.7227392621862161, 0.7288803364526761, 0.7407499034283923, 0.6884907708608774, 0.6992310603090934, 0.7064718611955779, 0.7125260590717585, 0.7183511988402431, 0.7230319216719029, 0.726841460538269, 0.7298334997685253, 0.7298960192394018, 0.7292895244762803, 0.7230078118662003, 0.7213713274314911, 0.719007451498919, 0.7173971866360015, 0.7176056423447347, 0.7191666511782785, 0.7227618173302287, 0.7307764072796235, 0.7368365406817106, 0.7479193458008726, 0.7601422584269494, 0.7720942369876387, 0.7877645434054752, 0.810109642448773, 0.8441602674167881, 0.8922904220176535, 0.9165940867141493], [0.0, 0.0, 0.0, 0.0, 0.0, 0.0, 0.0, 0.0, 0.0, 0.0, 0.0, 0.0, 0.0, 0.0, 0.0, 0.05, 0.05, 0.05, 0.05, 0.05, 0.05, 0.05, 0.05, 0.05, 0.05, 0.05, 0.04, 0.05, 0.05, 0.05], [0.0, 0.0, 0.0, 0.0, 0.0, 0.0, 0.0, 0.0, 0.0, 0.0, 0.0, 0.0, 0.0, 0.0, 0.0, 0.0, 0.0, 0.0, 0.0, 0.0, 0.0, 0.0, 0.0, 0.0, 0.0, 0.0, 0.0, 0.0, 0.0, 0.0], [0.0, 0.0, 0.0, 0.0, 0.0, 0.0, 0.0, 0.0, 0.0, 0.0, 0.0, 0.0, 0.0, 0.0, 0.0, 0.0, 0.0, 0.0, 0.0, 0.0, 0.0, 0.0, 0.0, 0.0, 0.0, 0.0, 0.0, 0.0, 0.0, 0.0], [0.0, 0.0, 0.0, 0.0, 0.0, 0.0, 0.0, 0.0, 0.0, 0.0, 0.0, 0.0, 0.0, 0.0, 0.0, 0.0, 0.0, 0.0, 0.0, 0.0, 0.0, 0.0, 0.0, 0.0, 0.0, 0.0, 0.0, 0.0, 0.0, 0.0], [0.0, 0.0, 0.0, 0.0, 0.0, 0.0, 0.0, 0.0, 0.0, 0.0, 0.0, 0.0, 0.0, 0.0, 0.0, 0.0, 0.0, 0.0, 0.0, 0.0, 0.0, 0.0, 0.0, 0.0, 0.0, 0.0, 0.0, 0.0, 0.0, 0.0], [0.0, 0.0, 0.0, 0.0, 0.0, 0.0, 0.0, 0.0, 0.0, 0.0, 0.0, 0.0, 0.0, 0.0, 0.0, 0.0, 0.0, 0.0, 0.0, 0.0, 0.0, 0.0, 0.0, 0.0, 0.0, 0.0, 0.0, 0.0, 0.0, 0.0], [0.0, 0.0, 0.0, 0.0, 0.0, 0.0, 0.0, 0.0, 0.0, 0.0, 0.0, 0.0, 0.0, 0.0, 0.0, 0.0, 0.0, 0.0, 0.0, 0.0, 0.0, 0.0, 0.0, 0.0, 0.0, 0.0, 0.0, 0.0, 0.0, 0.0]] | 2D array of the non-dimensional start point defined along the outer profile of a layer. The TE suction side is 0, the TE pressure side is 1. The first dimension represents each layer, the second dimension represents each entry along blade span.
rotorse.rs.bjs.layer_end_nd | intermediate |  | [[1.0, 1.0, 1.0, 1.0, 1.0, 1.0, 1.0, 1.0, 1.0, 1.0, 1.0, 1.0, 1.0, 1.0, 1.0, 1.0, 1.0, 1.0, 1.0, 1.0, 1.0, 1.0, 1.0, 1.0, 1.0, 1.0, 1.0, 1.0, 1.0, 1.0], [1.0, 1.0, 1.0, 1.0, 1.0, 1.0, 1.0, 1.0, 1.0, 1.0, 1.0, 1.0, 1.0, 1.0, 1.0, 1.0, 1.0, 1.0, 1.0, 1.0, 1.0, 1.0, 1.0, 1.0, 1.0, 1.0, 1.0, 1.0, 1.0, 1.0], [0.2227298550100273, 0.2283362970853593, 0.23315395229061725, 0.3062821583778464, 0.31651680641284086, 0.3260503523951525, 0.33114506558825957, 0.33476836551467554, 0.336956565263715, 0.3373389592021778, 0.33716855587743955, 0.3400001537516544, 0.3440175877896159, 0.35428303773052056, 0.3606740998910374, 0.36854972202791686, 0.37654118289300326, 0.38368575346080414, 0.3904718743204431, 0.39611248057786663, 0.40173096117462265, 0.40455379594222596, 0.40867570078233256, 0.414139763359811, 0.41620783000001377, 0.41878610426748475, 0.4223273076781925, 0.4279160458430173, 0.4308468213801985, 0.4103707396957903], [0.7227392621862161, 0.7288803364526761, 0.7407499034283923, 0.6884907708608774, 0.6992310603090934, 0.7064718611955779, 0.7125260590717585, 0.7183511988402431, 0.7230319216719029, 0.726841460538269, 0.7298334997685253, 0.7298960192394018, 0.7292895244762803, 0.7230078118662003, 0.7213713274314911, 0.719007451498919, 0.7173971866360015, 0.7176056423447347, 0.7191666511782785, 0.7227618173302287, 0.7307764072796235, 0.7368365406817106, 0.7479193458008726, 0.7601422584269494, 0.7720942369876387, 0.7877645434054752, 0.810109642448773, 0.8441602674167881, 0.8922904220176535, 0.9165940867141493], [0.19443410767975144, 0.20023460757117875, 0.20346479957500643, 0.2098591265083231, 0.21680988489263117, 0.2247325230650248, 0.23047317526637112, 0.2351125382352078, 0.23881547352704685, 0.241316773024131, 0.24339399476677143, 0.24777115326902938, 0.2524536554996741, 0.2626956956789571, 0.26823323767580476, 0.2746099313011371, 0.28054094653270095, 0.2851575864456106, 0.28912312840582455, 0.3145886397735223, 0.4404337162951709, 0.3203104329496541, 0.29282122195187466, 0.291600376929465, 0.290368085233979, 0.2882889173682832, 0.2847028558700269, 0.27880224937004405, 0.26841980760630746, 0.24523262565655407], [0.6944435148559402, 0.7007786469384956, 0.7110607507127815, 0.7210051043922406, 0.7318130656562722, 0.7380579252120172, 0.741923090289789, 0.7455523752355223, 0.7475631948258167, 0.7482953455611178, 0.7481306839791549, 0.7451102302413193, 0.7414871554767406, 0.732060806260843, 0.7272110212958073, 0.7213408932679656, 0.7158277819927257, 0.7116335575763543, 0.7081587052087256, 0.7287077326061876, 0.8829867187094377, 0.7323484471967285, 0.7073615714815853, 0.7093610913620935, 0.7112611519241143, 0.7138270232418649, 0.7177338223371428, 0.7237377413496311, 0.733997255705591, 0.75672068587476], [0.5109427148761995, 0.5108033145568777, 0.511010494828333, 0.5116508076198083, 0.5128882584474106, 0.5132276444598297, 0.5131470340114305, 0.513967431005568, 0.5146835971983887, 0.5150792984207798, 0.5156336887925953, 0.5162911628350239, 0.5169873277218402, 0.5177132020677022, 0.5184580201085863, 0.5192162320366378, 0.5200849056539383, 0.5211060843293644, 0.5222891541480361, 0.5236082238912749, 0.5255666622133214, 0.5268810994216793, 0.5291930802397119, 0.5322972449347906, 0.536482603244476, 0.5420438468485853, 0.5449096610564087, 0.5437424331044978, 0.5426306130209422, 0.5417782450793086], [0.04074587615559723, 0.040568301524908895, 0.04312349431942471, 0.04662982126267525, 0.04996638472306782, 0.05251022507088482, 0.054571344491996444, 0.05608909778695604, 0.05744681926023994, 0.05810575478682538, 0.05839288642778198, 0.059138187056722386, 0.06055664688514411, 0.06285916207461127, 0.06601635383205305, 0.07013914427235782, 0.07533171074859724, 0.07572720228237496, 0.07557031746335613, 0.07515963290220323, 0.0742985437014893, 0.07398808827934263, 0.07375439118025695, 0.07349130920656147, 0.06832316424867749, 0.06811749578730307, 0.06801467600680784, 0.06799741910703178, 0.06819339608563882, 0.06887597268790607], [1.0, 1.0, 1.0, 1.0, 1.0, 1.0, 1.0, 1.0, 1.0, 1.0, 1.0, 1.0, 1.0, 1.0, 1.0, 1.0, 1.0, 1.0, 1.0, 1.0, 1.0, 1.0, 1.0, 1.0, 1.0, 1.0, 1.0, 1.0, 1.0, 1.0], [0.1661383603494756, 0.1721329180569982, 0.17377564685939562, 0.24236738580842945, 0.24840211308668556, 0.2548319408384722, 0.25831651342611567, 0.2606315985100249, 0.2618565482554758, 0.26161263545947144, 0.2608255110298736, 0.26233365183032475, 0.26415389258995337, 0.2713417056182181, 0.273731827991058, 0.2766543479403207, 0.27873160957663906, 0.27899075332963685, 0.27796372512404427, 0.275009345992242, 0.26800048297386564, 0.26252507219063836, 0.2522714252509725, 0.23929055186464615, 0.22860230411987764, 0.21391119895748376, 0.19222321376096438, 0.15830914724213202, 0.10599279383241642, 0.08009451161731784], [0.4890559543162311, 0.48906665771765906, 0.48804593520280803, 0.48693176932858634, 0.48654490080352, 0.4856839237902836, 0.4849805914627213, 0.48529503636651933, 0.48563866562045227, 0.4857921427132882, 0.4861080161977992, 0.48625364321694964, 0.48610004360337067, 0.48563564187326924, 0.4848330964512694, 0.48367569610826, 0.4822570531738344, 0.48061529302863554, 0.4787766274463288, 0.4767715865902846, 0.47384639976917864, 0.4719514905107528, 0.4687037266779584, 0.4646743123890356, 0.4594587846307365, 0.4522460062154725, 0.44706214821867435, 0.44565141254970764, 0.4439614071802169, 0.4417969944033159], [0.6661477675256644, 0.672676957424315, 0.6813715979971707, 0.6245759982914605, 0.631116366982938, 0.6352534496388976, 0.6396975069096146, 0.6442144318355925, 0.6479319046636637, 0.6511151367955627, 0.6534904549209594, 0.6522295173180722, 0.6494258292766177, 0.6400664797538979, 0.6344290555315119, 0.6271120774113227, 0.6195876133196373, 0.6129106422135674, 0.6066585019818796, 0.6016586827446041, 0.5970459290788663, 0.594807816930123, 0.5915150702695127, 0.5884621888901344, 0.5865549609281038, 0.5840505668690115, 0.5805644775588221, 0.5750387494844149, 0.5757040893935286, 0.5968472850353708], [0.9592541238444028, 0.9594316984750911, 0.9568765056805753, 0.9533701787373248, 0.9500336152769322, 0.9474897749291151, 0.9454286555080036, 0.943910902213044, 0.94255318073976, 0.9418942452131747, 0.941607113572218, 0.9408618129432776, 0.9394433531148559, 0.9371408379253887, 0.9339836461679469, 0.9298608557276422, 0.9246682892514028, 0.924272797717625, 0.9244296825366438, 0.9248403670977967, 0.9257014562985106, 0.9260119117206573, 0.926245608819743, 0.9265086907934386, 0.9316768357513225, 0.9318825042126969, 0.9319853239931921, 0.9320025808929682, 0.9318066039143612, 0.931124027312094], [1.0, 1.0, 1.0, 1.0, 1.0, 1.0, 1.0, 1.0, 1.0, 1.0, 1.0, 1.0, 1.0, 1.0, 1.0, 0.95, 0.95, 0.95, 0.95, 0.95, 0.95, 0.95, 0.95, 0.95, 0.95, 0.95, 0.95, 0.95, 0.95, 0.95], [0.0, 0.0, 0.0, 0.0, 0.0, 0.0, 0.0, 0.0, 0.0, 0.0, 0.0, 0.0, 0.0, 0.0, 0.0, 0.0, 0.0, 0.0, 0.0, 0.0, 0.0, 0.0, 0.0, 0.0, 0.0, 0.0, 0.0, 0.0, 0.0, 0.0], [0.0, 0.0, 0.0, 0.0, 0.0, 0.0, 0.0, 0.0, 0.0, 0.0, 0.0, 0.0, 0.0, 0.0, 0.0, 0.0, 0.0, 0.0, 0.0, 0.0, 0.0, 0.0, 0.0, 0.0, 0.0, 0.0, 0.0, 0.0, 0.0, 0.0], [0.0, 0.0, 0.0, 0.0, 0.0, 0.0, 0.0, 0.0, 0.0, 0.0, 0.0, 0.0, 0.0, 0.0, 0.0, 0.0, 0.0, 0.0, 0.0, 0.0, 0.0, 0.0, 0.0, 0.0, 0.0, 0.0, 0.0, 0.0, 0.0, 0.0], [0.0, 0.0, 0.0, 0.0, 0.0, 0.0, 0.0, 0.0, 0.0, 0.0, 0.0, 0.0, 0.0, 0.0, 0.0, 0.0, 0.0, 0.0, 0.0, 0.0, 0.0, 0.0, 0.0, 0.0, 0.0, 0.0, 0.0, 0.0, 0.0, 0.0], [0.0, 0.0, 0.0, 0.0, 0.0, 0.0, 0.0, 0.0, 0.0, 0.0, 0.0, 0.0, 0.0, 0.0, 0.0, 0.0, 0.0, 0.0, 0.0, 0.0, 0.0, 0.0, 0.0, 0.0, 0.0, 0.0, 0.0, 0.0, 0.0, 0.0], [0.0, 0.0, 0.0, 0.0, 0.0, 0.0, 0.0, 0.0, 0.0, 0.0, 0.0, 0.0, 0.0, 0.0, 0.0, 0.0, 0.0, 0.0, 0.0, 0.0, 0.0, 0.0, 0.0, 0.0, 0.0, 0.0, 0.0, 0.0, 0.0, 0.0]] | 2D array of the non-dimensional end point defined along the outer profile of a layer. The TE suction side is 0, the TE pressure side is 1. The first dimension represents each layer, the second dimension represents each entry along blade span.
rotorse.rs.bjs.blade_length | intermediate | m | [3.0, 6.448147165807186, 9.896294331614373, 13.34444149742156, 16.792588663228745, 20.240735829035934, 23.68888299484312, 27.13703016065031, 30.58517732645749, 34.03332449226468, 37.48147165807187, 40.929618823879046, 44.37776598968624, 47.825913155493424, 51.2740603213006, 54.722207487107795, 58.17035465291498, 61.618501818722166, 65.06664898452937, 68.51479615033654, 72.99738746588586, 75.41109048195092, 78.8592376477581, 82.30738481356529, 85.75553197937248, 89.20367914517963, 92.65182631098685, 96.09997347679402, 99.5481206426012, 102.9962678084084] | 1D array of cumulative blade length at each station. n_span long
rotorse.rs.bjs.coord_xy_interp | intermediate |  | [[[1.0, -5.228022875725102e-16], [0.9994296839925829, -0.022259740711558177], [0.998063017832965, -0.04445803489546769], [0.9955739142666737, -0.0665618134473914], [0.9920863097495596, -0.08851982053258164], [0.9876861486750572, -0.11027527223126012], [0.9823305251706395, -0.1317843709197388], [0.9760119083356917, -0.15300661763508847], [0.9687874672983805, -0.17388680280547386], [0.9606748602592399, -0.19437934848935778], [0.9516753587636768, -0.2144496858898974], [0.9418276527462444, -0.23405837873056085], [0.9311752953551308, -0.25315297586530683], [0.9197303974311781, -0.2717058715241765], [0.9075245591947199, -0.2896910384273745], [0.8946104080703081, -0.3070575403137143], [0.8810096964994353, -0.3237794960574165], [0.866747905197194, -0.339839087916958], [0.8518902581712055, -0.355200475411866], [0.8364694626214207, -0.3698431374689817], [0.820513485943698, -0.3837614939542973], [0.8040738322175812, -0.39691489811790015], [0.7871915298856534, -0.4092893400643106], [0.7698979191015535, -0.4208940017028426], [0.7522523412351593, -0.4317036404757956], [0.7342913491785575, -0.44170411642042817], [0.7160449249557642, -0.4509162950105447], [0.6975716400331089, -0.4593111923915063], [0.6789061864336874, -0.46689183369931203], [0.6600803126205398, -0.4736931268620854], [0.6411475171372123, -0.4796641292900073], [0.6221376509688521, -0.48484343347152115], [0.6030879981944149, -0.48926892453206955], [0.5840450421189749, -0.49287710440089977], [0.5650308976870032, -0.4957710179013429], [0.5460886027795995, -0.49790677272002765], [0.5272486739168989, -0.4992052309653694], [0.508535950506088, -0.4999001471231513], [0.48999235547038833, -0.49986512233616714], [0.4716321145068305, -0.49915299052333634], [0.4534925037443476, -0.4978655748478763], [0.43559330289767306, -0.49584922139645754], [0.41795606561694243, -0.49322020425743757], [0.40060974844257646, -0.4900340177148858], [0.38356093160600935, -0.48624065438121056], [0.3668432157337161, -0.4819531220757106], [0.35045731632050314, -0.4771070365916879], [0.33443448400863013, -0.4718016171476336], [0.3187741003293152, -0.4659975031053569], [0.3034996231212948, -0.45977183363997315], [0.2886112935656476, -0.45311101277459814], [0.27412438666566624, -0.4460714726760404], [0.26004145552371905, -0.4386539965865653], [0.2463748720159175, -0.4308972880761414], [0.23312344393883352, -0.4228128921543159], [0.22029377781042306, -0.41444216059030164], [0.20788328296533118, -0.4057907314202666], [0.19590295639164576, -0.39689711005990247], [0.18434125306662855, -0.38776302893280623], [0.17321393095416077, -0.37843278185751145], [0.16249917612963843, -0.3689016855353163], [0.15221460277725932, -0.35922081920480586], [0.14233175939897136, -0.3493817949754996], [0.13287211153919, -0.33942867829019185], [0.12380643962975978, -0.3293594524047539], [0.11514762338607656, -0.3192023645100907], [0.10688720880274838, -0.30897183476900875], [0.09900711152156343, -0.2986754406431281], [0.09152340438534401, -0.28834653723959136], [0.08439704281722242, -0.2779791205220024], [0.0776464790199521, -0.26760420577043886], [0.0712479082120208, -0.2572292124527742], [0.06518786629737473, -0.24686109008276283], [0.05948747212742032, -0.23652443301269652], [0.05410024641809, -0.22621390127387142], [0.049037878670187655, -0.21594907486257175], [0.044300349757333976, -0.2057452464738149], [0.039842359734680484, -0.19559765442820762], [0.035689975243613004, -0.1855255033033041], [0.031829235005065896, -0.1755359887530568], [0.028220007205789974, -0.16562693673246215], [0.024892524779269766, -0.15581522149021937], [0.021828668303003517, -0.1461056218157035], [0.018984694713133153, -0.13649533799824295], [0.016392191702033498, -0.1269983005811027], [0.014044634634199048, -0.11762077059006065], [0.011879824984634942, -0.10835684703907963], [0.00993094518736226, -0.09921662146203765], [0.008219407957347494, -0.0902084101294225], [0.0066583862213787865, -0.08132543510984099], [0.005267741928506431, -0.07257222340427001], [0.004095157538529609, -0.06395640173157158], [0.0030987885971364196, -0.055478013021100045], [0.0021966077355110324, -0.04713200469997591], [0.0014626417630186888, -0.03892440526041703], [0.0009644846082979224, -0.030860610171394718], [0.0005993738679828514, -0.022936235945969063], [0.0002900866455990823, -0.015148765877396714], [7.807077883024657e-05, -0.007502222076493378], [0.0, 0.0], [7.804120611659719e-05, 0.007500736220690077], [0.0002898787241920041, 0.015142758486887441], [0.000598775316682048, 0.02292258456141937], [0.0009633263516348351, 0.03083611939777482], [0.0014596682128281925, 0.03888574897117924], [0.002190976364499905, 0.047075815990683056], [0.0030899784195977838, 0.05540088812816734], [0.0040827111247031585, 0.06385488643689734], [0.005248531243836643, 0.07244263446468859], [0.006631282230012606, 0.08116423659691048], [0.008183684298590573, 0.09001209900857182], [0.009883614168490653, 0.09898142028662286], [0.011817640154723611, 0.10807902374749315], [0.01396619932168302, 0.1172968915532844], [0.016295142079104163, 0.1266248185078847], [0.018863193778115264, 0.13606823481979585], [0.02168071375327755, 0.1456217410739376], [0.02471591629586298, 0.15527150565279574], [0.028006440010586352, 0.16501912653915243], [0.031576255891496444, 0.17486145042023293], [0.03539483961687758, 0.18478174850035556], [0.03949498254800754, 0.19478045115068363], [0.04389792827815823, 0.20485282604936875], [0.04857580757377652, 0.21497933573681455], [0.053567991613811754, 0.2251632488767036], [0.058881821148870805, 0.23539257539832661], [0.06450016290273135, 0.24564586185495754], [0.07046920463911448, 0.2559288096954281], [0.07677403099247092, 0.2662200889663396], [0.08341621271683673, 0.2765073937902718], [0.09042901951906561, 0.28678971177956086], [0.0977906533229447, 0.29703436159541413], [0.10553618719874776, 0.30724577033016703], [0.11365876004177941, 0.31739779819794195], [0.12216148331893956, 0.32747251411893785], [0.1310674986027348, 0.3374671550918847], [0.14035464992188373, 0.3473464005305412], [0.15005511078613856, 0.35711729389225577], [0.16014896266156226, 0.36673682914626515], [0.17065818789963985, 0.3762090161783657], [0.181574957422924, 0.3854954202777727], [0.19290757140963555, 0.39458324766597075], [0.20465763457781186, 0.4034522528592034], [0.21681735306942437, 0.4120736546751029], [0.22939648396347811, 0.4204412604055216], [0.24237780069407988, 0.4285157291249229], [0.25577362426833844, 0.43629701405132887], [0.2695667856328992, 0.4437307842367116], [0.2837657972261352, 0.4508257189736273], [0.29834798288780395, 0.457529313046837], [0.3133189787852679, 0.46384827499917675], [0.3286584618928104, 0.4697270339484696], [0.3443649416455463, 0.4751660894880115], [0.3604197737256814, 0.480124895665173], [0.37681123376695697, 0.48458015694873546], [0.3935252510207292, 0.48853802379954264], [0.41053864255357086, 0.49191628687198], [0.4278432324908231, 0.4947936897726825], [0.4454066634681981, 0.49700186546594965], [0.46322225410302975, 0.4986945279258362], [0.4812515456557157, 0.4995759574617022], [0.49948102667173666, 0.49999959595885196], [0.5178795830856975, 0.49960989996393285], [0.53641763136701, 0.49871925440459125], [0.5550757049095608, 0.4969470954598008], [0.5738084272426077, 0.494546807361687], [0.5925967311050585, 0.49134249558479953], [0.6114013775535108, 0.48742771367820337], [0.6301864306052414, 0.48276379079159115], [0.648926781663159, 0.4772994360273941], [0.6675702064249728, 0.4710909063826163], [0.6860884295909518, 0.46408556444857973], [0.7044453890439168, 0.45628515353038346], [0.722592093722966, 0.4477211541323308], [0.7405018004535244, 0.43835712852367326], [0.7581254571228347, 0.4282123442390851], [0.7754210143761534, 0.4173028842750689], [0.7923623735876, 0.40561397611120953], [0.8088945461516955, 0.3931735469910263], [0.8249746330148909, 0.37999039194943635], [0.840576952273409, 0.36606263907410247], [0.8556527588088183, 0.3514331465234179], [0.8701628988827119, 0.3361178636958033], [0.8840850330712717, 0.32012561483558377], [0.8973612142623708, 0.3034905059583089], [0.9099546800766618, 0.28624096866093407], [0.9218514714025469, 0.26839650792968384], [0.9330128366584267, 0.2500014055184513], [0.9433892789690503, 0.23108884233257734], [0.9529731538505595, 0.2116848082416565], [0.9617431308270605, 0.19183234032607036], [0.9696406906754642, 0.17157715881862903], [0.976664215898664, 0.15095167052848085], [0.9828150771120139, 0.12999562103203396], [0.9880284400451029, 0.1087652991581767], [0.9923048366037509, 0.08729993375043676], [0.9956935187759139, 0.06563977190440677], [0.9981204893400154, 0.043839458141428], [0.9994430379087047, 0.021949651396883253], [1.0, -5.262717345244639e-16]], [[1.0, -0.0004638118459895953], [0.9984671733845202, -0.022176073806829073], [0.9962010189226616, -0.044351395222738545], [0.9929026769529263, -0.06634546047691313], [0.9886921791534908, -0.08835128540674543], [0.9836417003030666, -0.11016186981181435], [0.9776935270191353, -0.13166614881679514], [0.9708332396137559, -0.15288392077035748], [0.9631054519385788, -0.1737598287607129], [0.954532118302001, -0.1942484639483162], [0.9450948827272965, -0.21431485989644075], [0.9348365135795949, -0.2339197139318746], [0.9237922165624115, -0.2530104348178591], [0.9119678731501509, -0.2715592588317117], [0.8994040293865623, -0.2895255546496477], [0.8861439850623914, -0.30676257525251216], [0.8722139273132252, -0.3233331078794496], [0.8576405013890981, -0.3392208212500267], [0.8424918463138651, -0.35439498446765005], [0.8268017658276134, -0.36883894361410424], [0.8105945479290707, -0.38253690406162383], [0.7939227340691527, -0.3954518514729365], [0.7768322401803981, -0.4075848533740013], [0.7593482453756809, -0.4189206804928453], [0.7415376393986641, -0.4294645249422542], [0.7234312051733087, -0.43917633044306814], [0.705064134628845, -0.4480974501783146], [0.6864948073590625, -0.4562062936146256], [0.6677567468827389, -0.4634961629040646], [0.6488816855296917, -0.4699964056434572], [0.6299233101319794, -0.47568642538005484], [0.6109107600460605, -0.4805696742550079], [0.5918808588686519, -0.48470898820901515], [0.5728785950404724, -0.4880432475178806], [0.5539269984789256, -0.4906676163064863], [0.5350676946300881, -0.49253453011194503], [0.5163311532459858, -0.49357637071225186], [0.49773819674912345, -0.4940322652122179], [0.47933306660787195, -0.49376498314870565], [0.4611285998354018, -0.4928308092881163], [0.44315932912926065, -0.4913347518591997], [0.4254476850733872, -0.4891175241862929], [0.4080096040923348, -0.4863082497256368], [0.3908777222269456, -0.4829469700751172], [0.37405439787754124, -0.4789965744435154], [0.3575737836368038, -0.47456307703290074], [0.34143815925513366, -0.46958203525468334], [0.3256707636257218, -0.46416144069790816], [0.31027963353432836, -0.4582498364766646], [0.29527935033472164, -0.45193415045643265], [0.28067513168210884, -0.4451943605070709], [0.26647890456738466, -0.4380893792040086], [0.25268936761168936, -0.4306246469372193], [0.23932380454759788, -0.42283149436736955], [0.22637249324966888, -0.4147302870857254], [0.21384162583594854, -0.40636054651531306], [0.20172964390601206, -0.3977263749246579], [0.19004270401008846, -0.38886847357967336], [0.17878051391940514, -0.3797791829451586], [0.16794719268130187, -0.37050981375349185], [0.1575156104719489, -0.36105917021098194], [0.14751757926659972, -0.35146658922371105], [0.13791727522783742, -0.3417287941527196], [0.12873263379551803, -0.3318898962587249], [0.11993293273125566, -0.32194856962266255], [0.11152631628830112, -0.31193375629085474], [0.1035129018182118, -0.3018548344067732], [0.09586967710637402, -0.29172118538198283], [0.08861022310916078, -0.2815652950964024], [0.08169699278465405, -0.2713805684570672], [0.07515353791922992, -0.26119428841162695], [0.0689536742727614, -0.2510145000882887], [0.06308392696199935, -0.2408477975730364], [0.0575662813086175, -0.23071713950277656], [0.05235457470435836, -0.2206175141857337], [0.04745787224483998, -0.210568128140777], [0.042876780986014475, -0.20058378207747635], [0.03856735485208224, -0.19065910899054278], [0.03455089898704609, -0.1808132710703352], [0.030813599295340163, -0.17105300680166907], [0.027320880179595934, -0.161375236688796], [0.024102217770986714, -0.15179591407869095], [0.02113765490830785, -0.14231956568402285], [0.01838287969958718, -0.13294369100743667], [0.015870108077630753, -0.12368126864619768], [0.013595936204282798, -0.11453780557129871], [0.011500582795211394, -0.10550742459297964], [0.009614318272012281, -0.09659991246456354], [0.007957053891586519, -0.08782330704853379], [0.0064445289752556685, -0.07917089161949087], [0.005098087130931879, -0.07064680861546084], [0.00396431543475112, -0.062258207100183136], [0.0030004062476149847, -0.05400512757964083], [0.002125683476350713, -0.045882739179928946], [0.001409007077869603, -0.037896849780697024], [0.0009233128284636501, -0.03005224200938579], [0.0005719431369820731, -0.022344335003813873], [0.0002750881655745939, -0.01477069658801215], [7.41662246608336e-05, -0.007334963563321715], [0.0, 0.0], [7.347445324379198e-05, 0.007252611896674817], [0.0002745659257330717, 0.014683235244873173], [0.0005728883741955862, 0.02224903247250814], [0.00092888574053064, 0.029945982797076012], [0.0014135718626495971, 0.03777665537698494], [0.002122126409694201, 0.04574559215698956], [0.002991086641440035, 0.05384759271643007], [0.003950335703883144, 0.062076742716421635], [0.005078543629372844, 0.07043767696000137], [0.006419595456864862, 0.07893061415193242], [0.007924025833754341, 0.087548563081347], [0.009569149536340523, 0.09628715057146045], [0.011440070855323989, 0.1051529476558098], [0.01352107571228472, 0.11413795167113061], [0.015780697958844073, 0.12323244795107474], [0.018272094317778625, 0.13244220060624826], [0.021001590178729122, 0.1417625212927189], [0.023939614041401977, 0.15118003060948984], [0.02712533771965366, 0.16069604484578753], [0.03058370542078846, 0.17030771763782235], [0.034282621134373775, 0.17999938680277952], [0.038250043752213414, 0.18977241343674528], [0.042506169459466475, 0.19962249533533663], [0.04702849014627919, 0.20953041486422877], [0.05185734038696555, 0.2194994442798542], [0.0569971055718374, 0.22951870376683936], [0.06243435872093425, 0.23956671277975136], [0.06821537188347812, 0.24964859552216043], [0.0743257263211002, 0.2597442634918527], [0.08076670668052384, 0.2698418898118907], [0.08757095714437121, 0.27994049711580676], [0.09471580228559101, 0.29000962360221166], [0.10223139417679081, 0.3000553899215217], [0.1101157796798437, 0.3100511882893672], [0.11837331562223306, 0.31997939522976504], [0.12702402951280237, 0.3298390388299363], [0.13604234189662803, 0.33959842844845023], [0.14546864117305108, 0.3492604455213171], [0.15528494465845252, 0.3587829681182552], [0.16551112908835186, 0.3681710582651799], [0.17613934088294245, 0.3773882768662191], [0.18717687765731914, 0.3864235117978308], [0.19862630083322627, 0.39525686713693636], [0.2104861574450254, 0.4038567451745826], [0.22276407416847543, 0.4122190506206185], [0.2354400780902196, 0.4203090489617321], [0.24853083896880593, 0.42812311595611435], [0.26202139615928166, 0.43560738319454445], [0.275922264161973, 0.4427685504481824], [0.2902119763985298, 0.4495554523831977], [0.3048988924919414, 0.4559708561960908], [0.3199612214964364, 0.4619638966216653], [0.33539825377575, 0.46753317300933045], [0.3511959428693748, 0.4726349444795142], [0.3673386940107639, 0.47725206347213606], [0.3838166511021187, 0.48138502078055556], [0.4006080126231038, 0.4849517901466881], [0.4177036587735642, 0.4880306800018812], [0.43507265499822245, 0.49045773635660583], [0.45271021057379146, 0.492376417191462], [0.47057983694609773, 0.49349658001198776], [0.48866904746183576, 0.49415462050041453], [0.5069452861228687, 0.4940125776377233], [0.5253797149747718, 0.4933713024806604], [0.5439536005872413, 0.4918556497537658], [0.5626217226887857, 0.4897172072337827], [0.581366344599658, 0.48677077316982476], [0.6001470362911642, 0.4831253040200702], [0.6189295288327601, 0.4787219228681121], [0.6376880328744812, 0.47352020444549037], [0.6563716919801897, 0.46757844348681354], [0.6749507081188533, 0.46083005314765507], [0.6933911532444501, 0.453291236651978], [0.7116437134755846, 0.44498612009123784], [0.7296816422460073, 0.4358788942802349], [0.7474551985791178, 0.42597909598145167], [0.7649245875788055, 0.41531469067365273], [0.7820616618200305, 0.40386138003606425], [0.798812848987524, 0.39164888166776], [0.8151339357669349, 0.37867995890959544], [0.8310004341502942, 0.36495817685594373], [0.8463690868703138, 0.35053704946112146], [0.8611939760746471, 0.33541049830407976], [0.8754588797550087, 0.3196102269575249], [0.8890984683928713, 0.3031452164959244], [0.9020836386545227, 0.2860633390985634], [0.9143932627540562, 0.2683667571004267], [0.9259908906206432, 0.2500314310413086], [0.9368323126596996, 0.23112446983111865], [0.9469028490122432, 0.2117258711840455], [0.9561823522364571, 0.19187870465591542], [0.9646151024331149, 0.1716287150318257], [0.972199006376436, 0.15100830860478814], [0.9789264086424856, 0.1300570542579335], [0.9847409503350865, 0.10883136825772055], [0.9896477740655049, 0.08737054466842599], [0.9936826075080232, 0.06571457999407904], [0.9967768773419313, 0.04391797850773191], [0.9987746570413105, 0.02221192451065693], [1.0, 0.00030387842938652644]], [[1.0, -0.0038492654100905654], [0.9906314389460237, -0.02124358659915649], [0.980995553124424, -0.04244577814857979], [0.9710008406108143, -0.06310906534007898], [0.9607347862368819, -0.08485651608924341], [0.9501792391917762, -0.10652681256063543], [0.9391845966882083, -0.12758610905981918], [0.9277995368785148, -0.14839146457103897], [0.9159038272676024, -0.16887438898026688], [0.9035141573243257, -0.1890037103413512], [0.8904468618951541, -0.208710153716595], [0.8767805360441657, -0.2279657306584762], [0.8624805867331169, -0.24670559288775049], [0.8475002499100438, -0.26488825755621626], [0.8319554654799055, -0.2824033900682671], [0.8158100483185959, -0.2985340525300442], [0.7991269475008924, -0.31385984705471537], [0.7819419403062059, -0.3283715643196321], [0.7644682065620801, -0.34207141771900273], [0.7466978182593739, -0.3549679404068633], [0.7285739051584692, -0.3669729053145124], [0.7101536021654689, -0.37807327094489135], [0.6915143604167835, -0.3883736003485406], [0.6726384146150914, -0.39768719440107136], [0.6536412557053597, -0.4062305770385771], [0.6345131129076632, -0.4137811572647527], [0.615323229055061, -0.4205214427943107], [0.596126572356429, -0.4264829884701754], [0.5769480723498308, -0.43159065692971227], [0.5578186579572891, -0.4358329197265611], [0.5387913863253592, -0.43940857473661116], [0.5198897638790065, -0.4420677482815376], [0.5011462344316633, -0.44405256903897117], [0.48259385067647853, -0.4453220824349519], [0.4642611970179106, -0.44591203961647646], [0.44617850202456144, -0.445750259131233], [0.4283746969138166, -0.4448547889659564], [0.41084238403684853, -0.4435012838411975], [0.39363953193770973, -0.44147600071340914], [0.37676894327880944, -0.43886041796553904], [0.36024464511130966, -0.43578236543881144], [0.3441059338423623, -0.4320439150892622], [0.32832948285124114, -0.4278700026783168], [0.3129711586135177, -0.42318309006261184], [0.2980041030124043, -0.4180460343231093], [0.28346453492660506, -0.4125097566618625], [0.26936493895716, -0.4065109824384164], [0.2556723177436471, -0.4002248600725336], [0.24245317350983242, -0.39350712426247714], [0.2296601817209233, -0.3865205744767801], [0.21733188517170945, -0.3791956647649773], [0.20545654102184577, -0.37161042362860786], [0.19400623382802176, -0.36380782369123815], [0.18303065934450896, -0.3557608800302213], [0.1724619270321827, -0.347560782845731], [0.16230260093815232, -0.33923308524626017], [0.15255786993540327, -0.330770341418764], [0.14319991949640398, -0.3222315174535497], [0.13430460980079792, -0.31353360600231606], [0.12579565098828285, -0.3047849760015768], [0.11761032140899376, -0.2960136089458755], [0.10987482830100964, -0.28716335343151594], [0.10250435995139098, -0.27827298967604236], [0.09549136892073187, -0.26938727146052477], [0.08879593608379883, -0.26051098276089724], [0.0823928594350354, -0.2516791754983756], [0.07634012755417957, -0.24285989591584695], [0.07058159332805487, -0.2340776567921387], [0.06511243318139044, -0.2253579579426124], [0.059906033680536076, -0.21668948471465066], [0.05501808413281354, -0.2080686181293706], [0.05040703017899897, -0.1995086707196503], [0.0460594727365491, -0.1910133484040329], [0.04200137752342239, -0.18259204908666743], [0.038190520600419914, -0.17424252787596434], [0.03461821539846002, -0.16598095373833968], [0.031289454806718686, -0.1578180939885877], [0.028170498848183758, -0.1497435283648734], [0.025248988962446994, -0.1417761277855701], [0.022512461371877582, -0.1339188430913707], [0.019966251255758776, -0.12616101984850572], [0.017632080973324565, -0.11851094490945735], [0.015477217692402382, -0.11097103228125127], [0.013455210215236183, -0.1035412762154026], [0.011599797126485104, -0.09622671007114368], [0.009928204933218046, -0.08902653939993885], [0.00840056410254185, -0.08193507288052719], [0.0070261998710542, -0.07495955655561092], [0.005813462782772512, -0.06810569259296805], [0.0047001793171034595, -0.06136722973565946], [0.0037165290656212173, -0.05474506019366022], [0.0028990707281673442, -0.04824229266186361], [0.0022008941413638504, -0.041858831832156496], [0.0015542474400432613, -0.0355914811305357], [0.000988580836623855, -0.02944385159682524], [0.0006091360604109956, -0.02341501561864388], [0.00036597639590064723, -0.017497409334086188], [0.000165611320396738, -0.011685487338261911], [4.5666118543716746e-05, -0.0059642851265530004], [0.0, 0.0], [4.014082900951357e-05, 0.005281422899381116], [0.00016279480870046823, 0.010945239440763484], [0.00037851499417319666, 0.01672203449534614], [0.0006622704146375419, 0.022608614969762773], [0.00104709805559685, 0.028608805371302486], [0.0015688518452929335, 0.03472838241824101], [0.0021937433449480677, 0.040964099784372314], [0.0028817466864851644, 0.04731162112973881], [0.0037029097672634987, 0.05377415681354311], [0.0046995106542463486, 0.06035279465462601], [0.005809874442838592, 0.06704518628471319], [0.007008280012794275, 0.07385026468778995], [0.00836584180261431, 0.08077267721902089], [0.009892945439214583, 0.08780525497673816], [0.01157701075089403, 0.09495343785950609], [0.01343100653654625, 0.10222377683574566], [0.01543453764579356, 0.1096088166293537], [0.017575258817925734, 0.11709889762589731], [0.019901009644738878, 0.1246929162173274], [0.022443785806502765, 0.13239065360045627], [0.025163848620985106, 0.14018539077631315], [0.02805406936169285, 0.14808639292104409], [0.031127498442044772, 0.15609292868671448], [0.03440011578315609, 0.16418836221794472], [0.03791771873930052, 0.1723759661436091], [0.04166468499265604, 0.18065416284370714], [0.04565125370520231, 0.18900094869104078], [0.049922589206024506, 0.1974165704509935], [0.05446983389298282, 0.2058913226712703], [0.059291826018414456, 0.21441728945757682], [0.06441601453042958, 0.22299374661286886], [0.06981593053664034, 0.23160874284610145], [0.07548789460725183, 0.2402825353191704], [0.08146424698611672, 0.24898435468193852], [0.08775806636504947, 0.25769896101817813], [0.09436786071299282, 0.2664401621421328], [0.1012467800874717, 0.275206180039123], [0.10849002217751959, 0.28396490640097627], [0.11609447165506347, 0.2926813104590941], [0.12406510998175785, 0.30136887481049046], [0.13239547721678413, 0.3100072752201922], [0.1410865002275745, 0.31859871781531546], [0.15014768536053966, 0.32712556143120763], [0.15962181347198764, 0.3355326175753227], [0.16950261548391105, 0.3438322705678387], [0.1797528846708961, 0.35202649337321773], [0.19041852470159515, 0.36008162371812785], [0.20150073130625645, 0.36794699882477], [0.21302411645911587, 0.37561229569109705], [0.22497702790582438, 0.38303655621411475], [0.2373861191687035, 0.39019032513164387], [0.25022082763435244, 0.3970598343756056], [0.2634861570111782, 0.40362758541791155], [0.27720040533012097, 0.40982444567227433], [0.2913226974307258, 0.41568046514385326], [0.30587260591080706, 0.4211508537147743], [0.3208389075970025, 0.4261554605236767], [0.3362064282008572, 0.4307672026764393], [0.3519555372882918, 0.4348576609716632], [0.3680945114975877, 0.43848863009687317], [0.3846020319378581, 0.441417500753063], [0.4014730231986048, 0.44384580878176005], [0.418666628201559, 0.4455747667228921], [0.43616041174034154, 0.44681230742966915], [0.453941459200437, 0.44723280949710426], [0.47196777613371316, 0.44706813623183483], [0.49023145773982235, 0.4460693792812879], [0.5086858348979305, 0.4444564829983118], [0.5273095594386221, 0.4420242863041082], [0.5460733366040098, 0.43881344160405034], [0.5649381076488049, 0.4348960345284188], [0.5838649319580301, 0.43010682437603664], [0.6028359242041601, 0.4245661871759532], [0.6218018943608895, 0.41824533943083686], [0.6407371995020832, 0.41111455854241086], [0.6595897126062468, 0.403114925242496], [0.6783367399983431, 0.3943585297117821], [0.696937311976513, 0.3847552526306849], [0.7153500342062019, 0.3743477337755536], [0.7335236058593024, 0.3630973652547802], [0.7514427112318648, 0.35104695941282343], [0.7692130233527315, 0.33832286618363333], [0.7866736081435598, 0.32476727221308627], [0.8038038311219764, 0.3105699809571209], [0.8204756376716864, 0.29556698766425793], [0.8367251523607223, 0.27993982928064265], [0.8524710660361113, 0.26357207163912655], [0.8676967796274241, 0.24604959799133103], [0.882402647448648, 0.22764559018296313], [0.8965154283399627, 0.20873659595659286], [0.9100253257802211, 0.18936836958348877], [0.9229002170792276, 0.16958869848734337], [0.9351342843715338, 0.14942992424432947], [0.9466456698095422, 0.12891625384268313], [0.9574484730749383, 0.1081150859641732], [0.9675856886175663, 0.08707152450759312], [0.9769820845192789, 0.06580400971611246], [0.9856138077621519, 0.04435605363602719], [0.9932185198378127, 0.02412630736972231], [1.0, 0.002830484587919512]], [[1.0, -0.006982023820252598], [0.9808347678739969, -0.01901797966962391], [0.9618522559950746, -0.03633209758528676], [0.9431799234064913, -0.053687711825284326], [0.9248624266119182, -0.07287087626535042], [0.9068300243521396, -0.09232697786698986], [0.8888989675852842, -0.11134459500309918], [0.8714451338156342, -0.13026518299085982], [0.8540303907540221, -0.14896463561562434], [0.8365799116076857, -0.16746330024339437], [0.8187151726269655, -0.18555851734726225], [0.8005585880595272, -0.203263972652651], [0.7819906967033577, -0.22046532006342387], [0.7629002588379569, -0.23706675395467622], [0.7434892681716995, -0.2530075051114365], [0.7236219820019522, -0.26744799560364085], [0.7034014716292504, -0.28103549286716833], [0.6828709209459031, -0.29375498158119356], [0.6626594132942717, -0.30562525584483824], [0.6426034368031602, -0.31666850413180225], [0.6224455993938789, -0.3267367507146735], [0.6022379272454653, -0.3358320443904242], [0.58207404530183, -0.34413288877091675], [0.5619028162624872, -0.35131862527265906], [0.5418642928678292, -0.35776344729922754], [0.5219160871804512, -0.3631019385507439], [0.5021464538431742, -0.36761627018078524], [0.48260088561497005, -0.3713834465476635], [0.4632961557796841, -0.3742760349437542], [0.4442602953270343, -0.37624578625589944], [0.42553948148278853, -0.37767971916796633], [0.4071506299461746, -0.3781151196885583], [0.38911893084005383, -0.37794201869316396], [0.3714631729452564, -0.3771474686340873], [0.35421354839623437, -0.37570710174727795], [0.3373863231698063, -0.37353734260789184], [0.32100524297114985, -0.37073588423818893], [0.3050402551234105, -0.3675956196384267], [0.2895519865601909, -0.3638493208412111], [0.27453427484716164, -0.35959896723481494], [0.25998066114719154, -0.3549878783796773], [0.24593824531682978, -0.3497983500724409], [0.23235283018791478, -0.3443388847391759], [0.21929038182931626, -0.33841744528517526], [0.2067020322918878, -0.33220054593001497], [0.19461974541647994, -0.3256767328228881], [0.18306163750974225, -0.3187914179197124], [0.17194972085445812, -0.31178188537942], [0.16138979605462123, -0.3044149612329277], [0.1512863198708931, -0.29692739128831286], [0.1416992487544208, -0.2892017944723992], [0.1325973499451836, -0.2813329510163203], [0.12393285842490266, -0.27340525257581294], [0.11577465145339322, -0.2653292032133031], [0.10801387366334961, -0.2572726944880007], [0.10064783615164011, -0.24924659160244722], [0.0936854971186438, -0.24123285625692584], [0.08707188080966617, -0.2333105955131236], [0.08093451253020931, -0.22531608057924937], [0.07513697956067937, -0.21741969328736546], [0.06959371162551795, -0.20968427527904293], [0.06448923965905638, -0.20194628359372963], [0.05970857977223947, -0.19429284132320468], [0.05522149627392817, -0.18676834047763044], [0.050985125831038675, -0.17938576230036554], [0.04694723901459181, -0.1721870083974209], [0.04320463003862244, -0.16509328077788246], [0.039679396865029457, -0.1581468301659687], [0.03634900713875162, -0.1513643967078719], [0.03319697375496396, -0.14473042427183253], [0.0302927452406545, -0.13820502630969825], [0.027586822670489994, -0.13180744344638265], [0.025066362706665363, -0.1255378921877804], [0.02275364843963458, -0.1193892598490384], [0.02061521368271477, -0.1133628429391083], [0.018630358163189524, -0.10747024959679867], [0.016807552564789774, -0.10171677072310688], [0.0151235191285546, -0.09608665712050225], [0.01353817776520616, -0.0905976189850368], [0.01204118148163914, -0.08524781897017472], [0.010672770056620937, -0.08001786766833646], [0.009440484436401003, -0.07490635839508233], [0.008301775561705159, -0.06991322692855306], [0.007214537000819152, -0.06504135248240071], [0.006204291569485305, -0.06028590382339772], [0.005300603608578719, -0.055638436100884245], [0.0044891552547148324, -0.051093478003863754], [0.0037608645587776865, -0.04665469498761816], [0.0031114948879704236, -0.04232453811065489], [0.002509852137766974, -0.03809736723562504], [0.0019880740051367394, -0.03396987847357642], [0.0015670512483296024, -0.029939924490971038], [0.0012052778087769014, -0.026006903304232762], [0.000856579862332953, -0.022169162796216838], [0.0005086105773252692, -0.01842667793645134], [0.0002754994429219221, -0.014770325346458944], [0.0001573326667396193, -0.011186373649525202], [6.430598539356502e-05, -0.007657723029707693], [1.9293301596626775e-05, -0.004115568793796027], [0.0, 0.0], [9.295274733288345e-06, 0.0029543487771489956], [5.936644961438565e-05, 0.006280106469536732], [0.00018162034936621102, 0.00968888033557104], [0.00036770969101606075, 0.013179140691322108], [0.0006136866710648747, 0.016755616839372958], [0.0008974820526736672, 0.02042453841900087], [0.0012186332038077426, 0.02418528859462175], [0.0015712920218760409, 0.028036174286855096], [0.0020061856693502854, 0.03197894080513214], [0.002558101830692648, 0.03601558916682735], [0.0031658299639152464, 0.0401488347784168], [0.0038041887904869767, 0.04438123681180258], [0.004520966152898694, 0.048715404184728174], [0.005344434024390781, 0.05314721138205051], [0.006277285828421874, 0.05772340230440866], [0.0072967431253652655, 0.06244715589629561], [0.008366244274283976, 0.06728998608197595], [0.00949272877530388, 0.07224718857247366], [0.010724127767605675, 0.07731475200865474], [0.012098798041619717, 0.08249560185820384], [0.013581961688216748, 0.08779434868920691], [0.015134604318136827, 0.09322973629767085], [0.016764733398881997, 0.09880543709832701], [0.01852192089305424, 0.10450822784692348], [0.020452088235371556, 0.11034118538825215], [0.022526013458850764, 0.11631402319395188], [0.024765193023317117, 0.12240533824285948], [0.027208352287488965, 0.12860927003440162], [0.0298578636229339, 0.1349289077621021], [0.032709176428345164, 0.1413615350767055], [0.03578295441913553, 0.14790659496468755], [0.039057421253393856, 0.15457481443799806], [0.042504151738333384, 0.16140232532538623], [0.04618240951729052, 0.16835388152889735], [0.05011218694055444, 0.17541731458557533], [0.054275882785306435, 0.1826231202895812], [0.058618647840629784, 0.19000473470442877], [0.06327020655262171, 0.19748813243716548], [0.06824351772408657, 0.2050474195430617], [0.0735312688771196, 0.2127046954916619], [0.0791332308641262, 0.2204581263496313], [0.08504741155014664, 0.2283238173688102], [0.09128962365659636, 0.23628580637005925], [0.09793713980610144, 0.24426172873312701], [0.10497603117996618, 0.2522801707935244], [0.11236198065510394, 0.26038328397590893], [0.12016006143034333, 0.26850150438664244], [0.12838653521548518, 0.2765884107494485], [0.13707743788988175, 0.2846109394329305], [0.14623329519970152 | 3D array of the non-dimensional x and y airfoil coordinates of the airfoils interpolated along span for n_span stations.
rotorse.rs.bjs.rthick | intermediate |  | [1.0, 0.9904761955070918, 0.9058355221451091, 0.7692063747146259, 0.6243318537689522, 0.5149550598613979, 0.4565247668788405, 0.4089803671230991, 0.37373472220540643, 0.3529975776954834, 0.3385438805507016, 0.3271695421630018, 0.3178133888750906, 0.30941424702967435, 0.30091105322857653, 0.2925054880595256, 0.2849006144977736, 0.2778530148241121, 0.271119271319333, 0.264455966264228, 0.2554986747356164, 0.25036700062620737, 0.2424545046048751, 0.23345852449310675, 0.2235312610322791, 0.21373557166468143, 0.2047799151588242, 0.19617537435258997, 0.18790426085675252, 0.18] | 1D array of the relative thicknesses of the blade defined along span. n_span long
rotorse.rs.bjs.layer_offset_y_pa | intermediate | m | [[0.0, 0.0, 0.0, 0.0, 0.0, 0.0, 0.0, 0.0, 0.0, 0.0, 0.0, 0.0, 0.0, 0.0, 0.0, 0.0, 0.0, 0.0, 0.0, 0.0, 0.0, 0.0, 0.0, 0.0, 0.0, 0.0, 0.0, 0.0, 0.0, 0.0], [0.0, 0.0, 0.0, 0.0, 0.0, 0.0, 0.0, 0.0, 0.0, 0.0, 0.0, 0.0, 0.0, 0.0, 0.0, 0.0, 0.0, 0.0, 0.0, 0.0, 0.0, 0.0, 0.0, 0.0, 0.0, 0.0, 0.0, 0.0, 0.0, 0.0], [0.0, 0.0, 0.0, -0.8, -0.768, -0.736, -0.7040000000000001, -0.672, -0.64, -0.608, -0.576, -0.544, -0.512, -0.48, -0.448, -0.4159999999999999, -0.38399999999999995, -0.352, -0.31999999999999995, -0.2879999999999999, -0.24639999999999998, -0.22399999999999998, -0.19199999999999995, -0.15999999999999992, -0.1279999999999999, -0.09599999999999997, -0.06399999999999995, -0.03199999999999992, 0.0, 0.0], [0.0, 0.0, 0.0, -0.8, -0.768, -0.736, -0.7040000000000001, -0.672, -0.64, -0.608, -0.576, -0.544, -0.512, -0.48, -0.448, -0.4159999999999999, -0.38399999999999995, -0.352, -0.31999999999999995, -0.2879999999999999, -0.24639999999999998, -0.22399999999999998, -0.19199999999999995, -0.15999999999999992, -0.1279999999999999, -0.09599999999999997, -0.06399999999999995, -0.03199999999999992, 0.0, 0.0], [0.0, 0.0, 0.0, 0.0, 0.0, 0.0, 0.0, 0.0, 0.0, 0.0, 0.0, 0.0, 0.0, 0.0, 0.0, 0.0, 0.0, 0.0, 0.0, 0.0, 0.09157681946512797, 0.0, 0.0, 0.0, 0.0, 0.0, 0.0, 0.0, 0.0, 0.0], [0.0, 0.0, 0.0, 0.0, 0.0, 0.0, 0.0, 0.0, 0.0, 0.0, 0.0, 0.0, 0.0, 0.0, 0.0, 0.0, 0.0, 0.0, 0.0, 0.0, 0.09157681946512797, 0.0, 0.0, 0.0, 0.0, 0.0, 0.0, 0.0, 0.0, 0.0], [0.0, 0.0, 0.0, 0.0, 0.0, 0.0, 0.0, 0.0, 0.0, 0.0, 0.0, 0.0, 0.0, 0.0, 0.0, 0.0, 0.0, 0.0, 0.0, 0.0, 0.0, 0.0, 0.0, 0.0, 0.0, 0.0, 0.0, 0.0, 0.0, 0.0], [0.0, 0.0, 0.0, 0.0, 0.0, 0.0, 0.0, 0.0, 0.0, 0.0, 0.0, 0.0, 0.0, 0.0, 0.0, 0.0, 0.0, 0.0, 0.0, 0.0, 0.0, 0.0, 0.0, 0.0, 0.0, 0.0, 0.0, 0.0, 0.0, 0.0], [0.0, 0.0, 0.0, 0.0, 0.0, 0.0, 0.0, 0.0, 0.0, 0.0, 0.0, 0.0, 0.0, 0.0, 0.0, 0.0, 0.0, 0.0, 0.0, 0.0, 0.0, 0.0, 0.0, 0.0, 0.0, 0.0, 0.0, 0.0, 0.0, 0.0], [0.0, 0.0, 0.0, 0.0, 0.0, 0.0, 0.0, 0.0, 0.0, 0.0, 0.0, 0.0, 0.0, 0.0, 0.0, 0.0, 0.0, 0.0, 0.0, 0.0, 0.0, 0.0, 0.0, 0.0, 0.0, 0.0, 0.0, 0.0, 0.0, 0.0], [0.0, 0.0, 0.0, 0.0, 0.0, 0.0, 0.0, 0.0, 0.0, 0.0, 0.0, 0.0, 0.0, 0.0, 0.0, 0.0, 0.0, 0.0, 0.0, 0.0, 0.0, 0.0, 0.0, 0.0, 0.0, 0.0, 0.0, 0.0, 0.0, 0.0], [0.0, 0.0, 0.0, 0.0, 0.0, 0.0, 0.0, 0.0, 0.0, 0.0, 0.0, 0.0, 0.0, 0.0, 0.0, 0.0, 0.0, 0.0, 0.0, 0.0, 0.0, 0.0, 0.0, 0.0, 0.0, 0.0, 0.0, 0.0, 0.0, 0.0], [0.0, 0.0, 0.0, 0.0, 0.0, 0.0, 0.0, 0.0, 0.0, 0.0, 0.0, 0.0, 0.0, 0.0, 0.0, 0.0, 0.0, 0.0, 0.0, 0.0, 0.0, 0.0, 0.0, 0.0, 0.0, 0.0, 0.0, 0.0, 0.0, 0.0], [0.0, 0.0, 0.0, 0.0, 0.0, 0.0, 0.0, 0.0, 0.0, 0.0, 0.0, 0.0, 0.0, 0.0, 0.0, 0.0, 0.0, 0.0, 0.0, 0.0, 0.0, 0.0, 0.0, 0.0, 0.0, 0.0, 0.0, 0.0, 0.0, 0.0], [0.0, 0.0, 0.0, 0.0, 0.0, 0.0, 0.0, 0.0, 0.0, 0.0, 0.0, 0.0, 0.0, 0.0, 0.0, 0.0, 0.0, 0.0, 0.0, 0.0, 0.0, 0.0, 0.0, 0.0, 0.0, 0.0, 0.0, 0.0, 0.0, 0.0], [0.0, 0.0, 0.0, 0.0, 0.0, 0.0, 0.0, 0.0, 0.0, 0.0, 0.0, 0.0, 0.0, 0.0, 0.0, 0.0, 0.0, 0.0, 0.0, 0.0, 0.0, 0.0, 0.0, 0.0, 0.0, 0.0, 0.0, 0.0, 0.0, 0.0], [0.0, 0.0, 0.0, 0.0, 0.0, 0.0, 0.0, 0.0, 0.0, 0.0, 0.0, 0.0, 0.0, 0.0, 0.0, 0.0, 0.0, 0.0, 0.0, 0.0, 0.0, 0.0, 0.0, 0.0, 0.0, 0.0, 0.0, 0.0, 0.0, 0.0], [0.0, 0.0, 0.0, 0.0, 0.0, 0.0, 0.0, 0.0, 0.0, 0.0, 0.0, 0.0, 0.0, 0.0, 0.0, 0.0, 0.0, 0.0, 0.0, 0.0, 0.0, 0.0, 0.0, 0.0, 0.0, 0.0, 0.0, 0.0, 0.0, 0.0], [0.0, 0.0, 0.0, 0.0, 0.0, 0.0, 0.0, 0.0, 0.0, 0.0, 0.0, 0.0, 0.0, 0.0, 0.0, 0.0, 0.0, 0.0, 0.0, 0.0, 0.0, 0.0, 0.0, 0.0, 0.0, 0.0, 0.0, 0.0, 0.0, 0.0], [0.0, 0.0, 0.0, 0.0, 0.0, 0.0, 0.0, 0.0, 0.0, 0.0, 0.0, 0.0, 0.0, 0.0, 0.0, 0.0, 0.0, 0.0, 0.0, 0.0, 0.0, 0.0, 0.0, 0.0, 0.0, 0.0, 0.0, 0.0, 0.0, 0.0]] | 2D array of the offset along the y axis to set the position of a layer. Positive values move the layer towards the trailing edge, negative values towards the leading edge. The first dimension represents each layer, the second dimension represents each entry along blade span.
rotorse.rs.bjs.coord_xy_dim | intermediate | m | [[[2.25, -2.352610294076296e-15], [2.247433577966623, -0.1001688332020118], [2.241283580248343, -0.20006115702960459], [2.2300826142000316, -0.2995281605132613], [2.2143883938730182, -0.3983391923966174], [2.1945876690377575, -0.4962387250406705], [2.1704873632678776, -0.5930296691388246], [2.142053587510613, -0.688529779357898], [2.109543602842712, -0.7824906126246324], [2.0730368711665794, -0.8747070682021101], [2.0325391144365454, -0.9650235865045383], [1.9882244373580997, -1.0532627042875238], [1.9402888290980884, -1.1391883913938807], [1.8887867884403016, -1.2226764218587944], [1.8338605163762394, -1.3036096729231852], [1.7757468363163866, -1.3817589314117142], [1.7145436342474587, -1.4570077322583743], [1.650365573387373, -1.529275895626311], [1.5835061617704245, -1.598402139353397], [1.5141125817963934, -1.6642941186104174], [1.4423106867466409, -1.726926722794338], [1.3683322449791155, -1.7861170415305507], [1.2923618844854405, -1.8418020302893978], [1.2145406359569906, -1.8940230076627915], [1.1351355355582167, -1.9426663821410803], [1.0543110713035089, -1.9876685238919267], [0.9722021623009389, -2.029123327547451], [0.88907238014899, -2.0669003657617786], [0.8050778389515932, -2.1010132516469042], [0.7203614067924291, -2.1316190708793843], [0.6351638271174553, -2.158488581805033], [0.5496194293598344, -2.1817954506218453], [0.46389599187486724, -2.2017101603943128], [0.37820268953538705, -2.217946969804049], [0.29263903959151444, -2.230969580556043], [0.20739871250819764, -2.2405804772401243], [0.12261903262604501, -2.2464235393441623], [0.038411777277396086, -2.249550662054181], [-0.045034400383252515, -2.249393050512752], [-0.1276554847192627, -2.2461884573550135], [-0.2092837331504359, -2.240395086815443], [-0.2898301369604712, -2.231321496284059], [-0.36919770472375907, -2.219490919158469], [-0.4472561320084059, -2.205153079716986], [-0.5239758077729579, -2.1880829447154477], [-0.5992055291982776, -2.1687890493406976], [-0.6729420765577359, -2.1469816646625954], [-0.7450448219611644, -2.123107277164351], [-0.8155165485180816, -2.0969887639741063], [-0.8842516959541734, -2.0689732513798793], [-0.9512491789545859, -2.038999557485692], [-1.016440260004502, -2.007321627042182], [-1.0798134501432644, -1.9739429846395438], [-1.1413130759283712, -1.9390377963426364], [-1.200944502275249, -1.9026580146944214], [-1.2586779998530964, -1.8649897226563574], [-1.3145252266560097, -1.8260582913911998], [-1.368436696237594, -1.7860369952695612], [-1.4204643612001717, -1.744933630197628], [-1.4705373107062765, -1.7029475183588014], [-1.518753707416627, -1.6600575849089234], [-1.5650342875023333, -1.6164936864216264], [-1.609507082704629, -1.5722180773897483], [-1.652075498073645, -1.5274290523058633], [-1.692871021666081, -1.4821175358213925], [-1.7318356947626556, -1.4364106402954082], [-1.7690075603876323, -1.3903732564605393], [-1.8044679981529645, -1.3440394828940765], [-1.838144680265952, -1.297559417578161], [-1.8702133073224991, -1.2509060423490108], [-1.9005908444102155, -1.2042189259669749], [-1.9293844130459064, -1.1575314560374839], [-1.9566546016618138, -1.1108749053724327], [-1.9823063754266084, -1.0643599485571342], [-2.0065488911185954, -1.0179625557324214], [-2.0293295459841554, -0.971770836881573], [-2.050648426091997, -0.9258536091321671], [-2.0707093811939377, -0.8801894449269343], [-2.0893951114037415, -0.8348647648648685], [-2.1067684424772035, -0.7899119493887555], [-2.123009967573945, -0.7453212152960796], [-2.137983638493286, -0.7011684967059871], [-2.151770992636484, -0.6574752981706657], [-2.164568873790901, -0.6142290209920933], [-2.1762351373408495, -0.5714923526149621], [-2.1867991441461045, -0.529293467655273], [-2.1965407875691425, -0.48760581167585837], [-2.20531074665687, -0.44647479657916944], [-2.213012664191936, -0.40593784558240126], [-2.2200372620037956, -0.36596445799428445], [-2.2262951613217212, -0.3265750053192151], [-2.231571791076617, -0.2878038077920721], [-2.236055451312886, -0.2496510585949502], [-2.2401152651902003, -0.2120940211498916], [-2.243418112066416, -0.17515982367187663], [-2.2456598192626593, -0.13887274577127623], [-2.2473028175940772, -0.10321306175686078], [-2.248694610094804, -0.06816944644828521], [-2.249648681495264, -0.0337599993442202], [-2.25, 0.0], [-2.2496488145724753, 0.03375331299310535], [-2.248695545741136, 0.06814241319099348], [-2.2473055110749307, 0.10315163052638716], [-2.2456650314176434, 0.1387625372899867], [-2.2434314930422734, 0.17498587037030658], [-2.2401406063597507, 0.21184117195807375], [-2.23609509711181, 0.24930399657675303], [-2.2316277999388356, 0.287346988966038], [-2.2263816094027353, 0.3259918550910986], [-2.2201592299649433, 0.3652390646860972], [-2.2131734206563425, 0.40505444553857317], [-2.205523736241792, 0.44541639128980287], [-2.196820619303744, 0.48635560686371915], [-2.1871521030524264, 0.5278360119897798], [-2.1766718606440314, 0.5698116832854812], [-2.1651156279984813, 0.6123070566890814], [-2.152436788110251, 0.6552978348327192], [-2.1387783766686166, 0.6987217754375808], [-2.1239710199523616, 0.742586069426186], [-2.107906848488266, 0.7868765268910483], [-2.090723221724051, 0.8315178682516], [-2.072272578533966, 0.8765120301780763], [-2.052459322748288, 0.9218377172221593], [-2.0314088659180056, 0.9674070108156655], [-2.008944037737847, 1.0132346199451663], [-1.9850318048300815, 1.0592665892924698], [-1.9597492669377088, 1.105406378347309], [-1.9328885791239847, 1.1516796436294263], [-1.9045168605338807, 1.1979904003485282], [-1.8746270427742346, 1.2442832720562231], [-1.8430694121642046, 1.2905537030080239], [-1.8099420600467488, 1.3366546271793636], [-1.775087157605635, 1.3826059664857517], [-1.7385355798119926, 1.4282900918907389], [-1.700273325064772, 1.4736263135352203], [-1.6601962562876933, 1.5186021979134812], [-1.6184040753515232, 1.5630588023874354], [-1.5747520014623766, 1.607027822515151], [-1.5293296680229698, 1.650315731158193], [-1.4820381544516208, 1.6929405728026456], [-1.432912691596842, 1.7347293912499773], [-1.38191592865664, 1.7756246144968684], [-1.3290406443998468, 1.8155351378664153], [-1.2743219111875903, 1.854331446037963], [-1.2177158221643485, 1.8919856718248471], [-1.1592998968766406, 1.9283207810621532], [-1.099018690792477, 1.9633365632309798], [-1.0369494646519535, 1.996788529065202], [-0.9730539124823916, 2.0287157353813225], [-0.9074340770048822, 2.0588819087107666], [-0.8400645954662945, 2.087317237496295], [-0.7710369214823533, 2.113771652768113], [-0.7003577625950416, 2.138247402696052], [-0.6281110182344337, 2.1605620304932787], [-0.5543494480486937, 2.1806107062693094], [-0.4791363704067185, 2.198421107097942], [-0.4025761085089311, 2.21362329092391], [-0.32470545379129595, 2.2265716039770713], [-0.24567001439310843, 2.2365083945967736], [-0.16549985653636612, 2.244125375666263], [-0.08436804454927932, 2.24809180857766], [-0.002335379977185026, 2.249998181814834], [0.08045812388563867, 2.2482445498376977], [0.16387934115154518, 2.2442366448206608], [0.24784067209302368, 2.2362619295691037], [0.33213792259173475, 2.2254606331275912], [0.4166852899727633, 2.211041230131598], [0.5013061989907984, 2.193424711551915], [0.5858389377235862, 2.17243705856216], [0.6701705174842154, 2.1478474621232735], [0.7540659289123774, 2.1199090787217734], [0.8373979331592833, 2.0883850400186086], [0.9200042506976258, 2.0532831908867255], [1.0016644217533468, 2.0147451935954885], [1.08225810204086, 1.9726070783565297], [1.1615645570527564, 1.926955549075883], [1.2393945646926903, 1.87786297923781], [1.3156306811441998, 1.8252628925004428], [1.3900254576826299, 1.7692809614596183], [1.4623858485670092, 1.7099567637724635], [1.5325962852303405, 1.647281875833461], [1.6004374146396825, 1.5814491593553806], [1.6657330449722036, 1.512530386631115], [1.7283826488207228, 1.440565266760127], [1.7881254641806685, 1.3657072768123901], [1.844796060344978, 1.2880843589742033], [1.898331621311461, 1.2077842856835772], [1.9485577649629202, 1.1250063248330309], [1.9952517553607265, 1.039899790496598], [2.0383791923275174, 0.9525816370874542], [2.0778440887217724, 0.8632455314673166], [2.113383108039589, 0.7720972146838306], [2.144988971543988, 0.6792825173781638], [2.1726678470040626, 0.5849802946441528], [2.196127980202963, 0.48944384621179515], [2.215371764716879, 0.39284970187696544], [2.2306208344916127, 0.29537897356983045], [2.2415422020300695, 0.19727756163642599], [2.2474936705891713, 0.09877343128597464], [2.25, -2.3682228053600873e-15]], [[2.293283263630632, -0.002119544447495299], [2.286278496137294, -0.10134103842092236], [2.2759225400565453, -0.20267863853812357], [2.2608496555057487, -0.30318792757508534], [2.2416083676664016, -0.4037509564107611], [2.218528503499135, -0.503421767909242], [2.1913463222639895, -0.6016928137147846], [2.1599959283402, -0.6986545690499499], [2.124681199749349, -0.7940540618614663], [2.085502464098124, -0.8876837811628048], [2.0423758375683674, -0.9793839360442385], [1.9954967646094248, -1.0689749197029261], [1.9450261295412015, -1.1562163987691567], [1.8909908097419381, -1.240981497560986], [1.8335760940149273, -1.3230845375592755], [1.7729798553378575, -1.4018549088338872], [1.7093217646469256, -1.4775795388215671], [1.6427235863865959, -1.5501837962358096], [1.5734967047763924, -1.619527245894106], [1.5017955973921384, -1.6855337821079366], [1.4277312564245013, -1.7481312260059125], [1.3515437877300145, -1.8071504281070068], [1.273443019627436, -1.8625962668306446], [1.1935440165536633, -1.914399146889149], [1.1121524537216105, -1.962582795390658], [1.0294090040703658, -2.0069641616761285], [0.9454744889735999, -2.0477322230436394], [0.8606156936480632, -2.0847883142790224], [0.7749858151039221, -2.118101827310217], [0.6887298649100978, -2.147806875865532], [0.6020931831280332, -2.173809337517007], [0.5152089318615405, -2.19612498798635], [0.4282453889384359, -2.215040977268462], [0.34140814419121546, -2.2302779981977934], [0.25480244058419976, -2.2422709352953807], [0.16861849961317302, -2.2508024267277946], [0.08299556307258539, -2.255563468254977], [-0.0019712139646924413, -2.257646831723163], [-0.08607965520789673, -2.256425396310224], [-0.1692710976016889, -2.2521563742135955], [-0.2513877323536089, -2.245319635902549], [-0.33232705535546647, -2.2351872672630297], [-0.4120162397476913, -2.2223493414186186], [-0.4903061441494551, -2.206988841937332], [-0.5671859910561519, -2.1889361785593486], [-0.6424997086925285, -2.168675818887845], [-0.7162368789712841, -2.145913270809244], [-0.7882913039428517, -2.121142038262515], [-0.858626256807817, -2.0941269716762085], [-0.9271751031589659, -2.065265317209956], [-0.9939139991634615, -2.0344655769963897], [-1.058788440419261, -2.001996971891376], [-1.121804374015383, -1.9678843635892862], [-1.182882816114464, -1.9322709280965684], [-1.2420681952432333, -1.895249732841882], [-1.2993322144327013, -1.857001384279022], [-1.3546819953184963, -1.817544629105707], [-1.4080894034707492, -1.7770654654651898], [-1.4595557743272622, -1.7355288905315498], [-1.509062284513873, -1.6931693859784427], [-1.5567329128982133, -1.6499814872238396], [-1.602422283944717, -1.6061449575092124], [-1.6462941067443484, -1.561644823129225], [-1.688266419263819, -1.5166826653469128], [-1.728479617119042, -1.4712524249285261], [-1.766896482401708, -1.4254863623027532], [-1.8035164788343507, -1.3794273340548564], [-1.8384447684824292, -1.3331182117047506], [-1.8716192885915728, -1.2867074504223484], [-1.9032116230161082, -1.240164911709043], [-1.933114143935673, -1.1936152741833352], [-1.961446509054685, -1.1470953027682604], [-1.98827029639065, -1.1006351313606872], [-2.013485036611266, -1.0543396771846971], [-2.037301685303072, -1.0081860376267258], [-2.05967881645841, -0.9622619833437255], [-2.0806136559306445, -0.9166351511631279], [-2.1003070301146924, -0.871281014746595], [-2.1186615779792124, -0.8262871421770213], [-2.1357404276866405, -0.7816843272303712], [-2.151701584074618, -0.7374584971136124], [-2.1664103460338424, -0.6936825560190208], [-2.1799579145342443, -0.6503771902847866], [-2.192546787690952, -0.6075309730460492], [-2.204029743948307, -0.5652032143743554], [-2.2144223382912136, -0.5234190802284691], [-2.223997761433462, -0.48215171281027525], [-2.2326176824881383, -0.4414458359853765], [-2.24019111026049, -0.40133818147363653], [-2.247103102301718, -0.36179805493607076], [-2.2532561218066913, -0.3228443866384607], [-2.2584372734399363, -0.28450984663545187], [-2.262842181126425, -0.2467946200327768], [-2.2668395214465606, -0.209676630525032], [-2.2701146156344003, -0.1731824191744377], [-2.2723341590945556, -0.13733384180792904], [-2.273939861245196, -0.1021099646328804], [-2.275296440021263, -0.06749967300201562], [-2.2762146205031244, -0.03351958650397997], [-2.276553548046763, 0.0], [-2.2762177817856113, 0.03314325282623399], [-2.2752988265721155, 0.06709998893654037], [-2.2739355416653817, 0.10167444761707342], [-2.2723086917958435, 0.13684825454793598], [-2.270093755312875, 0.1726331503637966], [-2.266855776660709, 0.20904989101099164], [-2.2628847702057935, 0.2460747114157537], [-2.258501158528674, 0.2836805840145302], [-2.253345432419545, 0.321888689100855], [-2.247217044411905, 0.36070002611980556], [-2.2403420430949894, 0.4000826463786], [-2.232824096239148, 0.4400165651729841], [-2.2242742911239053, 0.4805318110539059], [-2.2147644385232867, 0.5215918131561881], [-2.204438333600475, 0.5631521770399399], [-2.1930530588069366, 0.6052392437499955], [-2.180579708144244, 0.6478315883196674], [-2.167153418543015, 0.6908680690697621], [-2.152595181206308, 0.7343547012272414], [-2.136791005177346, 0.7782784773740802], [-2.119887563986112, 0.8225678238907002], [-2.101757090059627, 0.8672289607641005], [-2.0823072901274955, 0.9122422276223204], [-2.0616410225786885, 0.9575198030125891], [-2.0395739649907227, 1.003076640612809], [-2.0160860768455175, 1.0488630214421817], [-1.9912387172503658, 1.0947807829134533], [-1.9648204304913814, 1.1408533418007292], [-1.9368971078499397, 1.1869888969271014], [-1.9074628787001544, 1.2331334013949737], [-1.8763685644545918, 1.2792823887990834], [-1.843717788114511, 1.3252966536780924], [-1.809372759628562, 1.3712041664055843], [-1.7733424045192552, 1.4168833337490694], [-1.7356068127959752, 1.4622536192992506], [-1.6960744620115624, 1.5073105815733328], [-1.6548622461007498, 1.5519093995115198], [-1.6117855966694639, 1.5960632408061621], [-1.5669266916472795, 1.63957961510968], [-1.520194697596523, 1.6824816550544421], [-1.4716255040952992, 1.7246028399187487], [-1.4211857622335098, 1.7658923891113814], [-1.368863766731777, 1.8062593815106531], [-1.3146661574059617, 1.8455594207430248], [-1.2585580815924302, 1.88377379200081], [-1.2006308122458766, 1.92074376422644], [-1.1408081712900466, 1.9564527752262812], [-1.0791585264309713, 1.9906546551608904], [-1.015633828118004, 2.023380020891144], [-0.9503321751111099, 2.054395055191021], [-0.8832153652974204, 2.0837124036969557], [-0.8143829797430829, 2.1110996204476167], [-0.7438382613700235, 2.1365503046983747], [-0.6716454002105425, 2.159864567767586], [-0.5978756618028751, 2.180964048103964], [-0.5225740869055614, 2.1998509885530706], [-0.4458403049087804, 2.2161505425011865], [-0.36771599181099557, 2.230220566700548], [-0.28834251348166656, 2.241311818174384], [-0.2077417627444254, 2.25007987648337], [-0.12608048633733904, 2.255198837775681], [-0.04341574622833755, 2.2582059754232673], [0.04010368198385242, 2.2575568627205054], [0.12434601355352684, 2.254626339901345], [0.20922563976127523, 2.2477000542762626], [0.2945359113458014, 2.237927720928788], [0.38019577457508, 2.2244629980801323], [0.46602047081568887, 2.20780379896375], [0.55185339664733, 2.1876810656796852], [0.6375766989491862, 2.163910061348008], [0.7229579721072847, 2.136757183392859], [0.8078610439824978, 2.1059181408014047], [0.8921308689411672, 2.0714669796629788], [0.9755420905927646, 2.0335139522784367], [1.0579724814942568, 1.991895416515057], [1.1391947334997272, 1.9466549538210962], [1.2190269904280124, 1.8979203618708689], [1.2973406231400104, 1.8455806013036407], [1.3738908148973206, 1.7897714766976138], [1.4484755180684539, 1.7305056160695527], [1.5209828264531489, 1.6677993113189609], [1.5912150613989802, 1.6018971124842127], [1.6589623858139815, 1.5327712421730422], [1.7241506677675302, 1.4605665805390642], [1.7864813620209716, 1.385324169626989], [1.8458214710885645, 1.3072627774839685], [1.902074444436524, 1.2263922856280158], [1.955073711189389, 1.14260283764895], [2.004617240714399, 1.0562011103136675], [2.0506379484515884, 0.9675526801213173], [2.09304376387968, 0.8768543679135771], [2.131580056152047, 0.7843152198933265], [2.166237259568461, 0.6900833275313012], [2.1969803900908165, 0.5943395141662289], [2.223551896760697, 0.49734159292935015], [2.245975280472375, 0.39926913128207725], [2.2644138108669822, 0.3003049067208613], [2.2785541190592387, 0.20069799487908996], [2.2876836462710832, 0.10150487028699945], [2.293283263630632, 0.0013886748328852585]], [[2.35924801392185, -0.017803937588694755], [2.315915778149377, -0.09825757636247683], [2.271347089970633, -0.19632368895111288], [2.225118727191911, -0.2918972169729366], [2.1776353318208086, -0.39248530706315116], [2.128812951240621, -0.492716536869697], [2.077959630388701, -0.5901217195703786], [2.025300519441459, -0.68635235361846], [1.9702795092168257, -0.7810916529299269], [1.9129737932128374, -0.8741954384667868], [1.8525338683211594, -0.9653432941143226], [1.7893232588682668, -1.054405765413099], [1.7231819623008728, -1.1410829107915692], [1.653893681696355, -1.2251828603832273], [1.5819946717973767, -1.306195285581243], [1.5073175662047453, -1.380804146529344], [1.4301535221339814, -1.4516902663846087], [1.3506680195875953, -1.5188110494337783], [1.269847075361106, -1.5821767332489984], [1.1876540201774133, -1.6418267860730913], [1.1038258131471679, -1.6973531328430393], [1.0186267193168184, -1.748695452958687], [0.9324149720249162, -1.7963373800039968], [0.8451084017635002, -1.8394153779001705], [0.7572411867087132, -1.8789309308874385], [0.6687681342491228, -1.9138544928618515], [0.5800095120064459, -1.9450302134509416], [0.4912195634416879, -1.9726040426982085], [0.4025135946957651, -1.9962284491210434], [0.3140346607515666, -2.015850110405283], [0.22602816586815638, -2.0323885227659257], [0.13860283388721192, -2.0446879500039827], [0.0519087265914227, -2.0538683055069984], [-0.0339012779961935, -2.059740162825749], [-0.1186949689473771, -2.062468881092962], [-0.2023325306112314, -2.061720600744511], [-0.2846801479519459, -2.0575787988065803], [-0.36577203718066614, -2.0513184560658546], [-0.44534007744043286, -2.041950950694036], [-0.5233713056275625, -2.029853143180147], [-0.5998008426763543, -2.0156162825737245], [-0.6744469316264905, -1.9983248958776216], [-0.747417464674357, -1.9790193743954327], [-0.8184540436222691, -1.957341082356923], [-0.8876808948313879, -1.933580751480285], [-0.9549304957779897, -1.9079739066791614], [-1.0201451016629879, -1.8802278849049983], [-1.0834773345799396, -1.851152796971677], [-1.1446196029976565, -1.8200813751918077], [-1.2037907962298382, -1.787766612998797], [-1.2608126429857782, -1.7538868407674784], [-1.315739457212254, -1.7188029623128764], [-1.3687003557036441, -1.6827137381325112], [-1.4194654815877372, -1.6454943553523782], [-1.4683488477456066, -1.6075665943538289], [-1.5153385947365938, -1.5690486454667936], [-1.5604107225604535, -1.529906069707044], [-1.6036938812476385, -1.4904116018641655], [-1.6448371960831194, -1.450181309553375], [-1.6841935291760943, -1.4097164296541012], [-1.722052985837757, -1.3691463844662934], [-1.7578318220155116, -1.3282114579193731], [-1.7919223157892241, -1.287091019451213], [-1.8243593761936907, -1.245992067914878], [-1.855327640435893, -1.2049367305476146], [-1.8849436748957071, -1.1640871323658109], [-1.9129392660454805, -1.1232954782353943], [-1.939574110110929, -1.0826751466683342], [-1.964870517487395, -1.0423440814988043], [-1.9889515828075546, -1.002249949268969], [-2.011559727326821, -0.9623760111813433], [-2.032887151670337, -0.92278384145315], [-2.052995830371924, -0.8834905810023099], [-2.0717656646665636, -0.844539697784682], [-2.0893919521755313, -0.8059208085438532], [-2.1059148707294812, -0.7677086993073577], [-2.121311326808532, -0.7299531719413107], [-2.1357373773173065, -0.692606029797364], [-2.149250184081439, -0.6557545561925058], [-2.161907395585878, -0.6194123995967512], [-2.173684335122509, -0.5835302802505449], [-2.1844805306565727, -0.5481465271825924], [-2.194447380763904, -0.5132723058558707], [-2.2037997353282246, -0.47890758968201674], [-2.212381543884937, -0.44507565936633053], [-2.2201131289828777, -0.41177284036038797], [-2.227178898450476, -0.37897280869903444], [-2.2335357204397828, -0.34670907937235007], [-2.2391449713307874, -0.3150080265136887], [-2.2442942211822885, -0.283840736297544], [-2.24884388087595, -0.2532113354465552], [-2.252624856119495, -0.22313420255091176], [-2.2558541196420236, -0.19360889678372406], [-2.2588450429184666, -0.16462063308914718], [-2.2614614104146877, -0.13618611354428095], [-2.2632164494661233, -0.10830104768037811], [-2.2643411314586097, -0.0809304505039537], [-2.265267876413602, -0.054048672954199566], [-2.26582265678345, -0.027586499978922374], [-2.266033875454508, 0.0], [-2.265848212805066, 0.024428069686645053], [-2.2652809035741415, 0.05062481776025116], [-2.264283136907102, 0.07734412330485123], [-2.2629706880998155, 0.10457121736352698], [-2.2611907517815553, 0.13232378936057848], [-2.25877749342736, 0.1606285582464265], [-2.2558871940911804, 0.18947050884726327], [-2.2527049846957383, 0.21882958436841676], [-2.2489068739699896, 0.24872063362616526], [-2.2442973139364915, 0.279148688089292], [-2.2391615684144965, 0.31010288589254814], [-2.2336186048356526, 0.3415782917860853], [-2.2273394988754887, 0.3735964010975797], [-2.2202762140819208, 0.4061240556359804], [-2.212486937295283, 0.439186416465597], [-2.2039116841649253, 0.4728137836620249], [-2.194644788010522, 0.506971674471724], [-2.1847433491428543, 0.5416154104549991], [-2.1739860959643935, 0.5767398871135281], [-2.162225039434649, 0.6123440924208894], [-2.1496439821608577, 0.6483969491128289], [-2.1362758965125623, 0.6849413112407766], [-2.122060420648928, 0.721973796114376], [-2.1069236429302265, 0.7594174582130253], [-2.090653737683155, 0.7972874343677875], [-2.0733229625314054, 0.8355764276414461], [-2.0548839584645107, 0.8741826650556213], [-2.0351278277291076, 0.9131072879697723], [-2.014095539231956, 0.9523054059311706], [-1.9917924663834818, 0.9917404056972985], [-1.9680916500611079, 1.031408937652683], [-1.943115516353428, 1.0712557237072993], [-1.916881083660435, 1.1113744589451942], [-1.8892387692379402, 1.15162282644843], [-1.8601280804495566, 1.1919303373084835], [-1.829555918359512, 1.2323608565585074], [-1.7977389771582544, 1.2729061603794052], [-1.7642369406987877, 1.3134177387948884], [-1.7290642182516263, 1.3537335646253874], [-1.6921977691523977, 1.3939159986826926], [-1.6536674724483764, 1.4338710356508675], [-1.6134690411164148, 1.4736088794897075], [-1.5715585056246246, 1.513047934839838], [-1.5277379924531127, 1.5519329393661838], [-1.48203649785485, 1.5903211740405763], [-1.4346261134230556, 1.6282217643798107], [-1.3852945217504555, 1.6654790128806893], [-1.3340361922475885, 1.701858589914593], [-1.2807372875957597, 1.737312748687109], [-1.2254517027559793, 1.7716520464262344], [-1.168056157674166, 1.8047402442412654], [-1.1086920130525746, 1.8365136609362651], [-1.04733612532933, 1.8668913608861755], [-0.9839038609533141, 1.8955535863916757], [-0.9185842790639037, 1.9226393271974052], [-0.8512868508789003, 1.9479414163823376], [-0.7820634867387977, 1.9710891336190035], [-0.7109843720051704, 1.99241974107665], [-0.6381403029692466, 2.0113392637487983], [-0.5634929978458781, 2.0281335194845167], [-0.48714106251498557, 2.0416803718869176], [-0.409107972180827, 2.052911981033877], [-0.32958270234757225, 2.0609088988864883], [-0.248669022168971, 2.0666328735049104], [-0.16642666537764997, 2.0685778141018636], [-0.08304986813400936, 2.067816153830348], [0.0014248076320636266, 2.063196621395095], [0.08678150408118204, 2.055736521428003], [0.172921479911977, 2.0444869261069023], [0.2597092386113383, 2.0296358642661243], [0.3469641224720607, 2.0115167522658908], [0.4345060201729283, 1.9893653052836604], [0.5222522070324526, 1.9637382963865093], [0.6099751653128256, 1.9345025937855176], [0.6975562892522037, 1.9015207220851698], [0.7847544766821221, 1.8645201630614214], [0.8714647629584277, 1.8240193653969943], [0.9574976516610982, 1.7796015018351323], [1.0426616823241959, 1.7314637933611505], [1.1267195741565652, 1.6794276675932076], [1.2096004877101045, 1.62369114369277], [1.2917931905313145, 1.5648386257210605], [1.372553317142253, 1.5021401824293499], [1.4517854272453021, 1.436473708304932], [1.528897232142862, 1.3670806351410179], [1.6040558181452147, 1.294800622486866], [1.6768851074996751, 1.2190951294978603], [1.7473083248264054, 1.138048749477637], [1.8153271089274752, 1.0529250254696518], [1.8806026987928095, 0.9654655969280994], [1.9430897827505689, 0.8758820902552394], [2.002639784303553, 0.7843955357564172], [2.0592257941840684, 0.6911555223381783], [2.1124691967721194, 0.5962740141448076], [2.1624352070700517, 0.5000627490784585], [2.2093226865280737, 0.4027303453853602], [2.2527836663176752, 0.3043620943882809], [2.2927078195070445, 0.20515925156692294], [2.32788175654452, 0.11159097253470397], [2.35924801392185, 0.013091789102663023]], [[2.442912614273033, -0.032592057992626294], [2.353449390861939, -0.08877584956055704], [2.2648391048000436, -0.1695980795795371], [2.1776767343682137, -0.25061401426696517], [2.0921707359388253, -0.3401609456451084], [2.0079955576055313, -0.43098194655199457], [1.9242934596093542, -0.5197561038076216], [1.8428190365682835, -0.6080773294045537], [1.7615270887888483, -0.6953662960518552], [1.680068325115376, -0.7817179851689245], [1.5966757982675226, -0.8661863829317223], [1.51192093744143, -0.9488353742492865], [1.4252460982457131, -1.0291311920230704], [1.3361320141303048, -1.1066266159966989], [1.2455215908811186, -1.1810379757288345], [1.1527811821299665, -1.248446124953233], [1.0583919242766817, -1.3118725053535678], [0.9625553995499585, -1.3712470254750226], [0.8682081663609792, -1.4266574160936973], [0.7745869519788424, -1.4782072529120256], [0.6804902512566926, -1.525205785853314], [0.5861609221806932, -1.5676625786932599], [0.4920360055974588, -1.6064108855454975], [0.3978767928021885, -1.6399538734833479], [0.3043370494013041, -1.6700382757497492], [0.21121890868027468, -1.6949583305851186], [0.11893434294268901, -1.7160312117542538], [0.02769571219716711, -1.7336163752797062], [-0.06241868593745007, -1.7471189658152362], [-0.15127800291839055, -1.7563137567024099], [-0.23866668364889337, -1.763007349538925], [-0.3245057657157078, -1.7650397973481105], [-0.4086776617306679, -1.7642317626255548], [-0.4910946657434371, -1.760522806272763], [-0.5716158409966627, -1.7537991796690584], [-0.6501652579785838, -1.7436707530807996], [-0.7266320718367408, -1.7305935571273228], [-0.8011565683410038, -1.715934815108889], [-0.8734557412188703, -1.698447107991307], [-0.9435583566880172, -1.6786064751325354], [-1.011494564573161, -1.65708193164131], [-1.0770445029409115, -1.6328572352068447], [-1.140461163945583, -1.607372473863812], [-1.2014366182535756, -1.57973121925726], [-1.260198981247129, -1.550710759067771], [-1.3165990458508319, -1.5202576267676806], [-1.370552245221011, -1.4881170055955117], [-1.4224226256954717, -1.455396537012787], [-1.4717163104972526, -1.421007765907009], [-1.518879295068003, -1.3860558207201616], [-1.5636317029445195, -1.3499927670935703], [-1.6061193285199566, -1.3132610387497756], [-1.6465651386998765, -1.2762545755848131], [-1.684647614723521, -1.2385556109363782], [-1.7208748929902165, -1.2009478619007046], [-1.7552595252885366, -1.1634820471978151], [-1.7877596947765761, -1.1260739641200717], [-1.8186320280473298, -1.0890928841005871], [-1.8472812375080512, -1.0517745218240289], [-1.8743440971632974, -1.0149142189698905], [-1.9002200487015022, -0.978805320058209], [-1.9240477024929543, -0.9426844072330982], [-1.9463638028508763, -0.9069581707226158], [-1.9673094898550534, -0.8718338322445427], [-1.9870848493650568, -0.8373719881885867], [-2.0059336881369267, -0.8037682350763654], [-2.0234041711843624, -0.7706547442158419], [-2.0398599448954178, -0.7382287418109665], [-2.0554061902092826, -0.7065683707941541], [-2.0701198688623275, -0.67560101520741], [-2.0836767954210207, -0.6451404848107732], [-2.0963080306618034, -0.6152765947608722], [-2.1080735272318356, -0.5860103557063174], [-2.118869267758071, -0.5573085656639617], [-2.1288514722599823, -0.5291772767321689], [-2.138116769524037, -0.5016706756543498], [-2.146625618434005, -0.4748134603342323], [-2.154486679471364, -0.44853211358360984], [-2.161887046325239, -0.4229093065235854], [-2.168875018716172, -0.3979364624282139], [-2.1752627575251684, -0.3735230716240048], [-2.181015061646674, -0.34966256771387655], [-2.1863305499114305, -0.3263546509104587], [-2.191405774966583, -0.3036127613710376], [-2.1961215964149874, -0.2814143469191122], [-2.2003400080370836, -0.2597199870271206], [-2.20412784555927, -0.23850414163821312], [-2.2075275034820376, -0.217783921082316], [-2.2105587583895634, -0.19757076689029113], [-2.2133672242313147, -0.177838350924582], [-2.2158028823722455, -0.15857125064537744], [-2.217768214840214, -0.1397594423087026], [-2.2194569717430324, -0.12140011585774182], [-2.2210846922987035, -0.10348555921657286], [-2.2227090114658377, -0.08601565554305744], [-2.2237971732663118, -0.06894781694461935], [-2.224348775283332, -0.05221794541218307], [-2.2247830234427983, -0.035746219076444465], [-2.22499314246251, -0.019211457917253337], [-2.225083203513674, 0.0], [-2.2250398132100937, 0.013790887736014784], [-2.2248060811751573, 0.02931551073505271], [-2.224235400482408, 0.04522765288548148], [-2.2233667362138516, 0.06152017362911421], [-2.2222185166997117, 0.0782151493306295], [-2.220893761045255, 0.09534165992011999], [-2.2193946288148836, 0.11289682601165887], [-2.217748418927035, 0.13087274431777882], [-2.2157183371994433, 0.14927756193560549], [-2.213141994866528, 0.16812061960587432], [-2.210305122482294, 0.1874145928346591], [-2.20732526614961, 0.2071714278256959], [-2.2039793524195876, 0.22740330299610018], [-2.200135407839381, 0.24809096045843784], [-2.1957808595195494, 0.2694526005453992], [-2.191022037121005, 0.2915030625565824], [-2.186029610230735, 0.31410937360958946], [-2.180771185291172, 0.3372495741031546], [-2.1750230199450806, 0.36090493902961673], [-2.168606064855147, 0.38508912445989285], [-2.161682663155739, 0.4098236525065257], [-2.154434933852755, 0.4351960191308851], [-2.146825498121384, 0.461223367149578], [-2.138622954247521, 0.4878439705137391], [-2.1296129411659552, 0.5150721919219887], [-2.119931866896352, 0.5429533738193134], [-2.109479386054149, 0.5713876069924354], [-2.0980747288268082, 0.600347534649188], [-2.0857068209937726, 0.6298475771320209], [-2.0723969047429116, 0.6598750545339702], [-2.058048521937097, 0.6904273667182339], [-2.042763324449298, 0.7215545873317313], [-2.026674000960562, 0.7534253795999525], [-2.009503909031649, 0.7858752148850516], [-1.9911597244550205, 0.8188472908528408], [-1.9717236096651822, 0.8524839617429237], [-1.9514516005493026, 0.8869413069599463], [-1.9297381439355348, 0.9218737762791958], [-1.9065227481865852, 0.9571604968749683], [-1.88183954791873, 0.9929046289786728], [-1.855689612791983, 1.0290976117971724], [-1.8280822420840048, 1.065814624578702], [-1.7989436220773598, 1.1029811559377962], [-1.7679130444928006, 1.1402127281715881], [-1.735055528997745, 1.177642782174688], [-1.700577947737418, 1.2154680806211113], [-1.6641765392918377, 1.2533638995462861], [-1.6257753940676636, 1.2911135446266975], [-1.585206296730789, 1.3285626749692652], [-1.5424667931002984, 1.3655724830926825], [-1.497376693824528, 1.401833315303378], [-1.4500880552213438, 1.4374702566908646], [-1.4005526472839998, 1.4723072642534818], [-1.3485631794985342, 1.5059004911398373], [-1.29437608699453, 1.538605316005725], [-1.237792465627639, 1.5699799760394741], [-1.1788117484199436, 1.5996767692371334], [-1.117518667807114, 1.6279715383476236], [-1.0539425531739461, 1.6544748372332243], [-0.9879990745461044, 1.679035453907733], [-0.9197106504217304, 1.70084617447716], [-0.8490699712514067, 1.7201171050082382], [-0.7762709948512434, 1.7366719211912236], [-0.70137670076374, 1.7509437457875656], [-0.6244153863153351, 1.7618063446733487], [-0.5455385540622362, 1.7701293031765202], [-0.4647388782384474, 1.7 | 3D array of the dimensional x and y airfoil coordinates of the airfoils interpolated along span for n_span stations. The origin is placed at the pitch axis.
rotorse.rs.bjs.twist | intermediate | rad | [0.3491, 0.3114934045448675, 0.27508930274397464, 0.24036879013276702, 0.20781296224669032, 0.17790291462119023, 0.15111974279171242, 0.12794454229370256, 0.10885840866260629, 0.09434243743386928, 0.08467866412070991, 0.07751109858855132, 0.07174551696809414, 0.0670216091336815, 0.06297906495965645, 0.05925757432036209, 0.055496827090141476, 0.05133651314333774, 0.046416322354293896, 0.040375944597353074, 0.030428901826682387, 0.024154881392254437, 0.014166154833436244, 0.0030579678924415373, -0.009072556686845751, -0.022128296160541808, -0.03601212778476281, -0.05062692881562482, -0.06587557650924403, -0.08166094812173662] | 1D array of the twist values defined along blade span. The twist is defined positive for negative rotations around the z axis (the same as in BeamDyn).
rotorse.rs.bjs.pitch_axis | intermediate |  | [0.5, 0.49816955, 0.48992341, 0.47666778, 0.47368421, 0.47368421, 0.47368421, 0.47368421, 0.47368421, 0.47368421, 0.47368421, 0.46808511, 0.4612069, 0.44196429, 0.43251806, 0.42095775, 0.41010371, 0.40195138, 0.39522149, 0.39116278, 0.3900843600747744, 0.39134099, 0.39523274, 0.40007425, 0.40504215, 0.41113787, 0.41946139, 0.43201533, 0.45321411, 0.49999999999999994] | 1D array of the chordwise position of the pitch axis (0-LE, 1-TE), defined along blade span.
rotorse.rs.bjs.M1 | intermediate | N*m | [-33653312.6182404, -31609207.923331503, -18681156.194048844, -32074909.594761733, -36253712.41396661, -34735358.5058364, -32271254.95448694, -29617976.309669416, -26964038.772713948, -24362841.577118535, -21847530.33443963, -19434578.076003898, -17135917.250735283, -14964627.184933841, -12933741.370847953, -11053686.758713188, -9328879.868986754, -7760772.0921809655, -6349767.080912988, -5094910.992337378, -3704061.7405156516, -3046973.0213924735, -2227308.3089902145, -1550705.8687577883, -1011425.769731089, -600876.4796028516, -308502.2350738975, -121877.41599976919, -25568.289816629265, 4.727022373653199] | distribution along blade span of ultimate bending moment w.r.t principal axis 1. [(n_mat) 1D array of float]
rotorse.rs.bjs.M2 | intermediate | N*m | [36579679.68107957, 34435900.81506538, 39618256.59488948, 25352750.820723087, 11386583.86269027, 5424324.681218552, 2442465.083425371, 847330.7335574956, -217121.40054831578, -834883.3822459376, -1120445.5553863922, -1216156.104712126, -1211863.9267294614, -1155893.6530857168, -1073107.5686206436, -966665.2297713956, -855551.4183471521, -752016.1184334286, -655167.3860552969, -566108.1742861497, -444490.51407353114, -403226.3190699172, -325532.0451351072, -250808.18313574838, -180357.98809322057, -116841.08662235728, -64742.38627056038, -27381.42376567691, -6283.799759408949, 0.11095205274796172] | distribution along blade span of ultimate bending moment w.r.t principal axis 2. [(n_mat) 1D array of float]
rotorse.rs.bjs.F2 | intermediate | N | [594386.0001903239, 592747.3025325426, 381771.2165999717, 677504.4427790164, 806222.4147712323, 821149.5421055127, 814596.9346548042, 801090.0345381296, 783751.4606944558, 763226.6785101391, 739612.0217447352, 712376.5234891889, 680706.2160476127, 644187.2940388817, 603471.5066445227, 560006.1202944966, 514946.1705927839, 469021.49108617735, 422781.4995532767, 376487.7385231308, 310197.4257953012, 277294.59550396603, 233931.13135690658, 190180.70308059987, 148563.72423966226, 109904.49384842871, 74634.2305220298, 43547.999242376485, 17812.502062631615, -818.3716546564319] | distribution along blade span of ultimate force w.r.t principal axis 2. [(n_mat) 1D array of float]
rotorse.rs.brs.rootD | intermediate | m | 4.5 | Blade root outer diameter / Chord at blade span station 0
rotorse.rs.brs.layer_thickness | intermediate | m | [[0.001, 0.001, 0.001, 0.001, 0.001, 0.001, 0.001, 0.001, 0.001, 0.001, 0.001, 0.001, 0.001, 0.001, 0.001, 0.001, 0.001, 0.001, 0.001, 0.001, 0.001, 0.001, 0.001, 0.001, 0.001, 0.001, 0.001, 0.001, 0.001, 0.001], [0.041, 0.035425835209311626, 0.029985983652080977, 0.024789966887490536, 0.019947306474722766, 0.015567523972960132, 0.011760140941385113, 0.008634678939180167, 0.006300659525527771, 0.004867604259610386, 0.004387276711806136, 0.0041829191193396825, 0.0040223165002349105, 0.0038954294608578334, 0.003792218607574469, 0.0037026445467508275, 0.003616667884752925, 0.0035242492279467753, 0.0034153491826983923, 0.00327992835537379, 0.0030602703347641963, 0.0029302220775327295, 0.002731742440835592, 0.002519166548136594, 0.0022934285098660284, 0.0020554624364541915, 0.0018062024383313747, 0.0015465826259278754, 0.001277537109673986, 0.001], [0.0, 0.010363863922080815, 0.018021234480601413, 0.025361659590798752, 0.03206819380434953, 0.03782389167293049, 0.042311807748218355, 0.045214996581889856, 0.046216512725621724, 0.04569526776353126, 0.04403017327973565, 0.041600140858352265, 0.038784082083498365, 0.03596090853929123, 0.03350953180984813, 0.0313580742821214, 0.02943465834306337, 0.027667406379626357, 0.025984440778762663, 0.02431388392742465, 0.0220549122718989, 0.0208042751114363, 0.018985046101293482, 0.01713608265938962, 0.01526729626297836, 0.013388598389313434, 0.011509900515648486, 0.009631202641983529, 0.007752504768318578, 0.005873806894653622], [0.0, 0.012478059721382662, 0.01761157401713909, 0.022745088312895515, 0.027664175500095572, 0.03215440847018287, 0.03600136011460119, 0.03899060332479406, 0.04090771099220513, 0.0415382560082781, 0.041101726495636016, 0.03981761057690187, 0.03790539637469875, 0.03558457201164968, 0.033074625610377724, 0.030595045293505926, 0.02815655274214637, 0.02576986963741116, 0.023445717660412414, 0.021194818492262218, 0.018396886548685744, 0.016955665306955872, 0.014962350275733031, 0.01303216602522535, 0.01114932986025402, 0.009298059085640267, 0.007462571006205302, 0.005627082926770338, 0.0037915948473353817, 0.0019561067679004216], [0.0, 0.0, 0.0, 0.0, 0.0, 0.0, 0.0, 0.0, 0.0, 0.0, 0.0, 0.0, 0.0, 0.0, 0.0, 0.0, 0.0, 0.0, 0.0, 0.001, 0.03442398385140485, 0.001, -8.131516293641283e-20, 0.0, 0.0, 0.0, 0.0, 0.0, 0.0, 0.0], [0.0, 0.0, 0.0, 0.0, 0.0, 0.0, 0.0, 0.0, 0.0, 0.0, 0.0, 0.0, 0.0, 0.0, 0.0, 0.0, 0.0, 0.0, 0.0, 0.001, 0.03442398385140485, 0.001, -8.131516293641283e-20, 0.0, 0.0, 0.0, 0.0, 0.0, 0.0, 0.0], [0.0, 0.0, 0.006650033728755581, 0.008148123658263425, 0.009646213587771253, 0.011144303517279089, 0.01260256197570184, 0.013981157491954431, 0.015240258594951785, 0.016340033813608823, 0.017240651676840472, 0.01790228071356164, 0.018327608985325365, 0.018519324553684678, 0.018480115480192617, 0.01821266982640221, 0.017719675653866496, 0.0170038210241385, 0.016105782583305264, 0.015066236977453804, 0.013570845372449021, 0.012725330855044377, 0.011505323630660504, 0.010306515825606558, 0.009125374203327537, 0.00795836552726849, 0.0068019565608744125, 0.005652614067590332, 0.0045068048108612615, 0.003360995554132208], [0.0, 0.0, 0.023343227487567127, 0.02514806479023719, 0.02695290209290725, 0.028757739395577298, 0.03056257669824736, 0.032367414000917416, 0.03399537923059806, 0.03526960031429983, 0.03601320517903334, 0.0360493217518092, 0.03520107795963813, 0.03329160172953063, 0.030593866909944815, 0.02738084734933888, 0.023925516896170944, 0.020500849398899176, 0.017379818705981716, 0.014835398665876708, 0.01223234944423054, 0.01109198344222918, 0.009700784707749164, 0.008501789524206603, 0.007398896116132821, 0.006296002708059051, 0.00519310929998528, 0.004090215891911514, 0.0029873224838377426, -6.505213034913027e-19], [0.0, 0.0, 0.023343227487567127, 0.02514806479023719, 0.02695290209290725, 0.028757739395577298, 0.03056257669824736, 0.032367414000917416, 0.03399537923059806, 0.03526960031429983, 0.03601320517903334, 0.0360493217518092, 0.03520107795963813, 0.03329160172953063, 0.030593866909944815, 0.02738084734933888, 0.023925516896170944, 0.020500849398899176, 0.017379818705981716, 0.014835398665876708, 0.01223234944423054, 0.01109198344222918, 0.009700784707749164, 0.008501789524206603, 0.007398896116132821, 0.006296002708059051, 0.00519310929998528, 0.004090215891911514, 0.0029873224838377426, -6.505213034913027e-19], [0.0, 0.0, 0.018640217490227647, 0.022904385684442738, 0.027168553878657818, 0.0312820798151019, 0.035094321236003936, 0.03845463588359295, 0.041212381500097914, 0.04321691582774788, 0.04431759660877182, 0.044631775714407025, 0.044276805015890965, 0.04337003638446096, 0.04202882169135447, 0.040370512807808824, 0.03851246160506139, 0.03646387880311415, 0.03423397512196914, 0.03183196128162837, 0.028467525364800895, 0.026548446003367625, 0.023685366005451677, 0.02070188767487763, 0.01762209067817712, 0.014470054681881742, 0.01126985935252313, 0.008045584356632905, 0.0048213093607426755, 0.0015970343648524527], [0.0, 0.0, 0.010678322708722262, 0.013027749686046041, 0.015377176663369818, 0.017726603640693592, 0.02007603061801737, 0.022343664312566913, 0.024447711441567942, 0.026306378722246202, 0.02783787287182743, 0.0289604006075374, 0.029592168646601816, 0.029791678876096843, 0.02961743318309853, 0.02912793345468304, 0.028381681577926424, 0.027437179439904813, 0.02635292892769433, 0.025110640888752044, 0.0232295708259792, 0.02207879562049976, 0.020252660086103807, 0.01819533041480395, 0.015888517454057182, 0.01337380175210471, 0.010692763857187702, 0.007886984317547073, 0.004998043681424268, 0.0020675224970603053], [0.0, 0.0, 0.011714132383639313, 0.014764947347625046, 0.017815762311610757, 0.02086657727559648, 0.023917392239582207, 0.02696820720356794, 0.030019022167553665, 0.03295298719726778, 0.035653252358438574, 0.03800296771679428, 0.03988528333806326, 0.04118334928797394, 0.04178031563225458, 0.041727364564737766, 0.04107567827925614, 0.039876438969642325, 0.03818082882972886, 0.03604003005334837, 0.032679793711968524, 0.030642080913123152, 0.027516266030156573, 0.02419344792587278, 0.020739294340710836, 0.01721947301510983, 0.013699651689508844, 0.010179830363907818, 0.006660009038306791, 0.0031401877127057915], [0.0, 0.0, 0.035987381471276024, 0.04397734379711533, 0.051967306122954644, 0.059630209740332625, 0.06663899594078779, 0.07266660601585875, 0.07738598125708404, 0.0804700629560023, 0.08159179240415206, 0.08099668674906287, 0.0789302631382641, 0.07563803871928527, 0.07136553063965596, 0.06635825604690564, 0.06086173208856376, 0.05503573124453716, 0.04904002599473268, 0.04303438881905716, 0.03547715954202539, 0.03163240860972047, 0.026555610535872978, 0.02186996705690011, 0.017497247253826908, 0.01335922020767848, 0.009377654999479916, 0.005474320710256289, 0.0015709864210326626, 0.001], [0.041, 0.033, 0.026, 0.02, 0.015315621882346286, 0.012614052419141646, 0.010089285411055738, 0.007829722085647882, 0.0059237636704776095, 0.004459811393104192, 0.003526266481086949, 0.0030162506695686785, 0.0028228856936921773, 0.002839293288600149, 0.0029585951894353707, 0.0030739131313404964, 0.0030783688494581463, 0.0029930342735692765, 0.00283898133345475, 0.002637281958895433, 0.0023387770706268904, 0.0021752316255659585, 0.00195702452635758, 0.0017517918895640714, 0.0015569388227024443, 0.0013698704332897418, 0.0011879918288430328, 0.0010087081168792522, 0.001, 0.001], [0.0, 0.0, 0.0, 0.0021642290748897794, 0.0022101615271658773, 0.0022560939794419753, 0.002302026431718077, 0.002347958883994179, 0.0023857856093980226, 0.0024074008810573743, 0.002404698972099977, 0.0023695741556535783, 0.0022939207048459304, 0.0021696328928047836, 0.002012922173274681, 0.0018400000000000736, 0.0016670778267254723, 0.0015103671071953555, 0.0013860792951542347, 0.001310425844346601, 0.0012739797944200206, 0.0012725991189427679, 0.001294214390602067, 0.001332041116005865, 0.0013779735682819148, 0.0014239060205579876, 0.0014698384728340475, 0.0015157709251100578, 0.0015617033773860887, 1.0842021724855044e-19], [0.0, 0.0, 0.0, 0.03748906121529216, 0.03611723351773886, 0.03474540582018555, 0.03336309557167681, 0.03195982022125724, 0.03052509721797137, 0.02904844401086386, 0.02751937804897927, 0.02592741678136225, 0.024337449781140424, 0.022814366621441057, 0.021423056875391283, 0.020228410116118648, 0.019295315916750478, 0.018688663850414115, 0.018346790223235213, 0.018208031341339345, 0.02, 0.02, 0.02, 0.02, 0.02, 0.02, 0.02, 0.02, 0.02, 6.938893903907228e-18], [0.0, 0.0, 0.0, 0.0020723641703378447, 0.002118296622613882, 0.0021642290748899273, 0.002210161527165972, 0.0022560939794420165, 0.0023020264317180615, 0.0023479588839941056, 0.0023857856093979176, 0.0024074008810572537, 0.002404698972099874, 0.0023695741556534785, 0.0022939207048458332, 0.0021696328928047324, 0.0020129221732746467, 0.0018400000000000569, 0.0016670778267254514, 0.0015103671071953343, 0.0013589344180927612, 0.0013104258443465565, 0.0012753010279001407, 0.001272599118942723, 0.001294214390602057, 0.0013320411160058796, 0.001377973568281959, 0.0014239060205580112, 0.001469838472834042, 1.0842021724855044e-19], [0.0, 0.0, 0.0, 0.002517599968446932, 0.002445129913471889, 0.002372659858496847, 0.0023001898035218114, 0.002227719748546781, 0.0021544904794845205, 0.0020797427822478514, 0.0020027174427495156, 0.0019226552469023392, 0.0018387969806191531, 0.0017503834298127764, 0.0016614674579192518, 0.0015761019283747073, 0.0014983397046152694, 0.0014322336500771126, 0.0013818366281962682, 0.0013512015024089593, 0.0013365476557123661, 0.001336042341719111, 0.0013449310081187766, 0.001360406973216308, 0.0013791765876627789, 0.0013979462021092215, 0.0014167158165556374, 0.001435485431002038, 0.0014542550454484536, 2.168404344971009e-19], [0.0, 0.0, 0.0, 0.0377066146348917, 0.03634612196662573, 0.03498562929835977, 0.03361391516359078, 0.03221975809581581, 0.030791936628531906, 0.029319229295236043, 0.027790414629425268, 0.026194271164596574, 0.02459555683654566, 0.0230590295810682, 0.021649447333959928, 0.02043156803101652, 0.02, 0.02, 0.02, 0.02, 0.02, 0.02, 0.02, 0.02, 0.02, 0.02, 0.02, 0.02, 0.02, 6.938893903907228e-18], [0.0, 0.0, 0.0, 0.0026625400783972237, 0.0025900700234221716, 0.0025175999684471195, 0.0024451299134720674, 0.0023726598584970127, 0.002300189803521959, 0.002227719748546904, 0.002154490479484672, 0.0020797427822479954, 0.002002717442749689, 0.0019226552469024875, 0.0018387969806192307, 0.0017503834298126966, 0.001661467457919111, 0.0015761019283745596, 0.0014983397046151392, 0.0014322336500769564, 0.0013708383916703005, 0.0013512015024088637, 0.0013370346233662605, 0.0013360423417192616, 0.0013449310081189907, 0.0013604069732165167, 0.001379176587662875, 0.0013979462021091273, 0.0014167158165554958, 6.505213034913027e-19]] | 2D array of the thickness of the layers of the blade structure. The first dimension represents each layer, the second dimension represents each entry along blade span.
rotorse.rs.brs.layer_start_nd | intermediate |  | [[0.0, 0.0, 0.0, 0.0, 0.0, 0.0, 0.0, 0.0, 0.0, 0.0, 0.0, 0.0, 0.0, 0.0, 0.0, 0.0, 0.0, 0.0, 0.0, 0.0, 0.0, 0.0, 0.0, 0.0, 0.0, 0.0, 0.0, 0.0, 0.0, 0.0], [0.0, 0.0, 0.0, 0.0, 0.0, 0.0, 0.0, 0.0, 0.0, 0.0, 0.0, 0.0, 0.0, 0.0, 0.0, 0.0, 0.0, 0.0, 0.0, 0.0, 0.0, 0.0, 0.0, 0.0, 0.0, 0.0, 0.0, 0.0, 0.0, 0.0], [0.1661383603494756, 0.1721329180569982, 0.17377564685939562, 0.24236738580842945, 0.24840211308668556, 0.2548319408384722, 0.25831651342611567, 0.2606315985100249, 0.2618565482554758, 0.26161263545947144, 0.2608255110298736, 0.26233365183032475, 0.26415389258995337, 0.2713417056182181, 0.273731827991058, 0.2766543479403207, 0.27873160957663906, 0.27899075332963685, 0.27796372512404427, 0.275009345992242, 0.26800048297386564, 0.26252507219063836, 0.2522714252509725, 0.23929055186464615, 0.22860230411987764, 0.21391119895748376, 0.19222321376096438, 0.15830914724213202, 0.10599279383241642, 0.08009451161731784], [0.6661477675256644, 0.672676957424315, 0.6813715979971707, 0.6245759982914605, 0.631116366982938, 0.6352534496388976, 0.6396975069096146, 0.6442144318355925, 0.6479319046636637, 0.6511151367955627, 0.6534904549209594, 0.6522295173180722, 0.6494258292766177, 0.6400664797538979, 0.6344290555315119, 0.6271120774113227, 0.6195876133196373, 0.6129106422135674, 0.6066585019818796, 0.6016586827446041, 0.5970459290788663, 0.594807816930123, 0.5915150702695127, 0.5884621888901344, 0.5865549609281038, 0.5840505668690115, 0.5805644775588221, 0.5750387494844149, 0.5757040893935286, 0.5968472850353708], [0.19443410767975144, 0.20023460757117875, 0.20346479957500643, 0.2098591265083231, 0.21680988489263117, 0.2247325230650248, 0.23047317526637112, 0.2351125382352078, 0.23881547352704685, 0.241316773024131, 0.24339399476677143, 0.24777115326902938, 0.2524536554996741, 0.2626956956789571, 0.26823323767580476, 0.2746099313011371, 0.28054094653270095, 0.2851575864456106, 0.28912312840582455, 0.26917496430391313, 0.151505199078591, 0.26704966154280885, 0.29282122195187466, 0.291600376929465, 0.290368085233979, 0.2882889173682832, 0.2847028558700269, 0.27880224937004405, 0.26841980760630746, 0.24523262565655407], [0.6944435148559402, 0.7007786469384956, 0.7110607507127815, 0.7210051043922406, 0.7318130656562722, 0.7380579252120172, 0.741923090289789, 0.7455523752355223, 0.7475631948258167, 0.7482953455611178, 0.7481306839791549, 0.7451102302413193, 0.7414871554767406, 0.732060806260843, 0.7272110212958073, 0.7213408932679656, 0.7158277819927257, 0.7116335575763543, 0.7081587052087256, 0.6832940571365783, 0.5631588166957914, 0.6790876757898832, 0.7073615714815853, 0.7093610913620935, 0.7112611519241143, 0.7138270232418649, 0.7177338223371428, 0.7237377413496311, 0.733997255705591, 0.75672068587476], [0.4890559543162311, 0.48906665771765906, 0.48804593520280803, 0.48693176932858634, 0.48654490080352, 0.4856839237902836, 0.4849805914627213, 0.48529503636651933, 0.48563866562045227, 0.4857921427132882, 0.4861080161977992, 0.48625364321694964, 0.48610004360337067, 0.48563564187326924, 0.4848330964512694, 0.48367569610826, 0.4822570531738344, 0.48061529302863554, 0.4787766274463288, 0.4767715865902846, 0.47384639976917864, 0.4719514905107528, 0.4687037266779584, 0.4646743123890356, 0.4594587846307365, 0.4522460062154725, 0.44706214821867435, 0.44565141254970764, 0.4439614071802169, 0.4417969944033159], [0.0, 0.0, 0.0, 0.0, 0.0, 0.0, 0.0, 0.0, 0.0, 0.0, 0.0, 0.0, 0.0, 0.0, 0.0, 0.0, 0.0, 0.0, 0.0, 0.0, 0.0, 0.0, 0.0, 0.0, 0.0, 0.0, 0.0, 0.0, 0.0, 0.0], [0.9592541238444028, 0.9594316984750911, 0.9568765056805753, 0.9533701787373248, 0.9500336152769322, 0.9474897749291151, 0.9454286555080036, 0.943910902213044, 0.94255318073976, 0.9418942452131747, 0.941607113572218, 0.9408618129432776, 0.9394433531148559, 0.9371408379253887, 0.9339836461679469, 0.9298608557276422, 0.9246682892514028, 0.924272797717625, 0.9244296825366438, 0.9248403670977967, 0.9257014562985106, 0.9260119117206573, 0.926245608819743, 0.9265086907934386, 0.9316768357513225, 0.9318825042126969, 0.9319853239931921, 0.9320025808929682, 0.9318066039143612, 0.931124027312094], [0.04074587615559723, 0.040568301524908895, 0.04312349431942471, 0.04662982126267525, 0.04996638472306782, 0.05251022507088482, 0.054571344491996444, 0.05608909778695604, 0.05744681926023994, 0.05810575478682538, 0.05839288642778198, 0.059138187056722386, 0.06055664688514411, 0.06285916207461127, 0.06601635383205305, 0.07013914427235782, 0.07533171074859724, 0.07572720228237496, 0.07557031746335613, 0.07515963290220323, 0.0742985437014893, 0.07398808827934263, 0.07375439118025695, 0.07349130920656147, 0.06832316424867749, 0.06811749578730307, 0.06801467600680784, 0.06799741910703178, 0.06819339608563882, 0.06887597268790607], [0.2227298550100273, 0.2283362970853593, 0.23315395229061725, 0.3062821583778464, 0.31651680641284086, 0.3260503523951525, 0.33114506558825957, 0.33476836551467554, 0.336956565263715, 0.3373389592021778, 0.33716855587743955, 0.3400001537516544, 0.3440175877896159, 0.35428303773052056, 0.3606740998910374, 0.36854972202791686, 0.37654118289300326, 0.38368575346080414, 0.3904718743204431, 0.39611248057786663, 0.40173096117462265, 0.40455379594222596, 0.40867570078233256, 0.414139763359811, 0.41620783000001377, 0.41878610426748475, 0.4223273076781925, 0.4279160458430173, 0.4308468213801985, 0.4103707396957903], [0.5109427148761995, 0.5108033145568777, 0.511010494828333, 0.5116508076198083, 0.5128882584474106, 0.5132276444598297, 0.5131470340114305, 0.513967431005568, 0.5146835971983887, 0.5150792984207798, 0.5156336887925953, 0.5162911628350239, 0.5169873277218402, 0.5177132020677022, 0.5184580201085863, 0.5192162320366378, 0.5200849056539383, 0.5211060843293644, 0.5222891541480361, 0.5236082238912749, 0.5255666622133214, 0.5268810994216793, 0.5291930802397119, 0.5322972449347906, 0.536482603244476, 0.5420438468485853, 0.5449096610564087, 0.5437424331044978, 0.5426306130209422, 0.5417782450793086], [0.7227392621862161, 0.7288803364526761, 0.7407499034283923, 0.6884907708608774, 0.6992310603090934, 0.7064718611955779, 0.7125260590717585, 0.7183511988402431, 0.7230319216719029, 0.726841460538269, 0.7298334997685253, 0.7298960192394018, 0.7292895244762803, 0.7230078118662003, 0.7213713274314911, 0.719007451498919, 0.7173971866360015, 0.7176056423447347, 0.7191666511782785, 0.7227618173302287, 0.7307764072796235, 0.7368365406817106, 0.7479193458008726, 0.7601422584269494, 0.7720942369876387, 0.7877645434054752, 0.810109642448773, 0.8441602674167881, 0.8922904220176535, 0.9165940867141493], [0.0, 0.0, 0.0, 0.0, 0.0, 0.0, 0.0, 0.0, 0.0, 0.0, 0.0, 0.0, 0.0, 0.0, 0.0, 0.05, 0.05, 0.05, 0.05, 0.05, 0.05, 0.05, 0.05, 0.05, 0.05, 0.05, 0.04, 0.05, 0.05, 0.05], [0.0, 0.0, 0.0, 0.0, 0.0, 0.0, 0.0, 0.0, 0.0, 0.0, 0.0, 0.0, 0.0, 0.0, 0.0, 0.0, 0.0, 0.0, 0.0, 0.0, 0.0, 0.0, 0.0, 0.0, 0.0, 0.0, 0.0, 0.0, 0.0, 0.0], [0.0, 0.0, 0.0, 0.0, 0.0, 0.0, 0.0, 0.0, 0.0, 0.0, 0.0, 0.0, 0.0, 0.0, 0.0, 0.0, 0.0, 0.0, 0.0, 0.0, 0.0, 0.0, 0.0, 0.0, 0.0, 0.0, 0.0, 0.0, 0.0, 0.0], [0.0, 0.0, 0.0, 0.0, 0.0, 0.0, 0.0, 0.0, 0.0, 0.0, 0.0, 0.0, 0.0, 0.0, 0.0, 0.0, 0.0, 0.0, 0.0, 0.0, 0.0, 0.0, 0.0, 0.0, 0.0, 0.0, 0.0, 0.0, 0.0, 0.0], [0.0, 0.0, 0.0, 0.0, 0.0, 0.0, 0.0, 0.0, 0.0, 0.0, 0.0, 0.0, 0.0, 0.0, 0.0, 0.0, 0.0, 0.0, 0.0, 0.0, 0.0, 0.0, 0.0, 0.0, 0.0, 0.0, 0.0, 0.0, 0.0, 0.0], [0.0, 0.0, 0.0, 0.0, 0.0, 0.0, 0.0, 0.0, 0.0, 0.0, 0.0, 0.0, 0.0, 0.0, 0.0, 0.0, 0.0, 0.0, 0.0, 0.0, 0.0, 0.0, 0.0, 0.0, 0.0, 0.0, 0.0, 0.0, 0.0, 0.0], [0.0, 0.0, 0.0, 0.0, 0.0, 0.0, 0.0, 0.0, 0.0, 0.0, 0.0, 0.0, 0.0, 0.0, 0.0, 0.0, 0.0, 0.0, 0.0, 0.0, 0.0, 0.0, 0.0, 0.0, 0.0, 0.0, 0.0, 0.0, 0.0, 0.0]] | 2D array of the non-dimensional start point defined along the outer profile of a layer. The TE suction side is 0, the TE pressure side is 1. The first dimension represents each layer, the second dimension represents each entry along blade span.
rotorse.rs.brs.layer_end_nd | intermediate |  | [[1.0, 1.0, 1.0, 1.0, 1.0, 1.0, 1.0, 1.0, 1.0, 1.0, 1.0, 1.0, 1.0, 1.0, 1.0, 1.0, 1.0, 1.0, 1.0, 1.0, 1.0, 1.0, 1.0, 1.0, 1.0, 1.0, 1.0, 1.0, 1.0, 1.0], [1.0, 1.0, 1.0, 1.0, 1.0, 1.0, 1.0, 1.0, 1.0, 1.0, 1.0, 1.0, 1.0, 1.0, 1.0, 1.0, 1.0, 1.0, 1.0, 1.0, 1.0, 1.0, 1.0, 1.0, 1.0, 1.0, 1.0, 1.0, 1.0, 1.0], [0.2227298550100273, 0.2283362970853593, 0.23315395229061725, 0.3062821583778464, 0.31651680641284086, 0.3260503523951525, 0.33114506558825957, 0.33476836551467554, 0.336956565263715, 0.3373389592021778, 0.33716855587743955, 0.3400001537516544, 0.3440175877896159, 0.35428303773052056, 0.3606740998910374, 0.36854972202791686, 0.37654118289300326, 0.38368575346080414, 0.3904718743204431, 0.39611248057786663, 0.40173096117462265, 0.40455379594222596, 0.40867570078233256, 0.414139763359811, 0.41620783000001377, 0.41878610426748475, 0.4223273076781925, 0.4279160458430173, 0.4308468213801985, 0.4103707396957903], [0.7227392621862161, 0.7288803364526761, 0.7407499034283923, 0.6884907708608774, 0.6992310603090934, 0.7064718611955779, 0.7125260590717585, 0.7183511988402431, 0.7230319216719029, 0.726841460538269, 0.7298334997685253, 0.7298960192394018, 0.7292895244762803, 0.7230078118662003, 0.7213713274314911, 0.719007451498919, 0.7173971866360015, 0.7176056423447347, 0.7191666511782785, 0.7227618173302287, 0.7307764072796235, 0.7368365406817106, 0.7479193458008726, 0.7601422584269494, 0.7720942369876387, 0.7877645434054752, 0.810109642448773, 0.8441602674167881, 0.8922904220176535, 0.9165940867141493], [0.19443410767975144, 0.20023460757117875, 0.20346479957500643, 0.2098591265083231, 0.21680988489263117, 0.2247325230650248, 0.23047317526637112, 0.2351125382352078, 0.23881547352704685, 0.241316773024131, 0.24339399476677143, 0.24777115326902938, 0.2524536554996741, 0.2626956956789571, 0.26823323767580476, 0.2746099313011371, 0.28054094653270095, 0.2851575864456106, 0.28912312840582455, 0.3145886397735223, 0.43568246525519966, 0.3203104329496541, 0.29282122195187466, 0.291600376929465, 0.290368085233979, 0.2882889173682832, 0.2847028558700269, 0.27880224937004405, 0.26841980760630746, 0.24523262565655407], [0.6944435148559402, 0.7007786469384956, 0.7110607507127815, 0.7210051043922406, 0.7318130656562722, 0.7380579252120172, 0.741923090289789, 0.7455523752355223, 0.7475631948258167, 0.7482953455611178, 0.7481306839791549, 0.7451102302413193, 0.7414871554767406, 0.732060806260843, 0.7272110212958073, 0.7213408932679656, 0.7158277819927257, 0.7116335575763543, 0.7081587052087256, 0.7287077326061876, 0.8473360828724, 0.7323484471967285, 0.7073615714815853, 0.7093610913620935, 0.7112611519241143, 0.7138270232418649, 0.7177338223371428, 0.7237377413496311, 0.733997255705591, 0.75672068587476], [0.5109427148761995, 0.5108033145568777, 0.511010494828333, 0.5116508076198083, 0.5128882584474106, 0.5132276444598297, 0.5131470340114305, 0.513967431005568, 0.5146835971983887, 0.5150792984207798, 0.5156336887925953, 0.5162911628350239, 0.5169873277218402, 0.5177132020677022, 0.5184580201085863, 0.5192162320366378, 0.5200849056539383, 0.5211060843293644, 0.5222891541480361, 0.5236082238912749, 0.5255666622133214, 0.5268810994216793, 0.5291930802397119, 0.5322972449347906, 0.536482603244476, 0.5420438468485853, 0.5449096610564087, 0.5437424331044978, 0.5426306130209422, 0.5417782450793086], [0.04074587615559723, 0.040568301524908895, 0.04312349431942471, 0.04662982126267525, 0.04996638472306782, 0.05251022507088482, 0.054571344491996444, 0.05608909778695604, 0.05744681926023994, 0.05810575478682538, 0.05839288642778198, 0.059138187056722386, 0.06055664688514411, 0.06285916207461127, 0.06601635383205305, 0.07013914427235782, 0.07533171074859724, 0.07572720228237496, 0.07557031746335613, 0.07515963290220323, 0.0742985437014893, 0.07398808827934263, 0.07375439118025695, 0.07349130920656147, 0.06832316424867749, 0.06811749578730307, 0.06801467600680784, 0.06799741910703178, 0.06819339608563882, 0.06887597268790607], [1.0, 1.0, 1.0, 1.0, 1.0, 1.0, 1.0, 1.0, 1.0, 1.0, 1.0, 1.0, 1.0, 1.0, 1.0, 1.0, 1.0, 1.0, 1.0, 1.0, 1.0, 1.0, 1.0, 1.0, 1.0, 1.0, 1.0, 1.0, 1.0, 1.0], [0.1661383603494756, 0.1721329180569982, 0.17377564685939562, 0.24236738580842945, 0.24840211308668556, 0.2548319408384722, 0.25831651342611567, 0.2606315985100249, 0.2618565482554758, 0.26161263545947144, 0.2608255110298736, 0.26233365183032475, 0.26415389258995337, 0.2713417056182181, 0.273731827991058, 0.2766543479403207, 0.27873160957663906, 0.27899075332963685, 0.27796372512404427, 0.275009345992242, 0.26800048297386564, 0.26252507219063836, 0.2522714252509725, 0.23929055186464615, 0.22860230411987764, 0.21391119895748376, 0.19222321376096438, 0.15830914724213202, 0.10599279383241642, 0.08009451161731784], [0.4890559543162311, 0.48906665771765906, 0.48804593520280803, 0.48693176932858634, 0.48654490080352, 0.4856839237902836, 0.4849805914627213, 0.48529503636651933, 0.48563866562045227, 0.4857921427132882, 0.4861080161977992, 0.48625364321694964, 0.48610004360337067, 0.48563564187326924, 0.4848330964512694, 0.48367569610826, 0.4822570531738344, 0.48061529302863554, 0.4787766274463288, 0.4767715865902846, 0.47384639976917864, 0.4719514905107528, 0.4687037266779584, 0.4646743123890356, 0.4594587846307365, 0.4522460062154725, 0.44706214821867435, 0.44565141254970764, 0.4439614071802169, 0.4417969944033159], [0.6661477675256644, 0.672676957424315, 0.6813715979971707, 0.6245759982914605, 0.631116366982938, 0.6352534496388976, 0.6396975069096146, 0.6442144318355925, 0.6479319046636637, 0.6511151367955627, 0.6534904549209594, 0.6522295173180722, 0.6494258292766177, 0.6400664797538979, 0.6344290555315119, 0.6271120774113227, 0.6195876133196373, 0.6129106422135674, 0.6066585019818796, 0.6016586827446041, 0.5970459290788663, 0.594807816930123, 0.5915150702695127, 0.5884621888901344, 0.5865549609281038, 0.5840505668690115, 0.5805644775588221, 0.5750387494844149, 0.5757040893935286, 0.5968472850353708], [0.9592541238444028, 0.9594316984750911, 0.9568765056805753, 0.9533701787373248, 0.9500336152769322, 0.9474897749291151, 0.9454286555080036, 0.943910902213044, 0.94255318073976, 0.9418942452131747, 0.941607113572218, 0.9408618129432776, 0.9394433531148559, 0.9371408379253887, 0.9339836461679469, 0.9298608557276422, 0.9246682892514028, 0.924272797717625, 0.9244296825366438, 0.9248403670977967, 0.9257014562985106, 0.9260119117206573, 0.926245608819743, 0.9265086907934386, 0.9316768357513225, 0.9318825042126969, 0.9319853239931921, 0.9320025808929682, 0.9318066039143612, 0.931124027312094], [1.0, 1.0, 1.0, 1.0, 1.0, 1.0, 1.0, 1.0, 1.0, 1.0, 1.0, 1.0, 1.0, 1.0, 1.0, 0.95, 0.95, 0.95, 0.95, 0.95, 0.95, 0.95, 0.95, 0.95, 0.95, 0.95, 0.95, 0.95, 0.95, 0.95], [0.0, 0.0, 0.0, 0.0, 0.0, 0.0, 0.0, 0.0, 0.0, 0.0, 0.0, 0.0, 0.0, 0.0, 0.0, 0.0, 0.0, 0.0, 0.0, 0.0, 0.0, 0.0, 0.0, 0.0, 0.0, 0.0, 0.0, 0.0, 0.0, 0.0], [0.0, 0.0, 0.0, 0.0, 0.0, 0.0, 0.0, 0.0, 0.0, 0.0, 0.0, 0.0, 0.0, 0.0, 0.0, 0.0, 0.0, 0.0, 0.0, 0.0, 0.0, 0.0, 0.0, 0.0, 0.0, 0.0, 0.0, 0.0, 0.0, 0.0], [0.0, 0.0, 0.0, 0.0, 0.0, 0.0, 0.0, 0.0, 0.0, 0.0, 0.0, 0.0, 0.0, 0.0, 0.0, 0.0, 0.0, 0.0, 0.0, 0.0, 0.0, 0.0, 0.0, 0.0, 0.0, 0.0, 0.0, 0.0, 0.0, 0.0], [0.0, 0.0, 0.0, 0.0, 0.0, 0.0, 0.0, 0.0, 0.0, 0.0, 0.0, 0.0, 0.0, 0.0, 0.0, 0.0, 0.0, 0.0, 0.0, 0.0, 0.0, 0.0, 0.0, 0.0, 0.0, 0.0, 0.0, 0.0, 0.0, 0.0], [0.0, 0.0, 0.0, 0.0, 0.0, 0.0, 0.0, 0.0, 0.0, 0.0, 0.0, 0.0, 0.0, 0.0, 0.0, 0.0, 0.0, 0.0, 0.0, 0.0, 0.0, 0.0, 0.0, 0.0, 0.0, 0.0, 0.0, 0.0, 0.0, 0.0], [0.0, 0.0, 0.0, 0.0, 0.0, 0.0, 0.0, 0.0, 0.0, 0.0, 0.0, 0.0, 0.0, 0.0, 0.0, 0.0, 0.0, 0.0, 0.0, 0.0, 0.0, 0.0, 0.0, 0.0, 0.0, 0.0, 0.0, 0.0, 0.0, 0.0]] | 2D array of the non-dimensional end point defined along the outer profile of a layer. The TE suction side is 0, the TE pressure side is 1. The first dimension represents each layer, the second dimension represents each entry along blade span.
rotorse.rs.brs.root_M | intermediate | N*m | [11188755.865430908, -48429624.730686635, -0.0] | Blade root moment in blade c.s.
rotorse.rs.constr.strainU_spar | intermediate |  | [0.0007950845650924432, -0.0009998840313663417, -0.001425000693567749, -0.0016271803344264305, -0.0020558116181089332, -0.0023159199281220766, -0.0024197928220049568, -0.0025270301562872618, -0.0026074410298230297, -0.0026081239497936027, -0.0025696135041929228, -0.00253701146750454, -0.0025195055595104376, -0.0024981249409486606, -0.002481003585483995, -0.0024565074533288967, -0.0024222557060403467, -0.002374563151221266, -0.0023083106700750524, -0.002052162046684232, -0.0015232214337323028, -0.0018349172533833492, -0.0018558343024141178, -0.0017263203439519875, -0.0016522283353464326, -0.0015275921243926673, -0.0013114081906155117, -0.0009741878474270911, -0.00048120011412618413, 3.486881053725539e-07] | strain in spar cap on upper surface at location xu,yu_strain with loads P_strain
rotorse.rs.constr.strainL_spar | intermediate |  | [0.0007950845650924432, 0.0009522598980119207, 0.001451152430281011, 0.0017386296539508956, 0.0020560091656931434, 0.0023359170910696387, 0.0024486410463421954, 0.0025745592407163493, 0.0026308950539081534, 0.0025873521661297395, 0.002502999496111817, 0.0024300744904937523, 0.002383307543094871, 0.0023486845612342533, 0.002346140373857278, 0.002352440471066661, 0.0023621532503508434, 0.0023703874123381413, 0.0023673275879035043, 0.002313115239179829, 0.0015973005886880552, 0.0021833127587672337, 0.0021437942750384908, 0.0020732610438050597, 0.002027678110845452, 0.0019214269311348111, 0.0017045384534671122, 0.001324992168627947, 0.0006888012259741511, -5.733004448702533e-07] | strain in spar cap on lower surface at location xl,yl_strain with loads P_strain
rotorse.rs.constr.strainU_te | intermediate |  | [0.0007950845650924432, -0.0006970817977627891, -0.0005231746782880455, -0.0006527970947944977, -0.0002327827566402635, -6.847617568568079e-05, 6.946434951143592e-05, 0.0001660574735761549, 0.0002251813658951788, 0.00023641101041731492, 0.00021144967322346016, 0.00017471566838329352, 0.0001417624138812214, 0.00011550304401036318, 9.986833842235519e-05, 0.0002157239034197411, 0.00023904670597346778, 0.0002733585314531661, 0.0003107246582269207, 0.000342763536083577, 0.00028087170620082755, 0.00039100175306977964, 0.0004021952997876041, 0.00041156052526129024, 0.0004411191522515646, 0.0004583160080900508, 0.0004813289167618378, 0.000396208944158435, 0.0002140132696591386, -3.772420054515408e-07] | strain in trailing edge on upper surface at location xu,yu_strain with loads P_strain
rotorse.rs.constr.strainL_te | intermediate |  | [0.0007950845650924432, -0.0006970817977627891, -0.00011477038529432174, -0.00019845968243904945, 0.0003206876022091443, 0.0005637702400636, 0.0007180263124076529, 0.000771171475197442, 0.0007801737004771466, 0.0007577578096001377, 0.0007020130694595676, 0.0006403823621757393, 0.0005904636824216722, 0.0005485176674500491, 0.00052258898652036, 0.0005677583909519687, 0.0005734551649357728, 0.0005894944181350273, 0.0006061408246531129, 0.000613134164177663, 0.00044905243626372797, 0.0006020209656905268, 0.0005829304784318545, 0.0005657459876581059, 0.0005618028312647311, 0.0005519557057746804, 0.0005316762539338302, 0.0004662389737643047, 0.00025868715527829165, -3.772420054515408e-07] | strain in trailing edge on lower surface at location xl,yl_strain with loads P_strain
rotorse.s | intermediate |  | [0.0, 0.034482758620689655, 0.06896551724137931, 0.10344827586206896, 0.13793103448275862, 0.1724137931034483, 0.20689655172413793, 0.24137931034482757, 0.27586206896551724, 0.3103448275862069, 0.3448275862068966, 0.3793103448275862, 0.41379310344827586, 0.4482758620689655, 0.48275862068965514, 0.5172413793103449, 0.5517241379310345, 0.5862068965517241, 0.6206896551724138, 0.6551724137931034, 0.7, 0.7241379310344828, 0.7586206896551724, 0.7931034482758621, 0.8275862068965517, 0.8620689655172413, 0.896551724137931, 0.9310344827586207, 0.9655172413793103, 1.0] | 1D array of the non-dimensional spanwise grid defined along blade axis (0-blade root, 1-blade tip)
rotorse.rs.constr.rated_Omega | intermediate | rpm | 7.8808 | rotor rotation speed at rated
rotorse.rs.constr.flap_mode_freqs | intermediate | Hz | [0.60147862418809, 1.6237051097189033, 3.1132975585842395, 4.957734817853282, 7.524670993367181] | Frequencies associated with mode shapes in the flap direction
rotorse.rs.constr.edge_mode_freqs | intermediate | Hz | [0.893973868839932, 2.7997262220685712, 5.550573071419059, 9.549352363177773, 14.049948766068697] | Frequencies associated with mode shapes in the edge direction
rotorse.rs.constr.tors_mode_freqs | intermediate | Hz | [22.611647304347233, 0.0, 0.0, 0.0, 0.0] | Frequencies associated with mode shapes in the torsional direction
rotorse.blade_span_cg | output | m | 28.0496 | Distance along the blade span for its center of gravity
rotorse.rs.x_az | output | m | [0.0, 0.01458960863306122, 0.05222307680765803, 0.10814189079154829, 0.17425050028042421, 0.24113677336298817, 0.3000855814876169, 0.34265121339954685, 0.35982107219826126, 0.34758647247479363, 0.3145081037342804, 0.2668581446781227, 0.2108704900449745, 0.14047729704289402, 0.038047053391842355, -0.09075291861109813, -0.23512381066742405, -0.3941373321774326, -0.585777112144827, -0.8052918056877612, -1.1155553024383709, -1.2912172307106229, -1.5637296993685719, -1.8590358827384128, -2.1706742111500468, -2.4983777867013965, -2.8433553645576635, -3.2095215196586184, -3.5968444286312473, -3.999999999999999] | location of blade in azimuth x-coordinate system (prebend)
rotorse.rs.y_az | output | m | [0.0, 0.0, 0.0, 0.0, 0.0, 0.0, 0.0, 0.0, 0.0, 0.0, 0.0, 0.0, 0.0, 0.0, 0.0, 0.0, 0.0, 0.0, 0.0, 0.0, 0.0, 0.0, 0.0, 0.0, 0.0, 0.0, 0.0, 0.0, 0.0, 0.0] | location of blade in azimuth y-coordinate system (sweep)
rotorse.rs.z_az | output | m | [3.0, 6.448147165807186, 9.896294331614373, 13.34444149742156, 16.792588663228745, 20.240735829035934, 23.68888299484312, 27.13703016065031, 30.58517732645749, 34.03332449226468, 37.48147165807187, 40.929618823879046, 44.37776598968624, 47.825913155493424, 51.2740603213006, 54.722207487107795, 58.17035465291498, 61.618501818722166, 65.06664898452937, 68.51479615033654, 72.99738746588586, 75.41109048195092, 78.8592376477581, 82.30738481356529, 85.75553197937248, 89.20367914517963, 92.65182631098685, 96.09997347679402, 99.5481206426012, 102.9962678084084] | location of blade in azimuth z-coordinate system (from root to tip)
rotorse.rs.frame.Px_af | intermediate | N/m | [1270.177165374831, 1389.3655715592351, 1667.1511376463025, 2125.433356375716, 2677.8005279840595, 3208.352013249589, 3738.113239932953, 4380.743093614953, 5074.270414287293, 5901.687367567129, 6872.553364820862, 8076.086403870945, 9501.043887843034, 10927.234964440633, 11976.416030769124, 12609.670962770831, 12968.042810375575, 13136.604916227805, 13195.8413227103, 13187.38256449312, 14754.132379495148, 12973.510636034114, 12719.099874514273, 12304.905600745733, 11569.197404878021, 10719.437465495936, 9711.837225997551, 8402.430081592249, 6686.350700549677, 4382.387450450267] | distributed load (force per unit length) in airfoil x-direction
rotorse.rs.frame.Py_af | intermediate | N/m | [621.1316062562255, 653.1753228808643, 479.68458664743036, 105.46249315126556, -378.40451255830726, -736.7311278686208, -983.2488430510257, -1199.8837259167453, -1387.4660143510723, -1610.0961042596828, -1840.2969481949385, -2122.2537867368937, -2442.9396893669073, -2696.3078327117223, -2786.9036294958746, -2779.6775535007673, -2724.346667670354, -2642.5439281541644, -2556.845186762485, -2487.6887154802494, -2286.7413957798226, -2409.1085160160756, -2379.6054764544137, -2341.352462141751, -2266.526979051242, -2159.133638437912, -2029.4924602986252, -1823.460135294117, -1498.4355618551215, -1017.5098071009388] | distributed load (force per unit length) in airfoil y-direction
rotorse.rs.frame.Pz_af | intermediate | N/m | [-17576.86641259515, -10472.247097030675, -4929.575754972791, -963.1097604665101, 1785.2467028965457, 3605.045154264433, 4845.855251777765, 5643.032595021304, 6201.585160380659, 6724.26187644318, 7390.1978710856, 8046.921260040545, 8598.309216997251, 9018.4314788298, 9267.820924648291, 9176.700028114936, 9027.814347429736, 8617.858480331695, 8100.059069425211, 7585.984389049731, 20474.766950555728, 6401.781844204381, 5711.853046223361, 5034.47109640992, 4245.141863183327, 3485.5671962157962, 2735.515242346561, 2004.4591183173295, 1343.9753951077275, 600.2622705713991] | distributed load (force per unit length) in airfoil z-direction
rotorse.A | output | m**2 | [1.1733211924915896, 1.0064822396660662, 1.0266168890101446, 1.1818214899318435, 1.0131309981953405, 0.9021977281212222, 0.8320134282710776, 0.7743678347475262, 0.7307143242035702, 0.7010159028511085, 0.6807558426087892, 0.655323673000639, 0.6203981488692972, 0.5790079539245835, 0.5279255408966632, 0.4698907288963607, 0.4137207948291003, 0.3599909135980942, 0.30929702183395974, 0.2639017935369779, 0.328500083673882, 0.18544193909622314, 0.1498357793439462, 0.11838609292399054, 0.09122313016119984, 0.06685469608113809, 0.04683687260724655, 0.03058116309259644, 0.01842971574168826, 0.006285514418207117] | airfoil cross section material area
rotorse.EA | output | N | [32747799541.270332, 30410758134.590878, 27198643124.60138, 23868740745.74799, 21312786364.2799, 19932094327.866413, 18910443145.52151, 17953816599.108757, 17063300076.156733, 16260111127.550549, 15601416684.235044, 14888134915.321724, 14076417750.182781, 13203673189.603243, 12322500296.21689, 11357866153.886059, 10467582169.781778, 9509352300.243223, 8595017008.094233, 7760248693.291949, 10011976275.004848, 6199237285.770197, 5460572750.309952, 4739268263.203334, 3882155361.9941072, 3106759060.9153204, 2398287570.636344, 1755324477.1599097, 1150050321.3187087, 494767163.58876354] | axial stiffness
rotorse.EIxx | output | N*m**2 | [79810952879.11343, 70403409179.61871, 58728809686.484634, 47753652115.19792, 38873002981.709854, 33414733134.372837, 29261730675.55138, 25660907325.731747, 23015453220.250023, 21252448099.013496, 20228784496.01334, 19216213296.060677, 17730256499.924843, 16211931203.696596, 13996113353.179642, 11325258816.065632, 9103559844.131832, 6899882339.469699, 5097486156.234806, 3730781814.5908165, 3224774540.010251, 1934401411.2868989, 1347267123.6918674, 911267843.7848463, 561974782.2629641, 331910488.0245775, 181027026.45674595, 88885369.98424864, 36287207.507148385, 5892984.224422257] | edgewise stiffness (bending about :ref:`x-axis of airfoil aligned coordinate system <blade_airfoil_coord>`)
rotorse.EIyy | output | N*m**2 | [79807894663.14128, 80631009926.28358, 60787694106.10807, 40145490095.815956, 26187980582.2792, 18074251567.182682, 14185591642.809689, 11090379117.963787, 8951779644.35378, 7678090131.003609, 6739341262.593554, 5860669729.356253, 4985890186.835722, 4186489981.1622963, 3397716260.887794, 2701386612.6285105, 2109014973.32119, 1617833972.4014485, 1223234198.2963042, 916620550.7038589, 852677454.1193825, 481438242.4863679, 326294381.4849057, 206556323.25363696, 117073390.69259976, 60851310.35402143, 28318736.763904814, 10936903.077758377, 3026239.614902564, 409179.97770737455] | flapwise stiffness (bending about y-axis of airfoil aligned coordinate system)
rotorse.EIxy | output | N*m**2 | [685673.8109397413, 4034488066.2118497, 5055072906.763431, 3640426728.022363, 2985698803.807499, 2222551727.949987, 1739136323.5894883, 1360343143.0879169, 1095450530.1497002, 930426927.5886664, 837674570.9115119, 756980934.3559881, 668681993.0180043, 574851833.7335657, 461647514.5138571, 350065948.44036156, 257406236.71634522, 173007408.69145522, 109919429.12146977, 66046047.33874134, 50420061.960765034, 17410593.584611144, 5646035.818189631, -1460893.1363399029, -3548025.586994372, -3323879.353762433, -2198444.1528314995, -1097771.0890910653, -648548.7253941699, -137288.07496019735] | coupled flap-edge stiffness
rotorse.GJ | output | N*m**2 | [46698592364.55509, 40379120808.58459, 58285944394.95985, 41312072612.612946, 25547392216.48805, 16651355798.291481, 11964942883.466215, 8223266342.547, 5939379872.683682, 4810077003.530616, 4176836668.9487085, 3584778059.175059, 2973993891.449036, 2371079820.047053, 1806887799.5423412, 1249619410.03187, 857966295.0204446, 610998912.7997271, 419168011.3783418, 284313410.7703697, 213247290.24271578, 124472807.21680707, 75117077.69526418, 42328690.98667886, 22426995.30443807, 10634416.640683483, 4596293.932564423, 1647335.9674460588, 450460.2263825286, 68694.28913796123] | torsional stiffness (about axial z-direction of airfoil aligned coordinate system)
rotorse.rhoA | output | kg/m | [2266.0655163629867, 1936.6320757982226, 1612.9598325129343, 1365.0483389683368, 1086.1284250640158, 903.2796382952415, 764.7697184631573, 650.1968020563063, 562.833213338877, 503.42928351526507, 470.82503725951665, 446.13416439289085, 421.9658205347641, 397.1366261531269, 370.21762738500973, 335.40169138640806, 304.0765599412485, 269.24349476876404, 236.05441830286523, 207.1357351875089, 516.5335696538341, 155.2012043470248, 131.16793352958635, 109.81868025412336, 88.1780084909029, 69.1067322878224, 51.88556781596592, 36.446831772347885, 23.466283863682666, 10.076074030199205] | mass per unit length
rotorse.rhoJ | output | kg*m | [11047.821857503124, 9630.295313080884, 7147.7097457077725, 4908.328785739976, 3360.1944077526414, 2519.7345410437615, 2015.594249786886, 1626.4160813221129, 1360.003083381915, 1196.7349337215994, 1107.7503643457976, 1027.7033759352478, 931.7278885209646, 830.7108668346426, 710.2480466719765, 569.9286684595992, 454.5835888557816, 347.5931810642189, 259.63400075582086, 191.9874362500362, 197.72331857877003, 99.90376786189118, 68.4866258563745, 44.97224716720646, 27.274369937615567, 15.482630712484617, 7.892182200652466, 3.4107079210496174, 1.184691635893995, 0.18457355544405585] | polar mass moment of inertia per unit length
rotorse.x_ec | output | m | [-3.1273218742281297e-16, 4.020699174479142e-06, -2.0355190938130437e-05, -0.0013484157975433286, -0.0014767337445060272, -0.0014020266326122688, -0.0012202303146005705, -0.0008494955762736664, -0.0005609145914799094, -0.00039094972624280355, -0.00027806222815364434, -0.00020199751217415268, -0.00015023637349823211, -0.00014864415169859452, -0.0001807984131797294, -0.00019680667774096307, -0.00011733635506288101, -0.00019989190855658132, -0.00019174298424083983, -0.00013987437189667828, -7.190839587796483e-05, -0.0001454496583327483, -0.00014345052226336086, -0.00014478738569843191, -0.00013470180987492503, -0.0001249540845151345, -0.0001181775866320317, -0.00011141559860949196, -0.00010171787273441368, 3.469446951953614e-18] | x-distance to elastic center from point about which above structural properties are computed (airfoil aligned coordinate system)
rotorse.y_ec | output | m | [1.599198204416119e-18, 0.0005174750652923825, 0.0068909947409629205, 0.011225000780439393, 0.017443933138539786, 0.021119838932785406, 0.02050410866375932, 0.016561317610540832, 0.014558461833930392, 0.01510961851758058, 0.0177833450344064, 0.020258670501210038, 0.021438789818242224, 0.021274832050752486, 0.019378158056953355, 0.014975665978652408, -0.0032663888291046203, 0.00731344992981961, 0.004384992947655833, -0.0017155480381962213, -0.0009931586850136717, -0.001150820606851996, -0.0009325011612479756, -0.0007413448816343537, -0.0005858842207471654, -0.0004654891069737002, -0.0003843732965759031, -0.00033884109574326346, -0.0003646363209115159, 3.469446951953614e-18] | y-distance to elastic center from point about which above structural properties are computed
rotorse.rs.strains.EI11 | intermediate | N*m**2 | [79807747966.9001, 69003520706.20618, 54598644795.21135, 38683532753.379196, 25519780108.43155, 17758355906.57096, 13987335212.466074, 10964360963.746298, 8866915748.181751, 7614580009.620028, 6687492437.248168, 5817874721.629298, 4950878559.242158, 4159055026.5875907, 3377632832.1510525, 2687192514.459519, 2099554961.178816, 1612171547.958497, 1220117236.7137325, 915071280.1992164, 851606209.4247385, 481229537.0080513, 326263055.11702096, 206553193.30961257, 117045022.08375578, 60810504.18016147, 28287057.021786306, 10921422.220065584, 3013584.887133909, 405745.09632417344] | stiffness w.r.t principal axis 1
rotorse.rs.strains.EI22 | intermediate | N*m**2 | [79811099575.35461, 82030890255.7982, 64916567436.55262, 49212558582.21952, 39534671692.97314, 33721698952.12263, 29452008649.349476, 25781988200.425766, 23096695201.715847, 21312243542.507153, 20275698208.230778, 19252897401.3167, 17758797982.618916, 16233389640.061548, 14011569119.94466, 11336905239.178488, 9112908030.426022, 6905035761.503504, 5100437535.429063, 3732308094.040151, 3225835857.480089, 1934601775.4207125, 1347293589.4048104, 911268269.7127258, 562001747.8418467, 331950572.5180916, 181058318.37472385, 88900627.51775904, 36299697.425607696, 5896419.1058054585] | stiffness w.r.t principal axis 2
rotorse.rs.strains.alpha | intermediate | deg | [12.07607196435951, 70.86432866591434, 50.758820740739495, 21.877324768552043, 12.611850260881328, 8.086271055694748, 6.500806722013862, 5.291087938201983, 4.4289817377949205, 3.9043480365850263, 3.541461752085399, 3.235398136870462, 2.99699197139205, 2.7321556863766117, 2.4907318521453057, 2.3216022139401016, 2.1047474894860096, 1.8743097142869325, 1.6240175116834978, 1.3436715104875672, 1.2171042549174134, 0.6863964342877495, 0.3167963672200557, -0.11881737782465496, -0.4569277288718521, -0.7024918952645316, -0.824665653956973, -0.8067504856144923, -1.1167108035700257, -1.4332137510064393] | Angle between blade c.s. and principal axes
rotorse.rs.strains.M1 | intermediate | N*m | [-33653312.6182404, -31609207.923331503, -18681156.194048844, -32074909.594761733, -36253712.41396661, -34735358.5058364, -32271254.95448694, -29617976.309669416, -26964038.772713948, -24362841.577118535, -21847530.33443963, -19434578.076003898, -17135917.250735283, -14964627.184933841, -12933741.370847953, -11053686.758713188, -9328879.868986754, -7760772.0921809655, -6349767.080912988, -5094910.992337378, -3704061.7405156516, -3046973.0213924735, -2227308.3089902145, -1550705.8687577883, -1011425.769731089, -600876.4796028516, -308502.2350738975, -121877.41599976919, -25568.289816629265, 4.727022373653199] | distribution along blade span of bending moment w.r.t principal axis 1
rotorse.rs.strains.M2 | intermediate | N*m | [36579679.68107957, 34435900.81506538, 39618256.59488948, 25352750.820723087, 11386583.86269027, 5424324.681218552, 2442465.083425371, 847330.7335574956, -217121.40054831578, -834883.3822459376, -1120445.5553863922, -1216156.104712126, -1211863.9267294614, -1155893.6530857168, -1073107.5686206436, -966665.2297713956, -855551.4183471521, -752016.1184334286, -655167.3860552969, -566108.1742861497, -444490.51407353114, -403226.3190699172, -325532.0451351072, -250808.18313574838, -180357.98809322057, -116841.08662235728, -64742.38627056038, -27381.42376567691, -6283.799759408949, 0.11095205274796172] | distribution along blade span of bending moment w.r.t principal axis 2
rotorse.rs.strains.F3 | intermediate | N | [484109.55268888874, 532468.2730409838, 559022.1397670993, 569181.560124771, 567764.1359416638, 558470.8787733322, 543900.9091412846, 525817.2988324155, 505396.3135233774, 483111.2095833927, 458776.8511991384, 432162.1300820003, 403464.5367797389, 373091.98630307923, 341565.1487138528, 309765.4462581118, 278379.5314369402, 247957.10406564875, 219134.19220338756, 192090.30822207802, 129197.88238803248, 96761.89240898329, 75877.1011428783, 57349.65314491068, 41350.92194995573, 28022.614914000173, 17297.015027113077, 9124.95337583232, 3352.0075654111038, -7.366907084360719e-11] | axial resultant along blade span
rotorse.xu_spar | output |  | [6.976928845133099e-06, 2.1685515418627705, 1.9527820080532827, 1.7148179510667418, 1.3939751310418287, 1.1476809610749983, 1.0119353016841341, 0.8998650158520103, 0.8223913983979224, 0.779830957054659, 0.750981276494753, 0.7239980068034447, 0.693266185364152, 0.6606028174146831, 0.6169299069058937, 0.5696640755530336, 0.5209365806325033, 0.4729029552195911, 0.4266256172309683, 0.3680968118759672, 0.33809218236742866, 0.29152793009802935, 0.2655221676645294, 0.2254155070960322, 0.18807963145549472, 0.15255570376133962, 0.11897299765781867, 0.08657712472943818, 0.056356886454709675, 0.029767187286791872] | x-position of midpoint of spar cap on upper surface for strain calculation
rotorse.xl_spar | output |  | [6.976928845133099e-06, -2.137752498360731, -2.026706277894048, -1.6451779225511698, -1.455129395721901, -1.2519544229787234, -1.1283076957282945, -1.0142776933511721, -0.9209605708118117, -0.8614938782756225, -0.8166589227500807, -0.7755277419575686, -0.7338932809327289, -0.6952857772378265, -0.6509411638861332, -0.6055410941468936, -0.5608147575469232, -0.5167961846228202, -0.4749654859526558, -0.4182531333801338, -0.38110243690381335, -0.3440611097943935, -0.32076263720585785, -0.2806443745718512, -0.23748988312378846, -0.19614395946156385, -0.1572460419787317, -0.11923416202653125, -0.08150738600315731, -0.0495272282489604] | x-position of midpoint of spar cap on lower surface for strain calculation
rotorse.yu_spar | output |  | [-2.2498541653567083, 0.6887742125089353, 0.4854000309356419, -0.26794539128490324, -0.30883956072396, -0.339896258896907, -0.3457632882426469, -0.3446403895204486, -0.348141073013267, -0.3550049065991747, -0.3660443491990448, -0.3811977782234288, -0.3896851263585803, -0.4035226257845488, -0.3918984658028357, -0.3567081427981269, -0.32823994416214863, -0.2812674789876459, -0.23561163132284424, 0.0715759947593193, -0.1786086804052448, 0.09034367963400203, -0.10622209391585169, -0.0838748320298639, -0.0630450333025877, -0.04594478384869627, -0.030828954735930947, -0.016930345006479774, -0.004523782582043778, 0.007293635910775448] | y-position of midpoint of spar cap on upper surface for strain calculation
rotorse.yl_spar | output |  | [-2.2498541653567083, -0.6744297391951852, -0.620169730437647, -1.0690613057273395, -0.8982992425324143, -0.7668783444034286, -0.6691734719397804, -0.5888648787576669, -0.5367148422346402, -0.5082513851489574, -0.4968743515455283, -0.495432755775294, -0.49006230781517734, -0.49272375636564925, -0.47020498106039765, -0.4249952111846038, -0.387097491431164, -0.33102622204711474, -0.2764956891100292, 0.03989052408310423, -0.19948551072731324, 0.07551131890514484, -0.11313934981532492, -0.08373187322184428, -0.05731644404293068, -0.03629777864491468, -0.019076579347166334, -0.005211097664665543, 0.004605493916266745, 0.013008224346614444] | y-position of midpoint of spar cap on lower surface for strain calculation
rotorse.xu_te | output |  | [6.976928845133099e-06, 0.018384291008237442, 0.34709894557797166, 0.24071439075742224, 0.19008932084774063, 0.16241623912972042, 0.14434789219330046, 0.12127925597756539, 0.109286009009704, 0.10799773745256316, 0.11082410671297663, 0.11275395551115212, 0.11262854378023716, 0.10919616169485616, 0.10189140273182098, 0.07249413812297147, 0.05992006678371789, 0.04784192883179099, 0.03610404779836702, 0.025147843099159056, 0.018525411730741088, 0.0058753744975645825, -0.0028650433034912853, -0.012606104476965613, -0.019930381934759666, -0.025284365683110495, -0.030417476610761045, -0.028058596636808444, -0.025202409093021592, -0.02676889340231976] | x-position of midpoint of trailing-edge panel on upper surface for strain calculation
rotorse.xl_te | output |  | [6.976928845133099e-06, 0.018384291008237442, -0.2484392425180373, -0.23708420342196912, -0.19118222182176178, -0.15861629490130366, -0.1355629918349977, -0.10203294559139436, -0.07277992209595133, -0.05460084960185326, -0.03900611916413059, -0.026339591908530545, -0.016735008065744995, -0.010903529700787902, -0.008277421785922147, -0.012965441540659924, -0.015211458609038303, -0.01769042827552681, -0.020517459106233017, -0.02327195003199816, -0.020005476259226673, -0.027335033927968173, -0.029240587707604355, -0.03307251863084723, -0.033848074170025, -0.03472934419392523, -0.035275949336311174, -0.03431897683208192, -0.03046595020577285, -0.02676889340231976] | x-position of midpoint of trailing-edge panel on lower surface for strain calculation
rotorse.yu_te | output |  | [-2.2498541653567083, -2.2683359407681363, 2.175883074323813, 2.3507588236887873, 2.381299680360164, 2.396779698129137, 2.407384153837135, 2.4121242005684103, 2.3998713671789704, 2.3763171222763892, 2.3421949888221443, 2.3028518151383963, 2.2452669092008763, 2.208428834028998, 2.1284167075921627, 2.147120502306663, 2.068030155822119, 1.988170586785175, 1.8989510415009137, 1.7980585448851099, 1.6262651272728255, 1.5612025476850122, 1.4194380407194438, 1.2670921098858474, 1.1091380409162, 0.9419348597844364, 0.78117404551309, 0.5846906443956141, 0.39584759408198716, -0.24016097107534282] | y-position of midpoint of trailing-edge panel on upper surface for strain calculation
rotorse.yl_te | output |  | [-2.2498541653567083, -2.2683359407681363, 2.1922924591837147, 2.3804648582633163, 2.4130086231499233, 2.4251360423773605, 2.4313323667013473, 2.4295722913321462, 2.412649501697931, 2.3870351479310497, 2.3520239240237153, 2.3118421213550144, 2.2533908387935977, 2.215784568287616, 2.1351012050320026, 2.15142012251662, 2.072167900921565, 1.992204960257942, 1.9028274784945838, 1.8016959426367907, 1.6294856406134361, 1.5641604175307013, 1.421995898063952, 1.2691014158514693, 1.1106633770758636, 0.9431431938311146, 0.7679155103715554, 0.585666517637691, 0.3967432223996818, -0.24016097107534282] | y-position of midpoint of trailing-edge panel on lower surface for strain calculation
rotorse.rs.tip_pos.dx_tip | intermediate | m | 15.1239 | deflection at tip in blade x-direction
rotorse.rs.tip_pos.dy_tip | intermediate | m | -2.102 | deflection at tip in blade y-direction
rotorse.rs.tip_pos.dz_tip | intermediate | m | -0.0020832 | deflection at tip in blade z-direction
rotorse.rs.tip_pos.3d_curv_tip | intermediate | deg | 8.6687 | total coning angle including precone and curvature
rotorse.rs.tot_loads_gust.aeroloads_Px | intermediate | N/m | [400.6852438991634, 492.35426822478024, 734.1403285562342, 1146.148270811811, 1715.3254453539694, 2271.9050147583234, 2834.607572650553, 3493.9401739324967, 4180.003674900936, 4969.7645537726685, 5878.958488358572, 7013.409774095426, 8364.53790817201, 9699.474099219244, 10671.192654656015, 11290.574752055612, 11661.454348445428, 11851.858556995949, 11934.991743579794, 11972.986901245387, 11971.668990655146, 11920.139462003823, 11758.332138571732, 11448.195109361177, 10845.241020376374, 10128.723433931797, 9254.112999025216, 8076.8606117655245, 6482.530976786005, 4308.392751380233] | distributed loads in blade-aligned x-direction
rotorse.rs.tot_loads_gust.aeroloads_Py | intermediate | N/m | [70.00433942907522, 110.10914351416024, -88.63841561258606, -520.2528122249495, -1064.0507892131354, -1460.8403348302631, -1731.594377857698, -1981.683900053389, -2202.300583299548, -2476.9164771209557, -2786.9780619552294, -3179.8592000909503, -3635.1568705152026, -4018.7960695071292, -4190.948546330719, -4213.664311530872, -4152.687728080422, -4037.059349655137, -3894.96388384301, -3747.5366549462715, -3554.516904545374, -3442.535366277706, -3267.8122295943513, -3065.8244191691515, -2808.8888201279306, -2522.903171205018, -2225.0031731151935, -1870.1515047517528, -1433.5863739889776, -905.5559311616381] | distributed loads in blade-aligned y-direction
rotorse.rs.tot_loads_gust.aeroloads_Pz | intermediate | N/m | [0.0, 0.0, 0.0, 0.0, 0.0, 0.0, 0.0, 0.0, 0.0, 0.0, 0.0, 0.0, 0.0, 0.0, 0.0, 0.0, 0.0, 0.0, 0.0, 0.0, 0.0, 0.0, 0.0, 0.0, 0.0, 0.0, 0.0, 0.0, 0.0, 0.0] | distributed loads in blade-aligned z-direction
rotorse.rs.tot_loads_gust.aeroloads_Omega | intermediate | rpm | 7.8808 | rotor rotation speed
rotorse.rs.tot_loads_gust.aeroloads_pitch | intermediate | deg | 3.2193 | pitch angle
rotorse.rs.3d_curv | output | deg | [1.757574729010649, 1.5661334692743782, 1.222802241351864, 0.9862799933323934, 0.8951891323426127, 0.9546546044008082, 1.1566635881925533, 1.5037248499946956, 1.9589976423157254, 2.3764602623701023, 2.67067331313172, 2.8609757570741516, 3.049875021031475, 3.43551993353674, 3.9203589742158527, 4.268360220583438, 4.518942327008742, 4.910725454894328, 5.411858680407266, 5.801026024963401, 6.060948906604039, 6.340627962505496, 6.706881527621683, 7.029627871240359, 7.296610999923362, 7.571109563838414, 7.8874586330874745, 8.235345159574692, 8.538880385436997, 8.66871521918658] | total cone angle from precone and curvature
rotorse.split.blade_length | intermediate | m | 100.1755 | blade length
rotorse.split.s | intermediate |  | [0.0, 0.034482758620689655, 0.06896551724137931, 0.10344827586206896, 0.13793103448275862, 0.1724137931034483, 0.20689655172413793, 0.24137931034482757, 0.27586206896551724, 0.3103448275862069, 0.3448275862068966, 0.3793103448275862, 0.41379310344827586, 0.4482758620689655, 0.48275862068965514, 0.5172413793103449, 0.5517241379310345, 0.5862068965517241, 0.6206896551724138, 0.6551724137931034, 0.7, 0.7241379310344828, 0.7586206896551724, 0.7931034482758621, 0.8275862068965517, 0.8620689655172413, 0.896551724137931, 0.9310344827586207, 0.9655172413793103, 1.0] | blade nondimensional span location
rotorse.split.chord | intermediate | m | [4.5, 4.569836811677395, 4.6252818893763585, 4.667995817786707, 4.699639181598262, 4.721872565500841, 4.736356554184264, 4.744751732338349, 4.748718684652918, 4.749917995817786, 4.746350277168625, 4.694350910089418, 4.587985743035093, 4.436524130451718, 4.2492354267853685, 4.035388986482111, 3.8042541639880216, 3.5651003137491686, 3.327196790211623, 3.099812947821457, 2.81761793304188, 2.6586234754155402, 2.422139578466035, 2.1751137063147445, 1.9180534126372155, 1.6514662511089901, 1.3758597754056112, 1.091741539202625, 0.7996190961755736, 0.4999999999999999] | Chord distribution
rotorse.split.coord_xy_interp | intermediate |  | [[[1.0, -5.228022875725102e-16], [0.9994296839925829, -0.022259740711558177], [0.998063017832965, -0.04445803489546769], [0.9955739142666737, -0.0665618134473914], [0.9920863097495596, -0.08851982053258164], [0.9876861486750572, -0.11027527223126012], [0.9823305251706395, -0.1317843709197388], [0.9760119083356917, -0.15300661763508847], [0.9687874672983805, -0.17388680280547386], [0.9606748602592399, -0.19437934848935778], [0.9516753587636768, -0.2144496858898974], [0.9418276527462444, -0.23405837873056085], [0.9311752953551308, -0.25315297586530683], [0.9197303974311781, -0.2717058715241765], [0.9075245591947199, -0.2896910384273745], [0.8946104080703081, -0.3070575403137143], [0.8810096964994353, -0.3237794960574165], [0.866747905197194, -0.339839087916958], [0.8518902581712055, -0.355200475411866], [0.8364694626214207, -0.3698431374689817], [0.820513485943698, -0.3837614939542973], [0.8040738322175812, -0.39691489811790015], [0.7871915298856534, -0.4092893400643106], [0.7698979191015535, -0.4208940017028426], [0.7522523412351593, -0.4317036404757956], [0.7342913491785575, -0.44170411642042817], [0.7160449249557642, -0.4509162950105447], [0.6975716400331089, -0.4593111923915063], [0.6789061864336874, -0.46689183369931203], [0.6600803126205398, -0.4736931268620854], [0.6411475171372123, -0.4796641292900073], [0.6221376509688521, -0.48484343347152115], [0.6030879981944149, -0.48926892453206955], [0.5840450421189749, -0.49287710440089977], [0.5650308976870032, -0.4957710179013429], [0.5460886027795995, -0.49790677272002765], [0.5272486739168989, -0.4992052309653694], [0.508535950506088, -0.4999001471231513], [0.48999235547038833, -0.49986512233616714], [0.4716321145068305, -0.49915299052333634], [0.4534925037443476, -0.4978655748478763], [0.43559330289767306, -0.49584922139645754], [0.41795606561694243, -0.49322020425743757], [0.40060974844257646, -0.4900340177148858], [0.38356093160600935, -0.48624065438121056], [0.3668432157337161, -0.4819531220757106], [0.35045731632050314, -0.4771070365916879], [0.33443448400863013, -0.4718016171476336], [0.3187741003293152, -0.4659975031053569], [0.3034996231212948, -0.45977183363997315], [0.2886112935656476, -0.45311101277459814], [0.27412438666566624, -0.4460714726760404], [0.26004145552371905, -0.4386539965865653], [0.2463748720159175, -0.4308972880761414], [0.23312344393883352, -0.4228128921543159], [0.22029377781042306, -0.41444216059030164], [0.20788328296533118, -0.4057907314202666], [0.19590295639164576, -0.39689711005990247], [0.18434125306662855, -0.38776302893280623], [0.17321393095416077, -0.37843278185751145], [0.16249917612963843, -0.3689016855353163], [0.15221460277725932, -0.35922081920480586], [0.14233175939897136, -0.3493817949754996], [0.13287211153919, -0.33942867829019185], [0.12380643962975978, -0.3293594524047539], [0.11514762338607656, -0.3192023645100907], [0.10688720880274838, -0.30897183476900875], [0.09900711152156343, -0.2986754406431281], [0.09152340438534401, -0.28834653723959136], [0.08439704281722242, -0.2779791205220024], [0.0776464790199521, -0.26760420577043886], [0.0712479082120208, -0.2572292124527742], [0.06518786629737473, -0.24686109008276283], [0.05948747212742032, -0.23652443301269652], [0.05410024641809, -0.22621390127387142], [0.049037878670187655, -0.21594907486257175], [0.044300349757333976, -0.2057452464738149], [0.039842359734680484, -0.19559765442820762], [0.035689975243613004, -0.1855255033033041], [0.031829235005065896, -0.1755359887530568], [0.028220007205789974, -0.16562693673246215], [0.024892524779269766, -0.15581522149021937], [0.021828668303003517, -0.1461056218157035], [0.018984694713133153, -0.13649533799824295], [0.016392191702033498, -0.1269983005811027], [0.014044634634199048, -0.11762077059006065], [0.011879824984634942, -0.10835684703907963], [0.00993094518736226, -0.09921662146203765], [0.008219407957347494, -0.0902084101294225], [0.0066583862213787865, -0.08132543510984099], [0.005267741928506431, -0.07257222340427001], [0.004095157538529609, -0.06395640173157158], [0.0030987885971364196, -0.055478013021100045], [0.0021966077355110324, -0.04713200469997591], [0.0014626417630186888, -0.03892440526041703], [0.0009644846082979224, -0.030860610171394718], [0.0005993738679828514, -0.022936235945969063], [0.0002900866455990823, -0.015148765877396714], [7.807077883024657e-05, -0.007502222076493378], [0.0, 0.0], [7.804120611659719e-05, 0.007500736220690077], [0.0002898787241920041, 0.015142758486887441], [0.000598775316682048, 0.02292258456141937], [0.0009633263516348351, 0.03083611939777482], [0.0014596682128281925, 0.03888574897117924], [0.002190976364499905, 0.047075815990683056], [0.0030899784195977838, 0.05540088812816734], [0.0040827111247031585, 0.06385488643689734], [0.005248531243836643, 0.07244263446468859], [0.006631282230012606, 0.08116423659691048], [0.008183684298590573, 0.09001209900857182], [0.009883614168490653, 0.09898142028662286], [0.011817640154723611, 0.10807902374749315], [0.01396619932168302, 0.1172968915532844], [0.016295142079104163, 0.1266248185078847], [0.018863193778115264, 0.13606823481979585], [0.02168071375327755, 0.1456217410739376], [0.02471591629586298, 0.15527150565279574], [0.028006440010586352, 0.16501912653915243], [0.031576255891496444, 0.17486145042023293], [0.03539483961687758, 0.18478174850035556], [0.03949498254800754, 0.19478045115068363], [0.04389792827815823, 0.20485282604936875], [0.04857580757377652, 0.21497933573681455], [0.053567991613811754, 0.2251632488767036], [0.058881821148870805, 0.23539257539832661], [0.06450016290273135, 0.24564586185495754], [0.07046920463911448, 0.2559288096954281], [0.07677403099247092, 0.2662200889663396], [0.08341621271683673, 0.2765073937902718], [0.09042901951906561, 0.28678971177956086], [0.0977906533229447, 0.29703436159541413], [0.10553618719874776, 0.30724577033016703], [0.11365876004177941, 0.31739779819794195], [0.12216148331893956, 0.32747251411893785], [0.1310674986027348, 0.3374671550918847], [0.14035464992188373, 0.3473464005305412], [0.15005511078613856, 0.35711729389225577], [0.16014896266156226, 0.36673682914626515], [0.17065818789963985, 0.3762090161783657], [0.181574957422924, 0.3854954202777727], [0.19290757140963555, 0.39458324766597075], [0.20465763457781186, 0.4034522528592034], [0.21681735306942437, 0.4120736546751029], [0.22939648396347811, 0.4204412604055216], [0.24237780069407988, 0.4285157291249229], [0.25577362426833844, 0.43629701405132887], [0.2695667856328992, 0.4437307842367116], [0.2837657972261352, 0.4508257189736273], [0.29834798288780395, 0.457529313046837], [0.3133189787852679, 0.46384827499917675], [0.3286584618928104, 0.4697270339484696], [0.3443649416455463, 0.4751660894880115], [0.3604197737256814, 0.480124895665173], [0.37681123376695697, 0.48458015694873546], [0.3935252510207292, 0.48853802379954264], [0.41053864255357086, 0.49191628687198], [0.4278432324908231, 0.4947936897726825], [0.4454066634681981, 0.49700186546594965], [0.46322225410302975, 0.4986945279258362], [0.4812515456557157, 0.4995759574617022], [0.49948102667173666, 0.49999959595885196], [0.5178795830856975, 0.49960989996393285], [0.53641763136701, 0.49871925440459125], [0.5550757049095608, 0.4969470954598008], [0.5738084272426077, 0.494546807361687], [0.5925967311050585, 0.49134249558479953], [0.6114013775535108, 0.48742771367820337], [0.6301864306052414, 0.48276379079159115], [0.648926781663159, 0.4772994360273941], [0.6675702064249728, 0.4710909063826163], [0.6860884295909518, 0.46408556444857973], [0.7044453890439168, 0.45628515353038346], [0.722592093722966, 0.4477211541323308], [0.7405018004535244, 0.43835712852367326], [0.7581254571228347, 0.4282123442390851], [0.7754210143761534, 0.4173028842750689], [0.7923623735876, 0.40561397611120953], [0.8088945461516955, 0.3931735469910263], [0.8249746330148909, 0.37999039194943635], [0.840576952273409, 0.36606263907410247], [0.8556527588088183, 0.3514331465234179], [0.8701628988827119, 0.3361178636958033], [0.8840850330712717, 0.32012561483558377], [0.8973612142623708, 0.3034905059583089], [0.9099546800766618, 0.28624096866093407], [0.9218514714025469, 0.26839650792968384], [0.9330128366584267, 0.2500014055184513], [0.9433892789690503, 0.23108884233257734], [0.9529731538505595, 0.2116848082416565], [0.9617431308270605, 0.19183234032607036], [0.9696406906754642, 0.17157715881862903], [0.976664215898664, 0.15095167052848085], [0.9828150771120139, 0.12999562103203396], [0.9880284400451029, 0.1087652991581767], [0.9923048366037509, 0.08729993375043676], [0.9956935187759139, 0.06563977190440677], [0.9981204893400154, 0.043839458141428], [0.9994430379087047, 0.021949651396883253], [1.0, -5.262717345244639e-16]], [[1.0, -0.0004638118459895953], [0.9984671733845202, -0.022176073806829073], [0.9962010189226616, -0.044351395222738545], [0.9929026769529263, -0.06634546047691313], [0.9886921791534908, -0.08835128540674543], [0.9836417003030666, -0.11016186981181435], [0.9776935270191353, -0.13166614881679514], [0.9708332396137559, -0.15288392077035748], [0.9631054519385788, -0.1737598287607129], [0.954532118302001, -0.1942484639483162], [0.9450948827272965, -0.21431485989644075], [0.9348365135795949, -0.2339197139318746], [0.9237922165624115, -0.2530104348178591], [0.9119678731501509, -0.2715592588317117], [0.8994040293865623, -0.2895255546496477], [0.8861439850623914, -0.30676257525251216], [0.8722139273132252, -0.3233331078794496], [0.8576405013890981, -0.3392208212500267], [0.8424918463138651, -0.35439498446765005], [0.8268017658276134, -0.36883894361410424], [0.8105945479290707, -0.38253690406162383], [0.7939227340691527, -0.3954518514729365], [0.7768322401803981, -0.4075848533740013], [0.7593482453756809, -0.4189206804928453], [0.7415376393986641, -0.4294645249422542], [0.7234312051733087, -0.43917633044306814], [0.705064134628845, -0.4480974501783146], [0.6864948073590625, -0.4562062936146256], [0.6677567468827389, -0.4634961629040646], [0.6488816855296917, -0.4699964056434572], [0.6299233101319794, -0.47568642538005484], [0.6109107600460605, -0.4805696742550079], [0.5918808588686519, -0.48470898820901515], [0.5728785950404724, -0.4880432475178806], [0.5539269984789256, -0.4906676163064863], [0.5350676946300881, -0.49253453011194503], [0.5163311532459858, -0.49357637071225186], [0.49773819674912345, -0.4940322652122179], [0.47933306660787195, -0.49376498314870565], [0.4611285998354018, -0.4928308092881163], [0.44315932912926065, -0.4913347518591997], [0.4254476850733872, -0.4891175241862929], [0.4080096040923348, -0.4863082497256368], [0.3908777222269456, -0.4829469700751172], [0.37405439787754124, -0.4789965744435154], [0.3575737836368038, -0.47456307703290074], [0.34143815925513366, -0.46958203525468334], [0.3256707636257218, -0.46416144069790816], [0.31027963353432836, -0.4582498364766646], [0.29527935033472164, -0.45193415045643265], [0.28067513168210884, -0.4451943605070709], [0.26647890456738466, -0.4380893792040086], [0.25268936761168936, -0.4306246469372193], [0.23932380454759788, -0.42283149436736955], [0.22637249324966888, -0.4147302870857254], [0.21384162583594854, -0.40636054651531306], [0.20172964390601206, -0.3977263749246579], [0.19004270401008846, -0.38886847357967336], [0.17878051391940514, -0.3797791829451586], [0.16794719268130187, -0.37050981375349185], [0.1575156104719489, -0.36105917021098194], [0.14751757926659972, -0.35146658922371105], [0.13791727522783742, -0.3417287941527196], [0.12873263379551803, -0.3318898962587249], [0.11993293273125566, -0.32194856962266255], [0.11152631628830112, -0.31193375629085474], [0.1035129018182118, -0.3018548344067732], [0.09586967710637402, -0.29172118538198283], [0.08861022310916078, -0.2815652950964024], [0.08169699278465405, -0.2713805684570672], [0.07515353791922992, -0.26119428841162695], [0.0689536742727614, -0.2510145000882887], [0.06308392696199935, -0.2408477975730364], [0.0575662813086175, -0.23071713950277656], [0.05235457470435836, -0.2206175141857337], [0.04745787224483998, -0.210568128140777], [0.042876780986014475, -0.20058378207747635], [0.03856735485208224, -0.19065910899054278], [0.03455089898704609, -0.1808132710703352], [0.030813599295340163, -0.17105300680166907], [0.027320880179595934, -0.161375236688796], [0.024102217770986714, -0.15179591407869095], [0.02113765490830785, -0.14231956568402285], [0.01838287969958718, -0.13294369100743667], [0.015870108077630753, -0.12368126864619768], [0.013595936204282798, -0.11453780557129871], [0.011500582795211394, -0.10550742459297964], [0.009614318272012281, -0.09659991246456354], [0.007957053891586519, -0.08782330704853379], [0.0064445289752556685, -0.07917089161949087], [0.005098087130931879, -0.07064680861546084], [0.00396431543475112, -0.062258207100183136], [0.0030004062476149847, -0.05400512757964083], [0.002125683476350713, -0.045882739179928946], [0.001409007077869603, -0.037896849780697024], [0.0009233128284636501, -0.03005224200938579], [0.0005719431369820731, -0.022344335003813873], [0.0002750881655745939, -0.01477069658801215], [7.41662246608336e-05, -0.007334963563321715], [0.0, 0.0], [7.347445324379198e-05, 0.007252611896674817], [0.0002745659257330717, 0.014683235244873173], [0.0005728883741955862, 0.02224903247250814], [0.00092888574053064, 0.029945982797076012], [0.0014135718626495971, 0.03777665537698494], [0.002122126409694201, 0.04574559215698956], [0.002991086641440035, 0.05384759271643007], [0.003950335703883144, 0.062076742716421635], [0.005078543629372844, 0.07043767696000137], [0.006419595456864862, 0.07893061415193242], [0.007924025833754341, 0.087548563081347], [0.009569149536340523, 0.09628715057146045], [0.011440070855323989, 0.1051529476558098], [0.01352107571228472, 0.11413795167113061], [0.015780697958844073, 0.12323244795107474], [0.018272094317778625, 0.13244220060624826], [0.021001590178729122, 0.1417625212927189], [0.023939614041401977, 0.15118003060948984], [0.02712533771965366, 0.16069604484578753], [0.03058370542078846, 0.17030771763782235], [0.034282621134373775, 0.17999938680277952], [0.038250043752213414, 0.18977241343674528], [0.042506169459466475, 0.19962249533533663], [0.04702849014627919, 0.20953041486422877], [0.05185734038696555, 0.2194994442798542], [0.0569971055718374, 0.22951870376683936], [0.06243435872093425, 0.23956671277975136], [0.06821537188347812, 0.24964859552216043], [0.0743257263211002, 0.2597442634918527], [0.08076670668052384, 0.2698418898118907], [0.08757095714437121, 0.27994049711580676], [0.09471580228559101, 0.29000962360221166], [0.10223139417679081, 0.3000553899215217], [0.1101157796798437, 0.3100511882893672], [0.11837331562223306, 0.31997939522976504], [0.12702402951280237, 0.3298390388299363], [0.13604234189662803, 0.33959842844845023], [0.14546864117305108, 0.3492604455213171], [0.15528494465845252, 0.3587829681182552], [0.16551112908835186, 0.3681710582651799], [0.17613934088294245, 0.3773882768662191], [0.18717687765731914, 0.3864235117978308], [0.19862630083322627, 0.39525686713693636], [0.2104861574450254, 0.4038567451745826], [0.22276407416847543, 0.4122190506206185], [0.2354400780902196, 0.4203090489617321], [0.24853083896880593, 0.42812311595611435], [0.26202139615928166, 0.43560738319454445], [0.275922264161973, 0.4427685504481824], [0.2902119763985298, 0.4495554523831977], [0.3048988924919414, 0.4559708561960908], [0.3199612214964364, 0.4619638966216653], [0.33539825377575, 0.46753317300933045], [0.3511959428693748, 0.4726349444795142], [0.3673386940107639, 0.47725206347213606], [0.3838166511021187, 0.48138502078055556], [0.4006080126231038, 0.4849517901466881], [0.4177036587735642, 0.4880306800018812], [0.43507265499822245, 0.49045773635660583], [0.45271021057379146, 0.492376417191462], [0.47057983694609773, 0.49349658001198776], [0.48866904746183576, 0.49415462050041453], [0.5069452861228687, 0.4940125776377233], [0.5253797149747718, 0.4933713024806604], [0.5439536005872413, 0.4918556497537658], [0.5626217226887857, 0.4897172072337827], [0.581366344599658, 0.48677077316982476], [0.6001470362911642, 0.4831253040200702], [0.6189295288327601, 0.4787219228681121], [0.6376880328744812, 0.47352020444549037], [0.6563716919801897, 0.46757844348681354], [0.6749507081188533, 0.46083005314765507], [0.6933911532444501, 0.453291236651978], [0.7116437134755846, 0.44498612009123784], [0.7296816422460073, 0.4358788942802349], [0.7474551985791178, 0.42597909598145167], [0.7649245875788055, 0.41531469067365273], [0.7820616618200305, 0.40386138003606425], [0.798812848987524, 0.39164888166776], [0.8151339357669349, 0.37867995890959544], [0.8310004341502942, 0.36495817685594373], [0.8463690868703138, 0.35053704946112146], [0.8611939760746471, 0.33541049830407976], [0.8754588797550087, 0.3196102269575249], [0.8890984683928713, 0.3031452164959244], [0.9020836386545227, 0.2860633390985634], [0.9143932627540562, 0.2683667571004267], [0.9259908906206432, 0.2500314310413086], [0.9368323126596996, 0.23112446983111865], [0.9469028490122432, 0.2117258711840455], [0.9561823522364571, 0.19187870465591542], [0.9646151024331149, 0.1716287150318257], [0.972199006376436, 0.15100830860478814], [0.9789264086424856, 0.1300570542579335], [0.9847409503350865, 0.10883136825772055], [0.9896477740655049, 0.08737054466842599], [0.9936826075080232, 0.06571457999407904], [0.9967768773419313, 0.04391797850773191], [0.9987746570413105, 0.02221192451065693], [1.0, 0.00030387842938652644]], [[1.0, -0.0038492654100905654], [0.9906314389460237, -0.02124358659915649], [0.980995553124424, -0.04244577814857979], [0.9710008406108143, -0.06310906534007898], [0.9607347862368819, -0.08485651608924341], [0.9501792391917762, -0.10652681256063543], [0.9391845966882083, -0.12758610905981918], [0.9277995368785148, -0.14839146457103897], [0.9159038272676024, -0.16887438898026688], [0.9035141573243257, -0.1890037103413512], [0.8904468618951541, -0.208710153716595], [0.8767805360441657, -0.2279657306584762], [0.8624805867331169, -0.24670559288775049], [0.8475002499100438, -0.26488825755621626], [0.8319554654799055, -0.2824033900682671], [0.8158100483185959, -0.2985340525300442], [0.7991269475008924, -0.31385984705471537], [0.7819419403062059, -0.3283715643196321], [0.7644682065620801, -0.34207141771900273], [0.7466978182593739, -0.3549679404068633], [0.7285739051584692, -0.3669729053145124], [0.7101536021654689, -0.37807327094489135], [0.6915143604167835, -0.3883736003485406], [0.6726384146150914, -0.39768719440107136], [0.6536412557053597, -0.4062305770385771], [0.6345131129076632, -0.4137811572647527], [0.615323229055061, -0.4205214427943107], [0.596126572356429, -0.4264829884701754], [0.5769480723498308, -0.43159065692971227], [0.5578186579572891, -0.4358329197265611], [0.5387913863253592, -0.43940857473661116], [0.5198897638790065, -0.4420677482815376], [0.5011462344316633, -0.44405256903897117], [0.48259385067647853, -0.4453220824349519], [0.4642611970179106, -0.44591203961647646], [0.44617850202456144, -0.445750259131233], [0.4283746969138166, -0.4448547889659564], [0.41084238403684853, -0.4435012838411975], [0.39363953193770973, -0.44147600071340914], [0.37676894327880944, -0.43886041796553904], [0.36024464511130966, -0.43578236543881144], [0.3441059338423623, -0.4320439150892622], [0.32832948285124114, -0.4278700026783168], [0.3129711586135177, -0.42318309006261184], [0.2980041030124043, -0.4180460343231093], [0.28346453492660506, -0.4125097566618625], [0.26936493895716, -0.4065109824384164], [0.2556723177436471, -0.4002248600725336], [0.24245317350983242, -0.39350712426247714], [0.2296601817209233, -0.3865205744767801], [0.21733188517170945, -0.3791956647649773], [0.20545654102184577, -0.37161042362860786], [0.19400623382802176, -0.36380782369123815], [0.18303065934450896, -0.3557608800302213], [0.1724619270321827, -0.347560782845731], [0.16230260093815232, -0.33923308524626017], [0.15255786993540327, -0.330770341418764], [0.14319991949640398, -0.3222315174535497], [0.13430460980079792, -0.31353360600231606], [0.12579565098828285, -0.3047849760015768], [0.11761032140899376, -0.2960136089458755], [0.10987482830100964, -0.28716335343151594], [0.10250435995139098, -0.27827298967604236], [0.09549136892073187, -0.26938727146052477], [0.08879593608379883, -0.26051098276089724], [0.0823928594350354, -0.2516791754983756], [0.07634012755417957, -0.24285989591584695], [0.07058159332805487, -0.2340776567921387], [0.06511243318139044, -0.2253579579426124], [0.059906033680536076, -0.21668948471465066], [0.05501808413281354, -0.2080686181293706], [0.05040703017899897, -0.1995086707196503], [0.0460594727365491, -0.1910133484040329], [0.04200137752342239, -0.18259204908666743], [0.038190520600419914, -0.17424252787596434], [0.03461821539846002, -0.16598095373833968], [0.031289454806718686, -0.1578180939885877], [0.028170498848183758, -0.1497435283648734], [0.025248988962446994, -0.1417761277855701], [0.022512461371877582, -0.1339188430913707], [0.019966251255758776, -0.12616101984850572], [0.017632080973324565, -0.11851094490945735], [0.015477217692402382, -0.11097103228125127], [0.013455210215236183, -0.1035412762154026], [0.011599797126485104, -0.09622671007114368], [0.009928204933218046, -0.08902653939993885], [0.00840056410254185, -0.08193507288052719], [0.0070261998710542, -0.07495955655561092], [0.005813462782772512, -0.06810569259296805], [0.0047001793171034595, -0.06136722973565946], [0.0037165290656212173, -0.05474506019366022], [0.0028990707281673442, -0.04824229266186361], [0.0022008941413638504, -0.041858831832156496], [0.0015542474400432613, -0.0355914811305357], [0.000988580836623855, -0.02944385159682524], [0.0006091360604109956, -0.02341501561864388], [0.00036597639590064723, -0.017497409334086188], [0.000165611320396738, -0.011685487338261911], [4.5666118543716746e-05, -0.0059642851265530004], [0.0, 0.0], [4.014082900951357e-05, 0.005281422899381116], [0.00016279480870046823, 0.010945239440763484], [0.00037851499417319666, 0.01672203449534614], [0.0006622704146375419, 0.022608614969762773], [0.00104709805559685, 0.028608805371302486], [0.0015688518452929335, 0.03472838241824101], [0.0021937433449480677, 0.040964099784372314], [0.0028817466864851644, 0.04731162112973881], [0.0037029097672634987, 0.05377415681354311], [0.0046995106542463486, 0.06035279465462601], [0.005809874442838592, 0.06704518628471319], [0.007008280012794275, 0.07385026468778995], [0.00836584180261431, 0.08077267721902089], [0.009892945439214583, 0.08780525497673816], [0.01157701075089403, 0.09495343785950609], [0.01343100653654625, 0.10222377683574566], [0.01543453764579356, 0.1096088166293537], [0.017575258817925734, 0.11709889762589731], [0.019901009644738878, 0.1246929162173274], [0.022443785806502765, 0.13239065360045627], [0.025163848620985106, 0.14018539077631315], [0.02805406936169285, 0.14808639292104409], [0.031127498442044772, 0.15609292868671448], [0.03440011578315609, 0.16418836221794472], [0.03791771873930052, 0.1723759661436091], [0.04166468499265604, 0.18065416284370714], [0.04565125370520231, 0.18900094869104078], [0.049922589206024506, 0.1974165704509935], [0.05446983389298282, 0.2058913226712703], [0.059291826018414456, 0.21441728945757682], [0.06441601453042958, 0.22299374661286886], [0.06981593053664034, 0.23160874284610145], [0.07548789460725183, 0.2402825353191704], [0.08146424698611672, 0.24898435468193852], [0.08775806636504947, 0.25769896101817813], [0.09436786071299282, 0.2664401621421328], [0.1012467800874717, 0.275206180039123], [0.10849002217751959, 0.28396490640097627], [0.11609447165506347, 0.2926813104590941], [0.12406510998175785, 0.30136887481049046], [0.13239547721678413, 0.3100072752201922], [0.1410865002275745, 0.31859871781531546], [0.15014768536053966, 0.32712556143120763], [0.15962181347198764, 0.3355326175753227], [0.16950261548391105, 0.3438322705678387], [0.1797528846708961, 0.35202649337321773], [0.19041852470159515, 0.36008162371812785], [0.20150073130625645, 0.36794699882477], [0.21302411645911587, 0.37561229569109705], [0.22497702790582438, 0.38303655621411475], [0.2373861191687035, 0.39019032513164387], [0.25022082763435244, 0.3970598343756056], [0.2634861570111782, 0.40362758541791155], [0.27720040533012097, 0.40982444567227433], [0.2913226974307258, 0.41568046514385326], [0.30587260591080706, 0.4211508537147743], [0.3208389075970025, 0.4261554605236767], [0.3362064282008572, 0.4307672026764393], [0.3519555372882918, 0.4348576609716632], [0.3680945114975877, 0.43848863009687317], [0.3846020319378581, 0.441417500753063], [0.4014730231986048, 0.44384580878176005], [0.418666628201559, 0.4455747667228921], [0.43616041174034154, 0.44681230742966915], [0.453941459200437, 0.44723280949710426], [0.47196777613371316, 0.44706813623183483], [0.49023145773982235, 0.4460693792812879], [0.5086858348979305, 0.4444564829983118], [0.5273095594386221, 0.4420242863041082], [0.5460733366040098, 0.43881344160405034], [0.5649381076488049, 0.4348960345284188], [0.5838649319580301, 0.43010682437603664], [0.6028359242041601, 0.4245661871759532], [0.6218018943608895, 0.41824533943083686], [0.6407371995020832, 0.41111455854241086], [0.6595897126062468, 0.403114925242496], [0.6783367399983431, 0.3943585297117821], [0.696937311976513, 0.3847552526306849], [0.7153500342062019, 0.3743477337755536], [0.7335236058593024, 0.3630973652547802], [0.7514427112318648, 0.35104695941282343], [0.7692130233527315, 0.33832286618363333], [0.7866736081435598, 0.32476727221308627], [0.8038038311219764, 0.3105699809571209], [0.8204756376716864, 0.29556698766425793], [0.8367251523607223, 0.27993982928064265], [0.8524710660361113, 0.26357207163912655], [0.8676967796274241, 0.24604959799133103], [0.882402647448648, 0.22764559018296313], [0.8965154283399627, 0.20873659595659286], [0.9100253257802211, 0.18936836958348877], [0.9229002170792276, 0.16958869848734337], [0.9351342843715338, 0.14942992424432947], [0.9466456698095422, 0.12891625384268313], [0.9574484730749383, 0.1081150859641732], [0.9675856886175663, 0.08707152450759312], [0.9769820845192789, 0.06580400971611246], [0.9856138077621519, 0.04435605363602719], [0.9932185198378127, 0.02412630736972231], [1.0, 0.002830484587919512]], [[1.0, -0.006982023820252598], [0.9808347678739969, -0.01901797966962391], [0.9618522559950746, -0.03633209758528676], [0.9431799234064913, -0.053687711825284326], [0.9248624266119182, -0.07287087626535042], [0.9068300243521396, -0.09232697786698986], [0.8888989675852842, -0.11134459500309918], [0.8714451338156342, -0.13026518299085982], [0.8540303907540221, -0.14896463561562434], [0.8365799116076857, -0.16746330024339437], [0.8187151726269655, -0.18555851734726225], [0.8005585880595272, -0.203263972652651], [0.7819906967033577, -0.22046532006342387], [0.7629002588379569, -0.23706675395467622], [0.7434892681716995, -0.2530075051114365], [0.7236219820019522, -0.26744799560364085], [0.7034014716292504, -0.28103549286716833], [0.6828709209459031, -0.29375498158119356], [0.6626594132942717, -0.30562525584483824], [0.6426034368031602, -0.31666850413180225], [0.6224455993938789, -0.3267367507146735], [0.6022379272454653, -0.3358320443904242], [0.58207404530183, -0.34413288877091675], [0.5619028162624872, -0.35131862527265906], [0.5418642928678292, -0.35776344729922754], [0.5219160871804512, -0.3631019385507439], [0.5021464538431742, -0.36761627018078524], [0.48260088561497005, -0.3713834465476635], [0.4632961557796841, -0.3742760349437542], [0.4442602953270343, -0.37624578625589944], [0.42553948148278853, -0.37767971916796633], [0.4071506299461746, -0.3781151196885583], [0.38911893084005383, -0.37794201869316396], [0.3714631729452564, -0.3771474686340873], [0.35421354839623437, -0.37570710174727795], [0.3373863231698063, -0.37353734260789184], [0.32100524297114985, -0.37073588423818893], [0.3050402551234105, -0.3675956196384267], [0.2895519865601909, -0.3638493208412111], [0.27453427484716164, -0.35959896723481494], [0.25998066114719154, -0.3549878783796773], [0.24593824531682978, -0.3497983500724409], [0.23235283018791478, -0.3443388847391759], [0.21929038182931626, -0.33841744528517526], [0.2067020322918878, -0.33220054593001497], [0.19461974541647994, -0.3256767328228881], [0.18306163750974225, -0.3187914179197124], [0.17194972085445812, -0.31178188537942], [0.16138979605462123, -0.3044149612329277], [0.1512863198708931, -0.29692739128831286], [0.1416992487544208, -0.2892017944723992], [0.1325973499451836, -0.2813329510163203], [0.12393285842490266, -0.27340525257581294], [0.11577465145339322, -0.2653292032133031], [0.10801387366334961, -0.2572726944880007], [0.10064783615164011, -0.24924659160244722], [0.0936854971186438, -0.24123285625692584], [0.08707188080966617, -0.2333105955131236], [0.08093451253020931, -0.22531608057924937], [0.07513697956067937, -0.21741969328736546], [0.06959371162551795, -0.20968427527904293], [0.06448923965905638, -0.20194628359372963], [0.05970857977223947, -0.19429284132320468], [0.05522149627392817, -0.18676834047763044], [0.050985125831038675, -0.17938576230036554], [0.04694723901459181, -0.1721870083974209], [0.04320463003862244, -0.16509328077788246], [0.039679396865029457, -0.1581468301659687], [0.03634900713875162, -0.1513643967078719], [0.03319697375496396, -0.14473042427183253], [0.0302927452406545, -0.13820502630969825], [0.027586822670489994, -0.13180744344638265], [0.025066362706665363, -0.1255378921877804], [0.02275364843963458, -0.1193892598490384], [0.02061521368271477, -0.1133628429391083], [0.018630358163189524, -0.10747024959679867], [0.016807552564789774, -0.10171677072310688], [0.0151235191285546, -0.09608665712050225], [0.01353817776520616, -0.0905976189850368], [0.01204118148163914, -0.08524781897017472], [0.010672770056620937, -0.08001786766833646], [0.009440484436401003, -0.07490635839508233], [0.008301775561705159, -0.06991322692855306], [0.007214537000819152, -0.06504135248240071], [0.006204291569485305, -0.06028590382339772], [0.005300603608578719, -0.055638436100884245], [0.0044891552547148324, -0.051093478003863754], [0.0037608645587776865, -0.04665469498761816], [0.0031114948879704236, -0.04232453811065489], [0.002509852137766974, -0.03809736723562504], [0.0019880740051367394, -0.03396987847357642], [0.0015670512483296024, -0.029939924490971038], [0.0012052778087769014, -0.026006903304232762], [0.000856579862332953, -0.022169162796216838], [0.0005086105773252692, -0.01842667793645134], [0.0002754994429219221, -0.014770325346458944], [0.0001573326667396193, -0.011186373649525202], [6.430598539356502e-05, -0.007657723029707693], [1.9293301596626775e-05, -0.004115568793796027], [0.0, 0.0], [9.295274733288345e-06, 0.0029543487771489956], [5.936644961438565e-05, 0.006280106469536732], [0.00018162034936621102, 0.00968888033557104], [0.00036770969101606075, 0.013179140691322108], [0.0006136866710648747, 0.016755616839372958], [0.0008974820526736672, 0.02042453841900087], [0.0012186332038077426, 0.02418528859462175], [0.0015712920218760409, 0.028036174286855096], [0.0020061856693502854, 0.03197894080513214], [0.002558101830692648, 0.03601558916682735], [0.0031658299639152464, 0.0401488347784168], [0.0038041887904869767, 0.04438123681180258], [0.004520966152898694, 0.048715404184728174], [0.005344434024390781, 0.05314721138205051], [0.006277285828421874, 0.05772340230440866], [0.0072967431253652655, 0.06244715589629561], [0.008366244274283976, 0.06728998608197595], [0.00949272877530388, 0.07224718857247366], [0.010724127767605675, 0.07731475200865474], [0.012098798041619717, 0.08249560185820384], [0.013581961688216748, 0.08779434868920691], [0.015134604318136827, 0.09322973629767085], [0.016764733398881997, 0.09880543709832701], [0.01852192089305424, 0.10450822784692348], [0.020452088235371556, 0.11034118538825215], [0.022526013458850764, 0.11631402319395188], [0.024765193023317117, 0.12240533824285948], [0.027208352287488965, 0.12860927003440162], [0.0298578636229339, 0.1349289077621021], [0.032709176428345164, 0.1413615350767055], [0.03578295441913553, 0.14790659496468755], [0.039057421253393856, 0.15457481443799806], [0.042504151738333384, 0.16140232532538623], [0.04618240951729052, 0.16835388152889735], [0.05011218694055444, 0.17541731458557533], [0.054275882785306435, 0.1826231202895812], [0.058618647840629784, 0.19000473470442877], [0.06327020655262171, 0.19748813243716548], [0.06824351772408657, 0.2050474195430617], [0.0735312688771196, 0.2127046954916619], [0.0791332308641262, 0.2204581263496313], [0.08504741155014664, 0.2283238173688102], [0.09128962365659636, 0.23628580637005925], [0.09793713980610144, 0.24426172873312701], [0.10497603117996618, 0.2522801707935244], [0.11236198065510394, 0.26038328397590893], [0.12016006143034333, 0.26850150438664244], [0.12838653521548518, 0.2765884107494485], [0.13707743788988175, 0.2846109394329305], [0.14623329519970152 | 3D array of the non-dimensional x and y airfoil coordinates of the airfoils interpolated along span for n_span stations.
rotorse.split.web_start_nd | intermediate |  | [[0.19443410767975144, 0.20023460757117875, 0.20346479957500643, 0.30413488315073417, 0.31603729775067796, 0.32770278531889674, 0.33485214691580556, 0.340291261212841, 0.3442365804064847, 0.3462073751855843, 0.3474035987114561, 0.3514700224072142, 0.35661221422747347, 0.3679748435189824, 0.37529967926304125, 0.38400002853818316, 0.39261293882605686, 0.40002525050832394, 0.4065893939795302, 0.4112578652362273, 0.414200976019537, 0.4148673897596765, 0.41480651791575757, 0.41441452999767586, 0.4139828279110289, 0.4124329909142824, 0.408902565323303, 0.40235869810671065, 0.3897656916972744, 0.24523262565655404], [0.19443410767975144, 0.20023460757117875, 0.20346479957500643, 0.2458660520092779, 0.25496389095794403, 0.26384287092064335, 0.2692235739767745, 0.2729814867234528, 0.2751719089558081, 0.2755001414276442, 0.2749897793960374, 0.2766672199506383, 0.27859764735550957, 0.2858968683982217, 0.28835342631114214, 0.2913514533693663, 0.2935327022584897, 0.29395553955485715, 0.2931984119543738, 0.2906728832071752, 0.2846606867861176, 0.280117768450943, 0.27190755560157054, 0.26219814900012994, 0.250891058228631, 0.23646432644960694, 0.21704502745344315, 0.18922641064278983, 0.14422888665258993, 0.24523262565655407]] | 2D array of the non-dimensional start point defined along the outer profile of a web. The TE suction side is 0, the TE pressure side is 1. The first dimension represents each web, the second dimension represents each entry along blade span.
rotorse.split.web_end_nd | intermediate |  | [[0.6944435148559402, 0.7007786469384956, 0.7110607507127815, 0.6268687562340564, 0.6322463499829241, 0.634397572345059, 0.6365481398662971, 0.6388313032210091, 0.6405317255227074, 0.642035091251335, 0.6430346942782335, 0.6406079113274985, 0.6367657971140079, 0.6265222545090697, 0.6200792870270592, 0.6121063054189241, 0.6041354560539123, 0.5973261213721843, 0.5913943865538832, 0.5873651821688441, 0.5852708171802156, 0.5850495955403967, 0.5856971102897279, 0.5866369480908827, 0.5874830326587812, 0.5892743193621786, 0.5929528134932951, 0.599610907493156, 0.6124038841676125, 0.7567206858747602], [0.6944435148559402, 0.7007786469384956, 0.7110607507127815, 0.6847883098187881, 0.6925822687061829, 0.6976273550863874, 0.7019251528603279, 0.7064729592906881, 0.7102250877904401, 0.7134011870011177, 0.7160455250419805, 0.7158722673036214, 0.7151083905373146, 0.7086762973835954, 0.7069555802144785, 0.7044980009855972, 0.7027650481813433, 0.7027955611186811, 0.7040688445209565, 0.7072119182631674, 0.7141795256509537, 0.7192588454129704, 0.7281789029057835, 0.7385200077151989, 0.7502476037173736, 0.7647629563576829, 0.7839539942963285, 0.8112270761743623, 0.8555379971624291, 0.7567206858747602]] | 2D array of the non-dimensional end point defined along the outer profile of a web. The TE suction side is 0, the TE pressure side is 1. The first dimension represents each web, the second dimension represents each entry along blade span.
rotorse.split.layer_thickness | intermediate | m | [[0.001, 0.001, 0.001, 0.001, 0.001, 0.001, 0.001, 0.001, 0.001, 0.001, 0.001, 0.001, 0.001, 0.001, 0.001, 0.001, 0.001, 0.001, 0.001, 0.001, 0.001, 0.001, 0.001, 0.001, 0.001, 0.001, 0.001, 0.001, 0.001, 0.001], [0.041, 0.035425835209311626, 0.029985983652080977, 0.024789966887490536, 0.019947306474722766, 0.015567523972960132, 0.011760140941385113, 0.008634678939180167, 0.006300659525527771, 0.004867604259610386, 0.004387276711806136, 0.0041829191193396825, 0.0040223165002349105, 0.0038954294608578334, 0.003792218607574469, 0.0037026445467508275, 0.003616667884752925, 0.0035242492279467753, 0.0034153491826983923, 0.00327992835537379, 0.0030602703347641963, 0.0029302220775327295, 0.002731742440835592, 0.002519166548136594, 0.0022934285098660284, 0.0020554624364541915, 0.0018062024383313747, 0.0015465826259278754, 0.001277537109673986, 0.001], [0.0, 0.010363863922080815, 0.018021234480601413, 0.025361659590798752, 0.03206819380434953, 0.03782389167293049, 0.042311807748218355, 0.045214996581889856, 0.046216512725621724, 0.04569526776353126, 0.04403017327973565, 0.041600140858352265, 0.038784082083498365, 0.03596090853929123, 0.03350953180984813, 0.0313580742821214, 0.02943465834306337, 0.027667406379626357, 0.025984440778762663, 0.02431388392742465, 0.0220549122718989, 0.0208042751114363, 0.018985046101293482, 0.01713608265938962, 0.01526729626297836, 0.013388598389313434, 0.011509900515648486, 0.009631202641983529, 0.007752504768318578, 0.005873806894653622], [0.0, 0.012478059721382662, 0.01761157401713909, 0.022745088312895515, 0.027664175500095572, 0.03215440847018287, 0.03600136011460119, 0.03899060332479406, 0.04090771099220513, 0.0415382560082781, 0.041101726495636016, 0.03981761057690187, 0.03790539637469875, 0.03558457201164968, 0.033074625610377724, 0.030595045293505926, 0.02815655274214637, 0.02576986963741116, 0.023445717660412414, 0.021194818492262218, 0.018396886548685744, 0.016955665306955872, 0.014962350275733031, 0.01303216602522535, 0.01114932986025402, 0.009298059085640267, 0.007462571006205302, 0.005627082926770338, 0.0037915948473353817, 0.0019561067679004216], [0.0, 0.0, 0.0, 0.0, 0.0, 0.0, 0.0, 0.0, 0.0, 0.0, 0.0, 0.0, 0.0, 0.0, 0.0, 0.0, 0.0, 0.0, 0.0, 0.001, 0.03442398385140485, 0.001, -8.131516293641283e-20, 0.0, 0.0, 0.0, 0.0, 0.0, 0.0, 0.0], [0.0, 0.0, 0.0, 0.0, 0.0, 0.0, 0.0, 0.0, 0.0, 0.0, 0.0, 0.0, 0.0, 0.0, 0.0, 0.0, 0.0, 0.0, 0.0, 0.001, 0.03442398385140485, 0.001, -8.131516293641283e-20, 0.0, 0.0, 0.0, 0.0, 0.0, 0.0, 0.0], [0.0, 0.0, 0.006650033728755581, 0.008148123658263425, 0.009646213587771253, 0.011144303517279089, 0.01260256197570184, 0.013981157491954431, 0.015240258594951785, 0.016340033813608823, 0.017240651676840472, 0.01790228071356164, 0.018327608985325365, 0.018519324553684678, 0.018480115480192617, 0.01821266982640221, 0.017719675653866496, 0.0170038210241385, 0.016105782583305264, 0.015066236977453804, 0.013570845372449021, 0.012725330855044377, 0.011505323630660504, 0.010306515825606558, 0.009125374203327537, 0.00795836552726849, 0.0068019565608744125, 0.005652614067590332, 0.0045068048108612615, 0.003360995554132208], [0.0, 0.0, 0.023343227487567127, 0.02514806479023719, 0.02695290209290725, 0.028757739395577298, 0.03056257669824736, 0.032367414000917416, 0.03399537923059806, 0.03526960031429983, 0.03601320517903334, 0.0360493217518092, 0.03520107795963813, 0.03329160172953063, 0.030593866909944815, 0.02738084734933888, 0.023925516896170944, 0.020500849398899176, 0.017379818705981716, 0.014835398665876708, 0.01223234944423054, 0.01109198344222918, 0.009700784707749164, 0.008501789524206603, 0.007398896116132821, 0.006296002708059051, 0.00519310929998528, 0.004090215891911514, 0.0029873224838377426, -6.505213034913027e-19], [0.0, 0.0, 0.023343227487567127, 0.02514806479023719, 0.02695290209290725, 0.028757739395577298, 0.03056257669824736, 0.032367414000917416, 0.03399537923059806, 0.03526960031429983, 0.03601320517903334, 0.0360493217518092, 0.03520107795963813, 0.03329160172953063, 0.030593866909944815, 0.02738084734933888, 0.023925516896170944, 0.020500849398899176, 0.017379818705981716, 0.014835398665876708, 0.01223234944423054, 0.01109198344222918, 0.009700784707749164, 0.008501789524206603, 0.007398896116132821, 0.006296002708059051, 0.00519310929998528, 0.004090215891911514, 0.0029873224838377426, -6.505213034913027e-19], [0.0, 0.0, 0.018640217490227647, 0.022904385684442738, 0.027168553878657818, 0.0312820798151019, 0.035094321236003936, 0.03845463588359295, 0.041212381500097914, 0.04321691582774788, 0.04431759660877182, 0.044631775714407025, 0.044276805015890965, 0.04337003638446096, 0.04202882169135447, 0.040370512807808824, 0.03851246160506139, 0.03646387880311415, 0.03423397512196914, 0.03183196128162837, 0.028467525364800895, 0.026548446003367625, 0.023685366005451677, 0.02070188767487763, 0.01762209067817712, 0.014470054681881742, 0.01126985935252313, 0.008045584356632905, 0.0048213093607426755, 0.0015970343648524527], [0.0, 0.0, 0.010678322708722262, 0.013027749686046041, 0.015377176663369818, 0.017726603640693592, 0.02007603061801737, 0.022343664312566913, 0.024447711441567942, 0.026306378722246202, 0.02783787287182743, 0.0289604006075374, 0.029592168646601816, 0.029791678876096843, 0.02961743318309853, 0.02912793345468304, 0.028381681577926424, 0.027437179439904813, 0.02635292892769433, 0.025110640888752044, 0.0232295708259792, 0.02207879562049976, 0.020252660086103807, 0.01819533041480395, 0.015888517454057182, 0.01337380175210471, 0.010692763857187702, 0.007886984317547073, 0.004998043681424268, 0.0020675224970603053], [0.0, 0.0, 0.011714132383639313, 0.014764947347625046, 0.017815762311610757, 0.02086657727559648, 0.023917392239582207, 0.02696820720356794, 0.030019022167553665, 0.03295298719726778, 0.035653252358438574, 0.03800296771679428, 0.03988528333806326, 0.04118334928797394, 0.04178031563225458, 0.041727364564737766, 0.04107567827925614, 0.039876438969642325, 0.03818082882972886, 0.03604003005334837, 0.032679793711968524, 0.030642080913123152, 0.027516266030156573, 0.02419344792587278, 0.020739294340710836, 0.01721947301510983, 0.013699651689508844, 0.010179830363907818, 0.006660009038306791, 0.0031401877127057915], [0.0, 0.0, 0.035987381471276024, 0.04397734379711533, 0.051967306122954644, 0.059630209740332625, 0.06663899594078779, 0.07266660601585875, 0.07738598125708404, 0.0804700629560023, 0.08159179240415206, 0.08099668674906287, 0.0789302631382641, 0.07563803871928527, 0.07136553063965596, 0.06635825604690564, 0.06086173208856376, 0.05503573124453716, 0.04904002599473268, 0.04303438881905716, 0.03547715954202539, 0.03163240860972047, 0.026555610535872978, 0.02186996705690011, 0.017497247253826908, 0.01335922020767848, 0.009377654999479916, 0.005474320710256289, 0.0015709864210326626, 0.001], [0.041, 0.033, 0.026, 0.02, 0.015315621882346286, 0.012614052419141646, 0.010089285411055738, 0.007829722085647882, 0.0059237636704776095, 0.004459811393104192, 0.003526266481086949, 0.0030162506695686785, 0.0028228856936921773, 0.002839293288600149, 0.0029585951894353707, 0.0030739131313404964, 0.0030783688494581463, 0.0029930342735692765, 0.00283898133345475, 0.002637281958895433, 0.0023387770706268904, 0.0021752316255659585, 0.00195702452635758, 0.0017517918895640714, 0.0015569388227024443, 0.0013698704332897418, 0.0011879918288430328, 0.0010087081168792522, 0.001, 0.001], [0.0, 0.0, 0.0, 0.0021642290748897794, 0.0022101615271658773, 0.0022560939794419753, 0.002302026431718077, 0.002347958883994179, 0.0023857856093980226, 0.0024074008810573743, 0.002404698972099977, 0.0023695741556535783, 0.0022939207048459304, 0.0021696328928047836, 0.002012922173274681, 0.0018400000000000736, 0.0016670778267254723, 0.0015103671071953555, 0.0013860792951542347, 0.001310425844346601, 0.0012739797944200206, 0.0012725991189427679, 0.001294214390602067, 0.001332041116005865, 0.0013779735682819148, 0.0014239060205579876, 0.0014698384728340475, 0.0015157709251100578, 0.0015617033773860887, 1.0842021724855044e-19], [0.0, 0.0, 0.0, 0.03748906121529216, 0.03611723351773886, 0.03474540582018555, 0.03336309557167681, 0.03195982022125724, 0.03052509721797137, 0.02904844401086386, 0.02751937804897927, 0.02592741678136225, 0.024337449781140424, 0.022814366621441057, 0.021423056875391283, 0.020228410116118648, 0.019295315916750478, 0.018688663850414115, 0.018346790223235213, 0.018208031341339345, 0.02, 0.02, 0.02, 0.02, 0.02, 0.02, 0.02, 0.02, 0.02, 6.938893903907228e-18], [0.0, 0.0, 0.0, 0.0020723641703378447, 0.002118296622613882, 0.0021642290748899273, 0.002210161527165972, 0.0022560939794420165, 0.0023020264317180615, 0.0023479588839941056, 0.0023857856093979176, 0.0024074008810572537, 0.002404698972099874, 0.0023695741556534785, 0.0022939207048458332, 0.0021696328928047324, 0.0020129221732746467, 0.0018400000000000569, 0.0016670778267254514, 0.0015103671071953343, 0.0013589344180927612, 0.0013104258443465565, 0.0012753010279001407, 0.001272599118942723, 0.001294214390602057, 0.0013320411160058796, 0.001377973568281959, 0.0014239060205580112, 0.001469838472834042, 1.0842021724855044e-19], [0.0, 0.0, 0.0, 0.002517599968446932, 0.002445129913471889, 0.002372659858496847, 0.0023001898035218114, 0.002227719748546781, 0.0021544904794845205, 0.0020797427822478514, 0.0020027174427495156, 0.0019226552469023392, 0.0018387969806191531, 0.0017503834298127764, 0.0016614674579192518, 0.0015761019283747073, 0.0014983397046152694, 0.0014322336500771126, 0.0013818366281962682, 0.0013512015024089593, 0.0013365476557123661, 0.001336042341719111, 0.0013449310081187766, 0.001360406973216308, 0.0013791765876627789, 0.0013979462021092215, 0.0014167158165556374, 0.001435485431002038, 0.0014542550454484536, 2.168404344971009e-19], [0.0, 0.0, 0.0, 0.0377066146348917, 0.03634612196662573, 0.03498562929835977, 0.03361391516359078, 0.03221975809581581, 0.030791936628531906, 0.029319229295236043, 0.027790414629425268, 0.026194271164596574, 0.02459555683654566, 0.0230590295810682, 0.021649447333959928, 0.02043156803101652, 0.02, 0.02, 0.02, 0.02, 0.02, 0.02, 0.02, 0.02, 0.02, 0.02, 0.02, 0.02, 0.02, 6.938893903907228e-18], [0.0, 0.0, 0.0, 0.0026625400783972237, 0.0025900700234221716, 0.0025175999684471195, 0.0024451299134720674, 0.0023726598584970127, 0.002300189803521959, 0.002227719748546904, 0.002154490479484672, 0.0020797427822479954, 0.002002717442749689, 0.0019226552469024875, 0.0018387969806192307, 0.0017503834298126966, 0.001661467457919111, 0.0015761019283745596, 0.0014983397046151392, 0.0014322336500769564, 0.0013708383916703005, 0.0013512015024088637, 0.0013370346233662605, 0.0013360423417192616, 0.0013449310081189907, 0.0013604069732165167, 0.001379176587662875, 0.0013979462021091273, 0.0014167158165554958, 6.505213034913027e-19]] | 2D array of the thickness of the layers of the blade structure. The first dimension represents each layer, the second dimension represents each entry along blade span.
rotorse.split.layer_start_nd | intermediate |  | [[0.0, 0.0, 0.0, 0.0, 0.0, 0.0, 0.0, 0.0, 0.0, 0.0, 0.0, 0.0, 0.0, 0.0, 0.0, 0.0, 0.0, 0.0, 0.0, 0.0, 0.0, 0.0, 0.0, 0.0, 0.0, 0.0, 0.0, 0.0, 0.0, 0.0], [0.0, 0.0, 0.0, 0.0, 0.0, 0.0, 0.0, 0.0, 0.0, 0.0, 0.0, 0.0, 0.0, 0.0, 0.0, 0.0, 0.0, 0.0, 0.0, 0.0, 0.0, 0.0, 0.0, 0.0, 0.0, 0.0, 0.0, 0.0, 0.0, 0.0], [0.1661383603494756, 0.1721329180569982, 0.17377564685939562, 0.24236738580842945, 0.24840211308668556, 0.2548319408384722, 0.25831651342611567, 0.2606315985100249, 0.2618565482554758, 0.26161263545947144, 0.2608255110298736, 0.26233365183032475, 0.26415389258995337, 0.2713417056182181, 0.273731827991058, 0.2766543479403207, 0.27873160957663906, 0.27899075332963685, 0.27796372512404427, 0.275009345992242, 0.26800048297386564, 0.26252507219063836, 0.2522714252509725, 0.23929055186464615, 0.22860230411987764, 0.21391119895748376, 0.19222321376096438, 0.15830914724213202, 0.10599279383241642, 0.08009451161731784], [0.6661477675256644, 0.672676957424315, 0.6813715979971707, 0.6245759982914605, 0.631116366982938, 0.6352534496388976, 0.6396975069096146, 0.6442144318355925, 0.6479319046636637, 0.6511151367955627, 0.6534904549209594, 0.6522295173180722, 0.6494258292766177, 0.6400664797538979, 0.6344290555315119, 0.6271120774113227, 0.6195876133196373, 0.6129106422135674, 0.6066585019818796, 0.6016586827446041, 0.5970459290788663, 0.594807816930123, 0.5915150702695127, 0.5884621888901344, 0.5865549609281038, 0.5840505668690115, 0.5805644775588221, 0.5750387494844149, 0.5757040893935286, 0.5968472850353708], [0.19443410767975144, 0.20023460757117875, 0.20346479957500643, 0.2098591265083231, 0.21680988489263117, 0.2247325230650248, 0.23047317526637112, 0.2351125382352078, 0.23881547352704685, 0.241316773024131, 0.24339399476677143, 0.24777115326902938, 0.2524536554996741, 0.2626956956789571, 0.26823323767580476, 0.2746099313011371, 0.28054094653270095, 0.2851575864456106, 0.28912312840582455, 0.26917496430391313, 0.151505199078591, 0.26704966154280885, 0.29282122195187466, 0.291600376929465, 0.290368085233979, 0.2882889173682832, 0.2847028558700269, 0.27880224937004405, 0.26841980760630746, 0.24523262565655407], [0.6944435148559402, 0.7007786469384956, 0.7110607507127815, 0.7210051043922406, 0.7318130656562722, 0.7380579252120172, 0.741923090289789, 0.7455523752355223, 0.7475631948258167, 0.7482953455611178, 0.7481306839791549, 0.7451102302413193, 0.7414871554767406, 0.732060806260843, 0.7272110212958073, 0.7213408932679656, 0.7158277819927257, 0.7116335575763543, 0.7081587052087256, 0.6832940571365783, 0.5631588166957914, 0.6790876757898832, 0.7073615714815853, 0.7093610913620935, 0.7112611519241143, 0.7138270232418649, 0.7177338223371428, 0.7237377413496311, 0.733997255705591, 0.75672068587476], [0.4890559543162311, 0.48906665771765906, 0.48804593520280803, 0.48693176932858634, 0.48654490080352, 0.4856839237902836, 0.4849805914627213, 0.48529503636651933, 0.48563866562045227, 0.4857921427132882, 0.4861080161977992, 0.48625364321694964, 0.48610004360337067, 0.48563564187326924, 0.4848330964512694, 0.48367569610826, 0.4822570531738344, 0.48061529302863554, 0.4787766274463288, 0.4767715865902846, 0.47384639976917864, 0.4719514905107528, 0.4687037266779584, 0.4646743123890356, 0.4594587846307365, 0.4522460062154725, 0.44706214821867435, 0.44565141254970764, 0.4439614071802169, 0.4417969944033159], [0.0, 0.0, 0.0, 0.0, 0.0, 0.0, 0.0, 0.0, 0.0, 0.0, 0.0, 0.0, 0.0, 0.0, 0.0, 0.0, 0.0, 0.0, 0.0, 0.0, 0.0, 0.0, 0.0, 0.0, 0.0, 0.0, 0.0, 0.0, 0.0, 0.0], [0.9592541238444028, 0.9594316984750911, 0.9568765056805753, 0.9533701787373248, 0.9500336152769322, 0.9474897749291151, 0.9454286555080036, 0.943910902213044, 0.94255318073976, 0.9418942452131747, 0.941607113572218, 0.9408618129432776, 0.9394433531148559, 0.9371408379253887, 0.9339836461679469, 0.9298608557276422, 0.9246682892514028, 0.924272797717625, 0.9244296825366438, 0.9248403670977967, 0.9257014562985106, 0.9260119117206573, 0.926245608819743, 0.9265086907934386, 0.9316768357513225, 0.9318825042126969, 0.9319853239931921, 0.9320025808929682, 0.9318066039143612, 0.931124027312094], [0.04074587615559723, 0.040568301524908895, 0.04312349431942471, 0.04662982126267525, 0.04996638472306782, 0.05251022507088482, 0.054571344491996444, 0.05608909778695604, 0.05744681926023994, 0.05810575478682538, 0.05839288642778198, 0.059138187056722386, 0.06055664688514411, 0.06285916207461127, 0.06601635383205305, 0.07013914427235782, 0.07533171074859724, 0.07572720228237496, 0.07557031746335613, 0.07515963290220323, 0.0742985437014893, 0.07398808827934263, 0.07375439118025695, 0.07349130920656147, 0.06832316424867749, 0.06811749578730307, 0.06801467600680784, 0.06799741910703178, 0.06819339608563882, 0.06887597268790607], [0.2227298550100273, 0.2283362970853593, 0.23315395229061725, 0.3062821583778464, 0.31651680641284086, 0.3260503523951525, 0.33114506558825957, 0.33476836551467554, 0.336956565263715, 0.3373389592021778, 0.33716855587743955, 0.3400001537516544, 0.3440175877896159, 0.35428303773052056, 0.3606740998910374, 0.36854972202791686, 0.37654118289300326, 0.38368575346080414, 0.3904718743204431, 0.39611248057786663, 0.40173096117462265, 0.40455379594222596, 0.40867570078233256, 0.414139763359811, 0.41620783000001377, 0.41878610426748475, 0.4223273076781925, 0.4279160458430173, 0.4308468213801985, 0.4103707396957903], [0.5109427148761995, 0.5108033145568777, 0.511010494828333, 0.5116508076198083, 0.5128882584474106, 0.5132276444598297, 0.5131470340114305, 0.513967431005568, 0.5146835971983887, 0.5150792984207798, 0.5156336887925953, 0.5162911628350239, 0.5169873277218402, 0.5177132020677022, 0.5184580201085863, 0.5192162320366378, 0.5200849056539383, 0.5211060843293644, 0.5222891541480361, 0.5236082238912749, 0.5255666622133214, 0.5268810994216793, 0.5291930802397119, 0.5322972449347906, 0.536482603244476, 0.5420438468485853, 0.5449096610564087, 0.5437424331044978, 0.5426306130209422, 0.5417782450793086], [0.7227392621862161, 0.7288803364526761, 0.7407499034283923, 0.6884907708608774, 0.6992310603090934, 0.7064718611955779, 0.7125260590717585, 0.7183511988402431, 0.7230319216719029, 0.726841460538269, 0.7298334997685253, 0.7298960192394018, 0.7292895244762803, 0.7230078118662003, 0.7213713274314911, 0.719007451498919, 0.7173971866360015, 0.7176056423447347, 0.7191666511782785, 0.7227618173302287, 0.7307764072796235, 0.7368365406817106, 0.7479193458008726, 0.7601422584269494, 0.7720942369876387, 0.7877645434054752, 0.810109642448773, 0.8441602674167881, 0.8922904220176535, 0.9165940867141493], [0.0, 0.0, 0.0, 0.0, 0.0, 0.0, 0.0, 0.0, 0.0, 0.0, 0.0, 0.0, 0.0, 0.0, 0.0, 0.05, 0.05, 0.05, 0.05, 0.05, 0.05, 0.05, 0.05, 0.05, 0.05, 0.05, 0.04, 0.05, 0.05, 0.05], [0.0, 0.0, 0.0, 0.0, 0.0, 0.0, 0.0, 0.0, 0.0, 0.0, 0.0, 0.0, 0.0, 0.0, 0.0, 0.0, 0.0, 0.0, 0.0, 0.0, 0.0, 0.0, 0.0, 0.0, 0.0, 0.0, 0.0, 0.0, 0.0, 0.0], [0.0, 0.0, 0.0, 0.0, 0.0, 0.0, 0.0, 0.0, 0.0, 0.0, 0.0, 0.0, 0.0, 0.0, 0.0, 0.0, 0.0, 0.0, 0.0, 0.0, 0.0, 0.0, 0.0, 0.0, 0.0, 0.0, 0.0, 0.0, 0.0, 0.0], [0.0, 0.0, 0.0, 0.0, 0.0, 0.0, 0.0, 0.0, 0.0, 0.0, 0.0, 0.0, 0.0, 0.0, 0.0, 0.0, 0.0, 0.0, 0.0, 0.0, 0.0, 0.0, 0.0, 0.0, 0.0, 0.0, 0.0, 0.0, 0.0, 0.0], [0.0, 0.0, 0.0, 0.0, 0.0, 0.0, 0.0, 0.0, 0.0, 0.0, 0.0, 0.0, 0.0, 0.0, 0.0, 0.0, 0.0, 0.0, 0.0, 0.0, 0.0, 0.0, 0.0, 0.0, 0.0, 0.0, 0.0, 0.0, 0.0, 0.0], [0.0, 0.0, 0.0, 0.0, 0.0, 0.0, 0.0, 0.0, 0.0, 0.0, 0.0, 0.0, 0.0, 0.0, 0.0, 0.0, 0.0, 0.0, 0.0, 0.0, 0.0, 0.0, 0.0, 0.0, 0.0, 0.0, 0.0, 0.0, 0.0, 0.0], [0.0, 0.0, 0.0, 0.0, 0.0, 0.0, 0.0, 0.0, 0.0, 0.0, 0.0, 0.0, 0.0, 0.0, 0.0, 0.0, 0.0, 0.0, 0.0, 0.0, 0.0, 0.0, 0.0, 0.0, 0.0, 0.0, 0.0, 0.0, 0.0, 0.0]] | 2D array of the non-dimensional start point defined along the outer profile of a layer. The TE suction side is 0, the TE pressure side is 1. The first dimension represents each layer, the second dimension represents each entry along blade span.
rotorse.split.layer_end_nd | intermediate |  | [[1.0, 1.0, 1.0, 1.0, 1.0, 1.0, 1.0, 1.0, 1.0, 1.0, 1.0, 1.0, 1.0, 1.0, 1.0, 1.0, 1.0, 1.0, 1.0, 1.0, 1.0, 1.0, 1.0, 1.0, 1.0, 1.0, 1.0, 1.0, 1.0, 1.0], [1.0, 1.0, 1.0, 1.0, 1.0, 1.0, 1.0, 1.0, 1.0, 1.0, 1.0, 1.0, 1.0, 1.0, 1.0, 1.0, 1.0, 1.0, 1.0, 1.0, 1.0, 1.0, 1.0, 1.0, 1.0, 1.0, 1.0, 1.0, 1.0, 1.0], [0.2227298550100273, 0.2283362970853593, 0.23315395229061725, 0.3062821583778464, 0.31651680641284086, 0.3260503523951525, 0.33114506558825957, 0.33476836551467554, 0.336956565263715, 0.3373389592021778, 0.33716855587743955, 0.3400001537516544, 0.3440175877896159, 0.35428303773052056, 0.3606740998910374, 0.36854972202791686, 0.37654118289300326, 0.38368575346080414, 0.3904718743204431, 0.39611248057786663, 0.40173096117462265, 0.40455379594222596, 0.40867570078233256, 0.414139763359811, 0.41620783000001377, 0.41878610426748475, 0.4223273076781925, 0.4279160458430173, 0.4308468213801985, 0.4103707396957903], [0.7227392621862161, 0.7288803364526761, 0.7407499034283923, 0.6884907708608774, 0.6992310603090934, 0.7064718611955779, 0.7125260590717585, 0.7183511988402431, 0.7230319216719029, 0.726841460538269, 0.7298334997685253, 0.7298960192394018, 0.7292895244762803, 0.7230078118662003, 0.7213713274314911, 0.719007451498919, 0.7173971866360015, 0.7176056423447347, 0.7191666511782785, 0.7227618173302287, 0.7307764072796235, 0.7368365406817106, 0.7479193458008726, 0.7601422584269494, 0.7720942369876387, 0.7877645434054752, 0.810109642448773, 0.8441602674167881, 0.8922904220176535, 0.9165940867141493], [0.19443410767975144, 0.20023460757117875, 0.20346479957500643, 0.2098591265083231, 0.21680988489263117, 0.2247325230650248, 0.23047317526637112, 0.2351125382352078, 0.23881547352704685, 0.241316773024131, 0.24339399476677143, 0.24777115326902938, 0.2524536554996741, 0.2626956956789571, 0.26823323767580476, 0.2746099313011371, 0.28054094653270095, 0.2851575864456106, 0.28912312840582455, 0.3145886397735223, 0.43568246525519966, 0.3203104329496541, 0.29282122195187466, 0.291600376929465, 0.290368085233979, 0.2882889173682832, 0.2847028558700269, 0.27880224937004405, 0.26841980760630746, 0.24523262565655407], [0.6944435148559402, 0.7007786469384956, 0.7110607507127815, 0.7210051043922406, 0.7318130656562722, 0.7380579252120172, 0.741923090289789, 0.7455523752355223, 0.7475631948258167, 0.7482953455611178, 0.7481306839791549, 0.7451102302413193, 0.7414871554767406, 0.732060806260843, 0.7272110212958073, 0.7213408932679656, 0.7158277819927257, 0.7116335575763543, 0.7081587052087256, 0.7287077326061876, 0.8473360828724, 0.7323484471967285, 0.7073615714815853, 0.7093610913620935, 0.7112611519241143, 0.7138270232418649, 0.7177338223371428, 0.7237377413496311, 0.733997255705591, 0.75672068587476], [0.5109427148761995, 0.5108033145568777, 0.511010494828333, 0.5116508076198083, 0.5128882584474106, 0.5132276444598297, 0.5131470340114305, 0.513967431005568, 0.5146835971983887, 0.5150792984207798, 0.5156336887925953, 0.5162911628350239, 0.5169873277218402, 0.5177132020677022, 0.5184580201085863, 0.5192162320366378, 0.5200849056539383, 0.5211060843293644, 0.5222891541480361, 0.5236082238912749, 0.5255666622133214, 0.5268810994216793, 0.5291930802397119, 0.5322972449347906, 0.536482603244476, 0.5420438468485853, 0.5449096610564087, 0.5437424331044978, 0.5426306130209422, 0.5417782450793086], [0.04074587615559723, 0.040568301524908895, 0.04312349431942471, 0.04662982126267525, 0.04996638472306782, 0.05251022507088482, 0.054571344491996444, 0.05608909778695604, 0.05744681926023994, 0.05810575478682538, 0.05839288642778198, 0.059138187056722386, 0.06055664688514411, 0.06285916207461127, 0.06601635383205305, 0.07013914427235782, 0.07533171074859724, 0.07572720228237496, 0.07557031746335613, 0.07515963290220323, 0.0742985437014893, 0.07398808827934263, 0.07375439118025695, 0.07349130920656147, 0.06832316424867749, 0.06811749578730307, 0.06801467600680784, 0.06799741910703178, 0.06819339608563882, 0.06887597268790607], [1.0, 1.0, 1.0, 1.0, 1.0, 1.0, 1.0, 1.0, 1.0, 1.0, 1.0, 1.0, 1.0, 1.0, 1.0, 1.0, 1.0, 1.0, 1.0, 1.0, 1.0, 1.0, 1.0, 1.0, 1.0, 1.0, 1.0, 1.0, 1.0, 1.0], [0.1661383603494756, 0.1721329180569982, 0.17377564685939562, 0.24236738580842945, 0.24840211308668556, 0.2548319408384722, 0.25831651342611567, 0.2606315985100249, 0.2618565482554758, 0.26161263545947144, 0.2608255110298736, 0.26233365183032475, 0.26415389258995337, 0.2713417056182181, 0.273731827991058, 0.2766543479403207, 0.27873160957663906, 0.27899075332963685, 0.27796372512404427, 0.275009345992242, 0.26800048297386564, 0.26252507219063836, 0.2522714252509725, 0.23929055186464615, 0.22860230411987764, 0.21391119895748376, 0.19222321376096438, 0.15830914724213202, 0.10599279383241642, 0.08009451161731784], [0.4890559543162311, 0.48906665771765906, 0.48804593520280803, 0.48693176932858634, 0.48654490080352, 0.4856839237902836, 0.4849805914627213, 0.48529503636651933, 0.48563866562045227, 0.4857921427132882, 0.4861080161977992, 0.48625364321694964, 0.48610004360337067, 0.48563564187326924, 0.4848330964512694, 0.48367569610826, 0.4822570531738344, 0.48061529302863554, 0.4787766274463288, 0.4767715865902846, 0.47384639976917864, 0.4719514905107528, 0.4687037266779584, 0.4646743123890356, 0.4594587846307365, 0.4522460062154725, 0.44706214821867435, 0.44565141254970764, 0.4439614071802169, 0.4417969944033159], [0.6661477675256644, 0.672676957424315, 0.6813715979971707, 0.6245759982914605, 0.631116366982938, 0.6352534496388976, 0.6396975069096146, 0.6442144318355925, 0.6479319046636637, 0.6511151367955627, 0.6534904549209594, 0.6522295173180722, 0.6494258292766177, 0.6400664797538979, 0.6344290555315119, 0.6271120774113227, 0.6195876133196373, 0.6129106422135674, 0.6066585019818796, 0.6016586827446041, 0.5970459290788663, 0.594807816930123, 0.5915150702695127, 0.5884621888901344, 0.5865549609281038, 0.5840505668690115, 0.5805644775588221, 0.5750387494844149, 0.5757040893935286, 0.5968472850353708], [0.9592541238444028, 0.9594316984750911, 0.9568765056805753, 0.9533701787373248, 0.9500336152769322, 0.9474897749291151, 0.9454286555080036, 0.943910902213044, 0.94255318073976, 0.9418942452131747, 0.941607113572218, 0.9408618129432776, 0.9394433531148559, 0.9371408379253887, 0.9339836461679469, 0.9298608557276422, 0.9246682892514028, 0.924272797717625, 0.9244296825366438, 0.9248403670977967, 0.9257014562985106, 0.9260119117206573, 0.926245608819743, 0.9265086907934386, 0.9316768357513225, 0.9318825042126969, 0.9319853239931921, 0.9320025808929682, 0.9318066039143612, 0.931124027312094], [1.0, 1.0, 1.0, 1.0, 1.0, 1.0, 1.0, 1.0, 1.0, 1.0, 1.0, 1.0, 1.0, 1.0, 1.0, 0.95, 0.95, 0.95, 0.95, 0.95, 0.95, 0.95, 0.95, 0.95, 0.95, 0.95, 0.95, 0.95, 0.95, 0.95], [0.0, 0.0, 0.0, 0.0, 0.0, 0.0, 0.0, 0.0, 0.0, 0.0, 0.0, 0.0, 0.0, 0.0, 0.0, 0.0, 0.0, 0.0, 0.0, 0.0, 0.0, 0.0, 0.0, 0.0, 0.0, 0.0, 0.0, 0.0, 0.0, 0.0], [0.0, 0.0, 0.0, 0.0, 0.0, 0.0, 0.0, 0.0, 0.0, 0.0, 0.0, 0.0, 0.0, 0.0, 0.0, 0.0, 0.0, 0.0, 0.0, 0.0, 0.0, 0.0, 0.0, 0.0, 0.0, 0.0, 0.0, 0.0, 0.0, 0.0], [0.0, 0.0, 0.0, 0.0, 0.0, 0.0, 0.0, 0.0, 0.0, 0.0, 0.0, 0.0, 0.0, 0.0, 0.0, 0.0, 0.0, 0.0, 0.0, 0.0, 0.0, 0.0, 0.0, 0.0, 0.0, 0.0, 0.0, 0.0, 0.0, 0.0], [0.0, 0.0, 0.0, 0.0, 0.0, 0.0, 0.0, 0.0, 0.0, 0.0, 0.0, 0.0, 0.0, 0.0, 0.0, 0.0, 0.0, 0.0, 0.0, 0.0, 0.0, 0.0, 0.0, 0.0, 0.0, 0.0, 0.0, 0.0, 0.0, 0.0], [0.0, 0.0, 0.0, 0.0, 0.0, 0.0, 0.0, 0.0, 0.0, 0.0, 0.0, 0.0, 0.0, 0.0, 0.0, 0.0, 0.0, 0.0, 0.0, 0.0, 0.0, 0.0, 0.0, 0.0, 0.0, 0.0, 0.0, 0.0, 0.0, 0.0], [0.0, 0.0, 0.0, 0.0, 0.0, 0.0, 0.0, 0.0, 0.0, 0.0, 0.0, 0.0, 0.0, 0.0, 0.0, 0.0, 0.0, 0.0, 0.0, 0.0, 0.0, 0.0, 0.0, 0.0, 0.0, 0.0, 0.0, 0.0, 0.0, 0.0]] | 2D array of the non-dimensional end point defined along the outer profile of a layer. The TE suction side is 0, the TE pressure side is 1. The first dimension represents each layer, the second dimension represents each entry along blade span.
rotorse.stall_check.aoa_along_span | intermediate | deg | [47.921556490870806, 38.86672716266352, 27.198057030061793, 19.77492035425731, 15.381744484644976, 12.07678211386206, 10.12513333455247, 8.552923245668161, 7.410952978550658, 6.569721200599052, 5.776772458549592, 5.104314010715263, 4.607934788242024, 4.246039264401853, 4.020526383725424, 3.8968511944513597, 3.837076246140787, 3.83396430243825, 3.8910213726839697, 4.0094784528790175, 4.276029985745814, 4.486637626086954, 4.867507521505599, 5.345441989434918, 5.898524672051359, 6.537468398145794, 7.216341541947012, 7.905428305665343, 8.537453231802688, 9.004973345774957] | Angle of attack along blade span
rotorse.total_bc.joint_cost | intermediate | USD | 20355.239 | Total blade joint cost
rotorse.total_bc.inner_blade_cost | intermediate | USD | 509942.4579 | Total cost (variable and fixed) for the blade inner portion.
rotorse.total_bc.outer_blade_cost | intermediate | USD | 65814.7819 | Total cost (variable and fixed) for the blade outer portion.
financese.plant_aep | output | USD/kW/h | 2485416699.451
financese.capacity_factor | output |  | 0.47287 | Capacity factor of the wind farm
financese.lcoe | output | USD/kW/h | 0.036632 | Levelized cost of energy: LCOE is the cost that, if assigned to every unit of electricity by an asset over an evaluation period, will equal the total costs during that same period when discounted to the base year.
financese.lvoe | output | USD/kW/h | 0.068969 | Levelized value of energy: LVOE is the discounted sum of total value divided by the discounted sum of electrical energy generated.
financese.value_factor | output |  | 0.97139 | Value factor is the LVOE divided by a benchmark price.
financese.nvoc | output | USD/kW/year | 133.9513 | Net value of capacity: NVOC is the difference in an asset’s total annualized value and annualized cost, divided by the installed capacity of the asset. NVOC ≥ 0 for economic viability.
financese.nvoe | output | USD/kW/h | 0.032337 | Net value of energy: NVOE is the difference between LVOE and LCOE. NVOE ≥ 0 for economic viability.
financese.slcoe | output | USD/kW/h | 0.038663 | System LCOE: SLCOE is the negative of NVOE but further adjusted by a benchmark price. System LCOE ≤ benchmark price for economic viability.
financese.bcr | output |  | 1.8827 | Benefit cost ratio: BCR is the discounted sum of total value divided by the discounted sum of total cost. A higher BCR is more competitive. BCR ≥ 1 for economic viability
financese.cbr | output |  | 0.53114 | Cost benefit ratio: CBR is the inverse of BCR. CBR ≤ 1 for economic viability. A lower CBR is more competitive.
financese.roi | output |  | 0.88275 | Return on investment: ROI can also be expressed as BCR – 1. A higher ROI is more competitive. ROI ≥ 0 for economic viability.
financese.pm | output |  | 0.46886 | Profit margin: PM can also be expressed as 1 - CBR. A higher PM is more competitive. PM ≥ 0 for economic viability.
financese.plcoe | output | USD/kW/h | 0.037711 | Profitability adjusted PLCOE is the product of a benchmark price and CBR, which is equal to LCOE divided by value factor. A lower PLCOE is more competitive. PLCOE ≤ benchmark price for economic viability.
landbosse.bos_capex | output | USD | 206044883.437 | Total BOS CAPEX not including commissioning or decommissioning.
landbosse.bos_capex_kW | output | USD/kW | 343.4081 | Total BOS CAPEX per kW not including commissioning or decommissioning.
landbosse.total_capex | output | USD | 267244883.437 | Total BOS CAPEX including commissioning and decommissioning.
landbosse.total_capex_kW | output | USD/kW | 445.4081 | Total BOS CAPEX per kW including commissioning and decommissioning.
landbosse.installation_capex | output | USD | 48912273.2021 | Total foundation and erection installation cost.
landbosse.installation_capex_kW | output | USD | 81.5205 | Total foundation and erection installation cost per kW.
landbosse.installation_time_months | output |  | 11.5 | Total balance of system installation time (months).
landbosse.landbosse_costs_by_module_type_operation | output | n/a | [{'Module': 'FoundationCost', 'Type of cost': 'Equipment rental', 'Cost / kW': 1.3201225454508634, 'Cost / project': 792073.527270518, 'Cost / turbine': 6600.612727254317, 'Number of turbines': 120, 'Rotor diameter (m)': 205.9925356168168, 'Turbine rating (MW)': 5.0, 'Project ID with serial': 'WISDEM'}, {'Module': 'FoundationCost', 'Type of cost': 'Labor', 'Cost / kW': 14.067746444001987, 'Cost / project': 8440647.866401192, 'Cost / turbine': 70338.73222000993, 'Number of turbines': 120, 'Rotor diameter (m)': 205.9925356168168, 'Turbine rating (MW)': 5.0, 'Project ID with serial': 'WISDEM'}, {'Module': 'FoundationCost', 'Type of cost': 'Materials', 'Cost / kW': 24.43080534577773, 'Cost / project': 14658483.20746664, 'Cost / turbine': 122154.02672888867, 'Number of turbines': 120, 'Rotor diameter (m)': 205.9925356168168, 'Turbine rating (MW)': 5.0, 'Project ID with serial': 'WISDEM'}, {'Module': 'FoundationCost', 'Type of cost': 'Mobilization', 'Cost / kW': 1.9909337167615293, 'Cost / project': 1194560.2300569175, 'Cost / turbine': 9954.668583807646, 'Number of turbines': 120, 'Rotor diameter (m)': 205.9925356168168, 'Turbine rating (MW)': 5.0, 'Project ID with serial': 'WISDEM'}, {'Module': 'SitePreparationCost', 'Type of cost': 'Materials', 'Cost / kW': 5.476390057248039, 'Cost / project': 3285834.034348823, 'Cost / turbine': 27381.950286240193, 'Number of turbines': 120, 'Rotor diameter (m)': 205.9925356168168, 'Turbine rating (MW)': 5.0, 'Project ID with serial': 'WISDEM'}, {'Module': 'SitePreparationCost', 'Type of cost': 'Equipment rental', 'Cost / kW': 3.0248295985173677, 'Cost / project': 1814897.7591104205, 'Cost / turbine': 15124.147992586837, 'Number of turbines': 120, 'Rotor diameter (m)': 205.9925356168168, 'Turbine rating (MW)': 5.0, 'Project ID with serial': 'WISDEM'}, {'Module': 'SitePreparationCost', 'Type of cost': 'Labor', 'Cost / kW': 3.2720801344149044, 'Cost / project': 1963248.0806489426, 'Cost / turbine': 16360.400672074522, 'Number of turbines': 120, 'Rotor diameter (m)': 205.9925356168168, 'Turbine rating (MW)': 5.0, 'Project ID with serial': 'WISDEM'}, {'Module': 'SitePreparationCost', 'Type of cost': 'Other', 'Cost / kW': 2.8645802006061474, 'Cost / project': 1718748.1203636883, 'Cost / turbine': 14322.901003030736, 'Number of turbines': 120, 'Rotor diameter (m)': 205.9925356168168, 'Turbine rating (MW)': 5.0, 'Project ID with serial': 'WISDEM'}, {'Module': 'SitePreparationCost', 'Type of cost': 'Mobilization', 'Cost / kW': 0.38863571375538053, 'Cost / project': 233181.4282532283, 'Cost / turbine': 1943.1785687769027, 'Number of turbines': 120, 'Rotor diameter (m)': 205.9925356168168, 'Turbine rating (MW)': 5.0, 'Project ID with serial': 'WISDEM'}, {'Module': 'SubstationCost', 'Type of cost': 'Other', 'Cost / kW': 16.911599000804763, 'Cost / project': 10146959.400482858, 'Cost / turbine': 84557.99500402382, 'Number of turbines': 120, 'Rotor diameter (m)': 205.9925356168168, 'Turbine rating (MW)': 5.0, 'Project ID with serial': 'WISDEM'}, {'Module': 'TransportCost', 'Type of cost': 'Other', 'Cost / kW': 116.6444755986226, 'Cost / project': 69986685.35917357, 'Cost / turbine': 583222.377993113, 'Number of turbines': 120, 'Rotor diameter (m)': 205.9925356168168, 'Turbine rating (MW)': 5.0, 'Project ID with serial': 'WISDEM'}, {'Module': 'GridConnectionCost', 'Type of cost': 'Other', 'Cost / kW': 6.794429688199228, 'Cost / project': 4076657.812919537, 'Cost / turbine': 33972.14844099614, 'Number of turbines': 120, 'Rotor diameter (m)': 205.9925356168168, 'Turbine rating (MW)': 5.0, 'Project ID with serial': 'WISDEM'}, {'Module': 'CollectionCost', 'Type of cost': 'Equipment rental', 'Cost / kW': 4.499516470771732, 'Cost / project': 2699709.882463039, 'Cost / turbine': 22497.58235385866, 'Number of turbines': 120, 'Rotor diameter (m)': 205.9925356168168, 'Turbine rating (MW)': 5.0, 'Project ID with serial': 'WISDEM'}, {'Module': 'CollectionCost', 'Type of cost': 'Labor', 'Cost / kW': 8.396774599021285, 'Cost / project': 5038064.759412771, 'Cost / turbine': 41983.87299510642, 'Number of turbines': 120, 'Rotor diameter (m)': 205.9925356168168, 'Turbine rating (MW)': 5.0, 'Project ID with serial': 'WISDEM'}, {'Module': 'CollectionCost', 'Type of cost': 'Materials', 'Cost / kW': 31.878686654338296, 'Cost / project': 19127211.992602978, 'Cost / turbine': 159393.4332716915, 'Number of turbines': 120, 'Rotor diameter (m)': 205.9925356168168, 'Turbine rating (MW)': 5.0, 'Project ID with serial': 'WISDEM'}, {'Module': 'CollectionCost', 'Type of cost': 'Mobilization', 'Cost / kW': 2.238748886206566, 'Cost / project': 1343249.3317239396, 'Cost / turbine': 11193.74443103283, 'Number of turbines': 120, 'Rotor diameter (m)': 205.9925356168168, 'Turbine rating (MW)': 5.0, 'Project ID with serial': 'WISDEM'}, {'Module': 'DevelopmentCost', 'Type of cost': 'Equipment rental', 'Cost / kW': 0.0, 'Cost / project': 0.0, 'Cost / turbine': 0.0, 'Number of turbines': 120, 'Rotor diameter (m)': 205.9925356168168, 'Turbine rating (MW)': 5.0, 'Project ID with serial': 'WISDEM'}, {'Module': 'DevelopmentCost', 'Type of cost': 'Labor', 'Cost / kW': 1.6666666666666667, 'Cost / project': 1000000.0, 'Cost / turbine': 8333.333333333334, 'Number of turbines': 120, 'Rotor diameter (m)': 205.9925356168168, 'Turbine rating (MW)': 5.0, 'Project ID with serial': 'WISDEM'}, {'Module': 'DevelopmentCost', 'Type of cost': 'Materials', 'Cost / kW': 0.0, 'Cost / project': 0.0, 'Cost / turbine': 0.0, 'Number of turbines': 120, 'Rotor diameter (m)': 205.9925356168168, 'Turbine rating (MW)': 5.0, 'Project ID with serial': 'WISDEM'}, {'Module': 'DevelopmentCost', 'Type of cost': 'Mobilization', 'Cost / kW': 0.0, 'Cost / project': 0.0, 'Cost / turbine': 0.0, 'Number of turbines': 120, 'Rotor diameter (m)': 205.9925356168168, 'Turbine rating (MW)': 5.0, 'Project ID with serial': 'WISDEM'}, {'Module': 'DevelopmentCost', 'Type of cost': 'Other', 'Cost / kW': 0.0, 'Cost / project': 0.0, 'Cost / turbine': 0.0, 'Number of turbines': 120, 'Rotor diameter (m)': 205.9925356168168, 'Turbine rating (MW)': 5.0, 'Project ID with serial': 'WISDEM'}, {'Module': 'ErectionCost', 'Type of cost': 'Equipment rental', 'Cost / kW': 8.187916326482735, 'Cost / project': 4912749.795889641, 'Cost / turbine': 40939.581632413676, 'Number of turbines': 120, 'Rotor diameter (m)': 205.9925356168168, 'Turbine rating (MW)': 5.0, 'Project ID with serial': 'WISDEM'}, {'Module': 'ErectionCost', 'Type of cost': 'Fuel', 'Cost / kW': 0.2492525, 'Cost / project': 149551.5, 'Cost / turbine': 1246.2625, 'Number of turbines': 120, 'Rotor diameter (m)': 205.9925356168168, 'Turbine rating (MW)': 5.0, 'Project ID with serial': 'WISDEM'}, {'Module': 'ErectionCost', 'Type of cost': 'Labor', 'Cost / kW': 25.722061274264984, 'Cost / project': 15433236.76455899, 'Cost / turbine': 128610.30637132491, 'Number of turbines': 120, 'Rotor diameter (m)': 205.9925356168168, 'Turbine rating (MW)': 5.0, 'Project ID with serial': 'WISDEM'}, {'Module': 'ErectionCost', 'Type of cost': 'Mobilization', 'Cost / kW': 5.550856666666666, 'Cost / project': 3330514.0, 'Cost / turbine': 27754.283333333333, 'Number of turbines': 120, 'Rotor diameter (m)': 205.9925356168168, 'Turbine rating (MW)': 5.0, 'Project ID with serial': 'WISDEM'}, {'Module': 'ErectionCost', 'Type of cost': 'Other', 'Cost / kW': 0.0, 'Cost / project': 0.0, 'Cost / turbine': 0.0, 'Number of turbines': 120, 'Rotor diameter (m)': 205.9925356168168, 'Turbine rating (MW)': 5.0, 'Project ID with serial': 'WISDEM'}, {'Module': 'ErectionCost', 'Type of cost': 'Materials', 'Cost / kW': 0.0, 'Cost / project': 0.0, 'Cost / turbine': 0.0, 'Number of turbines': 120, 'Rotor diameter (m)': 205.9925356168168, 'Turbine rating (MW)': 5.0, 'Project ID with serial': 'WISDEM'}, {'Module': 'ManagementCost', 'Type of cost': 'insurance', 'Cost / kW': 1.599231805296045, 'Cost / project': 959539.0831776271, 'Cost / turbine': 7996.159026480225, 'Number of turbines': 120, 'Rotor diameter (m)': 205.9925356168168, 'Turbine rating (MW)': 5.0, 'Project ID with serial': 'WISDEM'}, {'Module': 'ManagementCost', 'Type of cost': 'Construction Permitting', 'Cost / kW': 1.1695254943731757, 'Cost / project': 701715.2966239054, 'Cost / turbine': 5847.627471865879, 'Number of turbines': 120, 'Rotor diameter (m)': 205.9925356168168, 'Turbine rating (MW)': 5.0, 'Project ID with serial': 'WISDEM'}, {'Module': 'ManagementCost', 'Type of cost': 'Project Management', 'Cost / kW': 3.982776508125, 'Cost / project': 2389665.904875, 'Cost / turbine': 19913.882540625, 'Number of turbines': 120, 'Rotor diameter (m)': 205.9925356168168, 'Turbine rating (MW)': 5.0, 'Project ID with serial': 'WISDEM'}, {'Module': 'ManagementCost', 'Type of cost': 'Bonding', 'Cost / kW': 2.855771080885795, 'Cost / project': 1713462.648531477, 'Cost / turbine': 14278.855404428974, 'Number of turbines': 120, 'Rotor diameter (m)': 205.9925356168168, 'Turbine rating (MW)': 5.0, 'Project ID with serial': 'WISDEM'}, {'Module': 'ManagementCost', 'Type of cost': 'Markup Contingency', 'Cost / kW': 37.18213947313304, 'Cost / project': 22309283.683879826, 'Cost / turbine': 185910.69736566523, 'Number of turbines': 120, 'Rotor diameter (m)': 205.9925356168168, 'Turbine rating (MW)': 5.0, 'Project ID with serial': 'WISDEM'}, {'Module': 'ManagementCost', 'Type of cost': 'Engineering Foundation and Collections System (includes met mast)', 'Cost / kW': 7.80445, 'Cost / project': 4682670.0, 'Cost / turbine': 39022.25, 'Number of turbines': 120, 'Rotor diameter (m)': 205.9925356168168, 'Turbine rating (MW)': 5.0, 'Project ID with serial': 'WISDEM'}, {'Module': 'ManagementCost', 'Type of cost': 'Site Facility', 'Cost / kW': 3.23625, 'Cost / project': 1941750.0, 'Cost / turbine': 16181.25, 'Number of turbines': 120, 'Rotor diameter (m)': 205.9925356168168, 'Turbine rating (MW)': 5.0, 'Project ID with serial': 'WISDEM'}] | The costs by module, type and operation
landbosse.landbosse_details_by_module | output | n/a | [{'unit': '', 'type': 'variable', 'variable_df_key_col_name': 'wind_multiplier', 'value': 1.0, 'project_id_with_serial': 'WISDEM', 'module': 'FoundationCost'}, {'unit': 'kN', 'type': 'variable', 'variable_df_key_col_name': 'F_dead', 'value': 10012.195125022978, 'project_id_with_serial': 'WISDEM', 'module': 'FoundationCost'}, {'unit': 'kN', 'type': 'variable', 'variable_df_key_col_name': 'F_horiz', 'value': 1412.023777274968, 'project_id_with_serial': 'WISDEM', 'module': 'FoundationCost'}, {'unit': 'kN_m', 'type': 'variable', 'variable_df_key_col_name': 'M_tot_kN', 'value': 151921.39977614238, 'project_id_with_serial': 'WISDEM', 'module': 'FoundationCost'}, {'unit': 'm', 'type': 'variable', 'variable_df_key_col_name': 'Radius_o', 'value': 9.690689299298949, 'project_id_with_serial': 'WISDEM', 'module': 'FoundationCost'}, {'unit': 'm', 'type': 'variable', 'variable_df_key_col_name': 'Radius_g', 'value': 0.0, 'project_id_with_serial': 'WISDEM', 'module': 'FoundationCost'}, {'unit': 'm', 'type': 'variable', 'variable_df_key_col_name': 'Radius_b', 'value': 10.904442301348007, 'project_id_with_serial': 'WISDEM', 'module': 'FoundationCost'}, {'unit': 'm', 'type': 'variable', 'variable_df_key_col_name': 'Radius', 'value': 10.904442301348007, 'project_id_with_serial': 'WISDEM', 'module': 'FoundationCost'}, {'unit': 'short_ton', 'type': 'variable', 'variable_df_key_col_name': 'steel_mass_short_ton_per_turbine', 'value': 45.17818355833251, 'project_id_with_serial': 'WISDEM', 'module': 'FoundationCost'}, {'unit': 'm^3', 'type': 'variable', 'variable_df_key_col_name': 'foundation_volume_concrete_m3_per_turbine', 'value': 396.7174530938928, 'project_id_with_serial': 'WISDEM', 'module': 'FoundationCost'}, {'unit': '', 'type': 'dataframe', 'variable_df_key_col_name': 'operation_data: Operation ID-Number of days-Number of crews-Number of workers', 'value': 'Backfill-93-2.0-1.0', 'project_id_with_serial': 'WISDEM', 'module': 'FoundationCost'}, {'unit': '', 'type': 'dataframe', 'variable_df_key_col_name': 'operation_data: Operation ID-Number of days-Number of crews-Number of workers', 'value': 'Concrete placement-307-4.0-3.0', 'project_id_with_serial': 'WISDEM', 'module': 'FoundationCost'}, {'unit': '', 'type': 'dataframe', 'variable_df_key_col_name': 'operation_data: Operation ID-Number of days-Number of crews-Number of workers', 'value': 'Excavation-152-2.0-nan', 'project_id_with_serial': 'WISDEM', 'module': 'FoundationCost'}, {'unit': '', 'type': 'dataframe', 'variable_df_key_col_name': 'operation_data: Operation ID-Number of days-Number of crews-Number of workers', 'value': 'Rebar installation-4338-49.0-1.0', 'project_id_with_serial': 'WISDEM', 'module': 'FoundationCost'}, {'unit': 'ton (short)', 'type': 'dataframe', 'variable_df_key_col_name': 'material_needs_per_turbine: Material type ID-Quantity of material', 'value': '0-Steel - rebar-4.52e+01', 'project_id_with_serial': 'WISDEM', 'module': 'FoundationCost'}, {'unit': 'cubic yards', 'type': 'dataframe', 'variable_df_key_col_name': 'material_needs_per_turbine: Material type ID-Quantity of material', 'value': '1-Concrete 5000 psi-5.11e+02', 'project_id_with_serial': 'WISDEM', 'module': 'FoundationCost'}, {'unit': 'cubic_yards', 'type': 'dataframe', 'variable_df_key_col_name': 'material_needs_per_turbine: Material type ID-Quantity of material', 'value': '2-Excavated dirt-1.26e+03', 'project_id_with_serial': 'WISDEM', 'module': 'FoundationCost'}, {'unit': 'cubic_yards', 'type': 'dataframe', 'variable_df_key_col_name': 'material_needs_per_turbine: Material type ID-Quantity of material', 'value': '3-Backfill-1.26e+03', 'project_id_with_serial': 'WISDEM', 'module': 'FoundationCost'}, {'unit': '', 'type': 'dataframe', 'variable_df_key_col_name': 'Type of Cost <--> Phase of Construction <--> Cost in USD ', 'value': 'Equipment rental <--> Foundation <--> 792074', 'last_number': 792073.527270518, 'project_id_with_serial': 'WISDEM', 'module': 'FoundationCost'}, {'unit': '', 'type': 'dataframe', 'variable_df_key_col_name': 'Type of Cost <--> Phase of Construction <--> Cost in USD ', 'value': 'Labor <--> Foundation <--> 8440648', 'last_number': 8440647.866401192, 'project_id_with_serial': 'WISDEM', 'module': 'FoundationCost'}, {'unit': '', 'type': 'dataframe', 'variable_df_key_col_name': 'Type of Cost <--> Phase of Construction <--> Cost in USD ', 'value': 'Materials <--> Foundation <--> 14658484', 'last_number': 14658483.20746664, 'project_id_with_serial': 'WISDEM', 'module': 'FoundationCost'}, {'unit': '', 'type': 'dataframe', 'variable_df_key_col_name': 'Type of Cost <--> Phase of Construction <--> Cost in USD ', 'value': 'Mobilization <--> Foundation <--> 1194561', 'last_number': 1194560.2300569175, 'project_id_with_serial': 'WISDEM', 'module': 'FoundationCost'}, {'unit': 'm^3', 'type': 'variable', 'variable_df_key_col_name': 'Total road volume', 'value': 226910.13860257008, 'project_id_with_serial': 'WISDEM', 'module': 'SitePreparationCost'}, {'unit': 'm', 'type': 'variable', 'variable_df_key_col_name': 'Depth to subgrade', 'value': 0.1, 'project_id_with_serial': 'WISDEM', 'module': 'SitePreparationCost'}, {'unit': 'ft', 'type': 'variable', 'variable_df_key_col_name': 'Crane path width', 'value': 13.7, 'project_id_with_serial': 'WISDEM', 'module': 'SitePreparationCost'}, {'unit': 'm', 'type': 'variable', 'variable_df_key_col_name': 'Road length', 'value': 176591.7821688084, 'project_id_with_serial': 'WISDEM', 'module': 'SitePreparationCost'}, {'unit': 'm', 'type': 'variable', 'variable_df_key_col_name': 'Road width', 'value': 6.0, 'project_id_with_serial': 'WISDEM', 'module': 'SitePreparationCost'}, {'unit': 'm', 'type': 'variable', 'variable_df_key_col_name': 'Road thickness', 'value': 0.2, 'project_id_with_serial': 'WISDEM', 'module': 'SitePreparationCost'}, {'unit': 'cubic yards', 'type': 'variable', 'variable_df_key_col_name': 'Material volume', 'value': 412534.0909414718, 'project_id_with_serial': 'WISDEM', 'module': 'SitePreparationCost'}, {'unit': 'cubic yards', 'type': 'variable', 'variable_df_key_col_name': 'Topsoil volume', 'value': 316433.31343813933, 'project_id_with_serial': 'WISDEM', 'module': 'SitePreparationCost'}, {'unit': 'cubic yards', 'type': 'variable', 'variable_df_key_col_name': 'Embankment volume crane', 'value': 316433.31343813933, 'project_id_with_serial': 'WISDEM', 'module': 'SitePreparationCost'}, {'unit': 'cubic yards', 'type': 'variable', 'variable_df_key_col_name': 'Embankment volume road', 'value': 277167.8657852315, 'project_id_with_serial': 'WISDEM', 'module': 'SitePreparationCost'}, {'unit': 'ft^2', 'type': 'variable', 'variable_df_key_col_name': 'Rough grading area', 'value': 114.0489770452102, 'project_id_with_serial': 'WISDEM', 'module': 'SitePreparationCost'}, {'unit': '', 'type': 'dataframe', 'variable_df_key_col_name': 'Type of Cost <--> Phase of Construction <--> Cost in USD ', 'value': 'Materials <--> Roads <--> 3285835', 'last_number': 3285834.034348823, 'project_id_with_serial': 'WISDEM', 'module': 'SitePreparationCost'}, {'unit': '', 'type': 'dataframe', 'variable_df_key_col_name': 'Type of Cost <--> Phase of Construction <--> Cost in USD ', 'value': 'Equipment rental <--> Roads <--> 1814898', 'last_number': 1814897.7591104205, 'project_id_with_serial': 'WISDEM', 'module': 'SitePreparationCost'}, {'unit': '', 'type': 'dataframe', 'variable_df_key_col_name': 'Type of Cost <--> Phase of Construction <--> Cost in USD ', 'value': 'Labor <--> Roads <--> 1963249', 'last_number': 1963248.0806489426, 'project_id_with_serial': 'WISDEM', 'module': 'SitePreparationCost'}, {'unit': '', 'type': 'dataframe', 'variable_df_key_col_name': 'Type of Cost <--> Phase of Construction <--> Cost in USD ', 'value': 'Other <--> Roads <--> 1718749', 'last_number': 1718748.1203636883, 'project_id_with_serial': 'WISDEM', 'module': 'SitePreparationCost'}, {'unit': '', 'type': 'dataframe', 'variable_df_key_col_name': 'Type of Cost <--> Phase of Construction <--> Cost in USD ', 'value': 'Mobilization <--> Roads <--> 233182', 'last_number': 233181.4282532283, 'project_id_with_serial': 'WISDEM', 'module': 'SitePreparationCost'}, {'unit': '', 'type': 'dataframe', 'variable_df_key_col_name': 'Type of Cost <--> Phase of Construction <--> Cost in USD ', 'value': 'Other <--> Substation <--> 10146960', 'last_number': 10146959.400482858, 'project_id_with_serial': 'WISDEM', 'module': 'SubstationCost'}, {'unit': '', 'type': 'dataframe', 'variable_df_key_col_name': 'Type of Cost <--> Phase of Construction <--> Cost in USD ', 'value': 'Other <--> Transport <--> 69986686.0', 'last_number': 69986685.35917357, 'project_id_with_serial': 'WISDEM', 'module': 'TransportCost'}, {'unit': '', 'type': 'dataframe', 'variable_df_key_col_name': 'Type of Cost <--> Phase of Construction <--> Cost in USD ', 'value': 'Other <--> Transmission and Distribution <--> 4076658', 'last_number': 4076657.812919537, 'project_id_with_serial': 'WISDEM', 'module': 'GridConnectionCost'}, {'unit': '', 'type': 'variable', 'variable_df_key_col_name': 'Total Number of Turbines', 'value': 120.0, 'project_id_with_serial': 'WISDEM', 'module': 'Collection Cost'}, {'unit': 'km', 'type': 'variable', 'variable_df_key_col_name': 'Total trench length', 'value': 388.65788542515514, 'project_id_with_serial': 'WISDEM', 'module': 'Collection Cost'}, {'unit': 'km', 'type': 'variable', 'variable_df_key_col_name': 'Total cable length', 'value': 388.65788542515514, 'project_id_with_serial': 'WISDEM', 'module': 'Collection Cost'}, {'unit': '', 'type': 'variable', 'variable_df_key_col_name': 'Number of Turbines Per String in Full String', 'value': 11.0, 'project_id_with_serial': 'WISDEM', 'module': 'Collection Cost'}, {'unit': '', 'type': 'variable', 'variable_df_key_col_name': 'Number of Full Strings', 'value': 10.0, 'project_id_with_serial': 'WISDEM', 'module': 'Collection Cost'}, {'unit': '', 'type': 'variable', 'variable_df_key_col_name': 'Number of Turbines in Partial String', 'value': 10.0, 'project_id_with_serial': 'WISDEM', 'module': 'Collection Cost'}, {'unit': '', 'type': 'variable', 'variable_df_key_col_name': 'Number of Partial Strings', 'value': 1.0, 'project_id_with_serial': 'WISDEM', 'module': 'Collection Cost'}, {'unit': '', 'type': 'variable', 'variable_df_key_col_name': 'Total number of strings full + partial', 'value': 11.0, 'project_id_with_serial': 'WISDEM', 'module': 'Collection Cost'}, {'unit': '', 'type': 'variable', 'variable_df_key_col_name': 'Trench Length to Substation (km)', 'value': 231.48558074952393, 'project_id_with_serial': 'WISDEM', 'module': 'Collection Cost'}, {'unit': '', 'type': 'variable', 'variable_df_key_col_name': 'Cable Length to Substation (km)', 'value': 231.48558074952393, 'project_id_with_serial': 'WISDEM', 'module': 'Collection Cost'}, {'unit': 'km', 'type': 'variable', 'variable_df_key_col_name': 'Array cable length for cable AWG 1/0', 'value': 2.883895498635435, 'project_id_with_serial': 'WISDEM', 'module': 'Collection Cost'}, {'unit': 'km', 'type': 'variable', 'variable_df_key_col_name': 'Total cable length for cable AWG 1/0', 'value': 31.722850484989788, 'project_id_with_serial': 'WISDEM', 'module': 'Collection Cost'}, {'unit': 'usd', 'type': 'variable', 'variable_df_key_col_name': 'Total cable cost for cable AWG 1/0', 'value': 624465.5607281455, 'project_id_with_serial': 'WISDEM', 'module': 'Collection Cost'}, {'unit': 'km', 'type': 'variable', 'variable_df_key_col_name': 'Array cable length for cable AWG 4/0', 'value': 2.883895498635435, 'project_id_with_serial': 'WISDEM', 'module': 'Collection Cost'}, {'unit': 'km', 'type': 'variable', 'variable_df_key_col_name': 'Total cable length for cable AWG 4/0', 'value': 31.722850484989788, 'project_id_with_serial': 'WISDEM', 'module': 'Collection Cost'}, {'unit': 'usd', 'type': 'variable', 'variable_df_key_col_name': 'Total cable cost for cable AWG 4/0', 'value': 936698.3410922182, 'project_id_with_serial': 'WISDEM', 'module': 'Collection Cost'}, {'unit': 'km', 'type': 'variable', 'variable_df_key_col_name': 'Array cable length for cable MCM 500', 'value': 2.883895498635435, 'project_id_with_serial': 'WISDEM', 'module': 'Collection Cost'}, {'unit': 'km', 'type': 'variable', 'variable_df_key_col_name': 'Total cable length for cable MCM 500', 'value': 31.722850484989788, 'project_id_with_serial': 'WISDEM', 'module': 'Collection Cost'}, {'unit': 'usd', 'type': 'variable', 'variable_df_key_col_name': 'Total cable cost for cable MCM 500', 'value': 1353008.714910982, 'project_id_with_serial': 'WISDEM', 'module': 'Collection Cost'}, {'unit': 'km', 'type': 'variable', 'variable_df_key_col_name': 'Array cable length for cable MCM1000', 'value': 4.325843247953152, 'project_id_with_serial': 'WISDEM', 'module': 'Collection Cost'}, {'unit': 'km', 'type': 'variable', 'variable_df_key_col_name': 'Total cable length for cable MCM1000', 'value': 47.58427572748467, 'project_id_with_serial': 'WISDEM', 'module': 'Collection Cost'}, {'unit': 'usd', 'type': 'variable', 'variable_df_key_col_name': 'Total cable cost for cable MCM1000', 'value': 2497862.242912581, 'project_id_with_serial': 'WISDEM', 'module': 'Collection Cost'}, {'unit': 'km', 'type': 'variable', 'variable_df_key_col_name': 'Array cable length for cable MCM1250', 'value': 1.4419477493177175, 'project_id_with_serial': 'WISDEM', 'module': 'Collection Cost'}, {'unit': 'km', 'type': 'variable', 'variable_df_key_col_name': 'Total cable length for cable MCM1250', 'value': 245.9050582427011, 'project_id_with_serial': 'WISDEM', 'module': 'Collection Cost'}, {'unit': 'usd', 'type': 'variable', 'variable_df_key_col_name': 'Total cable cost for cable MCM1250', 'value': 13715177.132959051, 'project_id_with_serial': 'WISDEM', 'module': 'Collection Cost'}, {'unit': '', 'type': 'list', 'variable_df_key_col_name': 'Number of turbines per cable type in full strings [AWG 1/0 , AWG 4/0 , MCM 500 , MCM1000 , MCM1250]', 'value': '[3.0, 2.0, 2.0, 3.0, 1.0]', 'project_id_with_serial': 'WISDEM', 'module': 'Collection Cost'}, {'unit': '', 'type': 'dataframe', 'variable_df_key_col_name': 'Labor type ID <--> Hourly rate USD per hour <--> Per diem USD per day <--> Operation <--> Crew type <--> Crew name <--> Number of workers <--> Per Diem Total <--> Hourly costs total <--> Crew total cost ', 'value': '0 <--> Construction manager <--> 112.2 <--> 149 <--> (50% burden) https://www.salary.com/tools/salary-calculator/construction-manager-ii-hourly; plus 20% for demanding specs, rigid inspec-tions, unreliable suppliers. <--> M0 <--> Management <--> Management - project size <--> 1 <--> 13410.0 <--> 100980.0 <--> 114390.0', 'project_id_with_serial': 'WISDEM', 'module': 'Collection Cost'}, {'unit': '', 'type': 'dataframe', 'variable_df_key_col_name': 'Labor type ID <--> Hourly rate USD per hour <--> Per diem USD per day <--> Operation <--> Crew type <--> Crew name <--> Number of workers <--> Per Diem Total <--> Hourly costs total <--> Crew total cost ', 'value': '1 <--> Logistics manager <--> 99.9 <--> 149 <--> (50 % burden) https://www.salary.com/research/salary/benchmark/logistics-manager-hourly-wages; plus 35% for demanding specs, rigid inspec-tions, unreliable suppliers. <--> M0 <--> Management <--> Management - project size <--> 1 <--> 13410.0 <--> 89910.0 <--> 103320.0', 'project_id_with_serial': 'WISDEM', 'module': 'Collection Cost'}, {'unit': '', 'type': 'dataframe', 'variable_df_key_col_name': 'Labor type ID <--> Hourly rate USD per hour <--> Per diem USD per day <--> Operation <--> Crew type <--> Crew name <--> Number of workers <--> Per Diem Total <--> Hourly costs total <--> Crew total cost ', 'value': '2 <--> Office admin <--> 44.56249999999999 <--> 149 <--> (35% burden) https://www.salary.com/tools/salary-calculator/administrative-assistant-ii-hourly ; 25% for work on a ladder or a scaffold, in a crawl space, in a congested area or remote from the material storage point; plus 20% for demanding specs, rigid inspec-tions, unreliable suppliers. <--> M0 <--> Management <--> Management - project size <--> 1 <--> 13410.0 <--> 40106.24999999999 <--> 53516.24999999999', 'project_id_with_serial': 'WISDEM', 'module': 'Collection Cost'}, {'unit': '', 'type': 'dataframe', 'variable_df_key_col_name': 'Labor type ID <--> Hourly rate USD per hour <--> Per diem USD per day <--> Operation <--> Crew type <--> Crew name <--> Number of workers <--> Per Diem Total <--> Hourly costs total <--> Crew total cost ', 'value': '3 <--> Project engineer <--> 93.5 <--> 149 <--> (50% burden) https://www.salary.com/tools/salary-calculator/project-engineer-iii-construction-hourly; plus 20% for demanding specs, rigid inspec-tions, unreliable suppliers. <--> M0 <--> Management <--> Management - project size <--> 1 <--> 13410.0 <--> 84150.0 <--> 97560.0', 'project_id_with_serial': 'WISDEM', 'module': 'Collection Cost'}, {'unit': '', 'type': 'dataframe', 'variable_df_key_col_name': 'Labor type ID <--> Hourly rate USD per hour <--> Per diem USD per day <--> Operation <--> Crew type <--> Crew name <--> Number of workers <--> Per Diem Total <--> Hourly costs total <--> Crew total cost ', 'value': '4 <--> Project manager <--> 119.0 <--> 149 <--> (50% burden) https://www.salary.com/tools/salary-calculator/project-manager-sr-construction-hourly?type=base; plus 20% for demanding specs, rigid inspec-tions, unreliable suppliers. <--> M0 <--> Management <--> Management - project size <--> 1 <--> 13410.0 <--> 107100.0 <--> 120510.0', 'project_id_with_serial': 'WISDEM', 'module': 'Collection Cost'}, {'unit': '', 'type': 'dataframe', 'variable_df_key_col_name': 'Labor type ID <--> Hourly rate USD per hour <--> Per diem USD per day <--> Operation <--> Crew type <--> Crew name <--> Number of workers <--> Per Diem Total <--> Hourly costs total <--> Crew total cost ', 'value': '5 <--> Safety or qc manager <--> 106.11764705882352 <--> 149 <--> (70% burden) https://www.salary.com/tools/salary-calculator/construction-site-safety-manager-hourly; plus 35% for demanding specs, rigid inspec-tions, unreliable suppliers. <--> M0 <--> Management <--> Management - project size <--> 1 <--> 13410.0 <--> 95505.88235294116 <--> 108915.88235294116', 'project_id_with_serial': 'WISDEM', 'module': 'Collection Cost'}, {'unit': '', 'type': 'dataframe', 'variable_df_key_col_name': 'Labor type ID <--> Hourly rate USD per hour <--> Per diem USD per day <--> Operation <--> Crew type <--> Crew name <--> Number of workers <--> Per Diem Total <--> Hourly costs total <--> Crew total cost ', 'value': '6 <--> Site manager <--> 112.2 <--> 149 <--> (50% burden) https://www.salary.com/tools/salary-calculator/construction-manager-ii-hourly; plus 20% for demanding specs, rigid inspec-tions, unreliable suppliers. <--> M0 <--> Management <--> Management - project size <--> 1 <--> 13410.0 <--> 100980.0 <--> 114390.0', 'project_id_with_serial': 'WISDEM', 'module': 'Collection Cost'}, {'unit': '', 'type': 'list', 'variable_df_key_col_name': 'Percent length of cable in partial string [AWG 1/0 , AWG 4/0 , MCM 500 , MCM1000 , MCM1250]', 'value': '[1. 1. 1. 1. 0.]', 'project_id_with_serial': 'WISDEM', 'module': 'Collection Cost'}, {'unit': '', 'type': 'dataframe', 'variable_df_key_col_name': 'Type of Cost <--> Phase of Construction <--> Cost in USD ', 'value': 'Equipment rental <--> Collection <--> 2699710', 'last_number': 2699709.882463039, 'project_id_with_serial': 'WISDEM', 'module': 'Collection Cost'}, {'unit': '', 'type': 'dataframe', 'variable_df_key_col_name': 'Type of Cost <--> Phase of Construction <--> Cost in USD ', 'value': 'Labor <--> Collection <--> 5038065', 'last_number': 5038064.759412771, 'project_id_with_serial': 'WISDEM', 'module': 'Collection Cost'}, {'unit': '', 'type': 'dataframe', 'variable_df_key_col_name': 'Type of Cost <--> Phase of Construction <--> Cost in USD ', 'value': 'Materials <--> Collection <--> 19127212', 'last_number': 19127211.992602978, 'project_id_with_serial': 'WISDEM', 'module': 'Collection Cost'}, {'unit': '', 'type': 'dataframe', 'variable_df_key_col_name': 'Type of Cost <--> Phase of Construction <--> Cost in USD ', 'value': 'Mobilization <--> Collection <--> 1343250', 'last_number': 1343249.3317239396, 'project_id_with_serial': 'WISDEM', 'module': 'Collection Cost'}, {'unit': '', 'type': 'dataframe', 'variable_df_key_col_name': 'Type of Cost - Phase of Construction - Cost in USD', 'value': 'Equipment rental - Development - 0', 'last_number': 'Development', 'project_id_with_serial': 'WISDEM', 'module': 'DevelopmentCost'}, {'unit': '', 'type': 'dataframe', 'variable_df_key_col_name': 'Type of Cost - Phase of Construction - Cost in USD', 'value': 'Labor - Development - 1000000', 'last_number': 'Development', 'project_id_with_serial': 'WISDEM', 'module': 'DevelopmentCost'}, {'unit': '', 'type': 'dataframe', 'variable_df_key_col_name': 'Type of Cost - Phase of Construction - Cost in USD', 'value': 'Materials - Development - 0', 'last_number': 'Development', 'project_id_with_serial': 'WISDEM', 'module': 'DevelopmentCost'}, {'unit': '', 'type': 'dataframe', 'variable_df_key_col_name': 'Type of Cost - Phase of Construction - Cost in USD', 'value': 'Mobilization - Development - 0', 'last_number': 'Development', 'project_id_with_serial': 'WISDEM', 'module': 'DevelopmentCost'}, {'unit': '', 'type': 'dataframe', 'variable_df_key_col_name': 'Type of Cost - Phase of Construction - Cost in USD', 'value': 'Other - Development - 0', 'last_number': 'Development', 'project_id_with_serial': 'WISDEM', 'module': 'DevelopmentCost'}, {'unit': '', 'type': 'dataframe', 'variable_df_key_col_name': '_number_of_equip: Operation-Crane name-Boom system-Number of equipment', 'value': 'Top-Big LR110000-Big PDW3B2 Derrick-3', 'last_number': 3, 'project_id_with_serial': 'WISDEM', 'module': 'ErectionCost'}, {'unit': '', 'type': 'dataframe', 'variable_df_key_col_name': '_number_of_equip: Operation-Crane name-Boom system-Number of equipment', 'value': 'Offload-LB 75-Hydraulic-2', 'last_number': 2, 'project_id_with_serial': 'WISDEM', 'module': 'ErectionCost'}, {'unit': '', 'type': 'dataframe', 'variable_df_key_col_name': '_number_of_equip: Operation-Crane name-Boom system-Number of equipment', 'value': 'Base-LR1600/2-HSL4DF + Derrick boom-5', 'last_number': 5, 'project_id_with_serial': 'WISDEM', 'module': 'ErectionCost'}, {'unit': '', 'type': 'dataframe', 'variable_df_key_col_name': 'erection_selected_detailed_data: Operation-Crane name-Boom system-Operational construct days over time construct days', 'value': 'Top-Big LR110000-Big PDW3B2 Derrick-3.0', 'last_number': 3.0, 'project_id_with_serial': 'WISDEM', 'module': 'ErectionCost'}, {'unit': '', 'type': 'dataframe', 'variable_df_key_col_name': 'erection_selected_detailed_data: Operation-Crane name-Boom system-Operational construct days over time construct days', 'value': 'Offload-LB 75-Hydraulic-1.0', 'last_number': 1.0, 'project_id_with_serial': 'WISDEM', 'module': 'ErectionCost'}, {'unit': '', 'type': 'dataframe', 'variable_df_key_col_name': 'erection_selected_detailed_data: Operation-Crane name-Boom system-Operational construct days over time construct days', 'value': 'Base-LR1600/2-HSL4DF + Derrick boom-2.0', 'last_number': 2.0, 'project_id_with_serial': 'WISDEM', 'module': 'ErectionCost'}, {'unit': '', 'type': 'dataframe', 'variable_df_key_col_name': 'component_name_topvbase: Operation - Top or Base', 'value': 'Nacelle - Top', 'project_id_with_serial': 'WISDEM', 'module': 'ErectionCost'}, {'unit': '', 'type': 'dataframe', 'variable_df_key_col_name': 'component_name_topvbase: Operation - Top or Base', 'value': 'Hub - Top', 'project_id_with_serial': 'WISDEM', 'module': 'ErectionCost'}, {'unit': '', 'type': 'dataframe', 'variable_df_key_col_name': 'component_name_topvbase: Operation - Top or Base', 'value': 'Blade 1 - Top', 'project_id_with_serial': 'WISDEM', 'module': 'ErectionCost'}, {'unit': '', 'type': 'dataframe', 'variable_df_key_col_name': 'component_name_topvbase: Operation - Top or Base', 'value': 'Blade 2 - Top', 'project_id_with_serial': 'WISDEM', 'module': 'ErectionCost'}, {'unit': '', 'type': 'dataframe', 'variable_df_key_col_name': 'component_name_topvbase: Operation - Top or Base', 'value': 'Blade 3 - Top', 'project_id_with_serial': 'WISDEM', 'module': 'ErectionCost'}, {'unit': '', 'type': 'dataframe', 'variable_df_key_col_name': 'component_name_topvbase: Operation - Top or Base', 'value': 'Tower 1 - Base', 'project_id_with_serial': 'WISDEM', 'module': 'ErectionCost'}, {'unit': '', 'type': 'dataframe', 'variable_df_key_col_name': 'component_name_topvbase: Operation - Top or Base', 'value': 'Tower 2 - Base', 'project_id_with_serial': 'WISDEM', 'module': 'ErectionCost'}, {'unit': '', 'type': 'dataframe', 'variable_df_key_col_name': 'component_name_topvbase: Operation - Top or Base', 'value': 'Tower 3 - Base', 'project_id_with_serial': 'WISDEM', 'module': 'ErectionCost'}, {'unit': '', 'type': 'dataframe', 'variable_df_key_col_name': 'component_name_topvbase: Operation - Top or Base', 'value': 'Tower 4 - Base', 'project_id_with_serial': 'WISDEM', 'module': 'ErectionCost'}, {'unit': '', 'type': 'dataframe', 'variable_df_key_col_name': 'component_name_topvbase: Operation - Top or Base', 'value': 'Tower 5 - Base', 'project_id_with_serial': 'WISDEM', 'module': 'ErectionCost'}, {'unit': '', 'type': 'dataframe', 'variable_df_key_col_name': 'component_name_topvbase: Operation - Top or Base', 'value': 'Tower 6 - Base', 'project_id_with_serial': 'WISDEM', 'module': 'ErectionCost'}, {'unit': '', 'type': 'dataframe', 'variable_df_key_col_name': 'component_name_topvbase: Operation - Top or Base', 'value': 'Tower 7 - Base', 'project_id_with_serial': 'WISDEM', 'module': 'ErectionCost'}, {'unit': '', 'type': 'dataframe', 'variable_df_key_col_name': 'component_name_topvbase: Operation - Top or Base', 'value': 'Tower 8 - Base', 'project_id_with_serial': 'WISDEM', 'module': 'ErectionCost'}, {'unit': '', 'type': 'dataframe', 'variable_df_key_col_name': 'component_name_topvbase: Operation - Top or Base', 'value': 'Tower 9 - Top', 'project_id_with_serial': 'WISDEM', 'module': 'ErectionCost'}, {'unit': '', 'type': 'dataframe', 'variable_df_key_col_name': 'component_name_topvbase: Operation - Top or Base', 'value': 'Tower 10 - Top', 'project_id_with_serial': 'WISDEM', 'module': 'ErectionCost'}, {'unit': '', 'type': 'dataframe', 'variable_df_key_col_name': 'crane_choice: Crew name - Boom system - Operation', 'value': 'Big LR110000 - Big PDW3B2 Derrick - Top', 'project_id_with_serial': 'WISDEM', 'module': 'ErectionCost'}, {'unit': '', 'type': 'dataframe', 'variable_df_key_col_name': 'crane_choice: Crew name - Boom system - Operation', 'value': 'LB 75 - Hydraulic - Offload', 'project_id_with_serial': 'WISDEM', 'module': 'ErectionCost'}, {'unit': '', 'type': 'dataframe', 'variable_df_key_col_name': 'crane_choice: Crew name - Boom system - Operation', 'value': 'LR1600/2 - HSL4DF + Derrick boom - Base', 'project_id_with_serial': 'WISDEM', 'module': 'ErectionCost'}, {'unit': '', 'type': 'dataframe', 'variable_df_key_col_name': 'crane_data_output: crane_boom_operation_concat - variable - value', 'value': 'Big LR110000-Big PDW3B2 Derrick-Top - Equipment rental cost USD - 3608698.806555168', 'last_number': 3608698.806555168, 'project_id_with_serial': 'WISDEM', 'module': 'ErectionCost'}, {'unit': '', 'type': 'dataframe', 'variable_df_key_col_name': 'crane_data_output: crane_boom_operation_concat - variable - value', 'value': 'LB 75-Hydraulic-Offload - Equipment rental cost USD - 58546.03577604611', 'last_number': 58546.03577604611, 'project_id_with_serial': 'WISDEM', 'module': 'ErectionCost'}, {'unit': '', 'type': 'dataframe', 'variable_df_key_col_name': 'crane_data_output: crane_boom_operation_concat - variable - value', 'value': 'LR1600/2-HSL4DF + Derrick boom-Base - Equipment rental cost USD - 1245504.9535584275', 'last_number': 1245504.9535584275, 'project_id_with_serial': 'WISDEM', 'module': 'ErectionCost'}, {'unit': '', 'type': 'dataframe', 'variable_df_key_col_name': 'crane_data_output: crane_boom_operation_concat - variable - value', 'value': 'Big LR110000-Big PDW3B2 Derrick-Top - Fuel cost USD - 106762.5', 'last_number': 106762.5, 'project_id_with_serial': 'WISDEM', 'module': 'ErectionCost'}, {'unit': '', 'type': 'dataframe', 'variable_df_key_col_name': 'crane_data_output: crane_boom_operation_concat - variable - value', 'value': 'LB 75-Hydraulic-Offload - Fuel cost USD - 5544.0', 'last_number': 5544.0, 'project_id_with_serial': 'WISDEM', 'module': 'ErectionCost'}, {'unit': '', 'type': 'dataframe', 'variable_df_key_col_name': 'crane_data_output: crane_boom_operation_concat - variable - value', 'value': 'LR1600/2-HSL4DF + Derrick boom-Base - Fuel cost USD - 37245.0', 'last_number': 37245.0, 'project_id_with_serial': 'WISDEM', 'module': 'ErectionCost'}, {'unit': '', 'type': 'dataframe', 'variable_df_key_col_name': 'crane_data_output: crane_boom_operation_concat - variable - value', 'value': 'Big LR110000-Big PDW3B2 Derrick-Top - Labor cost USD without management - 5512647.851021232', 'last_number': 5512647.851021232, 'project_id_with_serial': 'WISDEM', 'module': 'ErectionCost'}, {'unit': '', 'type': 'dataframe', 'variable_df_key_col_name': 'crane_data_output: crane_boom_operation_concat - variable - value', 'value': 'LB 75-Hydraulic-Offload - Labor cost USD without management - 882394.2315739277', 'last_number': 882394.2315739277, 'project_id_with_serial': 'WISDEM', 'module': 'ErectionCost'}, {'unit': '', 'type': 'dataframe', 'variable_df_key_col_name': 'crane_data_output: crane_boom_operation_concat - variable - value', 'value': 'LR1600/2-HSL4DF + Derrick boom-Base - Labor cost USD without management - 2882053.9219638295', 'last_number': 2882053.9219638295, 'project_id_with_serial': 'WISDEM', 'module': 'ErectionCost'}, {'unit': '', 'type': 'dataframe', 'variable_df_key_col_name': 'crane_data_output: crane_boom_operation_concat - variable - value', 'value': 'Big LR110000-Big PDW3B2 Derrick-Top - Mobilization cost USD - 2800000.0', 'last_number': 2800000.0, 'project_id_with_serial': 'WISDEM', 'module': 'ErectionCost'}, {'unit': '', 'type': 'dataframe', 'variable_df_key_col_name': 'crane_data_output: crane_boom_operation_concat - variable - value', 'value': 'LB 75-Hydraulic-Offload - Mobilization cost USD - 32160.0', 'last_number': 32160.0, 'project_id_with_serial': 'WISDEM', 'module': 'ErectionCost'}, {'unit': '', 'type': 'dataframe', 'variable_df_key_col_name': 'crane_data_output: crane_boom_operation_concat - variable - value', 'value': 'LR1600/2-HSL4DF + Derrick boom-Base - Mobilization cost USD - 498354.0', 'last_number': 498354.0, 'project_id_with_serial': 'WISDEM', 'module': 'ErectionCost'}, {'unit': '', 'type': 'dataframe', 'variable_df_key_col_name': 'crane_data_output: crane_boom_operation_concat - variable - value', 'value': 'Big LR110000-Big PDW3B2 Derrick-Top - Subtotal for hourly labor (non-management) USD - 4751257.851021232', 'last_number': 4751257.851021232, 'project_id_with_serial': 'WISDEM', 'module': 'ErectionCost'}, {'unit': '', 'type': 'dataframe', 'variable_df_key_col_name': 'crane_data_output: crane_boom_operation_concat - variable - value', 'value': 'LB 75-Hydraulic-Offload - Subtotal for hourly labor (non-management) USD - 757234.2315739277', 'last_number': 757234.2315739277, 'project_id_with_serial': 'WISDEM', 'module': 'ErectionCost'}, {'unit': '', 'type': 'dataframe', 'variable_df_key_col_name': 'crane_data_output: crane_boom_operation_concat - variable - value', 'value': 'LR1600/2-HSL4DF + Derrick boom-Base - Subtotal for hourly labor (non-management) USD - 2483627.9219638295', 'last_number': 2483627.9219638295, 'project_id_with_serial': 'WISDEM', 'module': 'ErectionCost'}, {'unit': '', 'type': 'dataframe', 'variable_df_key_col_name': 'crane_data_output: crane_boom_operation_concat - variable - value', 'value': 'Big LR110000-Big PDW3B2 Derrick-Top - Subtotal for per diem labor (non-management) USD - 761390.0', 'last_number': 761390.0, 'project_id_with_serial': 'WISDEM', 'module': 'ErectionCost'}, {'unit': '', 'type': 'dataframe', 'variable_df_key_col_name': 'crane_data_output: crane_boom_operation_concat - variable - value', 'value': 'LB 75-Hydraulic-Offload - Subtotal for per diem labor (non-management) USD - 125160.0', 'last_number': 125160.0, 'project_id_with_serial': 'WISDEM', 'module': 'ErectionCost'}, {'unit': '', 'type': 'dataframe', 'variable_df_key_col_name': 'crane_data_output: crane_boom_operation_concat - variable - value', 'value': 'LR1600/2-HSL4DF + Derrick boom-Base - Subtotal for per diem labor (non-management) USD - 398426.0', 'last_number': 398426.0, 'project_id_with_serial': 'WISDEM', 'module': 'ErectionCost'}, {'unit': '', 'type': 'dataframe', 'variable_df_key_col_name': 'crane_data_output: crane_boom_operatio | The details from the run of LandBOSSE. This includes some costs, but mostly other things
landbosse.erection_crane_choice | output | n/a | Crane name Boom system Operation 0 Big LR110000 Big PDW3B2 Derrick Top 1 LB 75 Hydraulic Offload 2 LR1600/2 HSL4DF + Derrick boom Base | The crane choices for erection.
landbosse.erection_component_name_topvbase | output | n/a | Component Operation 0 Nacelle Top 1 Hub Top 2 Blade 1 Top 2 Blade 2 Top 2 Blade 3 Top 5 Tower 1 Base 5 Tower 2 Base 5 Tower 3 Base 5 Tower 4 Base 5 Tower 5 Base 5 Tower 6 Base 5 Tower 7 Base 5 Tower 8 Base 5 Tower 9 Top 5 Tower 10 Top | List of components and whether they are a topping or base operation
landbosse.erection_components | output | n/a | Component Mass tonne Lift height m Surface area sq m Coeff drag ... Offload hook height m Offload cycle time hrs Multplier drag rotor Multiplier tower drag Operation 0 Nacelle 189.974398 140.0 33.000000 0.8 ... 6 0.5 1.000000 0 Top 1 Hub 36.718560 140.0 11.300000 1.1 ... 6 0.5 0.000000 0 Top 2 Blade 1 52.253844 140.0 150.987537 0.1 ... 6 0.5 0.666667 0 Top 2 Blade 2 52.253844 140.0 150.987537 0.1 ... 6 0.5 0.666667 0 Top 2 Blade 3 52.253844 140.0 150.987537 0.1 ... 6 0.5 0.666667 0 Top 5 Tower 1 79.144596 14.0 74.330082 0.6 ... 6 0.5 0.000000 1 Base 5 Tower 2 79.144596 28.0 74.330082 0.6 ... 6 0.5 0.000000 1 Base 5 Tower 3 79.144596 42.0 74.330082 0.6 ... 6 0.5 0.000000 1 Base 5 Tower 4 79.144596 56.0 74.330082 0.6 ... 6 0.5 0.000000 1 Base 5 Tower 5 79.144596 70.0 74.330082 0.6 ... 6 0.5 0.000000 1 Base 5 Tower 6 79.144596 84.0 74.330082 0.6 ... 6 0.5 0.000000 1 Base 5 Tower 7 79.144596 98.0 74.330082 0.6 ... 6 0.5 0.000000 1 Base 5 Tower 8 79.144596 112.0 74.330082 0.6 ... 6 0.5 0.000000 1 Base 5 Tower 9 79.144596 126.0 74.330082 0.6 ... 6 0.5 0.000000 1 Top 5 Tower 10 79.144596 140.0 74.330082 0.6 ... 6 0.5 0.000000 1 Top [15 rows x 14 columns] | List of components with their values modified from the defaults.
tcons.constr_tower_f_NPmargin | output |  | -0.16069 | constraint on tower frequency such that ratio of 3P/f is above or below gamma with constraint <= 0
tcons.constr_tower_f_1Pmargin | output |  | -0.059574 | constraint on tower frequency such that ratio of 1P/f is above or below gamma with constraint <= 0
tcons.tip_deflection_ratio | output |  | 1.1054
tcons.blade_tip_tower_clearance | output | m | 18.7441
towerse.env.Px | output | N/m | [0.0, 218.33175939628282, 299.22666422280815, 356.6730514926502, 402.97251538259263, 442.38116052020723, 477.01257041349606, 508.1221570655043, 536.5080787816399, 562.7131230682517, 587.1251805719552, 610.0322234234493, 631.654614920134, 652.1651883027363, 671.7022990990233, 690.3786304388918, 708.2873209687489, 725.5063439577553, 742.1017089756397, 758.1298497766129, 773.6394366811433, 788.672773664171, 803.266890329779, 817.4544060908204, 831.264221801925, 839.7659624202263, 847.7893811476672, 855.3596638837112, 850.5564393556139, 844.9783304610543, 838.6475280747234]
towerse.env.Py | output | N/m | [0.0, 0.0, 0.0, 0.0, 0.0, 0.0, 0.0, 0.0, 0.0, 0.0, 0.0, 0.0, 0.0, 0.0, 0.0, 0.0, 0.0, 0.0, 0.0, 0.0, 0.0, 0.0, 0.0, 0.0, 0.0, 0.0, 0.0, 0.0, 0.0, 0.0, 0.0]
towerse.env.Pz | output | N/m | [0.0, 0.0, 0.0, 0.0, 0.0, 0.0, 0.0, 0.0, 0.0, 0.0, 0.0, 0.0, 0.0, 0.0, 0.0, 0.0, 0.0, 0.0, 0.0, 0.0, 0.0, 0.0, 0.0, 0.0, 0.0, 0.0, 0.0, 0.0, 0.0, 0.0, 0.0]
towerse.env.qdyn | output | N/m**2 | [0.0, 55.0127726384311, 72.58978868996049, 85.37132772776134, 95.78280041773561, 104.72528131283048, 112.64814228996639, 119.8126709578496, 126.38616286718343, 132.48311707360403, 138.18583715019656, 143.55575512289292, 148.64011488548127, 153.4761424310235, 158.09376713971238, 162.5174642823569, 166.76754171547995, 170.86106240394477, 174.81252102247197, 178.63435009837622, 182.3373052764593, 185.93076312491624, 189.42295452163367, 192.82114982695617, 196.1318074495844, 199.36069425429818, 202.51298405264296, 205.59333884918283, 208.60597638473826, 211.55472669107263, 214.44307975932125]
towerse.env.wind.U | output | m/s | [0.0, 9.477171078680673, 10.886410828105966, 11.806005232741882, 12.505202210067232, 13.075934043998101, 13.561538789936986, 13.986154725757029, 14.364705207609516, 14.707105991689259, 15.020303926390346, 15.30936782031787, 15.578117299229095, 15.829507060074118, 16.065872926211107, 16.289095602980286, 16.500713241998394, 16.702000975268472, 16.894028459420486, 17.077702378480577, 17.253798411800098, 17.42298566812531, 17.585845631243682, 17.742887040552503, 17.894557715575317, 18.041254051814676, 18.18332872032109, 18.321096966052064, 18.454841801930097, 18.58481832433909, 18.71125732353289]
towerse.env.windLoads.windLoads_Px | output | N/m | [0.0, 218.33175939628282, 299.22666422280815, 356.6730514926502, 402.97251538259263, 442.38116052020723, 477.01257041349606, 508.1221570655043, 536.5080787816399, 562.7131230682517, 587.1251805719552, 610.0322234234493, 631.654614920134, 652.1651883027363, 671.7022990990233, 690.3786304388918, 708.2873209687489, 725.5063439577553, 742.1017089756397, 758.1298497766129, 773.6394366811433, 788.672773664171, 803.266890329779, 817.4544060908204, 831.264221801925, 839.7659624202263, 847.7893811476672, 855.3596638837112, 850.5564393556139, 844.9783304610543, 838.6475280747234]
towerse.env.windLoads.windLoads_Py | output | N/m | [0.0, 0.0, 0.0, 0.0, 0.0, 0.0, 0.0, 0.0, 0.0, 0.0, 0.0, 0.0, 0.0, 0.0, 0.0, 0.0, 0.0, 0.0, 0.0, 0.0, 0.0, 0.0, 0.0, 0.0, 0.0, 0.0, 0.0, 0.0, 0.0, 0.0, 0.0]
towerse.env.windLoads.windLoads_Pz | output | N/m | [0.0, 0.0, 0.0, 0.0, 0.0, 0.0, 0.0, 0.0, 0.0, 0.0, 0.0, 0.0, 0.0, 0.0, 0.0, 0.0, 0.0, 0.0, 0.0, 0.0, 0.0, 0.0, 0.0, 0.0, 0.0, 0.0, 0.0, 0.0, 0.0, 0.0, 0.0]
towerse.env.windLoads.windLoads_qdyn | output | N/m**2 | [0.0, 55.0127726384311, 72.58978868996049, 85.37132772776134, 95.78280041773561, 104.72528131283048, 112.64814228996639, 119.8126709578496, 126.38616286718343, 132.48311707360403, 138.18583715019656, 143.55575512289292, 148.64011488548127, 153.4761424310235, 158.09376713971238, 162.5174642823569, 166.76754171547995, 170.86106240394477, 174.81252102247197, 178.63435009837622, 182.3373052764593, 185.93076312491624, 189.42295452163367, 192.82114982695617, 196.1318074495844, 199.36069425429818, 202.51298405264296, 205.59333884918283, 208.60597638473826, 211.55472669107263, 214.44307975932125]
towerse.env.windLoads.windLoads_z | output | m | [0.0, 4.566666666666666, 9.133333333333333, 13.7, 18.266666666666666, 22.833333333333332, 27.4, 31.966666666666665, 36.53333333333333, 41.1, 45.666666666666664, 50.23333333333333, 54.8, 59.36666666666666, 63.93333333333334, 68.5, 73.06666666666666, 77.63333333333333, 82.2, 86.76666666666667, 91.33333333333334, 95.9, 100.46666666666667, 105.03333333333333, 109.6, 114.16666666666666, 118.73333333333332, 123.29999999999998, 127.86666666666666, 132.43333333333334, 137.0]
towerse.env.windLoads.windLoads_beta | output | deg | 0
towerse.g2e.Px | output | N/m | [0.0, 0.0, 0.0, 0.0, 0.0, 0.0, 0.0, 0.0, 0.0, 0.0, 0.0, 0.0, 0.0, 0.0, 0.0, 0.0, 0.0, 0.0, 0.0, 0.0, 0.0, 0.0, 0.0, 0.0, 0.0, 0.0, 0.0, 0.0, 0.0, 0.0, 0.0]
towerse.g2e.Py | output | N/m | [0.0, 0.0, 0.0, 0.0, 0.0, 0.0, 0.0, 0.0, 0.0, 0.0, 0.0, 0.0, 0.0, 0.0, 0.0, 0.0, 0.0, 0.0, 0.0, 0.0, 0.0, 0.0, 0.0, 0.0, 0.0, 0.0, 0.0, 0.0, 0.0, 0.0, 0.0]
towerse.g2e.Pz | output | N/m | [0.0, -218.33175939628282, -299.22666422280815, -356.6730514926502, -402.97251538259263, -442.38116052020723, -477.01257041349606, -508.1221570655043, -536.5080787816399, -562.7131230682517, -587.1251805719552, -610.0322234234493, -631.654614920134, -652.1651883027363, -671.7022990990233, -690.3786304388918, -708.2873209687489, -725.5063439577553, -742.1017089756397, -758.1298497766129, -773.6394366811433, -788.672773664171, -803.266890329779, -817.4544060908204, -831.264221801925, -839.7659624202263, -847.7893811476672, -855.3596638837112, -850.5564393556139, -844.9783304610543, -838.6475280747234]
towerse.g2e.qdyn | output | Pa | [0.0, 55.0127726384311, 72.58978868996049, 85.37132772776134, 95.78280041773561, 104.72528131283048, 112.64814228996639, 119.8126709578496, 126.38616286718343, 132.48311707360403, 138.18583715019656, 143.55575512289292, 148.64011488548127, 153.4761424310235, 158.09376713971238, 162.5174642823569, 166.76754171547995, 170.86106240394477, 174.81252102247197, 178.63435009837622, 182.3373052764593, 185.93076312491624, 189.42295452163367, 192.82114982695617, 196.1318074495844, 199.36069425429818, 202.51298405264296, 205.59333884918283, 208.60597638473826, 211.55472669107263, 214.44307975932125]
towerse.post.axial_stress | output | Pa | [[146478521.35681695], [141624794.87505803], [136743840.1133794], [146995302.6290758], [141455729.35479602], [135893464.04531083], [146512577.00927395], [140167187.6572665], [133803998.42502367], [143120109.35766578], [135893353.75892597], [128654898.53326985], [137211718.21756583], [128962323.17908844], [120708976.43980576], [129297052.85543652], [119749870.56710066], [110210150.01298817], [118258509.62086765], [107019056.1916275], [95811352.93762247], [101319797.67687312], [87953714.527025], [74703775.7599744], [73979792.92134812], [59362968.6083862], [45070975.94466674], [35304830.6450613], [25250939.94672127], [23757795.568470795]]
towerse.post.shear_stress | output | Pa | [[3219901.9634012645], [3220263.438756221], [3220613.062094193], [3601478.3077931865], [3601841.7868392756], [3602191.6445751525], [4061433.731613874], [4061796.7720044595], [4062144.204590864], [4573743.005956042], [4574098.596458338], [4574436.419363278], [5181906.646229241], [5182248.839096863], [5182570.748124703], [5972774.378724491], [5973098.609051008], [5973399.331004063], [7033097.496938074], [7033396.473959144], [7033667.645309119], [8439626.872510614], [8439886.056350347], [8440111.72593695], [10122410.76816705], [10190535.463628473], [10259534.00808626], [11347487.20381114], [11610117.117011532], [11885047.452658975]]
towerse.post.hoop_stress | output | Pa | [[-1319.1370065917677], [-3059.748722182881], [-3787.708640658505], [-4866.698870320302], [-5386.64210878207], [-5839.728886750654], [-7054.192220745608], [-7471.082433466905], [-7855.576323746156], [-9263.29318576706], [-9642.239832546631], [-10000.023901225992], [-11730.874212647688], [-12097.950140403267], [-12449.015688136904], [-14758.742155485857], [-15132.706991668894], [-15493.287561920837], [-18681.987848446144], [-19079.72210352491], [-19465.385439762107], [-23842.236440512628], [-24279.909550417182], [-24706.05174705168], [-29975.291956501555], [-30272.964863227364], [-30553.611742758247], [-33369.166747790296], [-33149.72367525049], [-32900.82633236295]]
towerse.post.hoop_stress_euro | output | Pa | [[0.0], [0.0], [0.0], [0.0], [0.0], [0.0], [0.0], [0.0], [0.0], [0.0], [0.0], [0.0], [0.0], [0.0], [0.0], [0.0], [0.0], [0.0], [0.0], [0.0], [0.0], [0.0], [0.0], [0.0], [0.0], [0.0], [0.0], [0.0], [0.0], [0.0]]
towerse.post.constr_stress | output |  | [[0.7456731098704391], [0.7210054521175185], [0.6961981416229812], [0.7484440762108168], [0.7202922994703116], [0.6920271896161514], [0.7461796158135849], [0.7139409340685985], [0.6816154293492869], [0.7291837479714413], [0.6924818652294721], [0.6557271642079411], [0.699511492684919], [0.6576435065573193], [0.6157684065654175], [0.659867844409437], [0.6114698973939434], [0.5631384807549105], [0.6048063602204408], [0.5479652622186699], [0.491361508693885], [0.5208059666710999], [0.4536152690391927], [0.387284363098308], [0.3868301097812485], [0.31511636950784117], [0.24652301404623095], [0.2056229798882418], [0.16427267252263333], [0.15997476549537518]]
towerse.post.constr_shell_buckling | output |  | [[0.04338691473558526], [0.04220007598313588], [0.041019240689294044], [0.046947472836303863], [0.04573903196823161], [0.04454080377420127], [0.05216439753473284], [0.050926713026114664], [0.04970019353236272], [0.058826351758390294], [0.05754702240824722], [0.056279221386696075], [0.06826276330994115], [0.06691578456613466], [0.06557987059004045], [0.08333989523581666], [0.08186594022517348], [0.08040870210346654], [0.10444287714736797], [0.10284246914152854], [0.10125657113090408], [0.1393987118178181], [0.13756816511148104], [0.13574903817668335], [0.19014545885055753], [0.1883906275656876], [0.18666516005258613], [0.22067548173579943], [0.21993934353630917], [0.21935235254480362]]
towerse.post.constr_global_buckling | output |  | [[1.3062654501204307], [1.2577595498458072], [1.2093402932182], [1.3078278125588798], [1.254130549148136], [1.200593183680155], [1.302896343411592], [1.243147685637822], [1.1836386035448303], [1.2754033369392477], [1.2091247521419517], [1.143177346017333], [1.230501364326035], [1.1566646453477438], [1.0832703089269853], [1.1754766407664274], [1.0919305448362977], [1.0089815978562118], [1.103703096918708], [1.0073032048224513], [0.9117770254138202], [0.994179677951716], [0.8814000199652043], [0.7702577512013338], [0.8077998359054451], [0.6883158494189046], [0.5728233150808022], [0.5212566421793303], [0.44801120809251194], [0.4414363940797365]]
towerse.tower.f1 | output | Hz | 0.21213
towerse.tower.f2 | output | Hz | 0.21447
towerse.tower.structural_frequencies | output | Hz | [0.21213391371887955, 0.21446882021084007, 0.765736517546998, 0.9930930445789415, 1.1331061828158957, 2.330996924725637]
towerse.tower.fore_aft_modes | output |  | [[1.1492376833258389, -0.09256113006175681, -0.011559611299698732, -0.007906284303315766, -0.03721065766113851], [-61.851986342382354, 54.53398193678458, 8.783084628734086, 5.419654375794249, -5.884734598931313], [-50.073042567772966, 64.10447488830077, 56.76339329419949, -84.35728993664573, 14.562464321918661]]
towerse.tower.side_side_modes | output |  | [[1.137776634908563, -0.08537118145704192, -0.00939144395947838, -0.008473755270236062, -0.03454025422187821], [653.7008897694844, -534.5954137000357, -84.73345522854976, -60.42344055483902, 26.78454746719049], [-43.382198514871774, 54.40001975158486, 41.95210590490031, -58.87320039989222, 6.903273258278624]]
towerse.tower.torsion_modes | output |  | [[6.954465998428202, -25.802788364938902, 45.85621548941596, -37.92213975601586, 11.914246633110674], [0.0, 0.0, 0.0, 0.0, 0.0], [0.0, 0.0, 0.0, 0.0, 0.0]]
towerse.tower.fore_aft_freqs | output | Hz | [0.21446882021084007, 1.1331061828158957, 2.4671933867671245]
towerse.tower.side_side_freqs | output | Hz | [0.21213391371887955, 0.9930930445789415, 2.330996924725637]
towerse.tower.torsion_freqs | output | Hz | [6.778729959172202, 0.0, 0.0]
towerse.tower.tower_deflection | output | m | [[0.0], [0.002927347159812217], [0.011254087114718052], [0.024799243162298493], [0.04368828670437193], [0.0679913158250272], [0.0975034333842664], [0.13235162785444815], [0.1725956213691791], [0.218002409471368], [0.26866602994703903], [0.324605151281362], [0.385555965359963], [0.45159183156147303], [0.5226963592950439], [0.5985698678343826], [0.6792842226575313], [0.7647944340179719], [0.8547549933428199], [0.9492282167927613], [1.0481197428784923], [1.151023419922976], [1.2579538305760198], [1.368717949612795], [1.4828300452534482], [1.6001730893164308], [1.720408507772844], [1.8429905823861814], [1.9674981171428971], [2.0933679734830735], [2.2199383507673787]]
towerse.tower.top_deflection | output | m | 2.2199
towerse.tower.tower_Fz | output | N | [[-10924686.971255906], [-10491857.616781548], [-10058715.54178545], [-9670858.389759865], [-9282807.494648559], [-8894589.231894398], [-8549789.794936692], [-8204855.8684414765], [-7859798.539123525], [-7552881.273940854], [-7245857.043953276], [-6938732.155492213], [-6667143.599805994], [-6395464.516505031], [-6123699.051862806], [-5887369.980800054], [-5650961.503329768], [-5414476.58856566], [-5213033.392193066], [-5011518.904530494], [-4809935.374488484], [-4641270.489316852], [-4472540.543303106], [-4303747.309361286], [-4162295.8728921027], [-4021647.6666986644], [-3881804.7964786715], [-3754839.3989862227], [-3630442.282678202], [-3508616.922533232]]
towerse.tower.tower_Vx | output | N | [[2052584.3304778337], [2052840.2821138948], [2053087.8873934448], [2053247.5413242579], [2053477.7870275676], [2053699.4550091624], [2053760.510918796], [2053964.5830686688], [2054159.9394651651], [2054146.901802063], [2054324.5622618198], [2054493.4124131203], [2054407.430846274], [2054558.5200862288], [2054700.7323278189], [2054531.6396615505], [2054656.0613744855], [2054771.5583388805], [2054526.073476553], [2054623.7779753804], [2054712.5194326043], [2054416.246387422], [2054487.1865748167], [2054549.1260085702], [2054257.891661048], [2054291.3233074546], [2054315.77956146], [2054169.5559459329], [2054152.128242135], [2054124.921900034]]
towerse.tower.tower_Vy | output | N | [[52888.38842979551], [52879.60686839232], [52870.59961133357], [52864.18012729194], [52854.746217159554], [52845.09466855414], [52841.12411689013], [52831.05651935376], [52820.77685411647], [52818.83955696598], [52808.14964648336], [52797.25229077414], [52797.860676486045], [52786.5573005639], [52775.050490859896], [52779.47209789604], [52767.56073639169], [52755.44944681227], [52764.41451364383], [52751.89534622058], [52739.179394602776], [52752.41499508172], [52739.2820302546], [52725.955275423825], [52740.51821502298], [52727.56539877504], [52714.332879938185], [52716.69533529878], [52704.96895220131], [52692.704939715564]]
towerse.tower.tower_Mxx | output | N*m | [[9671879.183964338], [9910451.267738845], [10147150.390093707], [10381986.79731597], [10614937.747468717], [10846129.276008062], [11075569.381636985], [11303204.146970026], [11529172.441701025], [11753488.784402251], [11976081.919697315], [12197103.362398848], [12416565.542696387], [12634365.806119472], [12850667.84046954], [13065465.337247059], [13278594.742185295], [13490231.014343515], [13700335.551076293], [13908662.990653917], [14115398.527945071], [14320462.096207455], [14523519.686310038], [14724765.810937062], [14924086.50496231], [15121061.785505563], [15315820.496629536], [15508290.335894793], [15698154.112045035], [15885338.89037159]]
towerse.tower.tower_Myy | output | N*m | [[281863598.51294506], [272399840.4414818], [262884969.41855162], [253322248.25210822], [243714534.07104516], [234067933.95042944], [224385368.94343352], [214668730.8883896], [204923658.0081706], [195152981.36125493], [185358059.91861463], [175544049.19460607], [165713527.1431713], [155867205.68119478], [146009760.47701526], [136143353.96898746], [126267859.96222377], [116387503.92465305], [106504066.62896824], [96616720.16707587], [86729287.00719666], [76843332.19350696], [66957744.20582771], [57075997.30226135], [47199748.987982035], [37328234.88308096], [27464377.604704857], [17610393.29385066], [7767345.076389551], [-2062315.7369844913]]
towerse.tower.tower_Mzz | output | N*m | [[1110392.6639770465], [1110387.7667698765], [1110382.8619409404], [1110391.3905758082], [1110386.4772198389], [1110381.5614530547], [1110390.97332941], [1110386.0499324566], [1110381.1246588062], [1110390.3055033043], [1110385.3721303833], [1110380.4370819742], [1110390.2911367717], [1110385.3467096651], [1110380.400678509], [1110392.4359220054], [1110387.4779811595], [1110382.5184187514], [1110397.6972426814], [1110392.7218236662], [1110387.74468845], [1110406.5059609646], [1110401.5075813741], [1110396.507318732], [1110416.881433707], [1110412.7639167537], [1110408.6244298872], [1110418.2071164034], [1110416.3113150303], [1110414.44023019]]
towerse.tower.turbine_F | output | N | [[2052445.919856105], [52892.490290673566], [-11356839.923892472]]
towerse.tower.turbine_M | output | N*m | [[9431318.484158691], [291269566.98937225], [1110263.9813024688]]
towerse.turbine_mass | output | kg | 1175162.421
towerse.turbine_center_of_mass | output | m | [-2.0286459425267247, -0.02673235686989289, 81.24323913619287]
towerse.turbine_I_base | output | kg*m**2 | [10741227560.930943, 10669622739.806662, 142161915.2920257, -35.777810982817755, 100731.38860621676, 48163.86565126492]
rotorse.ccblade.CP | output |  | 0.45266 | Rotor power coefficient
rotorse.ccblade.CM | output |  | 0.16506 | Blade flapwise moment coefficient
rotorse.ccblade.local_airfoil_velocities | output | m/s | [4.706477278777171, 5.48976137051873, 6.628411833744371, 7.987507002921912, 9.487585879863477, 11.066868292292398, 12.677302157536968, 14.308836205589746, 15.961019499825756, 17.631220843023907, 19.317153090725334, 21.01570355023784, 22.724857333446494, 24.442059589694477, 26.168155727913092, 27.897086408910425, 29.631448986526177, 31.367779805005792, 33.10498292131764, 34.84258025973939, 37.10220979261796, 38.31959714962255, 40.059660828402535, 41.801910266327596, 43.543306482315785, 45.289103111703795, 47.03147008143276, 48.772541601771934, 50.51021834097066, 51.73260725357277] | Local relative velocities for the airfoils
rotorse.ccblade.P | output | W | 0 | Rotor aerodynamic power
rotorse.ccblade.T | output | N*m | 0 | Rotor aerodynamic thrust
rotorse.ccblade.Q | output | N*m | 0 | Rotor aerodynamic torque
rotorse.ccblade.M | output | N*m | 0 | Blade root flapwise moment
rotorse.ccblade.a | output |  | [0.10715225498176578, 0.05424859180983815, 0.06907781619957429, 0.09628865983517122, 0.11568994914835636, 0.15477767381511778, 0.1836963035943607, 0.222592892402804, 0.2574600320502009, 0.2832220441612583, 0.30593710351673375, 0.32475108902335936, 0.33593516922616745, 0.3404561306186074, 0.3366574661443214, 0.3269219876415452, 0.31491169610088215, 0.30251934994573376, 0.2910077230035696, 0.2823648214455492, 0.2759015111850489, 0.2723579775592668, 0.26653677335592985, 0.25839889781521747, 0.2497218350521133, 0.23780661122863497, 0.2282741394369315, 0.22489733765782796, 0.23811209156706029, 0.292544430955818] | Axial induction along blade span
rotorse.ccblade.ap | output |  | [-0.10715225498176577, -0.047295489254171444, 0.0037710368385335696, 0.019168939801727066, 0.02218030992937868, 0.026369179259932263, 0.02420161520506832, 0.022238330664438626, 0.01970611849143775, 0.016953006502778232, 0.014703709798624927, 0.012811035981248357, 0.011163824257699819, 0.009704708516949491, 0.008474072132779351, 0.007284051145674304, 0.006353982588567275, 0.0055707828758217144, 0.004915089056883065, 0.004381946824613167, 0.003842325218539307, 0.0035912829361614833, 0.003267528151227726, 0.002975657151931059, 0.0026894017975708346, 0.0024649100624550293, 0.0022255626479490377, 0.0020376528682994324, 0.001958986151482193, 0.002082510014361429] | Tangential induction along blade span
rotorse.ccblade.alpha | output | deg | [47.921556490870806, 38.86672716266352, 27.198057030061793, 19.77492035425731, 15.399923984804538, 12.076352817541144, 10.126651284536708, 8.554500802215255, 7.412460819377475, 6.571976819945524, 5.779468757281157, 5.107666383634469, 4.611721629868598, 4.24997192669965, 4.024544376958045, 3.900667622722524, 3.840414883360631, 3.836728798706245, 3.893293913921533, 4.011194994263733, 4.2771486884596435, 4.487486902378556, 4.868080697409283, 5.345816453681004, 5.898930392573335, 6.537941822548483, 7.216657782455629, 7.905630160879618, 8.537453231802692, 9.004973345774957] | Angles of attack along blade span
rotorse.ccblade.cl | output |  | [-2.2850777865780053e-18, 0.03214516980779636, 0.4730322489820519, 0.7640769641216818, 0.8538039208555159, 0.9965857778798806, 1.022884739052426, 1.0636693941921116, 1.0688541560331302, 1.041384260207341, 1.0075487265866483, 0.9783710682192476, 0.9521458643893856, 0.9310869425059981, 0.9119924448329212, 0.8958102895655543, 0.8849142204400613, 0.8796979477413334, 0.8801114619774238, 0.8879152366351092, 0.9122172653183388, 0.9319585046555893, 0.9687154671724584, 1.0134004846662008, 1.0715057867221123, 1.134442367913281, 1.2171251425891474, 1.3263979508805481, 1.4439676741197058, 1.5504556297197998] | Lift coefficients along blade span
rotorse.ccblade.cd | output |  | [0.5, 0.49970541844376876, 0.39477903340424053, 0.2577229461979381, 0.14282503918671713, 0.05846967567042442, 0.029091354498173683, 0.017392182094198114, 0.013491527208069709, 0.013262838679798836, 0.012266323030974094, 0.011312269117052642, 0.010408703490246548, 0.010193530625692374, 0.009392359720467938, 0.010364998890375406, 0.010123276068752938, 0.009893864340785099, 0.009680479342896063, 0.009477819028015696, 0.009230483673372283, 0.009112040842035644, 0.008969582182456514, 0.008610648023487634, 0.009116621799411926, 0.00765680702391626, 0.008388104027258857, 0.009941427351437116, 0.011828493612746523, 0.014217500969881124] | Drag coefficients along blade span
rotorse.ccblade.cl_n_opt | output |  | [-2.2850777865780053e-18, 1.018827237793546, 0.8941465260410655, 1.5504556297197998] | Lift coefficients along blade span
rotorse.ccblade.cd_n_opt | output |  | [0.5, 0.012598494913915676, 0.009414399706312256, 0.014217500969881124] | Drag coefficients along blade span
rotorse.ccblade.Px_b | output | N/m | [29.92385737085597, 39.62825274678175, 83.36163108526132, 154.04462999675505, 229.9150822447313, 357.5017997098818, 483.8619554281187, 645.3723761188801, 810.6765472517836, 966.0527542654997, 1121.9028077551206, 1275.1601474624383, 1417.345978597142, 1549.2050790113633, 1664.0493125814503, 1762.414822187994, 1849.6303046411274, 1929.0235343268723, 2004.3148338792635, 2085.1349575831027, 2205.871119597994, 2267.2079040570634, 2344.887183527997, 2396.9803877004556, 2423.6016895207595, 2388.1883682069847, 2300.9028802121093, 2138.9032503619687, 1828.7787862215873, 1288.375394643334] | Distributed loads in blade-aligned x-direction
rotorse.ccblade.Py_b | output | N/m | [12.136515852405989, 22.516875649547178, -4.532382276578211, -41.01056672592048, -73.86268649121585, -122.4821066222298, -149.37406945127933, -172.30441222355662, -186.06310890255352, -192.12011257362454, -196.48323503627736, -199.3719443983695, -201.6201230102814, -202.93294506192436, -205.58519263518653, -204.94595486243418, -206.3162132987104, -207.30153999009323, -207.92392707190336, -208.60198661220392, -210.10329546715025, -210.77269218778036, -211.30703408668847, -211.15068765972813, -207.41961226412553, -204.04203625353165, -191.53212313645494, -171.1713385726649, -137.30510600579737, -85.59106918815186] | Distributed loads in blade-aligned y-direction
rotorse.ccblade.Pz_b | output | N/m | [0.0, 0.0, 0.0, 0.0, 0.0, 0.0, 0.0, 0.0, 0.0, 0.0, 0.0, 0.0, 0.0, 0.0, 0.0, 0.0, 0.0, 0.0, 0.0, 0.0, 0.0, 0.0, 0.0, 0.0, 0.0, 0.0, 0.0, 0.0, 0.0, 0.0] | Distributed loads in blade-aligned z-direction
rotorse.ccblade.Px_af | output | N/m | [23.96755608299441, 30.82023600450939, 81.45845650686107, 159.37889440181385, 240.20772078847787, 373.53450355535045, 500.8349919371863, 662.0825796439827, 826.0925225243495, 979.8549725861361, 1134.5009833273236, 1286.7695717092026, 1428.152639407633, 1559.3176596468334, 1673.689297502727, 1771.4588967251802, 1858.2267181484244, 1937.1196463722779, 2011.8036973192036, 2091.855791362873, 2211.2421964308846, 2271.6372198982767, 2347.6452095936183, 2397.6148714434835, 2421.6201449460236, 2383.0889559890916, 2292.515063107822, 2127.5005616313074, 1815.7736320259355, 1277.100326673515] | Distributed loads in airfoil x-direction
rotorse.ccblade.Py_af | output | N/m | [21.639974870492587, 33.578581825418546, 18.28179120918048, -3.159530546428236, -24.83731815043386, -57.283312509679206, -74.82857332888845, -88.54926346957305, -96.88699080843516, -100.26113094057251, -100.89147896864137, -100.03321054994134, -99.50043015576763, -98.72483648825529, -100.44661048772393, -100.21091305651993, -103.40264830305017, -108.0425846957721, -114.70046299054057, -124.26555554639728, -142.89415581534777, -155.95239390190244, -178.06890801178815, -203.81982276719108, -229.39903790400072, -256.83430931331793, -274.2504398998802, -279.1918727617701, -257.39203233337975, -190.3989082362052] | Distributed loads in airfoil y-direction
rotorse.ccblade.Pz_af | output | N/m | [0.0, 0.0, 0.0, 0.0, 0.0, 0.0, 0.0, 0.0, 0.0, 0.0, 0.0, 0.0, 0.0, 0.0, 0.0, 0.0, 0.0, 0.0, 0.0, 0.0, 0.0, 0.0, 0.0, 0.0, 0.0, 0.0, 0.0, 0.0, 0.0, 0.0] | Distributed loads in airfoil z-direction
rotorse.ccblade.LiftF | output | N/m | [-7.105427357601002e-15, 2.925942914283482, 64.09573012658697, 151.04910543583114, 238.17891431076276, 377.2525886293871, 506.18944242039294, 667.8885027798839, 831.6884863857824, 984.8912254158696, 1138.893903349427, 1290.5657319970207, 1431.5290420608367, 1562.3461816695637, 1676.611832852234, 1774.1723271680198, 1860.9796906716851, 1940.0076426600444, 2014.9489140484475, 2095.4241324644827, 2215.7409849817086, 2276.875320409789, 2354.2878693938674, 2406.175721680837, 2432.373275973607, 2396.8343982996525, 2308.8060630573436, 2145.6812696135316, 1833.8644630098415, 1291.1610309344821] | Distributed lift force
rotorse.ccblade.DragF | output | N/m | [32.291365053014296, 45.48457939612435, 53.49244251140508, 50.948820997678766, 39.84276944500127, 22.133404863466694, 14.39628137020216, 10.920722662883179, 10.497922265050647, 12.54335593399432, 13.865374594654583, 14.921973214282275, 15.649242299701257, 17.10455052448512, 17.266964803229456, 20.528112276260686, 21.289307745154474, 21.819048783558884, 22.162728452157324, 22.367057006137088, 22.4204931915624, 22.261700288323595, 21.79894844388741, 20.444762495726934, 20.695200629652675, 16.177197692133262, 15.91167970985569, 16.08200197161142, 15.02239591379967, 11.839799125951856] | Distributed drag force
rotorse.ccblade.L_n_opt | output | N/m | [-7.105427357601002e-15, 1087.5596773715743, 2126.2746074689, 1291.1610309344821] | Distributed lift force
rotorse.ccblade.D_n_opt | output | N/m | [32.291365053014296, 13.424701707767827, 22.38075859214358, 11.839799125951856] | Distributed drag force
rotorse.re.precomp.z | output | m | [3.0, 6.448147165807186, 9.896294331614373, 13.34444149742156, 16.792588663228745, 20.240735829035934, 23.68888299484312, 27.13703016065031, 30.58517732645749, 34.03332449226468, 37.48147165807187, 40.929618823879046, 44.37776598968624, 47.825913155493424, 51.2740603213006, 54.722207487107795, 58.17035465291498, 61.618501818722166, 65.06664898452937, 68.51479615033654, 72.99738746588586, 75.41109048195092, 78.8592376477581, 82.30738481356529, 85.75553197937248, 89.20367914517963, 92.65182631098685, 96.09997347679402, 99.5481206426012, 102.9962678084084] | locations of properties along beam
rotorse.re.Tw_iner | output | deg | [32.0780186428855, -12.984531894695088, 21.001718271010922, 16.892217294201224, 14.250733802092698, 12.09000127150837, 10.36919391708241, 8.94717087395365, 7.793542093188058, 6.925000592741108, 6.375193463502574, 5.964110894144208, 5.625880108651056, 5.3207346124801, 5.032115706839587, 4.78070692328352, 4.500471658915197, 4.164915461244728, 3.774185771242969, 3.313228558755176, 3.0837491659295493, 2.11315100478824, 1.3712260587133904, 0.5095752706567341, -0.39561905874243714, -1.345795184402492, -2.301470930703905, -3.2013915803428232, -4.094525359143332, -4.571777288491384] | Orientation of the section principal inertia axes with respect the blade reference plane
rotorse.re.x_tc | output | m | [-6.976928845133099e-06, -0.018384291008237442, 0.004507760378482101, 0.061133711043649494, 0.05965235943287206, 0.06312182164137332, 0.06823132696305693, 0.060542684010677174, 0.048821709700170295, 0.038160931986649854, 0.026699042860653666, 0.017117511933704515, 0.010280704321603731, 0.007348745799457733, 0.00836834093546931, 0.011636469788475589, 0.01625763390152436, 0.020883195607211764, 0.0256399901337563, 0.030100214994761284, 0.02875112031205303, 0.03704168376595776, 0.039422487055849144, 0.042131513159395464, 0.041821824265840045, 0.041743397502168905, 0.04146850958805644, 0.03953899172675176, 0.03454030950495147, 0.02676889340231976] | X-coordinate of the tension-center offset with respect to the XR-YR axes
rotorse.re.y_tc | output | m | [-0.00014583464329156332, -0.008217607278626691, 0.05602701654935368, -0.12238208383096255, -0.17023141527509877, -0.1926371806850905, -0.20668896575853068, -0.21468736321316906, -0.20556760056475296, -0.18285670799496317, -0.14983445049885408, -0.10994442904614422, -0.07562909388274182, -0.03441525306588267, -0.01900506830609355, -0.0267045245210923, -0.02737867665232723, -0.04647416516048735, -0.06417152403258818, -0.07577681702634041, -0.05725226328194631, -0.08378085700917445, -0.08244469097596885, -0.07652904308540677, -0.068326259891941, -0.055475586397392446, -0.03956569599083761, -0.021131180311150778, 5.742844607120048e-05, -0.009839028924657095] | Chordwise offset of the section tension-center with respect to the XR-YR axes
rotorse.re.x_sc | output | m | [-6.976928844820367e-06, -0.01838831170741192, 0.0045281155694202315, 0.06248212684119282, 0.06112909317737809, 0.06452384827398559, 0.0694515572776575, 0.06139217958695084, 0.049382624291650204, 0.03855188171289266, 0.02697710508880731, 0.017319509445878668, 0.010430940695101963, 0.0074973899511563274, 0.00854913934864904, 0.011833276466216552, 0.01637497025658724, 0.021083087515768345, 0.02583173311799714, 0.030240089366657962, 0.028823028707930996, 0.03718713342429051, 0.039565937578112505, 0.042276300545093896, 0.04195652607571497, 0.04186835158668404, 0.04158668717468847, 0.03965040732536125, 0.03464202737768588, 0.026768893402319756] | X-coordinate of the shear-center offset with respect to the XR-YR axes
rotorse.re.y_sc | output | m | [-0.00014583464329156491, -0.008735082343919074, 0.04913602180839076, -0.13360708461140194, -0.18767534841363856, -0.2137570196178759, -0.22719307442229, -0.2312486808237099, -0.22012606239868335, -0.19796632651254376, -0.16761779553326048, -0.13020309954735426, -0.09706788370098404, -0.05569008511663515, -0.038383226363046904, -0.04168019049974471, -0.02411228782322261, -0.05378761509030696, -0.06855651698024401, -0.07406126898814419, -0.05625910459693264, -0.08263003640232246, -0.08151218981472087, -0.07578769820377242, -0.06774037567119383, -0.055010097290418745, -0.03918132269426171, -0.020792339215407515, 0.00042206476698271637, -0.009839028924657099] | Chordwise offset of the section shear-center with respect to the reference frame, XR-YR
rotorse.re.x_cg | output | m | [-6.976928844806979e-06, -0.002787814686267105, -0.002236848747733098, 0.011797617650765438, 0.01561440163366462, 0.025949341434326305, 0.036247716531849515, 0.038083838811150086, 0.03598493867650758, 0.0319975971029816, 0.026436423035595978, 0.021477445074494037, 0.018033252395907275, 0.016337324708936223, 0.01691091136622907, 0.018505617122253553, 0.02095104926356562, 0.022920245948924584, 0.024936853287516384, 0.026793066302673575, 0.021687527892558567, 0.029904739021156205, 0.03096872818870265, 0.03161397335335596, 0.03063427315394602, 0.030151438515658706, 0.029876621911618044, 0.02863212056793937, 0.02499033337755986, 0.01912218984730168] | X-coordinate of the center-of-mass offset with respect to the XR-YR axes
rotorse.re.y_cg | output | m | [-0.0001458346432912324, -0.003382157362441531, 0.033336048046868016, -0.012980650698454818, -0.011952928154330023, 0.01673390579449957, 0.04782459165908279, 0.07960519059807583, 0.1226880869155775, 0.1682190006464077, 0.20894488784517098, 0.25511725577388206, 0.28877989920721525, 0.3436756456753762, 0.35033710573948024, 0.3201211712758645, 0.30771554695719927, 0.2704630379582922, 0.23128772739940184, 0.19339730394332805, 0.06178152954287674, 0.12682328625527894, 0.09690695429277131, 0.07105652106673997, 0.047510926515567736, 0.029851865972075668, 0.01719789017481027, 0.007729572584606652, 0.0022609837642288202, -0.02341592633568285] | Chordwise offset of the section center of mass with respect to the XR-YR axes
rotorse.re.precomp.flap_iner | output | kg/m | [5523.794966932072, 4861.311035505989, 3262.9418138326655, 1952.921214487423, 1046.882134485717, 606.3059599740109, 404.72708748380285, 269.72311891257255, 191.2646483526732, 150.74258565724136, 127.54350476835094, 109.09641953194802, 92.18948717898928, 77.04220855624374, 62.41258420737097, 49.32829946149869, 38.096790322243095, 28.797355050637435, 21.39929727020842, 15.85818676312212, 26.65448489828468, 8.038247568466403, 5.2906251169834455, 3.2956685452813907, 1.8622297945761677, 0.9711183708916575, 0.45754245739387667, 0.18160744710238275, 0.0547893439388647, 0.008820936858732933] | Section flap inertia about the Y_G axis per unit length.
rotorse.re.precomp.edge_iner | output | kg/m | [5524.026890571052, 4768.984277574895, 3884.767931875107, 2955.407571252553, 2313.3122732669244, 1913.4285810697506, 1610.8671623030832, 1356.6929624095403, 1168.7384350292418, 1045.992348064358, 980.2068595774467, 918.6069564032998, 839.5384013419753, 753.6686582783989, 647.8354624646055, 520.6003689981005, 416.4867985335385, 318.7958260135815, 238.23470348561244, 176.1292494869141, 171.06883368048534, 91.86552029342478, 63.19600073939105, 41.676578621925074, 25.4121401430394, 14.51151234159296, 7.43463974325859, 3.2291004739472347, 1.1299022919551303, 0.17575261858532293] | Section lag inertia about the X_G axis per unit length
rotorse.blade_mass | output | kg | 52312.3037 | mass of one blade
rotorse.blade_moment_of_inertia | output | kg*m**2 | 68304437.783 | mass moment of inertia of blade about hub
rotorse.mass_all_blades | output | kg | 156936.9111 | mass of all blades
rotorse.I_all_blades | output | kg*m**2 | [204913313.34887153, 102456656.67443576, 102456656.67443576, 0.0, 0.0, 0.0] | mass moments of inertia of all blades in hub c.s. order:Ixx, Iyy, Izz, Ixy, Ixz, Iyz
rotorse.re.sc_ss_mats | output |  | [[0.0, 0.0, 0.0, 0.0, 0.0, 0.0, 0.0, 0.0, 0.0, 0.0], [1.0, 0.0, 0.0, 1.0, 0.0, 1.0, 0.0, 0.0, 0.0, 0.0], [1.0, 0.0, 0.0, 1.0, 0.0, 1.0, 0.0, 0.0, 0.0, 0.0], [1.0, 0.0, 0.0, 1.0, 0.0, 1.0, 0.0, 0.0, 0.0, 0.0], [1.0, 0.0, 0.0, 1.0, 0.0, 1.0, 0.0, 0.0, 0.0, 0.0], [1.0, 0.0, 0.0, 1.0, 0.0, 1.0, 0.0, 0.0, 0.0, 0.0], [1.0, 0.0, 0.0, 1.0, 0.0, 1.0, 0.0, 0.0, 0.0, 0.0], [1.0, 0.0, 0.0, 1.0, 0.0, 1.0, 0.0, 0.0, 0.0, 0.0], [1.0, 0.0, 0.0, 1.0, 0.0, 1.0, 0.0, 0.0, 0.0, 0.0], [1.0, 0.0, 0.0, 1.0, 0.0, 1.0, 0.0, 0.0, 0.0, 0.0], [1.0, 0.0, 0.0, 1.0, 0.0, 1.0, 0.0, 0.0, 0.0, 0.0], [1.0, 0.0, 0.0, 1.0, 0.0, 1.0, 0.0, 0.0, 0.0, 0.0], [1.0, 0.0, 0.0, 1.0, 0.0, 1.0, 0.0, 0.0, 0.0, 0.0], [1.0, 0.0, 0.0, 1.0, 0.0, 1.0, 0.0, 0.0, 0.0, 0.0], [1.0, 0.0, 0.0, 1.0, 0.0, 1.0, 0.0, 0.0, 0.0, 0.0], [1.0, 0.0, 0.0, 1.0, 0.0, 1.0, 0.0, 0.0, 0.0, 0.0], [1.0, 0.0, 0.0, 1.0, 0.0, 1.0, 0.0, 0.0, 0.0, 0.0], [1.0, 0.0, 0.0, 1.0, 0.0, 1.0, 0.0, 0.0, 0.0, 0.0], [1.0, 0.0, 0.0, 1.0, 0.0, 1.0, 0.0, 0.0, 0.0, 0.0], [1.0, 0.0, 0.0, 1.0, 0.0, 1.0, 0.0, 0.0, 0.0, 0.0], [1.0, 0.0, 0.0, 1.0, 0.0, 1.0, 0.0, 0.0, 0.0, 0.0], [1.0, 0.0, 0.0, 1.0, 0.0, 1.0, 0.0, 0.0, 0.0, 0.0], [1.0, 0.0, 0.0, 1.0, 0.0, 1.0, 0.0, 0.0, 0.0, 0.0], [1.0, 0.0, 0.0, 1.0, 0.0, 1.0, 0.0, 0.0, 0.0, 0.0], [1.0, 0.0, 0.0, 1.0, 0.0, 1.0, 0.0, 0.0, 0.0, 0.0], [1.0, 0.0, 0.0, 1.0, 0.0, 1.0, 0.0, 0.0, 0.0, 0.0], [1.0, 0.0, 0.0, 1.0, 0.0, 1.0, 0.0, 0.0, 0.0, 0.0], [1.0, 0.0, 0.0, 1.0, 0.0, 1.0, 0.0, 0.0, 0.0, 0.0], [1.0, 0.0, 0.0, 1.0, 0.0, 1.0, 0.0, 0.0, 0.0, 0.0], [1.0, 0.0, 0.0, 1.0, 0.0, 1.0, 0.0, 0.0, 0.0, 0.0]] | spar cap, suction side, boolean of materials in each composite layer spanwise, passed as floats for differentiablity, used for Fatigue Analysis
rotorse.re.sc_ps_mats | output |  | [[0.0, 0.0, 0.0, 0.0, 0.0, 0.0, 0.0, 0.0, 0.0, 0.0], [1.0, 0.0, 0.0, 1.0, 0.0, 1.0, 0.0, 0.0, 0.0, 0.0], [1.0, 0.0, 0.0, 1.0, 0.0, 1.0, 0.0, 0.0, 0.0, 0.0], [1.0, 0.0, 0.0, 1.0, 0.0, 1.0, 0.0, 0.0, 0.0, 0.0], [1.0, 0.0, 0.0, 1.0, 0.0, 1.0, 0.0, 0.0, 0.0, 0.0], [1.0, 0.0, 0.0, 1.0, 0.0, 1.0, 0.0, 0.0, 0.0, 0.0], [1.0, 0.0, 0.0, 1.0, 0.0, 1.0, 0.0, 0.0, 0.0, 0.0], [1.0, 0.0, 0.0, 1.0, 0.0, 1.0, 0.0, 0.0, 0.0, 0.0], [1.0, 0.0, 0.0, 1.0, 0.0, 1.0, 0.0, 0.0, 0.0, 0.0], [1.0, 0.0, 0.0, 1.0, 0.0, 1.0, 0.0, 0.0, 0.0, 0.0], [1.0, 0.0, 0.0, 1.0, 0.0, 1.0, 0.0, 0.0, 0.0, 0.0], [1.0, 0.0, 0.0, 1.0, 0.0, 1.0, 0.0, 0.0, 0.0, 0.0], [1.0, 0.0, 0.0, 1.0, 0.0, 1.0, 0.0, 0.0, 0.0, 0.0], [1.0, 0.0, 0.0, 1.0, 0.0, 1.0, 0.0, 0.0, 0.0, 0.0], [1.0, 0.0, 0.0, 1.0, 0.0, 1.0, 0.0, 0.0, 0.0, 0.0], [1.0, 0.0, 0.0, 1.0, 0.0, 1.0, 0.0, 0.0, 0.0, 0.0], [1.0, 0.0, 0.0, 1.0, 0.0, 1.0, 0.0, 0.0, 0.0, 0.0], [1.0, 0.0, 0.0, 1.0, 0.0, 1.0, 0.0, 0.0, 0.0, 0.0], [1.0, 0.0, 0.0, 1.0, 0.0, 1.0, 0.0, 0.0, 0.0, 0.0], [1.0, 0.0, 0.0, 1.0, 0.0, 1.0, 0.0, 0.0, 0.0, 0.0], [1.0, 0.0, 0.0, 1.0, 0.0, 1.0, 0.0, 0.0, 0.0, 0.0], [1.0, 0.0, 0.0, 1.0, 0.0, 1.0, 0.0, 0.0, 0.0, 0.0], [1.0, 0.0, 0.0, 1.0, 0.0, 1.0, 0.0, 0.0, 0.0, 0.0], [1.0, 0.0, 0.0, 1.0, 0.0, 1.0, 0.0, 0.0, 0.0, 0.0], [1.0, 0.0, 0.0, 1.0, 0.0, 1.0, 0.0, 0.0, 0.0, 0.0], [1.0, 0.0, 0.0, 1.0, 0.0, 1.0, 0.0, 0.0, 0.0, 0.0], [1.0, 0.0, 0.0, 1.0, 0.0, 1.0, 0.0, 0.0, 0.0, 0.0], [1.0, 0.0, 0.0, 1.0, 0.0, 1.0, 0.0, 0.0, 0.0, 0.0], [1.0, 0.0, 0.0, 1.0, 0.0, 1.0, 0.0, 0.0, 0.0, 0.0], [1.0, 0.0, 0.0, 1.0, 0.0, 1.0, 0.0, 0.0, 0.0, 0.0]] | spar cap, pressure side, boolean of materials in each composite layer spanwise, passed as floats for differentiablity, used for Fatigue Analysis
rotorse.re.te_ss_mats | output |  | [[0.0, 0.0, 0.0, 0.0, 0.0, 0.0, 0.0, 0.0, 0.0, 0.0], [0.0, 0.0, 0.0, 0.0, 0.0, 0.0, 0.0, 0.0, 0.0, 0.0], [1.0, 0.0, 1.0, 0.0, 0.0, 1.0, 0.0, 0.0, 0.0, 0.0], [1.0, 0.0, 1.0, 0.0, 0.0, 1.0, 0.0, 0.0, 0.0, 0.0], [1.0, 0.0, 1.0, 0.0, 0.0, 1.0, 0.0, 0.0, 0.0, 0.0], [1.0, 0.0, 1.0, 0.0, 0.0, 1.0, 0.0, 0.0, 0.0, 0.0], [1.0, 0.0, 1.0, 0.0, 0.0, 1.0, 0.0, 0.0, 0.0, 0.0], [1.0, 0.0, 1.0, 0.0, 0.0, 1.0, 0.0, 0.0, 0.0, 0.0], [1.0, 0.0, 1.0, 0.0, 0.0, 1.0, 0.0, 0.0, 0.0, 0.0], [1.0, 0.0, 1.0, 0.0, 0.0, 1.0, 0.0, 0.0, 0.0, 0.0], [1.0, 0.0, 1.0, 0.0, 0.0, 1.0, 0.0, 0.0, 0.0, 0.0], [1.0, 0.0, 1.0, 0.0, 0.0, 1.0, 0.0, 0.0, 0.0, 0.0], [1.0, 0.0, 1.0, 0.0, 0.0, 1.0, 0.0, 0.0, 0.0, 0.0], [1.0, 0.0, 1.0, 0.0, 0.0, 1.0, 0.0, 0.0, 0.0, 0.0], [1.0, 0.0, 1.0, 0.0, 0.0, 1.0, 0.0, 0.0, 0.0, 0.0], [1.0, 0.0, 1.0, 0.0, 0.0, 1.0, 0.0, 0.0, 0.0, 0.0], [1.0, 0.0, 1.0, 0.0, 0.0, 1.0, 0.0, 0.0, 0.0, 0.0], [1.0, 0.0, 1.0, 0.0, 0.0, 1.0, 0.0, 0.0, 0.0, 0.0], [1.0, 0.0, 1.0, 0.0, 0.0, 1.0, 0.0, 0.0, 0.0, 0.0], [1.0, 0.0, 1.0, 0.0, 0.0, 1.0, 0.0, 0.0, 0.0, 0.0], [1.0, 0.0, 1.0, 0.0, 0.0, 1.0, 0.0, 0.0, 0.0, 0.0], [1.0, 0.0, 1.0, 0.0, 0.0, 1.0, 0.0, 0.0, 0.0, 0.0], [1.0, 0.0, 1.0, 0.0, 0.0, 1.0, 0.0, 0.0, 0.0, 0.0], [1.0, 0.0, 1.0, 0.0, 0.0, 1.0, 0.0, 0.0, 0.0, 0.0], [1.0, 0.0, 1.0, 0.0, 0.0, 1.0, 0.0, 0.0, 0.0, 0.0], [1.0, 0.0, 1.0, 0.0, 0.0, 1.0, 0.0, 0.0, 0.0, 0.0], [1.0, 0.0, 1.0, 0.0, 0.0, 1.0, 0.0, 0.0, 0.0, 0.0], [1.0, 0.0, 1.0, 0.0, 0.0, 1.0, 0.0, 0.0, 0.0, 0.0], [1.0, 0.0, 1.0, 0.0, 0.0, 1.0, 0.0, 0.0, 0.0, 0.0], [0.0, 0.0, 0.0, 0.0, 0.0, 0.0, 0.0, 0.0, 0.0, 0.0]] | trailing edge reinforcement, suction side, boolean of materials in each composite layer spanwise, passed as floats for differentiablity, used for Fatigue Analysis
rotorse.re.te_ps_mats | output |  | [[0.0, 0.0, 0.0, 0.0, 0.0, 0.0, 0.0, 0.0, 0.0, 0.0], [0.0, 0.0, 0.0, 0.0, 0.0, 0.0, 0.0, 0.0, 0.0, 0.0], [1.0, 0.0, 1.0, 0.0, 0.0, 1.0, 0.0, 0.0, 0.0, 0.0], [1.0, 0.0, 1.0, 0.0, 0.0, 1.0, 0.0, 0.0, 0.0, 0.0], [1.0, 0.0, 1.0, 0.0, 0.0, 1.0, 0.0, 0.0, 0.0, 0.0], [1.0, 0.0, 1.0, 0.0, 0.0, 1.0, 0.0, 0.0, 0.0, 0.0], [1.0, 0.0, 1.0, 0.0, 0.0, 1.0, 0.0, 0.0, 0.0, 0.0], [1.0, 0.0, 1.0, 0.0, 0.0, 1.0, 0.0, 0.0, 0.0, 0.0], [1.0, 0.0, 1.0, 0.0, 0.0, 1.0, 0.0, 0.0, 0.0, 0.0], [1.0, 0.0, 1.0, 0.0, 0.0, 1.0, 0.0, 0.0, 0.0, 0.0], [1.0, 0.0, 1.0, 0.0, 0.0, 1.0, 0.0, 0.0, 0.0, 0.0], [1.0, 0.0, 1.0, 0.0, 0.0, 1.0, 0.0, 0.0, 0.0, 0.0], [1.0, 0.0, 1.0, 0.0, 0.0, 1.0, 0.0, 0.0, 0.0, 0.0], [1.0, 0.0, 1.0, 0.0, 0.0, 1.0, 0.0, 0.0, 0.0, 0.0], [1.0, 0.0, 1.0, 0.0, 0.0, 1.0, 0.0, 0.0, 0.0, 0.0], [1.0, 0.0, 1.0, 0.0, 0.0, 1.0, 0.0, 0.0, 0.0, 0.0], [1.0, 0.0, 1.0, 0.0, 0.0, 1.0, 0.0, 0.0, 0.0, 0.0], [1.0, 0.0, 1.0, 0.0, 0.0, 1.0, 0.0, 0.0, 0.0, 0.0], [1.0, 0.0, 1.0, 0.0, 0.0, 1.0, 0.0, 0.0, 0.0, 0.0], [1.0, 0.0, 1.0, 0.0, 0.0, 1.0, 0.0, 0.0, 0.0, 0.0], [1.0, 0.0, 1.0, 0.0, 0.0, 1.0, 0.0, 0.0, 0.0, 0.0], [1.0, 0.0, 1.0, 0.0, 0.0, 1.0, 0.0, 0.0, 0.0, 0.0], [1.0, 0.0, 1.0, 0.0, 0.0, 1.0, 0.0, 0.0, 0.0, 0.0], [1.0, 0.0, 1.0, 0.0, 0.0, 1.0, 0.0, 0.0, 0.0, 0.0], [1.0, 0.0, 1.0, 0.0, 0.0, 1.0, 0.0, 0.0, 0.0, 0.0], [1.0, 0.0, 1.0, 0.0, 0.0, 1.0, 0.0, 0.0, 0.0, 0.0], [1.0, 0.0, 1.0, 0.0, 0.0, 1.0, 0.0, 0.0, 0.0, 0.0], [1.0, 0.0, 1.0, 0.0, 0.0, 1.0, 0.0, 0.0, 0.0, 0.0], [1.0, 0.0, 1.0, 0.0, 0.0, 1.0, 0.0, 0.0, 0.0, 0.0], [0.0, 0.0, 0.0, 0.0, 0.0, 0.0, 0.0, 0.0, 0.0, 0.0]] | trailing edge reinforcement, pressure side, boolean of materials in each composite layer spanwise, passed as floats for differentiablity, used for Fatigue Analysis
rotorse.wt_class.V_mean | output | m/s | 7.5
rotorse.wt_class.V_extreme1 | output | m/s | 30
rotorse.wt_class.V_extreme50 | output | m/s | 52.5
towerse.constr_d_to_t | output |  | [96.91496253146406, 108.4598502422541, 122.38290531102035, 137.8948014349333, 156.31602723858882, 180.28228600342416, 212.42626374597074, 255.07753081549134, 302.31821512436176, 316.59090064897555]
towerse.constr_taper | output |  | [1.0, 1.0, 1.0, 1.0, 1.0, 1.0, 1.0, 1.0, 0.9817986883333334, 0.938808533378006]
towerse.slope | output |  | [1.0, 1.0, 1.0, 1.0, 1.0, 1.0, 1.0, 1.0, 0.9817986883333334, 0.938808533378006]
towerse.thickness_slope | output |  | [0.8935561160650362, 0.886233661201435, 0.8875092029395152, 0.8821539535703606, 0.8670625977952146, 0.8486817158306477, 0.8327909677768831, 0.8360599704280115, 0.9171993112993886]
towerse.member.ca_usr_grid_full | output |  | [0.0, 0.0, 0.0, 0.0, 0.0, 0.0, 0.0, 0.0, 0.0, 0.0, 0.0, 0.0, 0.0, 0.0, 0.0, 0.0, 0.0, 0.0, 0.0, 0.0, 0.0, 0.0, 0.0, 0.0, 0.0, 0.0, 0.0, 0.0, 0.0, 0.0, 0.0]
towerse.member.cd_usr_grid_full | output |  | [0.0, 0.0, 0.0, 0.0, 0.0, 0.0, 0.0, 0.0, 0.0, 0.0, 0.0, 0.0, 0.0, 0.0, 0.0, 0.0, 0.0, 0.0, 0.0, 0.0, 0.0, 0.0, 0.0, 0.0, 0.0, 0.0, 0.0, 0.0, 0.0, 0.0, 0.0]
towerse.member.nu_full | output |  | [0.26103404791929385, 0.26103404791929385, 0.26103404791929385, 0.26103404791929385, 0.26103404791929385, 0.26103404791929385, 0.26103404791929385, 0.26103404791929385, 0.26103404791929385, 0.26103404791929385, 0.26103404791929385, 0.26103404791929385, 0.26103404791929385, 0.26103404791929385, 0.26103404791929385, 0.26103404791929385, 0.26103404791929385, 0.26103404791929385, 0.26103404791929385, 0.26103404791929385, 0.26103404791929385, 0.26103404791929385, 0.26103404791929385, 0.26103404791929385, 0.26103404791929385, 0.26103404791929385, 0.26103404791929385, 0.26103404791929385, 0.26103404791929385, 0.26103404791929385]
towerse.member.nodes_r | output | m | [3.0, 3.0, 3.0, 3.0, 3.0, 3.0, 3.0, 3.0, 3.0, 3.0, 3.0, 3.0, 3.0, 3.0, 3.0, 3.0, 3.0, 3.0, 3.0, 3.0, 3.0, 3.0, 3.0, 3.0, 3.0, 2.9817986883333334, 2.963597376666667, 2.945396065, 2.8853183633333335, 2.8252406616666668, 2.76516296]
towerse.member.center_of_buoyancy | output | m | [0.0, 0.0, 0.0]
towerse.member.displacement | output | m**3 | 0
towerse.member.buoyancy_force | output | N | 0
towerse.member.idx_cb | output |  | 0
towerse.member.Awater | output | m**2 | 0
towerse.member.Iwaterx | output | m**4 | 0
towerse.member.Iwatery | output | m**4 | 0
towerse.member.added_mass | output | kg | [0.0, 0.0, 0.0, 0.0, 0.0, 0.0]
towerse.member.waterline_centroid | output | m | [0.0, 0.0]
towerse.member.z_dim | output | m | [0.0, 4.566666666666666, 9.133333333333333, 13.7, 18.266666666666666, 22.833333333333332, 27.4, 31.966666666666665, 36.53333333333333, 41.1, 45.666666666666664, 50.23333333333333, 54.8, 59.36666666666666, 63.93333333333334, 68.5, 73.06666666666666, 77.63333333333333, 82.2, 86.76666666666667, 91.33333333333334, 95.9, 100.46666666666667, 105.03333333333333, 109.6, 114.16666666666666, 118.73333333333332, 123.29999999999998, 127.86666666666666, 132.43333333333334, 137.0]
towerse.member.d_eff | output | m | [6.0, 6.0, 6.0, 6.0, 6.0, 6.0, 6.0, 6.0, 6.0, 6.0, 6.0, 6.0, 6.0, 6.0, 6.0, 6.0, 6.0, 6.0, 6.0, 6.0, 6.0, 6.0, 6.0, 6.0, 6.0, 5.963597376666667, 5.927194753333334, 5.89079213, 5.770636726666667, 5.6504813233333335, 5.53032592]
towerse.tower_section_height | output | m | [13.7, 13.7, 13.700000000000003, 13.699999999999996, 13.700000000000003, 13.700000000000003, 13.700000000000003, 13.699999999999989, 13.699999999999989, 13.700000000000017]
towerse.member.sigma_ult | output | Pa | [450000000.0, 450000000.0, 450000000.0, 450000000.0, 450000000.0, 450000000.0, 450000000.0, 450000000.0, 450000000.0, 450000000.0]
towerse.member.wohler_exp | output |  | [3.0, 3.0, 3.0, 3.0, 3.0, 3.0, 3.0, 3.0, 3.0, 3.0]
towerse.member.wohler_A | output |  | [35534648443.719765, 35534648443.719765, 35534648443.719765, 35534648443.719765, 35534648443.719765, 35534648443.719765, 35534648443.719765, 35534648443.719765, 35534648443.719765, 35534648443.719765]
towerse.member.ballast_density | output | kg/m**3 | []
towerse.member.ballast_unit_cost | output | USD/kg | []
towerse.z_param | output | m | [0.0, 13.7, 27.4, 41.1, 54.8, 68.5, 82.2, 95.9, 109.6, 123.29999999999998, 137.0]
towerse.member.sec_loc | output |  | [0.0, 0.1111111111111111, 0.22222222222222224, 0.33333333333333337, 0.4444444444444445, 0.5555555555555556, 0.6666666666666669, 0.7777777777777779, 0.888888888888889, 1.0] | normalized sectional location
towerse.member.str_tw | output | deg | [0.0, 0.0, 0.0, 0.0, 0.0, 0.0, 0.0, 0.0, 0.0, 0.0] | structural twist of section
towerse.member.tw_iner | output | deg | [0.0, 0.0, 0.0, 0.0, 0.0, 0.0, 0.0, 0.0, 0.0, 0.0] | inertial twist of section
towerse.member.mass_den | output | kg/m | [9639.077030246244, 8622.614775184291, 7649.7415778560535, 6795.5079111015375, 5999.844701023141, 5206.693611723692, 4422.555256512599, 3685.9768681357536, 3055.530282604898, 2692.2359476009656] | sectional mass per unit length
towerse.member.foreaft_iner | output | kg*m | [42489.95080602763, 38092.858739502975, 33865.87425039105, 30139.47858933783, 26656.065990696272, 23171.635982295273, 19715.00747675649, 16457.352006965113, 13411.739641666285, 10905.28025033902] | sectional fore-aft intertia per unit length about the Y_G inertia axis
towerse.member.sideside_iner | output | kg*m | [42489.95080602763, 38092.858739502975, 33865.87425039105, 30139.47858933783, 26656.065990696272, 23171.635982295273, 19715.00747675649, 16457.352006965113, 13411.739641666285, 10905.28025033902] | sectional side-side intertia per unit length about the Y_G inertia axis
towerse.member.foreaft_stff | output | N*m**2 | [1018211138414.2734, 912841091289.3116, 811547429915.913, 722249666650.7987, 638774646314.3127, 555275245202.3789, 472442067499.55646, 394376995134.55817, 321393233684.78986, 261329505160.29282] | sectional fore-aft bending stiffness per unit length about the Y_E elastic axis
towerse.member.sideside_stff | output | N*m**2 | [1018211138414.2734, 912841091289.3116, 811547429915.913, 722249666650.7987, 638774646314.3127, 555275245202.3789, 472442067499.55646, 394376995134.55817, 321393233684.78986, 261329505160.29282] | sectional side-side bending stiffness per unit length about the Y_E elastic axis
towerse.member.tor_stff | output | N*m**2 | [807441432762.5188, 723882985392.4241, 643557111923.319, 572743985654.0834, 506548294527.25, 440333269445.48645, 374646559527.14825, 312740957141.70465, 254864834312.03836, 207234297592.11218] | sectional torsional stiffness
towerse.member.axial_stff | output | N | [230986748867.63107, 206628679012.32428, 183315158827.12805, 162844665974.1562, 143777730673.931, 124770994769.31923, 105980236197.28252, 88329184474.85631, 73221430208.60046, 64515599031.8947] | sectional axial stiffness
towerse.member.cg_offst | output | m | [0.0, 0.0, 0.0, 0.0, 0.0, 0.0, 0.0, 0.0, 0.0, 0.0] | offset from the sectional center of mass
towerse.member.sc_offst | output | m | [0.0, 0.0, 0.0, 0.0, 0.0, 0.0, 0.0, 0.0, 0.0, 0.0] | offset from the sectional shear center
towerse.member.tc_offst | output | m | [0.0, 0.0, 0.0, 0.0, 0.0, 0.0, 0.0, 0.0, 0.0, 0.0] | offset from the sectional tension center
towerse.member.axial_load2stress | output | m**2 | [[0.0, 0.0, 0.8658505346322343, 0.5892687453158478, 0.5892687453158478, 0.0], [0.0, 0.0, 0.967919850022712, 0.6572885529863146, 0.6572885529863146, 0.0], [0.0, 0.0, 1.091017247453094, 0.739328322513655, 0.739328322513655, 0.0], [0.0, 0.0, 1.2281642680991494, 0.8307376627562981, 0.8307376627562981, 0.0], [0.0, 0.0, 1.3910360044113765, 0.9392983949221532, 0.9392983949221532, 0.0], [0.0, 0.0, 1.6029366470129267, 1.080545198411142, 1.080545198411142, 0.0], [0.0, 0.0, 1.8871443127159995, 1.2699969822237798, 1.2699969822237798, 0.0], [0.0, 0.0, 2.2642572915063175, 1.5213869150640618, 1.5213869150640618, 0.0], [0.0, 0.0, 2.7314407739676785, 1.8498821511690617, 1.8498821511690617, 0.0], [0.0, 0.0, 3.100025466726669, 2.1851949023120407, 2.1851949023120407, 0.0]]
towerse.member.shear_load2stress | output | m**2 | [[1.4192733278445275, 1.4192733278445275, 0.0, 0.0, 0.0, 0.2946343726579239], [1.5874110997897903, 1.5874110997897903, 0.0, 0.0, 0.0, 0.3286442764931573], [1.790178816452083, 1.790178816452083, 0.0, 0.0, 0.0, 0.3696641612568275], [2.016080744008492, 2.016080744008492, 0.0, 0.0, 0.0, 0.41536883137814906], [2.2843470761842477, 2.2843470761842477, 0.0, 0.0, 0.0, 0.4696491974610766], [2.6333600649363467, 2.6333600649363467, 0.0, 0.0, 0.0, 0.540272599205571], [3.101456714887295, 3.101456714887295, 0.0, 0.0, 0.0, 0.6349984911118899], [3.722559391344929, 3.722559391344929, 0.0, 0.0, 0.0, 0.7606934575320309], [4.491875703557048, 4.491875703557048, 0.0, 0.0, 0.0, 0.9249410755845309], [5.098358094466075, 5.098358094466075, 0.0, 0.0, 0.0, 1.0925974511560204]]
towerse.member.labor_hours | output | h | 1087.5295
towerse.tower_cost | output | USD | 2148240.6401
towerse.member.section_D | output | m | [6.0, 6.0, 6.0, 6.0, 6.0, 6.0, 6.0, 6.0, 6.0, 6.0, 6.0, 6.0, 6.0, 6.0, 6.0, 6.0, 6.0, 6.0, 6.0, 6.0, 6.0, 6.0, 6.0, 6.0, 5.981798688333333, 5.945396065000001, 5.9089934416666665, 5.830714428333334, 5.710559025, 5.590403621666667]
towerse.member.section_t | output | m | [0.06624364114999999, 0.06624364114999999, 0.06624364114999999, 0.0591924107, 0.0591924107, 0.0591924107, 0.05245830685, 0.05245830685, 0.05245830685, 0.046557230100000006, 0.046557230100000006, 0.046557230100000006, 0.041070644600000004, 0.041070644600000004, 0.041070644600000004, 0.035610819800000006, 0.035610819800000006, 0.035610819800000006, 0.030222251650000004, 0.030222251650000004, 0.030222251650000004, 0.025168818200000005, 0.025168818200000005, 0.025168818200000005, 0.0210426414, 0.0210426414, 0.0210426414, 0.0193002962, 0.0193002962, 0.0193002962]
towerse.member.section_sigma_y | output | Pa | [345000000.0, 345000000.0, 345000000.0, 345000000.0, 345000000.0, 345000000.0, 345000000.0, 345000000.0, 345000000.0, 345000000.0, 345000000.0, 345000000.0, 345000000.0, 345000000.0, 345000000.0, 345000000.0, 345000000.0, 345000000.0, 345000000.0, 345000000.0, 345000000.0, 345000000.0, 345000000.0, 345000000.0, 345000000.0, 345000000.0, 345000000.0, 345000000.0, 345000000.0, 345000000.0]
towerse.height_constraint | output | m | 3
towerse.transition_piece_height | output | m | 0
towerse.z_start | output | m | 0
af_3d.cl_corrected | output |  | [[[[0.0], [0.0], [0.0], [0.0], [0.0]], [[0.0], [0.0], [0.0], [0.0], [0.0]], [[0.0], [0.0], [0.0], [0.0], [0.0]], [[0.0], [0.0], [0.0], [0.0], [0.0]], [[0.0], [0.0], [0.0], [0.0], [0.0]], [[0.0], [0.0], [0.0], [0.0], [0.0]], [[0.0], [0.0], [0.0], [0.0], [0.0]], [[0.0], [0.0], [0.0], [0.0], [0.0]], [[5.551115123125783e-17], [0.0], [0.0], [0.0], [0.0]], [[-1.1102230246251565e-16], [0.0], [0.0], [0.0], [0.0]], [[0.0], [0.0], [0.0], [0.0], [0.0]], [[0.0], [0.0], [0.0], [0.0], [0.0]], [[0.0], [0.0], [0.0], [0.0], [0.0]], [[0.0], [0.0], [0.0], [0.0], [0.0]], [[0.0], [0.0], [0.0], [0.0], [0.0]], [[0.0], [0.0], [0.0], [0.0], [0.0]], [[0.0], [0.0], [0.0], [0.0], [0.0]], [[0.0], [0.0], [0.0], [0.0], [0.0]], [[0.0], [0.0], [0.0], [0.0], [0.0]], [[0.0], [0.0], [0.0], [0.0], [0.0]], [[0.0], [0.0], [0.0], [0.0], [0.0]], [[5.551115123125783e-17], [5.551115123125783e-17], [-5.551115123125783e-17], [-5.551115123125783e-17], [5.551115123125783e-17]], [[0.0], [0.0], [0.0], [0.0], [0.0]], [[0.0], [0.0], [0.0], [0.0], [0.0]], [[0.0], [0.0], [0.0], [0.0], [0.0]], [[0.0], [0.0], [0.0], [0.0], [0.0]], [[0.0], [0.0], [0.0], [0.0], [0.0]], [[0.0], [0.0], [0.0], [0.0], [0.0]], [[-1.3877787807814457e-17], [1.3877787807814457e-17], [-1.3877787807814457e-17], [1.3877787807814457e-17], [-1.3877787807814457e-17]], [[0.0], [0.0], [0.0], [0.0], [0.0]], [[0.0], [0.0], [0.0], [0.0], [0.0]], [[-6.938893903907228e-18], [6.938893903907228e-18], [6.938893903907228e-18], [-6.938893903907228e-18], [-6.938893903907228e-18]], [[1.3877787807814457e-17], [-1.3877787807814457e-17], [-1.3877787807814457e-17], [-1.3877787807814457e-17], [-1.3877787807814457e-17]], [[0.0], [0.0], [0.0], [0.0], [0.0]], [[-2.7755575615628914e-17], [-2.7755575615628914e-17], [-2.7755575615628914e-17], [2.7755575615628914e-17], [-2.7755575615628914e-17]], [[0.0], [0.0], [0.0], [0.0], [0.0]], [[0.0], [0.0], [0.0], [0.0], [0.0]], [[0.0], [0.0], [0.0], [0.0], [0.0]], [[0.0], [0.0], [0.0], [0.0], [0.0]], [[-5.551115123125783e-17], [5.551115123125783e-17], [5.551115123125783e-17], [5.551115123125783e-17], [-5.551115123125783e-17]], [[0.0], [0.0], [0.0], [0.0], [0.0]], [[0.0], [0.0], [0.0], [0.0], [0.0]], [[0.0], [0.0], [0.0], [0.0], [0.0]], [[0.0], [0.0], [0.0], [0.0], [0.0]], [[0.0], [0.0], [0.0], [0.0], [0.0]], [[0.0], [0.0], [0.0], [0.0], [0.0]], [[0.0], [0.0], [0.0], [0.0], [0.0]], [[0.0], [0.0], [0.0], [0.0], [0.0]], [[0.0], [0.0], [0.0], [0.0], [0.0]], [[0.0], [0.0], [0.0], [0.0], [0.0]], [[0.0], [-1.1102230246251565e-16], [1.1102230246251565e-16], [-1.1102230246251565e-16], [1.1102230246251565e-16]], [[0.0], [0.0], [0.0], [0.0], [0.0]], [[1.1102230246251565e-16], [-1.1102230246251565e-16], [1.1102230246251565e-16], [-1.1102230246251565e-16], [1.1102230246251565e-16]], [[0.0], [0.0], [0.0], [0.0], [0.0]], [[-1.1102230246251565e-16], [0.0], [0.0], [0.0], [0.0]], [[0.0], [0.0], [0.0], [0.0], [0.0]], [[0.0], [0.0], [0.0], [0.0], [0.0]], [[0.0], [0.0], [0.0], [0.0], [0.0]], [[0.0], [0.0], [0.0], [0.0], [0.0]], [[0.0], [0.0], [0.0], [0.0], [0.0]], [[0.0], [0.0], [0.0], [0.0], [0.0]], [[0.0], [0.0], [0.0], [0.0], [0.0]], [[0.0], [0.0], [0.0], [0.0], [0.0]], [[0.0], [0.0], [0.0], [0.0], [0.0]], [[0.0], [0.0], [0.0], [0.0], [0.0]], [[0.0], [0.0], [0.0], [0.0], [0.0]], [[0.0], [0.0], [0.0], [0.0], [0.0]], [[0.0], [0.0], [0.0], [0.0], [0.0]], [[0.0], [0.0], [0.0], [0.0], [0.0]], [[0.0], [0.0], [0.0], [0.0], [0.0]], [[0.0], [0.0], [0.0], [0.0], [0.0]], [[0.0], [0.0], [0.0], [0.0], [0.0]], [[0.0], [0.0], [0.0], [0.0], [0.0]], [[0.0], [0.0], [0.0], [0.0], [0.0]], [[0.0], [0.0], [0.0], [0.0], [0.0]], [[0.0], [0.0], [0.0], [0.0], [0.0]], [[0.0], [0.0], [0.0], [0.0], [0.0]], [[0.0], [0.0], [0.0], [0.0], [0.0]], [[0.0], [0.0], [0.0], [0.0], [0.0]], [[0.0], [0.0], [0.0], [0.0], [0.0]], [[0.0], [0.0], [0.0], [0.0], [0.0]], [[0.0], [0.0], [0.0], [0.0], [0.0]], [[0.0], [0.0], [0.0], [0.0], [0.0]], [[0.0], [0.0], [0.0], [0.0], [0.0]], [[0.0], [0.0], [0.0], [0.0], [0.0]], [[0.0], [0.0], [0.0], [0.0], [0.0]], [[0.0], [0.0], [0.0], [0.0], [0.0]], [[0.0], [0.0], [0.0], [0.0], [0.0]], [[0.0], [0.0], [0.0], [0.0], [0.0]], [[0.0], [0.0], [0.0], [0.0], [0.0]], [[0.0], [0.0], [0.0], [0.0], [0.0]], [[0.0], [0.0], [0.0], [0.0], [0.0]], [[0.0], [0.0], [0.0], [0.0], [0.0]], [[0.0], [0.0], [0.0], [0.0], [0.0]], [[0.0], [0.0], [0.0], [0.0], [0.0]], [[0.0], [0.0], [0.0], [0.0], [0.0]], [[0.0], [0.0], [0.0], [0.0], [0.0]], [[0.0], [0.0], [0.0], [0.0], [0.0]], [[0.0], [0.0], [0.0], [0.0], [0.0]], [[0.0], [0.0], [0.0], [0.0], [0.0]], [[0.0], [0.0], [0.0], [0.0], [0.0]], [[0.0], [0.0], [0.0], [0.0], [0.0]], [[0.0], [0.0], [0.0], [0.0], [0.0]], [[0.0], [0.0], [0.0], [0.0], [0.0]], [[0.0], [0.0], [0.0], [0.0], [0.0]], [[0.0], [0.0], [0.0], [0.0], [0.0]], [[0.0], [0.0], [0.0], [0.0], [0.0]], [[0.0], [0.0], [0.0], [0.0], [0.0]], [[0.0], [0.0], [0.0], [0.0], [0.0]], [[0.0], [0.0], [0.0], [0.0], [0.0]], [[0.0], [0.0], [0.0], [0.0], [0.0]], [[0.0], [0.0], [0.0], [0.0], [0.0]], [[0.0], [0.0], [0.0], [0.0], [0.0]], [[0.0], [0.0], [0.0], [0.0], [0.0]], [[0.0], [0.0], [0.0], [0.0], [0.0]], [[0.0], [0.0], [0.0], [0.0], [0.0]], [[0.0], [0.0], [0.0], [0.0], [0.0]], [[0.0], [0.0], [0.0], [0.0], [0.0]], [[0.0], [0.0], [0.0], [0.0], [0.0]], [[0.0], [0.0], [0.0], [0.0], [0.0]], [[0.0], [0.0], [0.0], [0.0], [0.0]], [[0.0], [0.0], [0.0], [0.0], [0.0]], [[0.0], [0.0], [0.0], [0.0], [0.0]], [[0.0], [0.0], [0.0], [0.0], [0.0]], [[0.0], [0.0], [0.0], [0.0], [0.0]], [[0.0], [0.0], [0.0], [0.0], [0.0]], [[0.0], [0.0], [0.0], [0.0], [0.0]], [[0.0], [0.0], [0.0], [0.0], [0.0]], [[0.0], [0.0], [0.0], [0.0], [0.0]], [[0.0], [0.0], [0.0], [0.0], [0.0]], [[0.0], [0.0], [0.0], [0.0], [0.0]], [[0.0], [0.0], [0.0], [0.0], [0.0]], [[0.0], [0.0], [0.0], [0.0], [0.0]], [[0.0], [0.0], [0.0], [0.0], [0.0]], [[0.0], [0.0], [0.0], [0.0], [0.0]], [[-1.1102230246251565e-16], [0.0], [0.0], [0.0], [0.0]], [[0.0], [0.0], [0.0], [0.0], [1.1102230246251565e-16]], [[0.0], [0.0], [0.0], [0.0], [0.0]], [[0.0], [0.0], [0.0], [0.0], [0.0]], [[0.0], [0.0], [0.0], [0.0], [0.0]], [[0.0], [0.0], [0.0], [0.0], [0.0]], [[0.0], [0.0], [0.0], [0.0], [0.0]], [[0.0], [0.0], [0.0], [0.0], [0.0]], [[0.0], [0.0], [0.0], [0.0], [0.0]], [[0.0], [0.0], [0.0], [0.0], [0.0]], [[0.0], [0.0], [0.0], [0.0], [0.0]], [[0.0], [0.0], [0.0], [0.0], [0.0]], [[0.0], [0.0], [0.0], [0.0], [0.0]], [[0.0], [0.0], [0.0], [0.0], [0.0]], [[0.0], [0.0], [0.0], [0.0], [0.0]], [[0.0], [0.0], [0.0], [0.0], [0.0]], [[0.0], [0.0], [0.0], [0.0], [0.0]], [[0.0], [0.0], [0.0], [0.0], [0.0]], [[0.0], [0.0], [0.0], [0.0], [0.0]], [[0.0], [0.0], [0.0], [0.0], [0.0]], [[0.0], [0.0], [0.0], [0.0], [0.0]], [[0.0], [0.0], [0.0], [0.0], [0.0]], [[-1.1102230246251565e-16], [1.1102230246251565e-16], [1.1102230246251565e-16], [1.1102230246251565e-16], [-1.1102230246251565e-16]], [[0.0], [0.0], [0.0], [0.0], [0.0]], [[0.0], [0.0], [0.0], [0.0], [0.0]], [[0.0], [0.0], [0.0], [0.0], [0.0]], [[0.0], [0.0], [0.0], [0.0], [0.0]], [[0.0], [0.0], [0.0], [0.0], [0.0]], [[-5.551115123125783e-17], [-5.551115123125783e-17], [-5.551115123125783e-17], [5.551115123125783e-17], [5.551115123125783e-17]], [[0.0], [0.0], [0.0], [0.0], [0.0]], [[0.0], [0.0], [0.0], [0.0], [0.0]], [[0.0], [0.0], [0.0], [0.0], [0.0]], [[0.0], [0.0], [0.0], [0.0], [0.0]], [[0.0], [0.0], [6.938893903907228e-18], [0.0], [-6.938893903907228e-18]], [[0.0], [0.0], [0.0], [0.0], [0.0]], [[0.0], [0.0], [0.0], [0.0], [0.0]], [[0.0], [0.0], [0.0], [0.0], [0.0]], [[0.0], [0.0], [0.0], [0.0], [0.0]], [[0.0], [0.0], [0.0], [0.0], [0.0]], [[0.0], [0.0], [0.0], [0.0], [0.0]], [[0.0], [0.0], [0.0], [0.0], [0.0]], [[0.0], [0.0], [0.0], [0.0], [0.0]], [[5.551115123125783e-17], [5.551115123125783e-17], [5.551115123125783e-17], [-5.551115123125783e-17], [5.551115123125783e-17]], [[5.551115123125783e-17], [-5.551115123125783e-17], [5.551115123125783e-17], [5.551115123125783e-17], [5.551115123125783e-17]], [[0.0], [0.0], [0.0], [0.0], [0.0]], [[0.0], [0.0], [0.0], [0.0], [0.0]], [[0.0], [0.0], [0.0], [0.0], [0.0]], [[0.0], [0.0], [0.0], [0.0], [0.0]], [[0.0], [0.0], [0.0], [0.0], [0.0]], [[0.0], [0.0], [0.0], [0.0], [0.0]], [[0.0], [0.0], [0.0], [0.0], [0.0]], [[0.0], [0.0], [0.0], [0.0], [0.0]], [[0.0], [0.0], [0.0], [0.0], [0.0]], [[0.0], [0.0], [0.0], [0.0], [0.0]], [[0.0], [0.0], [0.0], [0.0], [0.0]], [[0.0], [0.0], [0.0], [0.0], [0.0]], [[-5.551115123125783e-17], [0.0], [0.0], [0.0], [0.0]], [[0.0], [0.0], [0.0], [0.0], [0.0]], [[0.0], [0.0], [0.0], [0.0], [0.0]], [[0.0], [0.0], [0.0], [0.0], [0.0]], [[0.0], [0.0], [0.0], [0.0], [0.0]], [[0.0], [0.0], [0.0], [0.0], [0.0]], [[0.0], [0.0], [0.0], [0.0], [0.0]], [[0.0], [0.0], [0.0], [0.0], [0.0]], [[0.0], [0.0], [0.0], [0.0], [0.0]]], [[[0.0], [0.0], [0.0], [0.0], [0.0]], [[0.0022613799145844186], [0.0019477572404127518], [0.0019209423387884948], [0.0019310973328110943], [0.001893404733665248]], [[0.004522759880484493], [0.0038955145320670997], [0.0038418847288127916], [0.003862194716860178], [0.0037868095185604224]], [[0.0067841398976479245], [0.00584327187491088], [0.005762827170020735], [0.0057932921520950885], [0.005680214354633412]], [[0.009661336088146007], [0.008405934324341682], [0.008298603568172965], [0.008339250374214013], [0.008188381087927778]], [[0.013714085542698564], [0.012142210586566978], [0.01200784276582057], [0.012058728334000509], [0.011869857742594057]], [[0.01601395661430497], [0.014128446101735637], [0.013967262270888247], [0.014028303252844472], [0.013801738504629015]], [[0.017019860507278377], [0.014966065925516815], [0.014790486869944025], [0.014856979451433352], [0.01461017917094204]], [[0.02542942808978106], [0.02372633007927566], [0.023580850337686844], [0.02363594185456728], [0.0234314712721318]], [[0.03135418769564147], [0.029919436132374605], [0.02979535172560349], [0.029842339507605092], [0.029667959326661414]], [[0.03450201789911661], [0.03330330899597066], [0.03320072198088757], [0.03323957408546924], [0.033095355406042706]], [[0.03454743991267992], [0.03351531274412187], [0.03342698199241838], [0.033460434453231096], [0.03333625933363688]], [[0.03235313546744435], [0.03146336833259712], [0.031387220947206834], [0.03141605994549064], [0.03130900977632828]], [[0.02972334214256865], [0.028956117654540064], [0.02889045760065692], [0.028915323855421685], [0.028823020741577443]], [[0.028036504796668568], [0.027377036378063976], [0.027320598250134345], [0.02734197305099463], [0.027262629874978517]], [[0.026610256607054364], [0.026045179810998853], [0.025996819828314255], [0.026015134886056293], [0.02594714954859209]], [[0.025232369076536226], [0.0247508107268974], [0.024709598357691], [0.024725206439433517], [0.02466726937882721]], [[0.02374825020180546], [0.023341284430436093], [0.023306455798752818], [0.023319646671677324], [0.02327068213141127]], [[0.022188986966452218], [0.021847536526218986], [0.02181831476386195], [0.021829381543948007], [0.021788301806642263]], [[0.020586789619064863], [0.02030430101979544], [0.020280125295468007], [0.020289281427896544], [0.020255293877941435]], [[0.018948944888693864], [0.018718253252723457], [0.018698510372465546], [0.018705987463478443], [0.01867823256568217]], [[0.017221698464218185], [0.017036841714952983], [0.017021021442266873], [0.017027012964328223], [0.017004772481700056]], [[0.015393237670774981], [0.015248628601643416], [0.015236252777892978], [0.015240939885668811], [0.015223541353555164]], [[0.013543752756405097], [0.013433770660381636], [0.013424358253317586], [0.013427922909630921], [0.013414690948894345]], [[0.01167476432805463], [0.011594584025213031], [0.011587722095092984], [0.011590320911504123], [0.011580674114309561]], [[0.009709709861759577], [0.009654289270478796], [0.009649546306595973], [0.009651342578070037], [0.009644674833743996]], [[0.007727645180527001], [0.007692344674642804], [0.007689323612830534], [0.0076904677539487085], [0.007686220713703479]], [[0.005808642719658322], [0.005788862171684277], [0.005787169328204618], [0.005787810476789335], [0.0057854305298472575]], [[0.0039106509332848295], [0.0039018849768858895], [0.0039011347747514406], [0.0039014188699220444], [0.00390036431842581]], [[0.0019653920351828634], [0.00196260525147042], [0.0019623667558994248], [0.0019624571172246665], [0.0019621216852809056]], [[-1.478517394622236e-07], [-1.478517394622236e-07], [-1.478517394622236e-07], [-1.478517394622236e-07], [-1.478517394622236e-07]], [[-0.0019658890657138876], [-0.0019631022820014287], [-0.0019628637864304316], [-0.0019629541477556873], [-0.001962618715811928]], [[-0.003911170792172673], [-0.0039024048357737054], [-0.0039016546336392843], [-0.003901938728809857], [-0.00390088417731365]], [[-0.00580932291225867], [-0.005789542364284632], [-0.005787849520804973], [-0.005788490669389683], [-0.005786110722447613]], [[-0.007727993972015033], [-0.007692693466130829], [-0.007689672404318559], [-0.007690816545436734], [-0.007686569505191504]], [[-0.009710270033446433], [-0.009654849442165603], [-0.009650106478282829], [-0.009651902749756844], [-0.009645235005430804]], [[-0.011675329129167689], [-0.011595148826326132], [-0.011588286896206085], [-0.011590885712617224], [-0.011581238915422606]], [[-0.013543431895081184], [-0.013433449799057681], [-0.013424037391993673], [-0.013427602048307022], [-0.013414370087570432]], [[-0.015392460483883555], [-0.015247851414751892], [-0.01523547559100158], [-0.015240162698777399], [-0.015222764166663752]], [[-0.017220851328235892], [-0.017035994578970565], [-0.017020174306284677], [-0.017026165828346054], [-0.01700392534571786]], [[-0.018949337814025607], [-0.018718646178055215], [-0.018698903297797304], [-0.0187063803888102], [-0.018678625491013914]], [[-0.020587578874490156], [-0.020305090275220705], [-0.020280914550893286], [-0.02029007068332181], [-0.020256083133366687]], [[-0.022189637624284442], [-0.021848187184051182], [-0.02181896542169416], [-0.021830032201780217], [-0.021788952464474556]], [[-0.023748439713080563], [-0.02334147394171121], [-0.02330664531002795], [-0.023319836182952414], [-0.023270871642686375]], [[-0.025231987286012336], [-0.024750428936373386], [-0.024709216567166986], [-0.024724824648909613], [-0.02466688758830321]], [[-0.026609732375003387], [-0.026044655578948], [-0.025996295596263277], [-0.026014610654005343], [-0.025946625316541128]], [[-0.028035533769395618], [-0.027376065350791026], [-0.02731962722286141], [-0.027341002023721722], [-0.02726165884770558]], [[-0.029716534364337195], [-0.028949309876308615], [-0.02888364982242543], [-0.02890851607719022], [-0.028816212963345966]], [[-0.032343148496508656], [-0.03145338136166133], [-0.031377233976271166], [-0.031406072974554944], [-0.03129902280539258]], [[-0.03454308753835282], [-0.03351096036979488], [-0.033422629618091365], [-0.03345608207890407], [-0.033331906959309855]], [[-0.034501536746060164], [-0.03330282784291433], [-0.03320024082783102], [-0.033239092932412895], [-0.03309487425298614]], [[-0.034044946820303595], [-0.03280897097197848], [-0.03270319460567797], [-0.032743254626492885], [-0.03259455216286475]], [[-0.0334205542813544], [-0.03214602229313379], [-0.03203694624592929], [-0.03207825601912098], [-0.031924914461566256]], [[-0.03263121202936166], [-0.031316698640139], [-0.031204200936920473], [-0.031246806679670863], [-0.031088654464212856]], [[-0.03167977296447344], [-0.030301582966820506], [-0.030180963396852084], [-0.03022663888829799], [-0.030057130006215987]], [[-0.030567888076311583], [-0.02911419665844686], [-0.028990132261656282], [-0.029037112834807144], [-0.028862757186152152]], [[-0.029263293526925527], [-0.02776799202250671], [-0.02764034267396706], [-0.02768868135913201], [-0.027509281933179655]], [[-0.027805151743751394], [-0.026266395107153347], [-0.02613500193855505], [-0.02618475882147537], [-0.02600009250806563]], [[-0.026197034005863595], [-0.024612759309240617], [-0.02447744550963358], [-0.02452868743025422], [-0.024338506127535704]], [[-0.024387089276847317], [-0.022750490367504837], [-0.022610673419782186], [-0.022663620928674886], [-0.022467105965587385]], [[-0.022285259838960694], [-0.020581479286699726], [-0.020435887806954104], [-0.020491022538634118], [-0.020286386063505496]], [[-0.01996893506039259], [-0.01818875370788178], [-0.01803659996022622], [-0.018094220340145014], [-0.017880354695664243]], [[-0.01752122315158949], [-0.015661717488839075], [-0.015502753156596482], [-0.015562953277784996], [-0.015339509362537746]], [[-0.01502421240978542], [-0.01308882029052549], [-0.01292334171593585], [-0.012986009361768282], [-0.01275340392914076]], [[-0.012559293150555206], [-0.010557857181609842], [-0.010386708836250619], [-0.010451524170745713], [-0.010210944664738153]], [[-0.010207433995534018], [-0.008156227286205353], [-0.007980803835594769], [-0.008047238624200148], [-0.007800646057038882]], [[-0.008049385693632366], [-0.005971125506856884], [-0.005793372906644834], [-0.005860690102502536], [-0.00561082058268797]], [[-0.005843559863788844], [-0.0037830807725957594], [-0.0036068974656565944], [-0.0036762764668495373], [-0.0034289905768969953]], [[-0.004961248710409288], [-0.0030044918997776116], [-0.002837503546558068], [-0.0029173362585052376], [-0.0026849694370395805]], [[-0.004248800937337899], [-0.0023832610618411687], [-0.0022243599966522976], [-0.002313392286665439], [-0.002094148364134768]], [[-0.0032432339311585234], [-0.0014637588143466274], [-0.0013124860254800086], [-0.0014101568516242113], [-0.0012032854853470942]], [[-0.002123432980083023], [-0.00043004501128185435], [-0.00031811600337722234], [-0.0003927002463428031], [-0.00031755887330803256]], [[-0.001232000500867858], [-0.0002996191952376326], [-0.00029879666349053036], [-0.0002994911248406229], [-0.00029839283456151167]], [[-0.00028388201849771644], [-0.0002749589111623041], [-0.00027424623099370216], [-0.00027493177298809623], [-0.00027399099210939637]], [[-0.00025729081106590224], [-0.0002496955409555246], [-0.0002490893200508826], [-0.0002497527444982328], [-0.00024896297252968713]], [[-0.0002406323359311624], [-0.00023385604132775129], [-0.00023331599667864023], [-0.00023398813601580026], [-0.00023329526507603893]], [[-0.00021934220504615798], [-0.0002135477045102363], [-0.00021308664729755011], [-0.0002137397148181952], [-0.0002131587165114246]], [[-0.00019822990044257582], [-0.0001933545940243503], [-0.00019296748168090572], [-0.0001935926442599989], [-0.00019311513437257621]], [[-0.0001810284188224348], [-0.00017687300645692627], [-0.00017654401198148595], [-0.00017715158084026517], [-0.00017675607354245004]], [[-0.0001607725435313484], [-0.00015739619390081616], [-0.0001571298160749912], [-0.00015769479040525503], [-0.00015738453041570788]], [[-0.00013661002476325623], [-0.0001340644415683337], [-0.00013386447145570524], [-0.0001343544513679809], [-0.00013413062002908677]], [[-0.00011502029356732363], [-0.00011314177419754351], [-0.00011299506882376034], [-0.00011341364601246545], [-0.00011325765171891003]], [[-9.133528791802764e-05], [-9.008391580785785e-05], [-8.998693674227946e-05], [-9.031251947620549e-05], [-9.021625681183108e-05]], [[-7.217176937123187e-05], [-7.135527362856983e-05], [-7.129267475351406e-05], [-7.154345643515733e-05], [-7.148705401594478e-05]], [[-5.61445077253836e-05], [-5.563375323974773e-05], [-5.5595184772445905e-05], [-5.578311618540527e-05], [-5.5753111375886344e-05]], [[-4.004462138296194e-05], [-3.977428858249754e-05], [-3.975431579572933e-05], [-3.9875901788565676e-05], [-3.9863831289489726e-05]], [[-2.6312206210410416e-05], [-2.619224162253922e-05], [-2.6183668926635373e-05], [-2.625151272792406e-05], [-2.624858019689702e-05]], [[-1.6100377695140583e-05], [-1.6056023789300794e-05], [-1.6053024511897968e-05], [-1.6085921409978582e-05], [-1.608621615367678e-05]], [[-6.269655865687868e-06], [-6.263163145720299e-06], [-6.262767815396267e-06], [-6.2695323891880095e-06], [-6.269922581235085e-06]], [[0.0006958048429915355], [0.0006958048429915355], [0.0006958048429915355], [0.0006958048429915355], [0.0006958048429915355]], [[0.0024017480375390296], [0.0024017480375390296], [0.0024017480375390296], [0.0024017480375390296], [0.0024017480375390296]], [[0.004037940847259239], [0.004037940847259239], [0.004037940847259239], [0.004037940847259239], [0.004037940847259239]], [[0.00529765031573394], [0.00529765031573394], [0.00529765031573394], [0.00529765031573394], [0.00529765031573394]], [[0.006194682095296597], [0.006194682095296597], [0.006194682095296597], [0.006194682095296597], [0.006194682095296597]], [[0.002352445493193245], [0.002352445493193245], [0.002352445493193245], [0.002352445493193245], [0.002352445493193245]], [[-1.7539791515340693e-05], [-1.765124015529803e-05], [-1.7703677815241858e-05], [-1.8080199910106443e-05], [-1.814737647841489e-05]], [[-0.008527687202333434], [-0.008648334418110443], [-0.008704248589468555], [-0.00872574038766824], [-0.00872574038766824]], [[-0.0138335116443275], [-0.0138335116443275], [-0.0138335116443275], [-0.0138335116443275], [-0.0138335116443275]], [[-0.017652620038883016], [-0.017652620038883016], [-0.017652620038883016], [-0.017652620038883016], [-0.017652620038883016]], [[-0.013381736020624896], [-0.013381736020624896], [-0.013381736020624896], [-0.013381736020624896], [-0.013381736020624896]], [[-0.009108608786774108], [-0.009108608786774108], [-0.009108608786774108], [-0.009108608786774108], [-0.009108608786774108]], [[-0.004972030284284848], [-0.004972030284284848], [-0.004972030284284848], [-0.004972030284284848], [-0.004972030284284848]], [[-0.0006526134564394728], [-0.0006526134564394728], [-0.0006526134564394728], [-0.0006526134564394728], [-0.0006526134564394728]], [[1.5071253668029472e-05], [1.5023129114406092e-05], [1.5011013192754719e-05], [1.4972455612150687e-05], [1.4954691867276326e-05]], [[4.0754968267123215e-05], [4.0700885674656295e-05], [4.0670083618195296e-05], [4.0359118205348515e-05], [4.028161791515966e-05]], [[7.123540519598896e-05], [7.123526788445009e-05], [7.123516750437084e-05], [7.048610481209978e-05], [7.024976461638376e-05]], [[0.00010749884578147711], [0.00010748938549288642], [0.00010748257778050302], [0.00010635316003731674], [0.00010576110824800887]], [[0.00014418753091018088], [0.0001443361285721756], [0.00014433821573144046], [0.00014271755640545697], [0.000141776242811191]], [[0.00018651196545474424], [0.0001870002315178948], [0.00018700710854192837], [0.00018466032242363262], [0.00018327549785927821]], [[0.0002265551544423372], [0.0002276812848604759], [0.00022769813437656383], [0.0002243670817870802], [0.00022238990659834146]], [[0.00026768362615067764], [0.0002672357415608728], [0.00026697963694058413], [0.0002643503358295274], [0.0002624938153023004]], [[0.0003065168112853789], [0.00030246342577697205], [0.00030196059217452165], [0.00030141066851860354], [0.000300430997151796]], [[0.000346816805800787], [0.0003426128563219222], [0.0003419398991283962], [0.0003407472572335979], [0.0003405669007151002]], [[0.00037993607726249934], [0.00037612539822901025], [0.00037532089258957013], [0.00037325032446089423], [0.0003732038031382112]], [[0.0005649579372753455], [0.0004112446955291116], [0.00041035048726584256], [0.00040824214293477823], [0.0004069776731491781]], [[0.001286585459697065], [0.000525881649417026], [0.00043973797522600666], [0.00043749273950749457], [0.0004368615898073247]], [[0.002430888779530238], [0.0016559320608572903], [0.0014990810380717257], [0.0011213230582269307], [0.0012245872531989055]], [[0.002880401240793473], [0.002113925139628825], [0.0019608780714976404], [0.0015987246523169185], [0.0014348747058906541]], [[0.003660296999629553], [0.0027131221121045046], [0.00253810133700505], [0.002164821609491163], [0.0019637297017106037]], [[0.004703976155022049], [0.0033161729137284324], [0.0030828894707771726], [0.002648714358181037], [0.0028526655851799365]], [[0.005411458845714201], [0.00380720084482411], [0.0035508943680574445], [0.003110132287097722], [0.0035664061106852607]], [[0.006734672780653539], [0.004843120377089338], [0.004578392751112048], [0.00421855706469354], [0.0049361446323483715]], [[0.007546704417639605], [0.00485898908727922], [0.004623318489609285], [0.0046119624668274906], [0.005897410141082637]], [[0.009746651421108449], [0.006208330880459523], [0.005906089032661543], [0.0060374688940251775], [0.0075245746751295695]], [[0.012638388517341004], [0.00839126139428964], [0.008027970397613715], [0.00816170774590147], [0.00961738489813957]], [[0.015396131722842626], [0.010857248589406676], [0.010389745321518179], [0.01014561859344515], [0.012084543787892033]], [[0.019119954296246668], [0.014265655221720991], [0.013585643056415742], [0.012658198016487793], [0.015703176986191114]], [[0.021701785644210426], [0.016085691488850126], [0.015620959840608614], [0.01644265119254905], [0.018472658405998293]], [[0.025037422238419448], [0.019336474664518002], [0.01888298144730495], [0.020480028369931395], [0.02158698739631985]], [[0.029015583921283825], [0.024744444887085035], [0.02428959700358872], [0.024008361242761768], [0.02472768736719341]], [[0.032396445178557186], [0.027421851631048065], [0.027004484936779555], [0.02747737722357763], [0.027247061742149414]], [[0.03475262039713059], [0.029540822566374712], [0.02912257235071347], [0.03041129221516503], [0.029384441303689807]], [[0.03652440064207812], [0.032791155093780326], [0.03248109152323819], [0.032969456870844814], [0.03236841843687899]], [[0.03810780041977436], [0.03558366092316598], [0.035343169297739147], [0.03527101683479472], [0.03501147675665363]], [[0.04041034466196609], [0.038575493547249325], [0.038333518754523614], [0.03804267406877872], [0.037918549046380576]], [[0.0423779024270306], [0.04085527612939554], [0.04062187493128234], [0.04024642498140913], [0.040180261245173335]], [[0.045040416694360985], [0.043551270516469356], [0.04332490201869575], [0.04296581705694291], [0.04289892304600351]], [[0.04720581584983713], [0.045562469286483054], [0.04534229762292233], [0.04506797474701191], [0.04496074051702709]], [[0.04921952668992394], [0.04737481049037062], [0.04716410305066743], [0.047009361772294034], [0.0468413636412765]], [[0.05151689213017677], [0.04944830925239582], [0.04925918065146334], [0.04922642805995109], [0.04900620519710258]], [[0.053272872356712936], [0.0510566184424775], [0.05086644426309317], [0.05091706455371983], [0.05065672448622255]], [[0.054939186193972256], [0.052738383859021964], [0.05255003643072434], [0.05262136812313063], [0.05235658546105515]], [[0.055204518178190234], [0.05307392827520972], [0.052891589722533786], [0.05296064602769478], [0.052704309496432775]], [[0.05492193423877315], [0.0528585487776841], [0.052681961668868404], [0.052748839904473085], [0.05250058831082857]], [[0.05422657436384169], [0.05222757973512218], [0.052056503274725704], [0.05212129449983498], [0.051880789870971764]], [[0.053253578541516466], [0.05131635551620174], [0.05115056554510436], [0.05121335456015008], [0.0509802821435921]], [[0.0521380867599178], [0.050260210489599805], [0.050099499485001656], [0.050160364831787915], [0.04993443309541942]], [[0.05101523900716619], [0.04919447902399357], [0.049038656099416086], [0.049097670061118176], [0.048878610693182944]], [[0.05002017527138239], [0.04825449548806057], [0.048103386393345604], [0.04816061499450999], [0.047948182903612774]], [[0.04928803554068669], [0.04757559425047819], [0.04742904137178808], [0.04748454437833324], [0.047278517693438105]], [[0.046712129211543024], [0.045237661827888714], [0.04511147503974078], [0.04515926426947328], [0.044981871241481536]], [[0.04448424092357875], [0.04321314501665413], [0.043104363037525156], [0.04314556160650204], [0.042992632793412894]], [[0.04229135686808666], [0.04119532188518871], [0.041101521808212915], [0.041137045029305264], [0.04100518343809914]], [[0.040050762810957916], [0.039108665070094334], [0.039028039173051754], [0.03905857460285239], [0.03894522720854346]], [[0.038013903460699175], [0.03720665089490577], [0.03713756520535633], [0.03716372957355918], [0.03706660766289599]], [[0.036045695970106345], [0.0353577554706222], [0.035298880657470166], [0.03532117791710257], [0.03523841068766492]], [[0.033926342188554226], [0.03334496251516947], [0.03329520732705041], [0.033314051431228175], [0.033244102087991]], [[0.031699482102933135], [0.031211695759743002], [0.03116995038494727], [0.03118576007078458], [0.03112707473177609]], [[0.029410826859424435], [0.029007271717610944], [0.028972734968571695], [0.028985815157755307], [0.02893726151496226]], [[0.027070482591741454], [0.02674092311178372], [0.026712718997129653], [0.026723400555719562], [0.026683750701724684]], [[0.024601216252823938], [0.024337135182445152], [0.024314534792893805], [0.024323094110124233], [0.024291321992083892]], [[0.02198922940020355], [0.021782645015729865], [0.021764965267514952], [0.021771661135766132], [0.021746806089889575]], [[0.019347760063455954], [0.019190642783422432], [0.019177196487616704], [0.01918228885377865], [0.019163386052726286]], [[0.01667891815034804], [0.016564374860574257], [0.016554572103259932], [0.016558284698133127], [0.016544503559283705]], [[0.0138713273048192], [0.013792155031560921], [0.013785379368871212], [0.01378794547097699], [0.013778420121939791]], [[0.011039493888456597], [0.010989064594336295], [0.010984748791747323], [0.01098638327905907], [0.01098031607870871]], [[0.008262141580027506], [0.00823388365435028], [0.00823146530652221], [0.008232381233071802], [0.00822898130886883]], [[0.005195071851685728], [0.005182063285952158], [0.005180950160077812], [0.005181371688346141], [0.00517980700854432]], [[0.0023263241853435195], [0.002322360444586188], [0.002322021250798911], [0.002322149766269794], [0.0023216727040379845]], [[2.334884518959509e-06], [2.334884518959509e-06], [2.334884518959509e-06], [2.334884518959509e-06], [2.334884518959509e-06]], [[-0.002298917067193075], [-0.0022960270516024376], [-0.0022957797213175144], [-0.002295873428555777], [-0.002295525576611548]], [[-0.0041806643276360075], [-0.004171898371237022], [-0.004171148169102615], [-0.004171432264273167], [-0.004170377712776957]], [[-0.005833257869143075], [-0.0058134773211690124], [-0.005811784477689368], [-0.005812425626274077], [-0.005810045679331993]], [[-0.007727645180527001], [-0.007692344674642797], [-0.007689323612830527], [-0.0076904677539487015], [-0.007686220713703479]], [[-0.009709709861759626], [-0.009654289270478796], [-0.009649546306596021], [-0.009651342578070037], [-0.00964467483374399]], [[-0.01167476432805463], [-0.011594584025213017], [-0.011587722095092984], [-0.011590320911504123], [-0.011580674114309547]], [[-0.013543752756405153], [-0.013433770660381636], [-0.013424358253317573], [-0.013427922909630963], [-0.013414690948894331]], [[-0.015393237670774926], [-0.01524862860164336], [-0.015236252777892922], [-0.015240939885668867], [-0.015223541353555109]], [[-0.017221698464218074], [-0.01703684171495297], [-0.017021021442266873], [-0.017027012964328236], [-0.01700477248169993]], [[-0.018948944888693864], [-0.01871825325272347], [-0.01869851037246556], [-0.018705987463478443], [-0.01867823256568217]], [[-0.020586789619064988], [-0.020304301019795468], [-0.020280125295468035], [-0.020289281427896544], [-0.02025529387794145]], [[-0.02218898696645223], [-0.021847536526218986], [-0.02181831476386195], [-0.021829381543948007], [-0.021788301806642263]], [[-0.023748250201805474], [-0.023341284430436093], [-0.023306455798752845], [-0.023319646671677324], [-0.02327068213141127]], [[-0.02523236907653635], [-0.0247508107268974], [-0.024709598357691], [-0.024725206439433628], [-0.02466726937882724]], [[-0.026610256607054364], [-0.026045179810998867], [-0.02599681982831427], [-0.026015134886056307], [-0.025947149548592105]], [[-0.028036504796668554], [-0.02737703637806406], [-0.027320598250134318], [-0.027341973050994617], [-0.02726262987497849]], [[-0.02972334214256865], [-0.028956117654540064], [-0.028890457600656907], [-0.02891532385542167], [-0.028823020741577415]], [[-0.03235313546744435], [-0.031463368332597136], [-0.03138722094720686], [-0.031416059945490724], [-0.03130900977632828]], [[-0.034547439912679945], [-0.03351531274412189], [-0.03342698199241839], [-0.033460434453231096], [-0.033336259333636896]], [[-0.03450201789911657], [-0.03330330899597074], [-0.03320072198088754], [-0.03323957408546918], [-0.03309535540604268]], [[-0.03135418769564155], [-0.029919436132374744], [-0.02979535172560349], [-0.029842339507605203], [-0.029667959326661525]], [[-0.025429428089781075], [-0.023726330079275628], [-0.023580850337686914], [-0.023635941854567234], [-0.0234314712721318]], [[-0.017019860507278384], [-0.014966065925516836], [-0.014790486869944046], [-0.014856979451433374], [-0.01461017917094205]], [[-0.016013956614304964], [-0.014128446101735602], [-0.013967262270888226], [-0.014028303252844486], [-0.013801738504629027]], [[- | Lift coefficient corrected with CCBlade.Polar.
af_3d.cd_corrected | output |  | [[[[0.5], [0.5], [0.5], [0.5], [0.5]], [[0.5], [0.5], [0.5], [0.5], [0.5]], [[0.5], [0.5], [0.5], [0.5], [0.5]], [[0.5], [0.5], [0.5], [0.5], [0.5]], [[0.5], [0.5], [0.5], [0.5], [0.5]], [[0.5], [0.5000000000000001], [0.5], [0.5000000000000001], [0.5]], [[0.5], [0.5], [0.5], [0.5], [0.5]], [[0.5], [0.5], [0.5], [0.5], [0.5]], [[0.5], [0.5], [0.5], [0.5], [0.5]], [[0.5], [0.5], [0.5], [0.5], [0.5]], [[0.5], [0.5], [0.5], [0.5], [0.5]], [[0.5], [0.5], [0.5], [0.5], [0.5]], [[0.5], [0.5], [0.5], [0.5], [0.5]], [[0.5], [0.5], [0.49999999999999994], [0.49999999999999994], [0.5]], [[0.5], [0.49999999999999994], [0.5], [0.5], [0.5]], [[0.5], [0.5], [0.5], [0.5], [0.5]], [[0.5], [0.5], [0.5], [0.5], [0.5]], [[0.5], [0.5], [0.5], [0.49999999999999994], [0.5]], [[0.5], [0.5], [0.49999999999999994], [0.5], [0.5]], [[0.5], [0.5], [0.5], [0.5], [0.5]], [[0.5], [0.5], [0.5], [0.5], [0.5]], [[0.5], [0.5], [0.4999999999999999], [0.5], [0.5000000000000001]], [[0.5], [0.5], [0.4999999999999999], [0.5], [0.5]], [[0.5], [0.5000000000000001], [0.5000000000000001], [0.5000000000000001], [0.5]], [[0.5], [0.5], [0.5000000000000001], [0.5000000000000001], [0.5]], [[0.5000000000000001], [0.5], [0.5], [0.5], [0.4999999999999999]], [[0.5], [0.5000000000000002], [0.5000000000000002], [0.5], [0.5]], [[0.5], [0.5], [0.5], [0.5000000000000002], [0.5]], [[0.5], [0.5000000000000002], [0.5], [0.5], [0.5]], [[0.5], [0.5], [0.5], [0.5], [0.5]], [[0.5], [0.5], [0.5], [0.5], [0.5]], [[0.5], [0.5], [0.5], [0.5], [0.5000000000000002]], [[0.5], [0.5000000000000002], [0.5], [0.5], [0.5]], [[0.5], [0.5], [0.5000000000000002], [0.5], [0.5]], [[0.5000000000000002], [0.5], [0.5], [0.5], [0.5]], [[0.5], [0.5000000000000001], [0.5000000000000001], [0.4999999999999999], [0.4999999999999999]], [[0.5], [0.4999999999999999], [0.5], [0.5], [0.4999999999999999]], [[0.4999999999999999], [0.5], [0.5], [0.4999999999999999], [0.5]], [[0.5], [0.5], [0.5], [0.5], [0.5]], [[0.5000000000000001], [0.5], [0.5], [0.5000000000000001], [0.5]], [[0.5000000000000001], [0.5], [0.5], [0.5], [0.4999999999999999]], [[0.49999999999999994], [0.5], [0.5], [0.49999999999999994], [0.5]], [[0.5], [0.5], [0.5], [0.5], [0.49999999999999994]], [[0.5], [0.5], [0.49999999999999994], [0.5], [0.5]], [[0.5], [0.5], [0.5], [0.5], [0.5]], [[0.49999999999999994], [0.5], [0.5], [0.5], [0.5000000000000001]], [[0.5], [0.5000000000000001], [0.5], [0.5], [0.5]], [[0.49999999999999994], [0.5], [0.5], [0.5], [0.5]], [[0.5], [0.5], [0.5], [0.5], [0.5]], [[0.5], [0.5], [0.5], [0.5], [0.5]], [[0.5], [0.5], [0.5], [0.5], [0.5]], [[0.5], [0.5], [0.5], [0.5], [0.5]], [[0.5], [0.5], [0.5], [0.5], [0.5]], [[0.5], [0.5], [0.5], [0.5], [0.5]], [[0.5], [0.5], [0.5], [0.5], [0.5]], [[0.5], [0.5], [0.5], [0.5], [0.5]], [[0.5], [0.5], [0.5], [0.5], [0.5]], [[0.5], [0.5], [0.5], [0.5], [0.5]], [[0.5], [0.5], [0.5], [0.5], [0.5]], [[0.5], [0.5], [0.5], [0.5], [0.5]], [[0.5], [0.5], [0.5], [0.5], [0.5]], [[0.5], [0.5], [0.5], [0.5], [0.5]], [[0.5], [0.5], [0.5], [0.5], [0.5]], [[0.5], [0.5], [0.5], [0.5], [0.5]], [[0.5], [0.5], [0.5], [0.5], [0.5]], [[0.5], [0.5], [0.5], [0.5], [0.5]], [[0.5], [0.5], [0.5], [0.5], [0.5]], [[0.5], [0.5], [0.5], [0.5], [0.5]], [[0.5], [0.5], [0.5], [0.5], [0.5]], [[0.5], [0.5], [0.5], [0.5], [0.5]], [[0.5], [0.5], [0.5000000000000001], [0.5], [0.5]], [[0.5], [0.4999999999999999], [0.5], [0.4999999999999999], [0.4999999999999999]], [[0.5], [0.5000000000000001], [0.5], [0.5], [0.5]], [[0.5], [0.5], [0.5], [0.5], [0.5]], [[0.5], [0.5], [0.5], [0.5], [0.5]], [[0.5], [0.5], [0.5], [0.5], [0.5]], [[0.5], [0.5], [0.5], [0.5], [0.5]], [[0.5], [0.5], [0.5], [0.5], [0.5]], [[0.4999999999999999], [0.4999999999999999], [0.4999999999999999], [0.5], [0.5]], [[0.5], [0.5], [0.5], [0.5], [0.5]], [[0.4999999999999999], [0.4999999999999999], [0.5], [0.4999999999999999], [0.5]], [[0.5000000000000001], [0.5000000000000001], [0.5], [0.5000000000000001], [0.5000000000000001]], [[0.5], [0.5], [0.5], [0.5], [0.5]], [[0.5000000000000001], [0.5000000000000001], [0.5000000000000001], [0.5], [0.5000000000000001]], [[0.5], [0.5000000000000001], [0.5000000000000001], [0.5], [0.5000000000000001]], [[0.5000000000000001], [0.5], [0.5000000000000001], [0.5000000000000001], [0.5]], [[0.5], [0.5], [0.5], [0.5], [0.5]], [[0.5], [0.5], [0.5], [0.5], [0.5]], [[0.5], [0.5], [0.5], [0.5], [0.5]], [[0.5], [0.5], [0.5], [0.5], [0.5]], [[0.5000000000000001], [0.5000000000000001], [0.5], [0.5], [0.5000000000000001]], [[0.5], [0.5], [0.5], [0.5], [0.5]], [[0.4999999999999999], [0.5], [0.5], [0.5], [0.5]], [[0.5], [0.5], [0.5], [0.5], [0.5]], [[0.5], [0.5], [0.5], [0.5000000000000001], [0.5]], [[0.5], [0.5], [0.5], [0.5], [0.5]], [[0.5], [0.5], [0.5], [0.5], [0.5]], [[0.4999999999999999], [0.5], [0.5], [0.5], [0.5]], [[0.5], [0.5], [0.5], [0.5], [0.5]], [[0.5], [0.5], [0.5], [0.5], [0.5]], [[0.5], [0.5], [0.5], [0.5], [0.4999999999999999]], [[0.5], [0.5], [0.5], [0.5], [0.5]], [[0.5], [0.5], [0.5], [0.5], [0.5]], [[0.5], [0.5], [0.5], [0.5], [0.5]], [[0.5], [0.5], [0.5], [0.5], [0.5]], [[0.5], [0.5000000000000001], [0.5], [0.5000000000000001], [0.5]], [[0.5], [0.5], [0.5], [0.5000000000000001], [0.5]], [[0.5], [0.4999999999999999], [0.4999999999999999], [0.5], [0.5]], [[0.5], [0.5], [0.5], [0.5], [0.4999999999999999]], [[0.5], [0.5], [0.5], [0.5], [0.5]], [[0.5], [0.5], [0.5], [0.5], [0.5]], [[0.5], [0.5], [0.5], [0.5], [0.5]], [[0.5], [0.5], [0.5], [0.5], [0.5]], [[0.5], [0.5], [0.5], [0.5], [0.5]], [[0.5], [0.5], [0.5], [0.5], [0.5]], [[0.5], [0.5], [0.5], [0.5], [0.5]], [[0.5], [0.5], [0.5], [0.5], [0.5]], [[0.5], [0.5], [0.5], [0.5], [0.5]], [[0.5], [0.5], [0.5], [0.5], [0.5]], [[0.5], [0.5], [0.5], [0.5], [0.5]], [[0.5000000000000001], [0.5], [0.5], [0.5000000000000001], [0.5]], [[0.4999999999999999], [0.5], [0.4999999999999999], [0.5], [0.5]], [[0.5], [0.5], [0.5], [0.5], [0.5]], [[0.5], [0.5], [0.5], [0.5], [0.5]], [[0.5], [0.5], [0.5], [0.5], [0.5]], [[0.5], [0.5], [0.5], [0.5], [0.5]], [[0.5], [0.5], [0.5], [0.5], [0.5]], [[0.5], [0.5], [0.5], [0.5], [0.5]], [[0.5], [0.5], [0.5], [0.5], [0.5]], [[0.5], [0.5], [0.5], [0.5], [0.5]], [[0.5], [0.5], [0.5], [0.5], [0.5]], [[0.5], [0.5], [0.5], [0.5], [0.5]], [[0.5], [0.5], [0.5], [0.5], [0.5]], [[0.5], [0.5], [0.5], [0.5], [0.5000000000000001]], [[0.5], [0.5], [0.5], [0.5], [0.5]], [[0.5], [0.5], [0.5], [0.5], [0.5]], [[0.5000000000000001], [0.5], [0.5], [0.5], [0.5]], [[0.5], [0.5], [0.5], [0.5], [0.5]], [[0.5], [0.5], [0.5], [0.5], [0.5]], [[0.5], [0.5], [0.5], [0.5], [0.5]], [[0.5], [0.5], [0.5], [0.5], [0.5]], [[0.5], [0.5], [0.5], [0.5], [0.5]], [[0.5], [0.5], [0.5], [0.5], [0.5]], [[0.5], [0.5], [0.5], [0.5], [0.5]], [[0.5], [0.5], [0.5], [0.5], [0.5]], [[0.5], [0.5], [0.5], [0.5], [0.5]], [[0.5], [0.5], [0.5], [0.5], [0.5]], [[0.5], [0.5], [0.5], [0.5], [0.5]], [[0.5], [0.5], [0.5], [0.5], [0.5]], [[0.5], [0.5], [0.5], [0.5], [0.5]], [[0.5], [0.5], [0.5], [0.5], [0.5]], [[0.5], [0.5], [0.5], [0.5], [0.5]], [[0.5], [0.5], [0.49999999999999994], [0.5], [0.5]], [[0.5], [0.5], [0.5], [0.5000000000000001], [0.49999999999999994]], [[0.49999999999999994], [0.5], [0.5], [0.5], [0.5000000000000001]], [[0.5], [0.49999999999999994], [0.5], [0.49999999999999994], [0.5]], [[0.5], [0.5], [0.5], [0.5], [0.49999999999999994]], [[0.5], [0.5], [0.5], [0.5], [0.49999999999999994]], [[0.49999999999999994], [0.5], [0.5], [0.49999999999999994], [0.5]], [[0.5000000000000001], [0.5], [0.5], [0.5], [0.4999999999999999]], [[0.5], [0.5], [0.4999999999999999], [0.5000000000000001], [0.5000000000000001]], [[0.5], [0.5], [0.5], [0.5000000000000001], [0.5000000000000001]], [[0.5], [0.5], [0.5], [0.5], [0.5]], [[0.4999999999999999], [0.5], [0.5000000000000001], [0.5], [0.5]], [[0.5], [0.5000000000000001], [0.5000000000000001], [0.4999999999999999], [0.4999999999999999]], [[0.4999999999999998], [0.5], [0.5], [0.5], [0.5]], [[0.5], [0.4999999999999998], [0.5], [0.5], [0.5]], [[0.5], [0.4999999999999998], [0.5], [0.4999999999999998], [0.5]], [[0.5], [0.5], [0.4999999999999998], [0.5], [0.5000000000000002]], [[0.5], [0.5], [0.5], [0.5], [0.5]], [[0.5], [0.5], [0.5], [0.5], [0.5]], [[0.5], [0.5], [0.5], [0.5], [0.5000000000000002]], [[0.5], [0.5], [0.5], [0.5], [0.4999999999999998]], [[0.5], [0.5], [0.5], [0.5], [0.5]], [[0.5], [0.5], [0.5], [0.5], [0.5]], [[0.5000000000000001], [0.4999999999999999], [0.5000000000000001], [0.5], [0.4999999999999999]], [[0.5], [0.5], [0.5], [0.5], [0.4999999999999999]], [[0.5], [0.5000000000000001], [0.5], [0.5], [0.4999999999999999]], [[0.4999999999999999], [0.5], [0.5], [0.4999999999999999], [0.4999999999999999]], [[0.5], [0.5], [0.5], [0.5], [0.5]], [[0.5], [0.5], [0.5], [0.5], [0.5]], [[0.5], [0.5], [0.49999999999999994], [0.5], [0.5]], [[0.49999999999999994], [0.5], [0.5], [0.5], [0.5]], [[0.49999999999999994], [0.5], [0.5], [0.5], [0.5]], [[0.5], [0.5], [0.5], [0.49999999999999994], [0.5]], [[0.5], [0.5], [0.5], [0.5], [0.49999999999999994]], [[0.5], [0.5], [0.49999999999999994], [0.5], [0.5]], [[0.5], [0.5], [0.5], [0.5], [0.5]], [[0.5], [0.5], [0.5], [0.5], [0.5]], [[0.5], [0.5], [0.5], [0.5], [0.5]], [[0.5], [0.5], [0.5], [0.5], [0.5]], [[0.5], [0.5], [0.5], [0.5], [0.5]], [[0.5], [0.5], [0.5], [0.5], [0.5]], [[0.5], [0.5], [0.5], [0.5], [0.5]], [[0.5], [0.5], [0.5], [0.5], [0.5]], [[0.5], [0.5], [0.5], [0.5], [0.5]], [[0.5], [0.5], [0.5], [0.5], [0.5]], [[0.5], [0.5], [0.5], [0.5], [0.5]], [[0.5], [0.5], [0.5], [0.5], [0.5]], [[0.5], [0.5], [0.5], [0.5], [0.5]]], [[[0.4831722427726052], [0.4831722427726052], [0.4831722427726052], [0.4831722427726052], [0.4831722427726052]], [[0.4831722427726052], [0.4831722427726052], [0.4831722427726052], [0.4831722427726052], [0.4831722427726052]], [[0.4831722427726052], [0.4831722427726052], [0.4831722427726052], [0.4831722427726052], [0.4831722427726052]], [[0.4831722427726052], [0.4831722427726052], [0.4831722427726052], [0.4831722427726052], [0.4831722427726052]], [[0.4834923668551853], [0.4834923668551853], [0.4834923668551853], [0.4834923668551853], [0.4834923668551853]], [[0.48374285301125347], [0.4841061568392814], [0.4841367826803765], [0.4840881218811282], [0.4841328770358827]], [[0.4836897744878868], [0.48400470516789174], [0.48403093056796737], [0.48399015871043066], [0.48402766817754883]], [[0.4837780337260297], [0.4840871450533082], [0.4841128858551434], [0.48407286738822947], [0.48410968374783425]], [[0.4854381581157774], [0.485740645346889], [0.4857658345366331], [0.4857266736449643], [0.4857627010488448]], [[0.4881871911951964], [0.48848224525062184], [0.4885068154533336], [0.4884686168824697], [0.48850375896635706]], [[0.49085739617592855], [0.4911441699862117], [0.4911680506634], [0.4911309240775172], [0.4911650799520963]], [[0.49331479025867886], [0.4935925044503414], [0.49361563070081027], [0.4935796770003654], [0.49361275383880876]], [[0.4960316601084449], [0.4962995637226483], [0.4963218730113514], [0.4962871894165472], [0.49631909777778727]], [[0.5000014492338427], [0.500001523411298], [0.5000015309811967], [0.5000015193226822], [0.5000015300252537]], [[0.5014763985931359], [0.5017260439718974], [0.5017468599078676], [0.5017144999227783], [0.5017442701974045]], [[0.5043446163092495], [0.5045842569319895], [0.504604237969068], [0.5045731757977728], [0.5046017521421332]], [[0.5072280688263192], [0.5074559749679626], [0.5074749737643875], [0.5074454382836865], [0.5074726101741319]], [[0.5099781277462337], [0.5101930336032072], [0.5102109450012481], [0.5101830997240047], [0.5102087167241203]], [[0.5127644224294098], [0.5129655645349607], [0.512982326278477], [0.5129562680992584], [0.5129802410475006]], [[0.5155361948838252], [0.5157228998263872], [0.5157384567012144], [0.5157142715120528], [0.5157365213762162]], [[0.5180816571226122], [0.5182532156047752], [0.5182675089602757], [0.5182452879756679], [0.5182657308337255]], [[0.5205169114197377], [0.5206728205379103], [0.5206858089969698], [0.5206656165921638], [0.5206841932128511]], [[0.5229409202456845], [0.5230807238891275], [0.5230923698885053], [0.523074264458717], [0.5230909211131161]], [[0.5250727181903581], [0.525196009394719], [0.5252062792543044], [0.5251903132326925], [0.5252050016807295]], [[0.5269121426885004], [0.5270184679691305], [0.5270273241323636], [0.5270135558753815], [0.5270262224266828]], [[0.5287981513004192], [0.5288872707638983], [0.5288946934786654], [0.5288831536970158], [0.5288937700949723]], [[0.5303841910462106], [0.5304559588349623], [0.5304619360965293], [0.5304526436925072], [0.5304611925476073]], [[0.531388107386701], [0.531441966531126], [0.5314464520619235], [0.5314394786646568], [0.5314458940745704]], [[0.5324257113099702], [0.5324622422461645], [0.5324652845569597], [0.5324605560444828], [0.5324649062104698]], [[0.5334205630276073], [0.5334351085371642], [0.5334362713359482], [0.5334344377066152], [0.5334361265579761]], [[0.5337219773371985], [0.5337219773371985], [0.5337219773371985], [0.5337219773371985], [0.5337219773371985]], [[0.5334133298750375], [0.5334278777729583], [0.5334290892295388], [0.5334272043258417], [0.5334289383929752]], [[0.5324182084253084], [0.5324547387441182], [0.5324577810033781], [0.5324530525709922], [0.532457402663298]], [[0.5313803222096802], [0.5314341803955982], [0.531438665846289], [0.5314316925735408], [0.5314381078689034]], [[0.5303817456863753], [0.5304535130582575], [0.5304594902849372], [0.530450197935141], [0.5304587467403565]], [[0.5287998546598078], [0.5288889744942042], [0.528896397240058], [0.528884857410092], [0.5288954738524962]], [[0.5269146371304103], [0.5270209630799857], [0.5270298192993745], [0.5270160509551186], [0.5270287175867044]], [[0.5250741949640537], [0.5251974866554434], [0.5252077565559915], [0.5251917904707235], [0.5252064789773173]], [[0.522940013063691], [0.5230798163453543], [0.5230914623142362], [0.5230733569318343], [0.5230900135426438]], [[0.5205155921432667], [0.520671500635499], [0.5206844890416578], [0.5206642967190429], [0.5206828732641261]], [[0.5180793931420153], [0.5182509503306008], [0.5182652435764131], [0.518243022762202], [0.5182634654635244]], [[0.5155370059301065], [0.5157237114343395], [0.5157392683569969], [0.5157150830935469], [0.5157373330260397]], [[0.5127654590873926], [0.5129666020557277], [0.5129833638731249], [0.5129573055791841], [0.5129812786329405]], [[0.5099784889117766], [0.510193395136495], [0.5102113065662752], [0.5101834612397635], [0.5102090782851895]], [[0.5072279512986214], [0.5074558572900373], [0.5074748560733386], [0.5074453206129982], [0.5074724924847208]], [[0.5043445168823895], [0.504584157348443], [0.5046041383715582], [0.5045730762219068], [0.5046016525463686]], [[0.5014758141084085], [0.501725458438416], [0.5017462742771515], [0.5017139144425116], [0.5017436845788761]], [[0.500001387994217], [0.5000014567543485], [0.5000014637656692], [0.5000014529669876], [0.5000014628803232]], [[0.4958784280868654], [0.49614633170106875], [0.4961686409897719], [0.49613395739496774], [0.4961658657562078]], [[0.49308031460782753], [0.4933580287994901], [0.49338115504995883], [0.493345201349514], [0.4933782781879573]], [[0.49085746446149864], [0.49114423827178183], [0.4911681189489701], [0.4911309923630872], [0.4911651482376663]], [[0.4904985528704766], [0.490787054823283], [0.4908110794090633], [0.4907737290929581], [0.4908080907958221]], [[0.4901529619775232], [0.49044316642439356], [0.49046733278292365], [0.49042976205697386], [0.490464326533426]], [[0.48981940128935825], [0.4901112801565924], [0.4901355859500726], [0.4900977984486765], [0.4901325623551266]], [[0.4894965803127013], [0.48979010310135845], [0.489814545790032], [0.4897765454616081], [0.48981150516557237]], [[0.4891832085542726], [0.4894783423401711], [0.48950291918232336], [0.4894647102893106], [0.4894998618694124]], [[0.48887799552079136], [0.4891747049545093], [0.4891994130064683], [0.4891610001253262], [0.48919633937129486]], [[0.48857965071897763], [0.488877898025852], [0.4889027341419885], [0.48886412216319675], [0.4888996445758686]], [[0.48828688365555123], [0.4885866286356785], [0.48861158946840566], [0.48857278359646433], [0.48860848438778215]], [[0.4880187783171864], [0.48832083696760087], [0.48834598786639377], [0.4883067730521313], [0.48834282904757115]], [[0.4878109408351684], [0.4881176062357805], [0.4881431310813264], [0.4881029130284864], [0.4881398138378378]], [[0.4876393194926707], [0.4879517769275691], [0.48797777072277493], [0.48793624037863254], [0.4879742404355778]], [[0.487477335320133], [0.4877955542354042], [0.48782201443593587], [0.48777917575605184], [0.48781827142153705]], [[0.4872984093479946], [0.48762623591980936], [0.4876541467621487], [0.48760854126930536], [0.48765008907197316]], [[0.4870759626066953], [0.4874100106892706], [0.48743807044552506], [0.4873921326170936], [0.48743396742311906]], [[0.48678341612667453], [0.48711671730999007], [0.48714464152658665], [0.48709931501915726], [0.4871406615367433]], [[0.48639419093837183], [0.48671748493695327], [0.4867448924901409], [0.48670143968417284], [0.48674126058779643]], [[0.4859133880412852], [0.486218672886286], [0.4862441144813001], [0.4862054088777809], [0.4862411747249483]], [[0.48561233133847886], [0.48590716971707837], [0.4859317752459058], [0.4858958455818816], [0.4859293324738066]], [[0.48542944864090476], [0.48571358542414644], [0.48573733461342566], [0.48570425480236556], [0.48573540242323093]], [[0.4852547190874697], [0.48552804345767203], [0.48555092750147644], [0.4855207296483964], [0.485549511799455]], [[0.48508099454420434], [0.48534350650136726], [0.4853655253996967], [0.4853382095045967], [0.4853646261858485]], [[0.4849140403033912], [0.48516573984751465], [0.48518689360036904], [0.48516245966324933], [0.4851865108746942]], [[0.48474963828846007], [0.4849905254195441], [0.48501081402692375], [0.4849892620477841], [0.4850109477894221]], [[0.48459005821173895], [0.4848201329297836], [0.48483955639168835], [0.48482088637052884], [0.48484020664236005]], [[0.4844417331525818], [0.48466099545758706], [0.48467955377401684], [0.4846637657108374], [0.4846807205128619]], [[0.48430117560239017], [0.48450962549435594], [0.48452731866531085], [0.48451441256011163], [0.4845290018923291]], [[0.48416883090111407], [0.4843664683800405], [0.4843832964055204], [0.4843732722583013], [0.4843854961207119]], [[0.4840435556985006], [0.4842303807643877], [0.4842463436443927], [0.48423920145515376], [0.4842490598477577]], [[0.4839277425546586], [0.48410375520750626], [0.4841188529420364], [0.4841145927107775], [0.48412208563357445]], [[0.4838208401066756], [0.48398604034648396], [0.4840002729355391], [0.48399889466226026], [0.48400402211525057]], [[0.48372446017507836], [0.4838784348119244], [0.4838922154454274], [0.48389371913012885], [0.4838964811133122]], [[0.4836363524608951], [0.4837787451961587], [0.48379243017272994], [0.48379681581541145], [0.4837972123287879]], [[0.483565653358161], [0.48369649798221437], [0.48371005351148144], [0.483717321112143], [0.48371535215571276]], [[0.4835037521565878], [0.48362308870048665], [0.4836364747513941], [0.4836466243100358], [0.48364228988379865]], [[0.48346094754653246], [0.4835688239196036], [0.48358199258282436], [0.48359502409944644], [0.48358832420340225]], [[0.4834297278943271], [0.48352620209660935], [0.4835390953721046], [0.48355500884670666], [0.4835459434808557]], [[0.4834121547388072], [0.4834972979087765], [0.48350984465807034], [0.48352864009065255], [0.48351720925499486]], [[0.4834131231888126], [0.4834870238957293], [0.4834991355495614], [0.4835208129401238], [0.4835070166346591]], [[0.48342778411371645], [0.4834905545587696], [0.4835021189159511], [0.4835266782644935], [0.48351051648922205]], [[0.4834902391731163], [0.4835425164890183], [0.48355313793671484], [0.48357884286384295], [0.4835612396266959]], [[0.4835937447854764], [0.48363611316325694], [0.48364569727715623], [0.48367181980276386], [0.4836529646324598]], [[0.4837048842601107], [0.48373800770085557], [0.4837466430914529], [0.4837751103642073], [0.48375414667642586]], [[0.48373198283655966], [0.48375291050073677], [0.4837605954681958], [0.48379933230687133], [0.4837719985062539]], [[0.48388884499945317], [0.48390099042006696], [0.483907381472798], [0.48395915129799766], [0.48392238182834013]], [[0.4840794385148049], [0.4840904929513271], [0.4840962790074078], [0.4841428226797379], [0.48411504521046156]], [[0.48424470345172393], [0.4842612642898941], [0.4842674560017586], [0.4842993976057661], [0.4842899118005616]], [[0.4843228642221065], [0.48433946625344837], [0.48434573217856103], [0.4843784531476863], [0.4843678441331744]], [[0.4843625519793837], [0.48437888620830966], [0.48438522554787466], [0.48441955167526213], [0.48440727607938283]], [[0.48421512486613627], [0.4842307690562021], [0.4842367789306886], [0.48426889175877913], [0.4842728362651924]], [[0.4841114592195096], [0.4841241549145325], [0.4841295852215262], [0.4841629996100858], [0.48417325682506307]], [[0.4840404714346744], [0.4840487374813317], [0.4840533093785365], [0.4840941760756598], [0.48410381742677855]], [[0.4839835812072059], [0.484002225392857], [0.48400921086452126], [0.4840453462766229], [0.48404818301401026]], [[0.4839648485690341], [0.48399522941173956], [0.48400394527319573], [0.48403622091241155], [0.4840297160820386]], [[0.4839639207878409], [0.48397671985834617], [0.4839829679094211], [0.4840288045793109], [0.4840277270297007]], [[0.4839912003593517], [0.4839959728066694], [0.48399895242465774], [0.4840477064413079], [0.4840555235027636]], [[0.4840296816637857], [0.4840336149410591], [0.48403608329912634], [0.4840778879272044], [0.4840962186494932]], [[0.48410545625282414], [0.48410639780438147], [0.48410705701746076], [0.4841473694520886], [0.4841708067699294]], [[0.4841878857415263], [0.4841832133505595], [0.48418314785293365], [0.4842249135831015], [0.4842512899438154]], [[0.4843038749319434], [0.48428896894948575], [0.4842887599899237], [0.4843381235016031], [0.4843665191391118]], [[0.48443649007881695], [0.4844415440166737], [0.48444448175759214], [0.4844769223326169], [0.4844990985161528]], [[0.4845956948832465], [0.48463260912264966], [0.48463825072318323], [0.48464726327642543], [0.48465784374874343]], [[0.48477090030700365], [0.4848085272048901], [0.48481450108303015], [0.4848246690191023], [0.48482511824550156]], [[0.4849855890272258], [0.485014455951452], [0.48502105937062284], [0.48503961761669184], [0.4850372026253374]], [[0.4852049311903549], [0.4852368112896063], [0.48524354871325304], [0.48526069899179997], [0.4852660979598563]], [[0.4854530406705868], [0.48548678594246175], [0.48549377142312206], [0.4855110899593761], [0.4855133612143666]], [[0.485698820317085], [0.48573394729999947], [0.4857412966023317], [0.48575976665783044], [0.48575222294016257]], [[0.48598385851471093], [0.48602140196070165], [0.48602888576430725], [0.4860465551341598], [0.4860493944231568]], [[0.48626751487189845], [0.4863137799495339], [0.48632222455226726], [0.4863399307047815], [0.4863460919439677]], [[0.48654374736861455], [0.4866093703624223], [0.4866202195945732], [0.4866399058920074], [0.48662753784325574]], [[0.48683435968934313], [0.4869180283732577], [0.48693096172239736], [0.4869520280770273], [0.4869258347572616]], [[0.48711140469687203], [0.48721336034547674], [0.4872275131495307], [0.487246437568127], [0.48720797234356783]], [[0.4874217026016589], [0.48754576167559194], [0.4875583569621426], [0.48756439727120443], [0.48750134876237755]], [[0.4876768421397655], [0.48784296108145764], [0.4878571224917306], [0.48784966090748383], [0.48776949564937294]], [[0.4878178266791696], [0.48807265758093604], [0.488094363334713], [0.4880823494114513], [0.4880051646336412]], [[0.48794909492060956], [0.48826074575351336], [0.4882957115399667], [0.4883223168578387], [0.4881876195668035]], [[0.48803491662941306], [0.48838839432318737], [0.48843635986081907], [0.4884976345759625], [0.48828709454229824]], [[0.4881444364482416], [0.4885818439947206], [0.48861784393415564], [0.4885451103460535], [0.4883792749191124]], [[0.4881765269759438], [0.48862552480719396], [0.4886614957376545], [0.4885456037048859], [0.4884345856225014]], [[0.4881315280622041], [0.4884946906991132], [0.48853054377386174], [0.48854493527422177], [0.4884769980904433]], [[0.4880827680282358], [0.48852700856504805], [0.4885641444149126], [0.4885147829466524], [0.48853956116139974]], [[0.4880598693214648], [0.4885722396379138], [0.4886131512975912], [0.48847599252999113], [0.48857787827072147]], [[0.4881132677123033], [0.4884974085285796], [0.48852876064405915], [0.48845407884039316], [0.48851555301347893]], [[0.4881136762366307], [0.48839770552379724], [0.48842162135763384], [0.4883970375838169], [0.4884242038877272]], [[0.488044863618847], [0.48828102793603023], [0.48830133363439143], [0.48829849180214113], [0.48831148027767285]], [[0.4879559252111509], [0.4881721894595417], [0.48819256999948846], [0.4881979886667282], [0.48820557802909803]], [[0.487811262582201], [0.4880318710328958], [0.48805202692861815], [0.4880555447017382], [0.48806435495765405]], [[0.4876712924319356], [0.4879015044441027], [0.48792126472611697], [0.4879162612673401], [0.48793015266845413]], [[0.4875112040408958], [0.48776581595084023], [0.4877874059971341], [0.4877707441365936], [0.4877921778350806]], [[0.4873268162559536], [0.487605797509762], [0.4876292147760016], [0.4876008984692581], [0.48762987082606396]], [[0.4871388364395704], [0.48743502796311133], [0.4874597322006695], [0.48742303973448103], [0.48745741544562954]], [[0.48697319696052266], [0.48727294194064996], [0.48729790277337715], [0.4872590969014359], [0.4872947976927537]], [[0.4870690470114619], [0.4873672943183363], [0.48739213043447277], [0.48735351845568103], [0.4873890408683529]], [[0.487368133216504], [0.48766484265022186], [0.48768955070218095], [0.48765113782103875], [0.4876864770670075]], [[0.48782450627270046], [0.48811964005859904], [0.48814421690075127], [0.4881060080077385], [0.4881411595878403]], [[0.4883922168771028], [0.48868573966575984], [0.48871018235443336], [0.4886721820260094], [0.48870714172997387]], [[0.4890253157267624], [0.48931719459399653], [0.4893415003874768], [0.4893037128860807], [0.4893384767925308]], [[0.4896778535187309], [0.4899680579656012], [0.4899922243241313], [0.4899546535981815], [0.48998921807463364]], [[0.4903038809500596], [0.4905923829028661], [0.4906164074886463], [0.4905790571725412], [0.49061341887540516]], [[0.4908574487178001], [0.49114422252808326], [0.4911681032052716], [0.49113097661938876], [0.4911651324939678]], [[0.4934101378598163], [0.4936878520514788], [0.4937109783019476], [0.4936750246015028], [0.4937081014399461]], [[0.4960937415333921], [0.49636164514759545], [0.4963839544362986], [0.49634927084149444], [0.4963811792027345]], [[0.5000014677820879], [0.5000015436320404], [0.500001551374526], [0.5000015394503546], [0.5000015503967687]], [[0.5014758141084085], [0.501725458438416], [0.5017462742771516], [0.5017139144425116], [0.5017436845788761]], [[0.5043445168823895], [0.504584157348443], [0.5046041383715582], [0.5045730762219068], [0.5046016525463686]], [[0.5072279512986215], [0.5074558572900373], [0.5074748560733386], [0.5074453206129982], [0.5074724924847208]], [[0.5099784889117766], [0.510193395136495], [0.5102113065662753], [0.5101834612397635], [0.5102090782851895]], [[0.5127654590873925], [0.5129666020557277], [0.5129833638731249], [0.5129573055791841], [0.5129812786329405]], [[0.5155370059301065], [0.5157237114343397], [0.5157392683569969], [0.5157150830935469], [0.5157373330260397]], [[0.5180793931420155], [0.5182509503306009], [0.5182652435764131], [0.518243022762202], [0.5182634654635245]], [[0.5205155921432667], [0.520671500635499], [0.5206844890416575], [0.5206642967190429], [0.5206828732641261]], [[0.522940013063691], [0.5230798163453543], [0.5230914623142362], [0.5230733569318342], [0.523090013542644]], [[0.5250741949640536], [0.5251974866554435], [0.5252077565559915], [0.5251917904707235], [0.5252064789773172]], [[0.5269146371304103], [0.5270209630799856], [0.5270298192993744], [0.5270160509551186], [0.5270287175867043]], [[0.5287998546598078], [0.5288889744942042], [0.528896397240058], [0.528884857410092], [0.5288954738524962]], [[0.5303817456863751], [0.5304535130582577], [0.5304594902849372], [0.530450197935141], [0.5304587467403568]], [[0.5313803222096802], [0.5314341803955979], [0.5314386658462888], [0.5314316925735408], [0.5314381078689032]], [[0.5324182084253084], [0.5324547387441179], [0.5324577810033778], [0.5324530525709918], [0.5324574026632982]], [[0.5334133298750374], [0.533427877772958], [0.5334290892295388], [0.5334272043258417], [0.5334289383929754]], [[0.5337219773371985], [0.5337219773371985], [0.5337219773371985], [0.5337219773371985], [0.5337219773371985]], [[0.5334205630276074], [0.5334351085371642], [0.5334362713359483], [0.5334344377066152], [0.5334361265579761]], [[0.5324257113099702], [0.5324622422461645], [0.5324652845569597], [0.532460556044483], [0.53246490621047]], [[0.5313881073867005], [0.531441966531126], [0.5314464520619235], [0.5314394786646566], [0.5314458940745704]], [[0.5303841910462106], [0.5304559588349621], [0.530461936096529], [0.530452643692507], [0.5304611925476073]], [[0.5287981513004191], [0.5288872707638983], [0.5288946934786652], [0.5288831536970157], [0.5288937700949723]], [[0.5269121426885003], [0.5270184679691307], [0.5270273241323636], [0.5270135558753815], [0.527026222426683]], [[0.525072718190358], [0.525196009394719], [0.5252062792543045], [0.5251903132326925], [0.5252050016807293]], [[0.5229409202456844], [0.5230807238891273], [0.523092369888505], [0.5230742644587171], [0.5230909211131162]], [[0.5205169114197377], [0.5206728205379103], [0.52068580899697], [0.5206656165921637], [0.5206841932128511]], [[0.5180816571226121], [0.5182532156047752], [0.5182675089602756], [0.5182452879756679], [0.5182657308337255]], [[0.5155361948838251], [0.5157228998263872], [0.5157384567012143], [0.515714271512053], [0.5157365213762162]], [[0.5127644224294098], [0.5129655645349607], [0.512982326278477], [0.5129562680992584], [0.5129802410475006]], [[0.5099781277462336], [0.5101930336032072], [0.5102109450012482], [0.5101830997240046], [0.5102087167241203]], [[0.5072280688263192], [0.5074559749679625], [0.5074749737643875], [0.5074454382836864], [0.5074726101741319]], [[0.5043446163092495], [0.5045842569319895], [0.504604237969068], [0.5045731757977728], [0.5046017521421332]], [[0.5014763985931358], [0.5017260439718975], [0.5017468599078676], [0.5017144999227783], [0.5017442701974044]], [[0.5000014492338426], [0.5000015234112981], [0.5000015309811967], [0.5000015193226822], [0.5000015300252536]], [[0.4960316601084449], [0.4962995637226482], [0.4963218730113514], [0.4962871894165472], [0.4963190977777873]], [[0.4933147902586789], [0.4935925044503414], [0.49361563070081027], [0.4935796770003654], [0.49361275383880876]], [[0.4908573961759285], [0.4911441699862117], [0.4911680506634], [0.4911309240775172], [0.49116507995209624]], [[0.4881871911951964], [0.48848224525062184], [0.4885068154533335], [0.4884686168824696], [0.488503758966357]], [[0.4854381581157774], [0.485740645346889], [0.4857658345366331], [0.4857266736449643], [0.4857627010488448]], [[0.4837780337260297], [0.4840871450533082], [0.4841128858551434], [0.48407286738822947], [0.48410968374783425]], [[0.4836897744878868], [0.4840047051678916], [0.48403093056796737], [0.48399015871043066], [0.4840276681775487]], [[0.48374285301125347], [0.4841061568392814], [0.4841367826803765], [0.4840881218811281], [0.4841328770358827]], [[0.4834923668551853], [0.4834923668551853], [0.4834923668551853], [0.4834923668551853], [0.4834923668551853]], [[0.4831722427726052], [0.4831722427726052], [0.4831722427726052], [0.4831722427726052], [0.4831722427726052]], [[0.4831722427726052], [0.4831722427726052], [0.4831722427726052], [0.4831722427726052], [0.4831722427726052]], [[0.4831722427726052], [0.4831722427726052], [0.4831722427726052], [0.4831722427726052], [0.4831722427726052]], [[0.4831722427726052], [0.4831722427726052], [0.4831722427726052], [0.4831722427726052], [0.4831722427726052]]], [[[0.3432894731347227], [0.3432894731347227], [0.3432894731347227], [0.3432894731347227], [0.3432894731347227]], [[0.3432894731347227], [0.3432894731347227], [0.3432894731347227], [0.3432894731347227], [0.3432894731347227]], [[0.3432894731347227], [0.3432894731347227], [0.3432894731347227], [0.3432894731347227], [0.3432894731347227]], [[0.3432894731347227], [0.3432894731347227], [0.3432894731347227], [0.3432894731347227], [0.3432894731347227]], [[0.3463458446163585], [0.3463458446163585], [0.3463458446163585], [0.3463458446163585], [0.3463458446163585]], [[0.3489216630050588], [0.352074937701545], [0.35236933885325344], [0.35190134494428227], [0.35233182127122703]], [[0.350793193807834], [0.3529250 | Drag coefficient corrected with CCBlade.Polar.
af_3d.cm_corrected | output |  | [[[[0.0], [0.0], [0.0], [0.0], [0.0]], [[0.0], [0.0], [0.0], [0.0], [0.0]], [[0.0], [0.0], [0.0], [0.0], [0.0]], [[0.0], [0.0], [0.0], [0.0], [0.0]], [[0.0], [0.0], [0.0], [0.0], [0.0]], [[0.0], [0.0], [0.0], [0.0], [0.0]], [[0.0], [0.0], [0.0], [0.0], [0.0]], [[0.0], [0.0], [0.0], [0.0], [0.0]], [[0.0], [0.0], [0.0], [0.0], [0.0]], [[0.0], [0.0], [0.0], [0.0], [0.0]], [[0.0], [0.0], [0.0], [0.0], [0.0]], [[0.0], [0.0], [0.0], [0.0], [0.0]], [[0.0], [0.0], [0.0], [0.0], [0.0]], [[0.0], [0.0], [0.0], [0.0], [0.0]], [[0.0], [0.0], [0.0], [0.0], [0.0]], [[0.0], [0.0], [0.0], [0.0], [0.0]], [[0.0], [0.0], [0.0], [0.0], [0.0]], [[0.0], [0.0], [0.0], [0.0], [0.0]], [[0.0], [0.0], [0.0], [0.0], [0.0]], [[0.0], [0.0], [0.0], [0.0], [0.0]], [[0.0], [0.0], [0.0], [0.0], [0.0]], [[0.0], [0.0], [0.0], [0.0], [0.0]], [[0.0], [0.0], [0.0], [0.0], [0.0]], [[0.0], [0.0], [0.0], [0.0], [0.0]], [[0.0], [0.0], [0.0], [0.0], [0.0]], [[0.0], [0.0], [0.0], [0.0], [0.0]], [[0.0], [0.0], [0.0], [0.0], [0.0]], [[0.0], [0.0], [0.0], [0.0], [0.0]], [[0.0], [0.0], [0.0], [0.0], [0.0]], [[0.0], [0.0], [0.0], [0.0], [0.0]], [[0.0], [0.0], [0.0], [0.0], [0.0]], [[0.0], [0.0], [0.0], [0.0], [0.0]], [[0.0], [0.0], [0.0], [0.0], [0.0]], [[0.0], [0.0], [0.0], [0.0], [0.0]], [[0.0], [0.0], [0.0], [0.0], [0.0]], [[0.0], [0.0], [0.0], [0.0], [0.0]], [[0.0], [0.0], [0.0], [0.0], [0.0]], [[0.0], [0.0], [0.0], [0.0], [0.0]], [[0.0], [0.0], [0.0], [0.0], [0.0]], [[0.0], [0.0], [0.0], [0.0], [0.0]], [[0.0], [0.0], [0.0], [0.0], [0.0]], [[0.0], [0.0], [0.0], [0.0], [0.0]], [[0.0], [0.0], [0.0], [0.0], [0.0]], [[0.0], [0.0], [0.0], [0.0], [0.0]], [[2.7755575615628914e-17], [2.7755575615628914e-17], [-2.7755575615628914e-17], [0.0], [0.0]], [[-2.7755575615628914e-17], [0.0], [0.0], [0.0], [0.0]], [[0.0], [0.0], [0.0], [0.0], [0.0]], [[0.0], [0.0], [0.0], [0.0], [0.0]], [[0.0], [0.0], [0.0], [0.0], [0.0]], [[0.0], [0.0], [0.0], [0.0], [0.0]], [[0.0], [0.0], [0.0], [0.0], [0.0]], [[0.0], [0.0], [0.0], [0.0], [0.0]], [[0.0], [0.0], [0.0], [0.0], [0.0]], [[0.0], [0.0], [0.0], [0.0], [0.0]], [[0.0], [0.0], [0.0], [0.0], [0.0]], [[0.0], [0.0], [0.0], [0.0], [0.0]], [[0.0], [0.0], [0.0], [0.0], [0.0]], [[0.0], [0.0], [0.0], [0.0], [0.0]], [[0.0], [0.0], [0.0], [0.0], [0.0]], [[0.0], [0.0], [0.0], [0.0], [0.0]], [[0.0], [0.0], [0.0], [0.0], [0.0]], [[0.0], [0.0], [0.0], [0.0], [0.0]], [[0.0], [0.0], [0.0], [0.0], [0.0]], [[0.0], [0.0], [0.0], [0.0], [0.0]], [[0.0], [0.0], [0.0], [0.0], [0.0]], [[0.0], [0.0], [0.0], [0.0], [0.0]], [[0.0], [0.0], [0.0], [0.0], [0.0]], [[0.0], [0.0], [0.0], [0.0], [0.0]], [[0.0], [0.0], [0.0], [0.0], [0.0]], [[0.0], [0.0], [0.0], [0.0], [0.0]], [[0.0], [0.0], [0.0], [0.0], [0.0]], [[0.0], [0.0], [0.0], [0.0], [0.0]], [[0.0], [0.0], [0.0], [0.0], [0.0]], [[0.0], [0.0], [0.0], [0.0], [0.0]], [[0.0], [0.0], [0.0], [0.0], [0.0]], [[0.0], [0.0], [0.0], [0.0], [0.0]], [[0.0], [0.0], [0.0], [0.0], [0.0]], [[0.0], [0.0], [0.0], [0.0], [0.0]], [[0.0], [0.0], [0.0], [0.0], [0.0]], [[0.0], [0.0], [0.0], [0.0], [0.0]], [[0.0], [0.0], [0.0], [0.0], [0.0]], [[0.0], [0.0], [0.0], [0.0], [0.0]], [[0.0], [0.0], [0.0], [0.0], [0.0]], [[0.0], [0.0], [0.0], [0.0], [0.0]], [[0.0], [0.0], [0.0], [0.0], [0.0]], [[0.0], [0.0], [0.0], [0.0], [0.0]], [[0.0], [0.0], [0.0], [0.0], [0.0]], [[0.0], [0.0], [0.0], [0.0], [0.0]], [[0.0], [0.0], [0.0], [0.0], [0.0]], [[0.0], [0.0], [0.0], [0.0], [0.0]], [[0.0], [0.0], [0.0], [0.0], [0.0]], [[0.0], [0.0], [0.0], [0.0], [0.0]], [[0.0], [0.0], [0.0], [0.0], [0.0]], [[0.0], [0.0], [0.0], [0.0], [0.0]], [[0.0], [0.0], [0.0], [0.0], [0.0]], [[0.0], [0.0], [0.0], [0.0], [0.0]], [[0.0], [0.0], [0.0], [0.0], [0.0]], [[0.0], [0.0], [0.0], [0.0], [0.0]], [[0.0], [0.0], [0.0], [0.0], [0.0]], [[0.0], [0.0], [0.0], [0.0], [0.0]], [[0.0], [0.0], [0.0], [0.0], [0.0]], [[0.0], [0.0], [0.0], [0.0], [0.0]], [[0.0], [0.0], [0.0], [0.0], [0.0]], [[0.0], [0.0], [0.0], [0.0], [0.0]], [[0.0], [0.0], [0.0], [0.0], [0.0]], [[0.0], [0.0], [1.734723475976807e-18], [1.734723475976807e-18], [1.734723475976807e-18]], [[0.0], [0.0], [0.0], [0.0], [0.0]], [[0.0], [0.0], [0.0], [0.0], [0.0]], [[0.0], [0.0], [0.0], [0.0], [0.0]], [[0.0], [0.0], [0.0], [0.0], [0.0]], [[0.0], [0.0], [0.0], [0.0], [0.0]], [[0.0], [0.0], [0.0], [0.0], [0.0]], [[0.0], [0.0], [0.0], [0.0], [0.0]], [[0.0], [0.0], [0.0], [0.0], [0.0]], [[0.0], [0.0], [0.0], [0.0], [-3.469446951953614e-18]], [[0.0], [0.0], [0.0], [0.0], [0.0]], [[0.0], [0.0], [0.0], [0.0], [0.0]], [[0.0], [0.0], [0.0], [0.0], [0.0]], [[0.0], [0.0], [0.0], [0.0], [0.0]], [[0.0], [0.0], [0.0], [0.0], [0.0]], [[0.0], [0.0], [0.0], [0.0], [0.0]], [[0.0], [0.0], [0.0], [0.0], [0.0]], [[0.0], [0.0], [0.0], [0.0], [0.0]], [[0.0], [0.0], [0.0], [0.0], [0.0]], [[0.0], [0.0], [0.0], [0.0], [0.0]], [[0.0], [0.0], [0.0], [0.0], [0.0]], [[0.0], [0.0], [0.0], [0.0], [0.0]], [[0.0], [0.0], [0.0], [0.0], [0.0]], [[0.0], [0.0], [0.0], [0.0], [0.0]], [[0.0], [0.0], [0.0], [0.0], [0.0]], [[0.0], [0.0], [0.0], [0.0], [0.0]], [[0.0], [0.0], [0.0], [0.0], [0.0]], [[0.0], [0.0], [0.0], [0.0], [0.0]], [[0.0], [0.0], [0.0], [0.0], [0.0]], [[0.0], [0.0], [0.0], [0.0], [0.0]], [[0.0], [0.0], [0.0], [0.0], [0.0]], [[0.0], [0.0], [0.0], [0.0], [0.0]], [[0.0], [0.0], [0.0], [0.0], [0.0]], [[0.0], [0.0], [0.0], [0.0], [0.0]], [[0.0], [0.0], [0.0], [0.0], [0.0]], [[0.0], [0.0], [0.0], [0.0], [0.0]], [[0.0], [0.0], [0.0], [0.0], [0.0]], [[0.0], [0.0], [0.0], [0.0], [0.0]], [[0.0], [0.0], [0.0], [0.0], [0.0]], [[0.0], [0.0], [0.0], [0.0], [0.0]], [[0.0], [0.0], [0.0], [0.0], [0.0]], [[0.0], [0.0], [0.0], [0.0], [0.0]], [[0.0], [0.0], [0.0], [0.0], [0.0]], [[0.0], [0.0], [0.0], [0.0], [0.0]], [[0.0], [0.0], [0.0], [0.0], [0.0]], [[0.0], [0.0], [0.0], [0.0], [0.0]], [[0.0], [0.0], [0.0], [0.0], [0.0]], [[0.0], [0.0], [0.0], [0.0], [0.0]], [[0.0], [0.0], [0.0], [0.0], [0.0]], [[0.0], [0.0], [0.0], [0.0], [0.0]], [[2.7755575615628914e-17], [0.0], [-2.7755575615628914e-17], [0.0], [0.0]], [[0.0], [0.0], [0.0], [0.0], [0.0]], [[0.0], [0.0], [0.0], [0.0], [0.0]], [[0.0], [0.0], [0.0], [0.0], [0.0]], [[0.0], [0.0], [0.0], [0.0], [0.0]], [[0.0], [0.0], [0.0], [0.0], [0.0]], [[0.0], [0.0], [0.0], [0.0], [0.0]], [[0.0], [0.0], [0.0], [0.0], [0.0]], [[0.0], [0.0], [0.0], [0.0], [0.0]], [[0.0], [0.0], [0.0], [0.0], [0.0]], [[0.0], [0.0], [0.0], [0.0], [0.0]], [[0.0], [0.0], [0.0], [0.0], [0.0]], [[0.0], [0.0], [0.0], [0.0], [0.0]], [[0.0], [0.0], [0.0], [0.0], [0.0]], [[0.0], [0.0], [0.0], [0.0], [0.0]], [[0.0], [0.0], [0.0], [0.0], [0.0]], [[0.0], [0.0], [0.0], [0.0], [0.0]], [[0.0], [0.0], [0.0], [0.0], [0.0]], [[0.0], [0.0], [0.0], [0.0], [0.0]], [[0.0], [0.0], [0.0], [0.0], [0.0]], [[0.0], [0.0], [0.0], [0.0], [0.0]], [[0.0], [0.0], [0.0], [0.0], [0.0]], [[0.0], [0.0], [0.0], [0.0], [0.0]], [[0.0], [0.0], [0.0], [0.0], [0.0]], [[0.0], [0.0], [0.0], [0.0], [0.0]], [[0.0], [0.0], [0.0], [0.0], [0.0]], [[0.0], [0.0], [0.0], [0.0], [0.0]], [[0.0], [0.0], [0.0], [0.0], [0.0]], [[0.0], [0.0], [0.0], [0.0], [0.0]], [[0.0], [0.0], [0.0], [0.0], [0.0]], [[0.0], [0.0], [0.0], [0.0], [0.0]], [[0.0], [0.0], [0.0], [0.0], [0.0]], [[0.0], [0.0], [0.0], [0.0], [0.0]], [[0.0], [0.0], [0.0], [0.0], [0.0]], [[0.0], [0.0], [0.0], [0.0], [0.0]], [[0.0], [0.0], [0.0], [0.0], [0.0]], [[0.0], [0.0], [0.0], [0.0], [0.0]], [[0.0], [0.0], [0.0], [0.0], [0.0]], [[0.0], [0.0], [0.0], [0.0], [0.0]], [[0.0], [0.0], [0.0], [0.0], [0.0]], [[5.551115123125783e-17], [0.0], [5.551115123125783e-17], [0.0], [5.551115123125783e-17]], [[-5.551115123125783e-17], [-5.551115123125783e-17], [-5.551115123125783e-17], [-5.551115123125783e-17], [-5.551115123125783e-17]], [[0.0], [0.0], [0.0], [0.0], [0.0]], [[0.0], [0.0], [0.0], [0.0], [0.0]], [[0.0], [0.0], [0.0], [0.0], [0.0]]], [[[0.0], [0.0], [0.0], [0.0], [0.0]], [[0.006014469032053882], [0.006014469032053882], [0.006014469032053882], [0.006014469032053882], [0.006014469032053882]], [[0.010391777650816132], [0.010391777650816132], [0.010391777650816132], [0.010391777650816132], [0.010391777650816132]], [[0.012431091001836855], [0.012440224077290382], [0.01244113071813567], [0.012441506331431082], [0.01244222592335209]], [[0.01520808857228953], [0.015016685841413968], [0.014997589476624384], [0.014989401894239862], [0.014973650725836299]], [[0.01861332956464552], [0.018134822737456466], [0.018087081825482583], [0.018066612869521208], [0.018027234948512348]], [[0.020223934331574427], [0.01945832340807204], [0.01938193794891381], [0.019349187619375624], [0.019286182945761468]], [[0.01982459026604879], [0.018887178661038437], [0.018793259826633574], [0.018751862759204985], [0.01867239575839269]], [[0.021735789620602367], [0.020987813609719012], [0.020909054557321755], [0.020863218986670408], [0.020806895977423884]], [[0.02335481808105086], [0.02278860007751138], [0.022724538688159865], [0.02267444703233247], [0.022637632432472438]], [[0.024325517088512633], [0.02391238681093877], [0.023860939357700145], [0.023807247126171716], [0.02378691011949577]], [[0.023499543369144615], [0.02315830746008457], [0.02311292387561406], [0.02305750289220959], [0.02304501874240189]], [[0.022213710757019223], [0.021936632261523092], [0.02189680643139444], [0.021839833108338896], [0.021834399415461475]], [[0.021385625652815515], [0.021185020854874226], [0.021152147211939643], [0.0210933202852292], [0.021096305996900294]], [[0.020923245533689516], [0.02074390027592421], [0.020713079620379854], [0.02065380970229133], [0.020659130497399952]], [[0.020451048817530404], [0.020310427989828322], [0.020283553232885637], [0.020223553150651635], [0.020233129017055623]], [[0.020141069519902022], [0.020030928025276007], [0.020007421025536057], [0.019946837926787045], [0.01995974581255483]], [[0.01992836094995462], [0.019847804527857588], [0.019827953789851707], [0.019766846788019043], [0.019783135101784186]], [[0.01976033913984014], [0.019690660692997283], [0.01967234837310146], [0.019611390526280165], [0.01962873362952304]], [[0.01970001119267832], [0.01964385805763036], [0.019627595871936312], [0.019566679982631813], [0.01958543646415767]], [[0.019643197662341308], [0.019599743642070552], [0.019585636716793378], [0.01952480194548034], [0.019544896296698644]], [[0.019621042912828943], [0.01958259596990654], [0.019569460804656505], [0.01950906830468417], [0.01952950382233208]], [[0.019615141749233622], [0.019580588050366526], [0.019568258555327435], [0.01950835356446541], [0.019528988298942937]], [[0.0194915108383963], [0.019461889567270955], [0.01945061841146071], [0.01939113296812133], [0.019412122655444917]], [[0.01934627406157382], [0.019317032257657074], [0.019305903703311193], [0.019247158613975412], [0.019267821761857963]], [[0.019224525563275037], [0.01919457770881146], [0.01918335867205436], [0.019125332093195155], [0.019145553615206465]], [[0.019049253959330138], [0.019018646294223753], [0.019007367170503445], [0.018950254469089958], [0.018969942572493258]], [[0.018952897477585294], [0.01892176929372067], [0.018910418962255288], [0.01885372125141794], [0.018873139620050276]], [[0.0188205037751921], [0.018786530369022635], [0.018774699735127204], [0.018718973892799484], [0.018737559063550197]], [[0.018457757323276043], [0.018421214663672008], [0.018408976183780585], [0.01835410025238904], [0.018371956617893766]], [[0.018004298628688423], [0.01796522137860546], [0.017952608027598516], [0.017898602504241842], [0.017915712818972144]], [[0.017582465442652403], [0.017546973261218037], [0.01753501347816231], [0.01748097198164671], [0.01749812165473096]], [[0.016896911180990595], [0.016867383406908625], [0.01685655483421108], [0.016802064259656323], [0.01681961334424598]], [[0.016036094511739325], [0.016011346998526053], [0.016001526882694364], [0.015946787192295114], [0.01596456890230693]], [[0.015338948265745903], [0.015317421371838745], [0.015308338464455024], [0.015253446500047896], [0.015271274233556145]], [[0.014655341696555645], [0.01463555805239359], [0.01462689805739905], [0.014571946366244322], [0.014589649366457392]], [[0.013879165019493635], [0.013861895513056804], [0.013853875373057718], [0.013798813449415255], [0.013816488975654795]], [[0.01313474201419202], [0.013118396541260895], [0.013110623824174009], [0.013055552157809062], [0.013072997505615615]], [[0.012427819136699499], [0.012409527721331769], [0.012401250350004209], [0.012346351502323986], [0.012363200246286801]], [[0.011693014852347479], [0.011673327108798967], [0.011664703771007617], [0.011609939771148908], [0.011626266279113485]], [[0.010965963624901029], [0.010944293832804056], [0.010935198361079972], [0.01088060971196219], [0.01089633623440018]], [[0.010259366783568133], [0.010232011258847339], [0.010221666147067418], [0.01016750211643034], [0.010182147145558158]], [[0.00956085232447064], [0.009527081514194083], [0.00951548125601303], [0.009461779550087514], [0.009475266938479915]], [[0.008874674001851164], [0.008834950453664885], [0.008822298105365431], [0.008769015715467045], [0.008781421880213226]], [[0.008168624573261812], [0.008118983453831205], [0.008104363561257814], [0.008049609868040847], [0.008060975017398858]], [[0.007463762099756917], [0.007402516955636554], [0.0073863956951130474], [0.0073326187164544365], [0.007342180392808838]], [[0.006745926357536403], [0.006674037810436437], [0.00665656997100186], [0.006603694631083568], [0.006611530688372107]], [[0.005950515582713197], [0.00586894204898202], [0.005850392315087487], [0.005798624346312058], [0.005804694538708785]], [[0.005186236015154236], [0.005096369298793611], [0.005077023731630626], [0.0050265984749396355], [0.005030850398703151]], [[0.004279256172763221], [0.004179730975920891], [0.004159491686387014], [0.004110428887366992], [0.0041127765229348225]], [[0.003047252734188941], [0.00294106490252491], [0.00292034056117777], [0.0028727370417866663], [0.0028733964530507495]], [[0.0028106509369274415], [0.0027055676354901807], [0.0026850222812228202], [0.0026377196244752074], [0.0026382268880273886]], [[0.0026418256169486766], [0.002539514650166046], [0.0025193316543585535], [0.002472312626769231], [0.002472810408580913]], [[0.0025191383772348044], [0.0024208991873783713], [0.0024012251981390836], [0.002354479083257843], [0.0023550781091021887]], [[0.0024210186648585047], [0.002327780587502804], [0.0023087260404464826], [0.00226224752435462], [0.002263026822238743]], [[0.0023259233939337287], [0.002238245009026693], [0.002219883644970572], [0.0021736727350168657], [0.0021746796693190855]], [[0.0022123207446350206], [0.0021303898786443664], [0.002112757150135867], [0.002066819610929587], [0.0020680697895999614]], [[0.0020586995775929637], [0.0019823335962454555], [0.0019654237945230433], [0.0019197714963666256], [0.001921248636974565]], [[0.001843607857092995], [0.0017722539911431802], [0.0017560160846558394], [0.001710666460934209], [0.0017123223375195757]], [[0.00154252613600207], [0.001475407142053231], [0.0014597662260328048], [0.0014147895784910828], [0.0014165567191686624]], [[0.0011335639509630303], [0.0010701960881541774], [0.0010551224166023138], [0.0010106714994863528], [0.0010125079502795835]], [[0.0006090825979272116], [0.000549221308418165], [0.0005347019299562217], [0.0004908569403193584], [0.0004927419650041474]], [[3.444260421552395e-05], [3.410457887642951e-05], [3.4022484040673734e-05], [3.377217038120356e-05], [3.3783236594035065e-05]], [[2.4548649902223288e-05], [2.435162076526963e-05], [2.4302464984074165e-05], [2.4147825807781936e-05], [2.4154994598825363e-05]], [[1.5351823610087936e-05], [1.5259442436874136e-05], [1.5235577591797902e-05], [1.5157379418259415e-05], [1.5161236331039888e-05]], [[7.4685365911621865e-06], [7.4405618938786985e-06], [7.432985110232462e-06], [7.406735416129202e-06], [7.408138941990706e-06]], [[1.4999153400193505e-06], [1.4983057448863905e-06], [1.4978400550464017e-06], [1.4960948371608301e-06], [1.4961980022761695e-06]], [[-0.0026717309086599847], [-0.0026717309086599847], [-0.0026717309086599847], [-0.0026717309086599847], [-0.0026717309086599847]], [[-0.004269751748408962], [-0.004269751748408962], [-0.004269751748408962], [-0.004269751748408962], [-0.004269751748408962]], [[-0.004386780021474065], [-0.004386780021474065], [-0.004386780021474065], [-0.004386780021474065], [-0.004386780021474065]], [[-0.004496624587925019], [-0.004496624587925019], [-0.004496624587925019], [-0.004496624587925019], [-0.004496624587925019]], [[-0.004609777367068302], [-0.004609777367068302], [-0.004609777367068302], [-0.004609777367068302], [-0.004609777367068302]], [[-0.0047031328435362535], [-0.0047031328435362535], [-0.0047031328435362535], [-0.0047031328435362535], [-0.0047031328435362535]], [[-0.004810116233512074], [-0.004810116233512074], [-0.004810116233512074], [-0.004810116233512074], [-0.004810116233512074]], [[-0.004911119612340045], [-0.004911119612340045], [-0.004911119612340045], [-0.004911119612340045], [-0.004911119612340045]], [[-0.004976842712604346], [-0.004976842712604346], [-0.004976842712604346], [-0.004976842712604346], [-0.004976842712604346]], [[-0.005046539534222266], [-0.005046539534222266], [-0.005046539534222266], [-0.005046539534222266], [-0.005046539534222266]], [[-0.00511193646294239], [-0.00511193646294239], [-0.00511193646294239], [-0.00511193646294239], [-0.00511193646294239]], [[-0.00516086755049161], [-0.00516086755049161], [-0.00516086755049161], [-0.00516086755049161], [-0.00516086755049161]], [[-0.005210879394035375], [-0.005210879394035375], [-0.005210879394035375], [-0.005210879394035375], [-0.005210879394035375]], [[-0.0052806500510164806], [-0.0052806500510164806], [-0.0052806500510164806], [-0.0052806500510164806], [-0.0052806500510164806]], [[-0.005334751397961607], [-0.005334751397961607], [-0.005334751397961607], [-0.005334751397961607], [-0.005334751397961607]], [[-0.0051660662160202125], [-0.005025545888179439], [-0.005015341451182362], [-0.005096498848402062], [-0.005081360017170675]], [[-0.004844667295988141], [-0.0046968213058049685], [-0.004685922028034244], [-0.004764461231633876], [-0.00475063501081982]], [[-0.004852672351690936], [-0.0047061652349767655], [-0.004695273195280854], [-0.004769254575434846], [-0.004757377091845698]], [[-0.005043088766209708], [-0.004908464151859172], [-0.004898141078307237], [-0.004952898400312544], [-0.004949090698786143]], [[-0.0051855888342226125], [-0.005061246848747855], [-0.0050514161350980885], [-0.005089537747773862], [-0.005092713303773533]], [[-0.005269428978453658], [-0.005154835131835872], [-0.005145471185269909], [-0.005167821811120382], [-0.005177617635619566]], [[-0.0053617772696760435], [-0.005256931561915298], [-0.005248034382433098], [-0.005254614021458284], [-0.0052710301144569816]], [[-0.005459433791255949], [-0.005381293063470724], [-0.005370522160087848], [-0.005361330812287707], [-0.005384367173785931]], [[-0.0053720362886092166], [-0.0053720362886092166], [-0.0053720362886092166], [-0.005363947918650844], [-0.0053720362886092166]], [[-0.0052568870547034935], [-0.0052568870547034935], [-0.0052568870547034935], [-0.0052568870547034935], [-0.0052568870547034935]], [[-0.005056730020665645], [-0.005056730020665645], [-0.005056730020665645], [-0.005056730020665645], [-0.005056730020665645]], [[-0.004795366635436699], [-0.004795366635436699], [-0.004795366635436699], [-0.004795366635436699], [-0.004795366635436699]], [[-0.0032259153627989187], [-0.0031940164098017906], [-0.003179752323820305], [-0.00308663722728212], [-0.0031500272019028275]], [[-0.0011830012519191346], [-0.001154753429138728], [-0.0011413588726284383], [-0.0010468788685166898], [-0.001101081410929063]], [[-8.933415262946456e-06], [-8.851945761877492e-06], [-8.824122059136394e-06], [-8.696844875278557e-06], [-8.72852645258178e-06]], [[-5.333351878271907e-07], [-5.327383120091057e-07], [-5.325427863244869e-07], [-5.316916247641995e-07], [-5.319039956942859e-07]], [[0.0007678688027299325], [0.0007678688027299325], [0.0007678688027299325], [0.0007678688027299325], [0.0007678688027299325]], [[0.0005552757202971839], [0.0005552757202971839], [0.0005552757202971839], [0.0005552757202971839], [0.0005552757202971839]], [[0.00035109696114464344], [0.00035109696114464344], [0.00035109696114464344], [0.00035109696114464344], [0.00035109696114464344]], [[0.00017284542952130267], [0.00017284542952130267], [0.00017284542952130267], [0.00017284542952130267], [0.00017284542952130267]], [[-7.63530012609843e-08], [-7.634055958875298e-08], [-7.633665326532745e-08], [-7.632049636382716e-08], [-7.63190088180635e-08]], [[-7.421169182534812e-07], [-7.408713717520395e-07], [-7.405190136197844e-07], [-7.392305550974008e-07], [-7.393112647858992e-07]], [[-1.546260754817317e-06], [-1.5436305608952823e-06], [-1.5425168002243528e-06], [-1.5358416342692131e-06], [-1.5355840047967702e-06]], [[-2.3566545309314235e-06], [-2.353082685038581e-06], [-2.351212578181449e-06], [-2.3364731505598826e-06], [-2.3336050927959436e-06]], [[-3.3365733798787836e-06], [-3.3301500824045767e-06], [-3.3269327998292422e-06], [-3.302945082228354e-06], [-3.2927882125878723e-06]], [[-4.245318024644756e-06], [-4.237745677934147e-06], [-4.233622810522527e-06], [-4.1987852205274505e-06], [-4.1795021624851936e-06]], [[-5.4230272128054195e-06], [-5.415737417567915e-06], [-5.411388887884439e-06], [-5.3568095719058045e-06], [-5.324130682543473e-06]], [[-6.4327474144278834e-06], [-6.430660259885371e-06], [-6.429205018634084e-06], [-6.348296051893708e-06], [-6.3005754262707506e-06]], [[-7.524094913176783e-06], [-7.490928036943054e-06], [-7.477381630800403e-06], [-7.3998015752661794e-06], [-7.349831205288003e-06]], [[-8.450913830496424e-06], [-8.325036758198914e-06], [-8.305757069305367e-06], [-8.273089809252097e-06], [-8.239055792471934e-06]], [[-9.608581695222406e-06], [-9.473710249582531e-06], [-9.447199862066451e-06], [-9.38394255298701e-06], [-9.369007356849028e-06]], [[-1.039840375697431e-05], [-1.0254011644519239e-05], [-1.0222991576953411e-05], [-1.0140534947763449e-05], [-1.0128543343780431e-05]], [[-1.1444314830141985e-05], [-1.126268862437874e-05], [-1.1226575848387695e-05], [-1.11390422746869e-05], [-1.1091506464610992e-05]], [[-1.2220750614846173e-05], [-1.2019413516648056e-05], [-1.1979318061211227e-05], [-1.1881912418436964e-05], [-1.1844511115208646e-05]], [[-1.3376925043224585e-05], [-1.315485387383842e-05], [-1.3108466694492036e-05], [-1.298907348410783e-05], [-1.299519599741927e-05]], [[-1.4168293086084215e-05], [-1.3932523941024167e-05], [-1.3884593391110152e-05], [-1.3765317953096795e-05], [-1.3719107936677969e-05]], [[-1.5147066488781571e-05], [-1.4855579128458113e-05], [-1.4799730933631565e-05], [-1.4670215764637541e-05], [-1.4594178685631547e-05]], [[-1.6307579828058957e-05], [-1.5879002622833267e-05], [-1.5804090464270094e-05], [-1.564805953115176e-05], [-1.569313755151163e-05]], [[-1.7221761069857733e-05], [-1.6696243290008003e-05], [-1.66104345449428e-05], [-1.6446431073549074e-05], [-1.6584605162864308e-05]], [[-1.860132584865365e-05], [-1.7991666198646783e-05], [-1.7906068913156256e-05], [-1.7776261479661437e-05], [-1.7943678115566603e-05]], [[-1.965939632664858e-05], [-1.88489920613117e-05], [-1.8760551651706564e-05], [-1.8681774353188768e-05], [-1.8979741541955142e-05]], [[-2.1137217280926823e-05], [-2.0093722508137193e-05], [-2.000135390506884e-05], [-1.9969285850797783e-05], [-2.0351916325283062e-05]], [[-2.3093841863473102e-05], [-2.1919978549309743e-05], [-2.1811831769153606e-05], [-2.1762129333798702e-05], [-2.2064217033608557e-05]], [[-0.0001572692596862081], [-2.3615543826339264e-05], [-2.3465213517561562e-05], [-2.324075288777025e-05], [-2.3661081458715982e-05]], [[-0.00033007834598925215], [-0.00020555300361527022], [-0.00018351312577673598], [-0.00013925186431297185], [-0.0001989287608346827]], [[-0.0004191656251292704], [-0.00031392686832949594], [-0.000304860184508593], [-0.0003055732723858968], [-0.0003018756239466479]], [[-0.00052350421226468], [-0.0004401361391466827], [-0.000433082342998636], [-0.000439072906694888], [-0.0004227790862719443]], [[-0.0005925858906562116], [-0.0005463980751407669], [-0.0005364606702120359], [-0.0005105837212044939], [-0.000504564543519357]], [[-0.0006425145627896719], [-0.000620145139407044], [-0.0006121708494159148], [-0.0005734746190993231], [-0.0005749888309353954]], [[-0.0006177523559262425], [-0.0006146402457875714], [-0.0006126349900427786], [-0.0005713065299874052], [-0.0005814538469924128]], [[-2.981269502227296e-05], [-2.9672587388902827e-05], [-2.962294730579282e-05], [-2.938455676815971e-05], [-2.9390372790316643e-05]], [[-2.8573738444469254e-05], [-2.8377292139832727e-05], [-2.8324862450520433e-05], [-2.8146328817185012e-05], [-2.8125346819549146e-05]], [[-2.8844300716368565e-05], [-2.8626706434397436e-05], [-2.8573663436767816e-05], [-2.8411446444324973e-05], [-2.838701064114893e-05]], [[-2.9401799295974973e-05], [-2.9166210835256112e-05], [-2.9112172171455453e-05], [-2.8958483106640565e-05], [-2.893306150404673e-05]], [[-3.0362107588138842e-05], [-3.0106994887330735e-05], [-3.005093815145604e-05], [-2.989954923993815e-05], [-2.9874342121340852e-05]], [[-3.153043687823334e-05], [-3.125482214529074e-05], [-3.119618135041455e-05], [-3.104390593581391e-05], [-3.10197385785492e-05]], [[-3.2808550534765835e-05], [-3.2511598142929976e-05], [-3.245006631611563e-05], [-3.2295394363380386e-05], [-3.227270362548065e-05]], [[-3.4374466720554775e-05], [-3.405182868627607e-05], [-3.398658351577363e-05], [-3.382746332228348e-05], [-3.380598802298421e-05]], [[-3.59875292286517e-05], [-3.563747072646631e-05], [-3.556843441588145e-05], [-3.540529319575811e-05], [-3.5384454399160076e-05]], [[-3.781169061362055e-05], [-3.742916532711513e-05], [-3.7355812228471313e-05], [-3.718855718793171e-05], [-3.7167013429220686e-05]], [[-4.1498481470819e-05], [-4.1048125527267526e-05], [-4.0964499090575396e-05], [-4.078157823554293e-05], [-4.075690520139244e-05]], [[-4.685183247794128e-05], [-4.6296087228996086e-05], [-4.619626612756278e-05], [-4.598725525914449e-05], [-4.595742302272027e-05]], [[-5.365120262593864e-05], [-5.295149552966838e-05], [-5.2829705618047396e-05], [-5.258521214695361e-05], [-5.2548277917514874e-05]], [[-0.0004442021525828954], [-0.0003201970684996516], [-0.00029864948042852835], [-0.0002565260037580702], [-0.0002497860475993083]], [[-0.0009292552540257661], [-0.0007974192043846209], [-0.0007749883506989463], [-0.0007324767433263615], [-0.0007254334743572316]], [[-0.0014095892721352338], [-0.001271436794171521], [-0.0012482820936243026], [-0.0012053770407525373], [-0.0011981603586878088]], [[-0.001850855357329333], [-0.001708544706041988], [-0.0016848864216394213], [-0.0016415859295401646], [-0.0016343793202865872]], [[-0.002218573239625604], [-0.0020749136455807966], [-0.002051035250141083], [-0.0020073418639385797], [-0.0020003828081856263]], [[-0.003782184392508597], [-0.00364730537205048], [-0.003623940319196052], [-0.003578455143703222], [-0.0035738272402744613]], [[-0.005069409662839178], [-0.004946168244698503], [-0.004923664610987265], [-0.004876436532742941], [-0.004874327770720122]], [[-0.006095568540350927], [-0.005982499885180209], [-0.005960752738618923], [-0.0059117602278058], [-0.0059121163955823015]], [[-0.007078802666589903], [-0.0069787226272846475], [-0.00695817213842536], [-0.006907731675184008], [-0.00691052005613998]], [[-0.007947038073414806], [-0.007861407578166245], [-0.007842364895902294], [-0.007790674673852662], [-0.007795868956306944]], [[-0.008708521859631904], [-0.008637578984699468], [-0.008620217263342951], [-0.00856720738740116], [-0.008574919701707737]], [[-0.009459215973546778], [-0.009400731159115015], [-0.00938496679402804], [-0.009330847630660236], [-0.00934074294024638]], [[-0.010180406199019748], [-0.010131782043421016], [-0.010117326490067767], [-0.010062433029589056], [-0.010073982151256718]], [[-0.010855615119243454], [-0.010817678206212766], [-0.010805331706421686], [-0.010751923196333585], [-0.010764688514507868]], [[-0.011521595164743013], [-0.011492113187521483], [-0.011481334107537801], [-0.01142730329321022], [-0.011441627143061822]], [[-0.01220172757435549], [-0.012175953004353278], [-0.012165936948505367], [-0.012111609056016222], [-0.012126835340676018]], [[-0.012869660625178296], [-0.012846845864638558], [-0.012837481136479943], [-0.012782907837823189], [-0.01279893306992276]], [[-0.013513830247581834], [-0.013494624291176746], [-0.013486115198294728], [-0.013431248445360533], [-0.013448171184832741]], [[-0.01418271395180732], [-0.01416353632672153], [-0.014155030386959963], [-0.01410010323037128], [-0.014117431797938555]], [[-0.014866142057607612], [-0.014844955661822788], [-0.014835957589771954], [-0.014781104006826754], [-0.0147985551033392]], [[-0.015497189082464228], [-0.015474932416544549], [-0.015465679087734472], [-0.01541083692294366], [-0.015428538590353452]], [[-0.016144007715003947], [-0.016119040387535095], [-0.01610917207185486], [-0.016054447058037727], [-0.01607218784749795]], [[-0.016928728068476076], [-0.016899015280881745], [-0.016888149661328], [-0.01683367120445643], [-0.016851187988692482]], [[-0.0175813174131189], [-0.017545769328529394], [-0.017533798832427974], [-0.017479755096137705], [-0.01749689656515581]], [[-0.01800435110200302], [-0.017965273851920066], [-0.017952660500913122], [-0.017898654977556435], [-0.01791576529228675]], [[-0.018451995015472827], [-0.01841542002049429], [-0.01840317629397999], [-0.018348308279780408], [-0.018366158018166358]], [[-0.018816248129432594], [-0.018782274723263083], [-0.01877044408936771], [-0.018714718247039987], [-0.018733303417790642]], [[-0.01895250952143677], [-0.018921381337572134], [-0.01891003100610676], [-0.018853333295269416], [-0.01887275166390174]], [[-0.01904925395933015], [-0.019018646294223753], [-0.019007367170503445], [-0.018950254469089958], [-0.018969942572493258]], [[-0.019224525563275037], [-0.01919457770881146], [-0.01918335867205436], [-0.019125332093195155], [-0.019145553615206465]], [[-0.019346274061573833], [-0.019317032257657074], [-0.019305903703311193], [-0.01924715861397542], [-0.019267821761857963]], [[-0.019491510838396307], [-0.01946188956727095], [-0.019450618411460716], [-0.019391132968121325], [-0.019412122655444924]], [[-0.01961514174923363], [-0.019580588050366526], [-0.019568258555327435], [-0.01950835356446541], [-0.019528988298942937]], [[-0.019621042912828943], [-0.019582595969906566], [-0.019569460804656505], [-0.01950906830468417], [-0.01952950382233208]], [[-0.019643197662341308], [-0.019599743642070566], [-0.019585636716793378], [-0.019524801945480355], [-0.019544896296698658]], [[-0.01970001119267832], [-0.019643858057630373], [-0.01962759587193634], [-0.0195666799826318], [-0.019585436464157682]], [[-0.019760339139840155], [-0.019690660692997297], [-0.019672348373101473], [-0.019611390526280165], [-0.01962873362952304]], [[-0.01992836094995462], [-0.019847804527857615], [-0.019827953789851707], [-0.019766846788019057], [-0.019783135101784144]], [[-0.020141069519902036], [-0.020030928025276007], [-0.020007421025536057], [-0.01994683792678706], [-0.019959745812554844]], [[-0.020451048817530404], [-0.020310427989828322], [-0.020283553232885637], [-0.020223553150651635], [-0.020233129017055623]], [[-0.020923245533689516], [-0.02074390027592421], [-0.02071307962037988], [-0.02065380970229136], [-0.020659130497399952]], [[-0.02138344640522094], [-0.021182841607279623], [-0.021149967964345068], [-0.021091141037634625], [-0.02109412674930572]], [[-0.022191353546707537], [-0.021914275051211407], [-0.02187444922108278], [-0.021817475898027267], [-0.021812042205149845]], [[-0.023465499106890747], [-0.023124263197830675], [-0.023078879613360193], [-0.023023458629955668], [-0.023010974480148022]], [[-0.024325508984271077], [-0.023912378706697185], [-0.02386093125345856], [-0.023807239021930104], [-0.023786902015254185]], [[-0.023441968370474048], [-0.022875750366934594], [-0.022811688977583067], [-0.022761597321755644], [-0.022724782721895653]], [[-0.02191767083314411], [-0.021169694822260752], [-0.02109093576986349], [-0.021045100199212158], [-0.020988777189965623]], [[-0.020066595779626863], [-0.01912918417461648], [-0.01903526534021162], [-0.01899386827278303], [-0.018917215508837598]], [[-0.019950214860987324], [-0.01918460393748493], [-0.01910821847832668], [-0.01907546814878852], [-0.01901246347517427]], [[-0.018997616868311487], [-0.018519110041122527], [-0.018471369129148665], [-0.018450900173187276], [-0.018411522252178417]], [[-0.01701332248497367], [-0.01681414664670479], [-0.016794289760965322], [-0.016785776921794004], [-0.01676940140239251]], [[-0.016086479919567714], [-0.016100750349963847], [-0.016102166976284693], [-0.016102753872058687], [-0.016103878234435307]], [[-0.015045474827221739], [-0.015045474827221739], [-0.015045474827221739], [-0.015045474827221739], [-0.0 | Moment coefficient corrected with CCblade.Polar.
airfoils.ac | output |  | [0.5, 0.316, 0.316, 0.282, 0.266, 0.265, 0.228] | 1D array of the aerodynamic centers of each airfoil.
airfoils.r_thick | output |  | [1.0, 0.5, 0.36, 0.301, 0.241, 0.211, 0.18] | 1D array of the relative thicknesses of each airfoil.
airfoils.aoa | output | rad | [-3.141592653589793, -3.0892327760299634, -3.036872898470133, -2.9845130209103035, -2.9321531433504737, -2.8797932657906435, -2.827433388230814, -2.775073510670984, -2.722713633111154, -2.670353755551324, -2.617993877991494, -2.5656340004316642, -2.5132741228718345, -2.4609142453120043, -2.4085543677521746, -2.356194490192345, -2.3038346126325147, -2.251474735072685, -2.199114857512855, -2.146754979953025, -2.0943951023931953, -2.0420352248333655, -1.9896753472735356, -1.9373154697137056, -1.8849555921538759, -1.832595714594046, -1.780235837034216, -1.727875959474386, -1.6755160819145563, -1.6231562043547263, -1.5707963267948963, -1.5184364492350666, -1.4660765716752366, -1.4137166941154067, -1.361356816555577, -1.308996938995747, -1.256637061435917, -1.2042771838760873, -1.1519173063162573, -1.0995574287564276, -1.0471975511965974, -0.9948376736367677, -0.9424777960769379, -0.8901179185171078, -0.837758040957278, -0.7853981633974483, -0.7330382858376181, -0.6806784082777884, -0.6283185307179586, -0.5759586531581284, -0.5235987755982988, -0.513021022555909, -0.502443269513519, -0.4918655164711292, -0.4812877634287393, -0.4707100103863494, -0.46013225734395957, -0.4495545043015697, -0.4389767512591798, -0.42839899821678995, -0.41782124517440006, -0.40724349213201017, -0.39666573908962033, -0.38608798604723044, -0.37551023300484054, -0.3649324799624507, -0.3543547269200608, -0.3437769738776709, -0.3331992208352811, -0.3226214677928912, -0.3120437147505013, -0.30146596170811146, -0.29088820866572157, -0.2803104556233317, -0.26973270258094184, -0.25915494953855195, -0.24857719649616206, -0.23799944345377216, -0.22742169041138233, -0.21684393736899243, -0.20626618432660254, -0.1956884312842127, -0.1851106782418228, -0.17453292519943292, -0.16395517215704308, -0.1533774191146532, -0.1427996660722633, -0.13222191302987346, -0.12164415998748357, -0.11106640694509368, -0.10048865390270378, -0.08991090086031395, -0.07933314781792405, -0.06875539477553416, -0.058177641733144325, -0.04759988869075443, -0.03702213564836454, -0.026444382605974703, -0.015866629563584866, -0.0052888765211949185, 0.0052888765211949185, 0.015866629563584866, 0.026444382605974703, 0.03702213564836454, 0.04759988869075449, 0.058177641733144325, 0.06875539477553416, 0.07933314781792411, 0.08991090086031395, 0.10048865390270378, 0.11106640694509373, 0.12164415998748357, 0.1322219130298734, 0.14279966607226335, 0.1533774191146532, 0.16395517215704303, 0.17453292519943298, 0.1851106782418228, 0.19568843128421265, 0.2062661843266026, 0.21684393736899243, 0.22742169041138227, 0.23799944345377222, 0.24857719649616206, 0.2591549495385519, 0.26973270258094184, 0.2803104556233317, 0.2908882086657215, 0.30146596170811146, 0.3120437147505013, 0.32262146779289125, 0.3331992208352811, 0.3437769738776709, 0.35435472692006087, 0.3649324799624507, 0.37551023300484054, 0.3860879860472305, 0.39666573908962033, 0.40724349213201017, 0.4178212451744001, 0.42839899821678995, 0.4389767512591798, 0.44955450430156974, 0.46013225734395957, 0.4707100103863494, 0.48128776342873925, 0.4918655164711291, 0.5024432695135191, 0.513021022555909, 0.5235987755982988, 0.5759586531581287, 0.6283185307179586, 0.6806784082777885, 0.7330382858376183, 0.7853981633974483, 0.8377580409572781, 0.890117918517108, 0.9424777960769379, 0.9948376736367679, 1.0471975511965979, 1.0995574287564276, 1.1519173063162573, 1.2042771838760875, 1.2566370614359172, 1.3089969389957472, 1.3613568165555772, 1.413716694115407, 1.4660765716752369, 1.5184364492350668, 1.5707963267948966, 1.6231562043547263, 1.6755160819145565, 1.7278759594743862, 1.780235837034216, 1.8325957145940461, 1.8849555921538759, 1.937315469713706, 1.9896753472735358, 2.0420352248333655, 2.0943951023931957, 2.1467549799530254, 2.199114857512855, 2.2514747350726854, 2.303834612632515, 2.356194490192345, 2.408554367752175, 2.4609142453120048, 2.5132741228718345, 2.5656340004316642, 2.6179938779914944, 2.670353755551324, 2.722713633111154, 2.775073510670984, 2.827433388230814, 2.8797932657906435, 2.9321531433504737, 2.9845130209103035, 3.036872898470133, 3.0892327760299634, 3.141592653589793] | 1D array of the angles of attack used to define the polars of the airfoils. All airfoils defined in openmdao share this grid.
airfoils.Re | output |  | [3000000.0, 5280000.0, 6000000.0, 9000000.0, 12000000.0] | 1D array of the Reynolds numbers used to define the polars of the airfoils. All airfoils defined in openmdao share this grid.
airfoils.cl | output |  | [[[[0.0], [0.0], [0.0], [0.0], [0.0]], [[0.0], [0.0], [0.0], [0.0], [0.0]], [[0.0], [0.0], [0.0], [0.0], [0.0]], [[0.0], [0.0], [0.0], [0.0], [0.0]], [[0.0], [0.0], [0.0], [0.0], [0.0]], [[0.0], [0.0], [0.0], [0.0], [0.0]], [[0.0], [0.0], [0.0], [0.0], [0.0]], [[0.0], [0.0], [0.0], [0.0], [0.0]], [[0.0], [0.0], [0.0], [0.0], [0.0]], [[0.0], [0.0], [0.0], [0.0], [0.0]], [[0.0], [0.0], [0.0], [0.0], [0.0]], [[0.0], [0.0], [0.0], [0.0], [0.0]], [[0.0], [0.0], [0.0], [0.0], [0.0]], [[0.0], [0.0], [0.0], [0.0], [0.0]], [[0.0], [0.0], [0.0], [0.0], [0.0]], [[0.0], [0.0], [0.0], [0.0], [0.0]], [[0.0], [0.0], [0.0], [0.0], [0.0]], [[0.0], [0.0], [0.0], [0.0], [0.0]], [[0.0], [0.0], [0.0], [0.0], [0.0]], [[0.0], [0.0], [0.0], [0.0], [0.0]], [[0.0], [0.0], [0.0], [0.0], [0.0]], [[0.0], [0.0], [0.0], [0.0], [0.0]], [[0.0], [0.0], [0.0], [0.0], [0.0]], [[0.0], [0.0], [0.0], [0.0], [0.0]], [[0.0], [0.0], [0.0], [0.0], [0.0]], [[0.0], [0.0], [0.0], [0.0], [0.0]], [[0.0], [0.0], [0.0], [0.0], [0.0]], [[0.0], [0.0], [0.0], [0.0], [0.0]], [[0.0], [0.0], [0.0], [0.0], [0.0]], [[0.0], [0.0], [0.0], [0.0], [0.0]], [[0.0], [0.0], [0.0], [0.0], [0.0]], [[0.0], [0.0], [0.0], [0.0], [0.0]], [[0.0], [0.0], [0.0], [0.0], [0.0]], [[0.0], [0.0], [0.0], [0.0], [0.0]], [[0.0], [0.0], [0.0], [0.0], [0.0]], [[0.0], [0.0], [0.0], [0.0], [0.0]], [[0.0], [0.0], [0.0], [0.0], [0.0]], [[0.0], [0.0], [0.0], [0.0], [0.0]], [[0.0], [0.0], [0.0], [0.0], [0.0]], [[0.0], [0.0], [0.0], [0.0], [0.0]], [[0.0], [0.0], [0.0], [0.0], [0.0]], [[0.0], [0.0], [0.0], [0.0], [0.0]], [[0.0], [0.0], [0.0], [0.0], [0.0]], [[0.0], [0.0], [0.0], [0.0], [0.0]], [[0.0], [0.0], [0.0], [0.0], [0.0]], [[0.0], [0.0], [0.0], [0.0], [0.0]], [[0.0], [0.0], [0.0], [0.0], [0.0]], [[0.0], [0.0], [0.0], [0.0], [0.0]], [[0.0], [0.0], [0.0], [0.0], [0.0]], [[0.0], [0.0], [0.0], [0.0], [0.0]], [[0.0], [0.0], [0.0], [0.0], [0.0]], [[0.0], [0.0], [0.0], [0.0], [0.0]], [[0.0], [0.0], [0.0], [0.0], [0.0]], [[0.0], [0.0], [0.0], [0.0], [0.0]], [[0.0], [0.0], [0.0], [0.0], [0.0]], [[0.0], [0.0], [0.0], [0.0], [0.0]], [[0.0], [0.0], [0.0], [0.0], [0.0]], [[0.0], [0.0], [0.0], [0.0], [0.0]], [[0.0], [0.0], [0.0], [0.0], [0.0]], [[0.0], [0.0], [0.0], [0.0], [0.0]], [[0.0], [0.0], [0.0], [0.0], [0.0]], [[0.0], [0.0], [0.0], [0.0], [0.0]], [[0.0], [0.0], [0.0], [0.0], [0.0]], [[0.0], [0.0], [0.0], [0.0], [0.0]], [[0.0], [0.0], [0.0], [0.0], [0.0]], [[0.0], [0.0], [0.0], [0.0], [0.0]], [[0.0], [0.0], [0.0], [0.0], [0.0]], [[0.0], [0.0], [0.0], [0.0], [0.0]], [[0.0], [0.0], [0.0], [0.0], [0.0]], [[0.0], [0.0], [0.0], [0.0], [0.0]], [[0.0], [0.0], [0.0], [0.0], [0.0]], [[0.0], [0.0], [0.0], [0.0], [0.0]], [[0.0], [0.0], [0.0], [0.0], [0.0]], [[0.0], [0.0], [0.0], [0.0], [0.0]], [[0.0], [0.0], [0.0], [0.0], [0.0]], [[0.0], [0.0], [0.0], [0.0], [0.0]], [[0.0], [0.0], [0.0], [0.0], [0.0]], [[0.0], [0.0], [0.0], [0.0], [0.0]], [[0.0], [0.0], [0.0], [0.0], [0.0]], [[0.0], [0.0], [0.0], [0.0], [0.0]], [[0.0], [0.0], [0.0], [0.0], [0.0]], [[0.0], [0.0], [0.0], [0.0], [0.0]], [[0.0], [0.0], [0.0], [0.0], [0.0]], [[0.0], [0.0], [0.0], [0.0], [0.0]], [[0.0], [0.0], [0.0], [0.0], [0.0]], [[0.0], [0.0], [0.0], [0.0], [0.0]], [[0.0], [0.0], [0.0], [0.0], [0.0]], [[0.0], [0.0], [0.0], [0.0], [0.0]], [[0.0], [0.0], [0.0], [0.0], [0.0]], [[0.0], [0.0], [0.0], [0.0], [0.0]], [[0.0], [0.0], [0.0], [0.0], [0.0]], [[0.0], [0.0], [0.0], [0.0], [0.0]], [[0.0], [0.0], [0.0], [0.0], [0.0]], [[0.0], [0.0], [0.0], [0.0], [0.0]], [[0.0], [0.0], [0.0], [0.0], [0.0]], [[0.0], [0.0], [0.0], [0.0], [0.0]], [[0.0], [0.0], [0.0], [0.0], [0.0]], [[0.0], [0.0], [0.0], [0.0], [0.0]], [[0.0], [0.0], [0.0], [0.0], [0.0]], [[0.0], [0.0], [0.0], [0.0], [0.0]], [[0.0], [0.0], [0.0], [0.0], [0.0]], [[0.0], [0.0], [0.0], [0.0], [0.0]], [[0.0], [0.0], [0.0], [0.0], [0.0]], [[0.0], [0.0], [0.0], [0.0], [0.0]], [[0.0], [0.0], [0.0], [0.0], [0.0]], [[0.0], [0.0], [0.0], [0.0], [0.0]], [[0.0], [0.0], [0.0], [0.0], [0.0]], [[0.0], [0.0], [0.0], [0.0], [0.0]], [[0.0], [0.0], [0.0], [0.0], [0.0]], [[0.0], [0.0], [0.0], [0.0], [0.0]], [[0.0], [0.0], [0.0], [0.0], [0.0]], [[0.0], [0.0], [0.0], [0.0], [0.0]], [[0.0], [0.0], [0.0], [0.0], [0.0]], [[0.0], [0.0], [0.0], [0.0], [0.0]], [[0.0], [0.0], [0.0], [0.0], [0.0]], [[0.0], [0.0], [0.0], [0.0], [0.0]], [[0.0], [0.0], [0.0], [0.0], [0.0]], [[0.0], [0.0], [0.0], [0.0], [0.0]], [[0.0], [0.0], [0.0], [0.0], [0.0]], [[0.0], [0.0], [0.0], [0.0], [0.0]], [[0.0], [0.0], [0.0], [0.0], [0.0]], [[0.0], [0.0], [0.0], [0.0], [0.0]], [[0.0], [0.0], [0.0], [0.0], [0.0]], [[0.0], [0.0], [0.0], [0.0], [0.0]], [[0.0], [0.0], [0.0], [0.0], [0.0]], [[0.0], [0.0], [0.0], [0.0], [0.0]], [[0.0], [0.0], [0.0], [0.0], [0.0]], [[0.0], [0.0], [0.0], [0.0], [0.0]], [[0.0], [0.0], [0.0], [0.0], [0.0]], [[0.0], [0.0], [0.0], [0.0], [0.0]], [[0.0], [0.0], [0.0], [0.0], [0.0]], [[0.0], [0.0], [0.0], [0.0], [0.0]], [[0.0], [0.0], [0.0], [0.0], [0.0]], [[0.0], [0.0], [0.0], [0.0], [0.0]], [[0.0], [0.0], [0.0], [0.0], [0.0]], [[0.0], [0.0], [0.0], [0.0], [0.0]], [[0.0], [0.0], [0.0], [0.0], [0.0]], [[0.0], [0.0], [0.0], [0.0], [0.0]], [[0.0], [0.0], [0.0], [0.0], [0.0]], [[0.0], [0.0], [0.0], [0.0], [0.0]], [[0.0], [0.0], [0.0], [0.0], [0.0]], [[0.0], [0.0], [0.0], [0.0], [0.0]], [[0.0], [0.0], [0.0], [0.0], [0.0]], [[0.0], [0.0], [0.0], [0.0], [0.0]], [[0.0], [0.0], [0.0], [0.0], [0.0]], [[0.0], [0.0], [0.0], [0.0], [0.0]], [[0.0], [0.0], [0.0], [0.0], [0.0]], [[0.0], [0.0], [0.0], [0.0], [0.0]], [[0.0], [0.0], [0.0], [0.0], [0.0]], [[0.0], [0.0], [0.0], [0.0], [0.0]], [[0.0], [0.0], [0.0], [0.0], [0.0]], [[0.0], [0.0], [0.0], [0.0], [0.0]], [[0.0], [0.0], [0.0], [0.0], [0.0]], [[0.0], [0.0], [0.0], [0.0], [0.0]], [[0.0], [0.0], [0.0], [0.0], [0.0]], [[0.0], [0.0], [0.0], [0.0], [0.0]], [[0.0], [0.0], [0.0], [0.0], [0.0]], [[0.0], [0.0], [0.0], [0.0], [0.0]], [[0.0], [0.0], [0.0], [0.0], [0.0]], [[0.0], [0.0], [0.0], [0.0], [0.0]], [[0.0], [0.0], [0.0], [0.0], [0.0]], [[0.0], [0.0], [0.0], [0.0], [0.0]], [[0.0], [0.0], [0.0], [0.0], [0.0]], [[0.0], [0.0], [0.0], [0.0], [0.0]], [[0.0], [0.0], [0.0], [0.0], [0.0]], [[0.0], [0.0], [0.0], [0.0], [0.0]], [[0.0], [0.0], [0.0], [0.0], [0.0]], [[0.0], [0.0], [0.0], [0.0], [0.0]], [[0.0], [0.0], [0.0], [0.0], [0.0]], [[0.0], [0.0], [0.0], [0.0], [0.0]], [[0.0], [0.0], [0.0], [0.0], [0.0]], [[0.0], [0.0], [0.0], [0.0], [0.0]], [[0.0], [0.0], [0.0], [0.0], [0.0]], [[0.0], [0.0], [0.0], [0.0], [0.0]], [[0.0], [0.0], [0.0], [0.0], [0.0]], [[0.0], [0.0], [0.0], [0.0], [0.0]], [[0.0], [0.0], [0.0], [0.0], [0.0]], [[0.0], [0.0], [0.0], [0.0], [0.0]], [[0.0], [0.0], [0.0], [0.0], [0.0]], [[0.0], [0.0], [0.0], [0.0], [0.0]], [[0.0], [0.0], [0.0], [0.0], [0.0]], [[0.0], [0.0], [0.0], [0.0], [0.0]], [[0.0], [0.0], [0.0], [0.0], [0.0]], [[0.0], [0.0], [0.0], [0.0], [0.0]], [[0.0], [0.0], [0.0], [0.0], [0.0]], [[0.0], [0.0], [0.0], [0.0], [0.0]], [[0.0], [0.0], [0.0], [0.0], [0.0]], [[0.0], [0.0], [0.0], [0.0], [0.0]], [[0.0], [0.0], [0.0], [0.0], [0.0]], [[0.0], [0.0], [0.0], [0.0], [0.0]], [[0.0], [0.0], [0.0], [0.0], [0.0]], [[0.0], [0.0], [0.0], [0.0], [0.0]], [[0.0], [0.0], [0.0], [0.0], [0.0]], [[0.0], [0.0], [0.0], [0.0], [0.0]], [[0.0], [0.0], [0.0], [0.0], [0.0]], [[0.0], [0.0], [0.0], [0.0], [0.0]], [[0.0], [0.0], [0.0], [0.0], [0.0]], [[0.0], [0.0], [0.0], [0.0], [0.0]], [[0.0], [0.0], [0.0], [0.0], [0.0]], [[0.0], [0.0], [0.0], [0.0], [0.0]]], [[[0.0], [0.0], [0.0], [0.0], [0.0]], [[0.122100448270672], [0.122100448270672], [0.122100448270672], [0.122100448270672], [0.122100448270672]], [[0.24420089714190688], [0.24420089714190688], [0.24420089714190688], [0.24420089714190688], [0.24420089714190688]], [[0.3663013466130913], [0.3663013466130913], [0.3663013466130913], [0.3663013466130913], [0.3663013466130913]], [[0.49560667835054406], [0.49560667835054406], [0.49560667835054406], [0.49560667835054406], [0.49560667835054406]], [[0.6386466923954562], [0.6386466923954562], [0.6386466923954562], [0.6386466923954562], [0.6386466923954562]], [[0.7612016061580158], [0.7612016061580158], [0.7612016061580158], [0.7612016061580158], [0.7612016061580158]], [[0.8313706924128491], [0.8313706924128491], [0.8313706924128491], [0.8313706924128491], [0.8313706924128491]], [[0.8806212207326751], [0.8806212207326751], [0.8806212207326751], [0.8806212207326751], [0.8806212207326751]], [[0.9163204829469981], [0.9163204829469981], [0.9163204829469981], [0.9163204829469981], [0.9163204829469981]], [[0.9300816196923545], [0.9300816196923545], [0.9300816196923545], [0.9300816196923545], [0.9300816196923545]], [[0.9109751681641519], [0.9109751681641519], [0.9109751681641519], [0.9109751681641519], [0.9109751681641519]], [[0.8672744583681736], [0.8672744583681736], [0.8672744583681736], [0.8672744583681736], [0.8672744583681736]], [[0.8193916703742161], [0.8193916703742161], [0.8193916703742161], [0.8193916703742161], [0.8193916703742161]], [[0.7822524531158993], [0.7822524531158993], [0.7822524531158993], [0.7822524531158993], [0.7822524531158993]], [[0.7475648456710487], [0.7475648456710487], [0.7475648456710487], [0.7475648456710487], [0.7475648456710487]], [[0.712167907424372], [0.712167907424372], [0.712167907424372], [0.712167907424372], [0.712167907424372]], [[0.6740683063938288], [0.6740683063938288], [0.6740683063938288], [0.6740683063938288], [0.6740683063938288]], [[0.6333744159079941], [0.6333744159079941], [0.6333744159079941], [0.6333744159079941], [0.6333744159079941]], [[0.5904401261737809], [0.5904401261737809], [0.5904401261737809], [0.5904401261737809], [0.5904401261737809]], [[0.5452907389084435], [0.5452907389084435], [0.5452907389084435], [0.5452907389084435], [0.5452907389084435]], [[0.49734638094521516], [0.49734638094521516], [0.49734638094521516], [0.49734638094521516], [0.49734638094521516]], [[0.44663884365103534], [0.44663884365103534], [0.44663884365103534], [0.44663884365103534], [0.44663884365103534]], [[0.3941457144876454], [0.3941457144876454], [0.3941457144876454], [0.3941457144876454], [0.3941457144876454]], [[0.34023814392287305], [0.34023814392287305], [0.34023814392287305], [0.34023814392287305], [0.34023814392287305]], [[0.28413456725162295], [0.28413456725162295], [0.28413456725162295], [0.28413456725162295], [0.28413456725162295]], [[0.22707465682496886], [0.22707465682496886], [0.22707465682496886], [0.22707465682496886], [0.22707465682496886]], [[0.1703537253999423], [0.1703537253999423], [0.1703537253999423], [0.1703537253999423], [0.1703537253999423]], [[0.1136580268732902], [0.1136580268732902], [0.1136580268732902], [0.1136580268732902], [0.1136580268732902]], [[0.056818710288513735], [0.056818710288513735], [0.056818710288513735], [0.056818710288513735], [0.056818710288513735]], [[-2.6373225457583025e-06], [-2.6373225457583025e-06], [-2.6373225457583025e-06], [-2.6373225457583025e-06], [-2.6373225457583025e-06]], [[-0.05682456708735157], [-0.05682456708735157], [-0.05682456708735157], [-0.05682456708735157], [-0.05682456708735157]], [[-0.11366415267188819], [-0.11366415267188819], [-0.11366415267188819], [-0.11366415267188819], [-0.11366415267188819]], [[-0.1703617405036082], [-0.1703617405036082], [-0.1703617405036082], [-0.1703617405036082], [-0.1703617405036082]], [[-0.22707876683724035], [-0.22707876683724035], [-0.22707876683724035], [-0.22707876683724035], [-0.22707876683724035]], [[-0.2841411680792977], [-0.2841411680792977], [-0.2841411680792977], [-0.2841411680792977], [-0.2841411680792977]], [[-0.34024479930176066], [-0.34024479930176066], [-0.34024479930176066], [-0.34024479930176066], [-0.34024479930176066]], [[-0.39414193359268695], [-0.39414193359268695], [-0.39414193359268695], [-0.39414193359268695], [-0.39414193359268695]], [[-0.4466296856074178], [-0.4466296856074178], [-0.4466296856074178], [-0.4466296856074178], [-0.4466296856074178]], [[-0.4973363986509162], [-0.4973363986509162], [-0.4973363986509162], [-0.4973363986509162], [-0.4973363986509162]], [[-0.5452953689753767], [-0.5452953689753767], [-0.5452953689753767], [-0.5452953689753767], [-0.5452953689753767]], [[-0.5904494264279285], [-0.5904494264279285], [-0.5904494264279285], [-0.5904494264279285], [-0.5904494264279285]], [[-0.6333820829863679], [-0.6333820829863679], [-0.6333820829863679], [-0.6333820829863679], [-0.6333820829863679]], [[-0.6740705395150288], [-0.6740705395150288], [-0.6740705395150288], [-0.6740705395150288], [-0.6740705395150288]], [[-0.7121634085653332], [-0.7121634085653332], [-0.7121634085653332], [-0.7121634085653332], [-0.7121634085653332]], [[-0.747558668340935], [-0.747558668340935], [-0.747558668340935], [-0.747558668340935], [-0.747558668340935]], [[-0.7822410109387117], [-0.7822410109387117], [-0.7822410109387117], [-0.7822410109387117], [-0.7822410109387117]], [[-0.8193114503773657], [-0.8193114503773657], [-0.8193114503773657], [-0.8193114503773657], [-0.8193114503773657]], [[-0.8671567761009534], [-0.8671567761009534], [-0.8671567761009534], [-0.8671567761009534], [-0.8671567761009534]], [[-0.9109238816147173], [-0.9109238816147173], [-0.9109238816147173], [-0.9109238816147173], [-0.9109238816147173]], [[-0.9300759499870029], [-0.9300759499870029], [-0.9300759499870029], [-0.9300759499870029], [-0.9300759499870029]], [[-0.9291177486676652], [-0.9291177486676652], [-0.9291177486676652], [-0.9291177486676652], [-0.9291177486676652]], [[-0.9262917685868105], [-0.9262917685868105], [-0.9262917685868105], [-0.9262917685868105], [-0.9262917685868105]], [[-0.92167027186479], [-0.92167027186479], [-0.92167027186479], [-0.92167027186479], [-0.92167027186479]], [[-0.9153255206219545], [-0.9153255206219545], [-0.9153255206219545], [-0.9153255206219545], [-0.9153255206219545]], [[-0.9073297769786551], [-0.9073297769786551], [-0.9073297769786551], [-0.9073297769786551], [-0.9073297769786551]], [[-0.8977553030552429], [-0.8977553030552429], [-0.8977553030552429], [-0.8977553030552429], [-0.8977553030552429]], [[-0.8866743609720684], [-0.8866743609720684], [-0.8866743609720684], [-0.8866743609720684], [-0.8866743609720684]], [[-0.8741592128494831], [-0.8741592128494831], [-0.8741592128494831], [-0.8741592128494831], [-0.8741592128494831]], [[-0.8602821208078376], [-0.8602821208078376], [-0.8602821208078376], [-0.8602821208078376], [-0.8602821208078376]], [[-0.8451153469674832], [-0.8451153469674832], [-0.8451153469674832], [-0.8451153469674832], [-0.8451153469674832]], [[-0.8287311534487706], [-0.8287311534487706], [-0.8287311534487706], [-0.8287311534487706], [-0.8287311534487706]], [[-0.8112018023720509], [-0.8112018023720509], [-0.8112018023720509], [-0.8112018023720509], [-0.8112018023720509]], [[-0.792599555857675], [-0.792599555857675], [-0.792599555857675], [-0.792599555857675], [-0.792599555857675]], [[-0.7729966760259942], [-0.7729966760259942], [-0.7729966760259942], [-0.7729966760259942], [-0.7729966760259942]], [[-0.752465424997359], [-0.752465424997359], [-0.752465424997359], [-0.752465424997359], [-0.752465424997359]], [[-0.7310780648921206], [-0.7310780648921206], [-0.7310780648921206], [-0.7310780648921206], [-0.7310780648921206]], [[-0.7019448810977046], [-0.7019448810977046], [-0.7019448810977046], [-0.7019448810977046], [-0.7019448810977046]], [[-0.6719115138426872], [-0.6719115138426872], [-0.6719115138426872], [-0.6719115138426872], [-0.6719115138426872]], [[-0.6462264307564011], [-0.6462264307564011], [-0.6462264307564011], [-0.6462264307564011], [-0.6462264307564011]], [[-0.6181119088343205], [-0.6181119088343205], [-0.6181119088343205], [-0.6181119088343205], [-0.6181119088343205]], [[-0.5886480607359338], [-0.5886480607359338], [-0.5886480607359338], [-0.5886480607359338], [-0.5886480607359338]], [[-0.5618684657573115], [-0.5618684657573115], [-0.5618684657573115], [-0.5618684657573115], [-0.5618684657573115]], [[-0.529664142955001], [-0.529664142955001], [-0.529664142955001], [-0.529664142955001], [-0.529664142955001]], [[-0.4961254754124348], [-0.4961254754124348], [-0.4961254754124348], [-0.4961254754124348], [-0.4961254754124348]], [[-0.4718640064727164], [-0.4718640064727164], [-0.4718640064727164], [-0.4718640064727164], [-0.4718640064727164]], [[-0.44245708509908066], [-0.44245708509908066], [-0.44245708509908066], [-0.44245708509908066], [-0.44245708509908066]], [[-0.4125508945970412], [-0.4125508945970412], [-0.4125508945970412], [-0.4125508945970412], [-0.4125508945970412]], [[-0.3864041758865638], [-0.3864041758865638], [-0.3864041758865638], [-0.3864041758865638], [-0.3864041758865638]], [[-0.3559877894725871], [-0.3559877894725871], [-0.3559877894725871], [-0.3559877894725871], [-0.3559877894725871]], [[-0.3192775610219699], [-0.3192775610219699], [-0.3192775610219699], [-0.3192775610219699], [-0.3192775610219699]], [[-0.28399283385168667], [-0.28399283385168667], [-0.28399283385168667], [-0.28399283385168667], [-0.28399283385168667]], [[-0.24288316370937282], [-0.24288316370937282], [-0.24288316370937282], [-0.24288316370937282], [-0.24288316370937282]], [[-0.20588115920168454], [-0.20588115920168454], [-0.20588115920168454], [-0.20588115920168454], [-0.20588115920168454]], [[-0.17167014173337317], [-0.17167014173337317], [-0.17167014173337317], [-0.17167014173337317], [-0.17167014173337317]], [[-0.13368485360940371], [-0.13368485360940371], [-0.13368485360940371], [-0.13368485360940371], [-0.13368485360940371]], [[-0.09662378437607713], [-0.09662378437607713], [-0.09662378437607713], [-0.09662378437607713], [-0.09662378437607713]], [[-0.06471021411031005], [-0.06471021411031005], [-0.06471021411031005], [-0.06471021411031005], [-0.06471021411031005]], [[-0.028387776558262065], [-0.028387776558262065], [-0.028387776558262065], [-0.028387776558262065], [-0.028387776558262065]], [[0.01241149956398214], [0.01241149956398214], [0.01241149956398214], [0.01241149956398214], [0.01241149956398214]], [[0.04284145909727929], [0.04284145909727929], [0.04284145909727929], [0.04284145909727929], [0.04284145909727929]], [[0.07202723805380791], [0.07202723805380791], [0.07202723805380791], [0.07202723805380791], [0.07202723805380791]], [[0.0944974517584114], [0.0944974517584114], [0.0944974517584114], [0.0944974517584114], [0.0944974517584114]], [[0.11049836013532466], [0.11049836013532466], [0.11049836013532466], [0.11049836013532466], [0.11049836013532466]], [[0.04196201924598406], [0.04196201924598406], [0.04196201924598406], [0.04196201924598406], [0.04196201924598406]], [[-0.0527080373689662], [-0.0527080373689662], [-0.0527080373689662], [-0.0527080373689662], [-0.0527080373689662]], [[-0.15564640589643533], [-0.15564640589643533], [-0.15564640589643533], [-0.15564640589643533], [-0.15564640589643533]], [[-0.24675686792252122], [-0.24675686792252122], [-0.24675686792252122], [-0.24675686792252122], [-0.24675686792252122]], [[-0.3148806567280593], [-0.3148806567280593], [-0.3148806567280593], [-0.3148806567280593], [-0.3148806567280593]], [[-0.23869826785228418], [-0.23869826785228418], [-0.23869826785228418], [-0.23869826785228418], [-0.23869826785228418]], [[-0.16247586535827846], [-0.16247586535827846], [-0.16247586535827846], [-0.16247586535827846], [-0.16247586535827846]], [[-0.08868916669247477], [-0.08868916669247477], [-0.08868916669247477], [-0.08868916669247477], [-0.08868916669247477]], [[-0.011641068198408525], [-0.011641068198408525], [-0.011641068198408525], [-0.011641068198408525], [-0.011641068198408525]], [[0.060467532487565076], [0.060467532487565076], [0.060467532487565076], [0.060467532487565076], [0.060467532487565076]], [[0.13451803195383896], [0.13451803195383896], [0.13451803195383896], [0.13451803195383896], [0.13451803195383896]], [[0.20538531283129582], [0.20538531283129582], [0.20538531283129582], [0.20538531283129582], [0.20538531283129582]], [[0.2778802831111576], [0.2778802831111576], [0.2778802831111576], [0.2778802831111576], [0.2778802831111576]], [[0.34523513193816857], [0.34523513193816857], [0.34523513193816857], [0.34523513193816857], [0.34523513193816857]], [[0.41606754483149644], [0.41606754483149644], [0.41606754483149644], [0.41606754483149644], [0.41606754483149644]], [[0.4805048973065598], [0.4805048973065598], [0.4805048973065598], [0.4805048973065598], [0.4805048973065598]], [[0.5437923352397], [0.5437923352397], [0.5437923352397], [0.5437923352397], [0.5437923352397]], [[0.60286875313736], [0.60286875313736], [0.60286875313736], [0.60286875313736], [0.60286875313736]], [[0.6625036483043609], [0.6625036483043609], [0.6625036483043609], [0.6625036483043609], [0.6625036483043609]], [[0.7140485139857551], [0.7140485139857551], [0.7140485139857551], [0.7140485139857551], [0.7140485139857551]], [[0.7671263147770748], [0.7671263147770748], [0.7671263147770748], [0.7671263147770748], [0.7671263147770748]], [[0.8139541422198996], [0.8139541422198996], [0.8139541422198996], [0.8139541422198996], [0.8139541422198996]], [[0.8645120527637347], [0.8645120527637347], [0.8645120527637347], [0.8645120527637347], [0.8645120527637347]], [[0.9048868319476085], [0.9048868319476085], [0.9048868319476085], [0.9048868319476085], [0.9048868319476085]], [[0.9465635447695299], [0.9465635447695299], [0.9465635447695299], [0.9465635447695299], [0.9465635447695299]], [[0.9886696689578028], [0.9886696689578028], [0.9886696689578028], [0.9886696689578028], [0.9886696689578028]], [[1.022945287793073], [1.022945287793073], [1.022945287793073], [1.022945287793073], [1.022945287793073]], [[1.0601715588915108], [1.0601715588915108], [1.0601715588915108], [1.0601715588915108], [1.0601715588915108]], [[1.0889552444989126], [1.0889552444989126], [1.0889552444989126], [1.0889552444989126], [1.0889552444989126]], [[1.1196030146211018], [1.1196030146211018], [1.1196030146211018], [1.1196030146211018], [1.1196030146211018]], [[1.1514290307891255], [1.1514290307891255], [1.1514290307891255], [1.1514290307891255], [1.1514290307891255]], [[1.17503476186364], [1.17503476186364], [1.17503476186364], [1.17503476186364], [1.17503476186364]], [[1.2038841601677133], [1.2038841601677133], [1.2038841601677133], [1.2038841601677133], [1.2038841601677133]], [[1.2244817766559781], [1.2244817766559781], [1.2244817766559781], [1.2244817766559781], [1.2244817766559781]], [[1.2502486491909488], [1.2502486491909488], [1.2502486491909488], [1.2502486491909488], [1.2502486491909488]], [[1.2777756205316735], [1.2777756205316735], [1.2777756205316735], [1.2777756205316735], [1.2777756205316735]], [[1.3013779330432276], [1.3013779330432276], [1.3013779330432276], [1.3013779330432276], [1.3013779330432276]], [[1.319768781508957], [1.319768781508957], [1.319768781508957], [1.319768781508957], [1.319768781508957]], [[1.3386832076404742], [1.3386832076404742], [1.3386832076404742], [1.3386832076404742], [1.3386832076404742]], [[1.3540104865373173], [1.3540104865373173], [1.3540104865373173], [1.3540104865373173], [1.3540104865373173]], [[1.373438351396614], [1.373438351396614], [1.373438351396614], [1.373438351396614], [1.373438351396614]], [[1.3854915061464959], [1.3854915061464959], [1.3854915061464959], [1.3854915061464959], [1.3854915061464959]], [[1.4030839689197288], [1.4030839689197288], [1.4030839689197288], [1.4030839689197288], [1.4030839689197288]], [[1.4134499434800292], [1.4134499434800292], [1.4134499434800292], [1.4134499434800292], [1.4134499434800292]], [[1.4222377028530893], [1.4222377028530893], [1.4222377028530893], [1.4222377028530893], [1.4222377028530893]], [[1.4352277027612668], [1.4352277027612668], [1.4352277027612668], [1.4352277027612668], [1.4352277027612668]], [[1.4434953781187414], [1.4434953781187414], [1.4434953781187414], [1.4434953781187414], [1.4434953781187414]], [[1.453283099361565], [1.453283099361565], [1.453283099361565], [1.453283099361565], [1.453283099361565]], [[1.4478377186371085], [1.4478377186371085], [1.4478377186371085], [1.4478377186371085], [1.4478377186371085]], [[1.4364236486534878], [1.4364236486534878], [1.4364236486534878], [1.4364236486534878], [1.4364236486534878]], [[1.420578115443506], [1.420578115443506], [1.420578115443506], [1.420578115443506], [1.420578115443506]], [[1.401838345039966], [1.401838345039966], [1.401838345039966], [1.401838345039966], [1.401838345039966]], [[1.3817415634756705], [1.3817415634756705], [1.3817415634756705], [1.3817415634756705], [1.3817415634756705]], [[1.3618249967834224], [1.3618249967834224], [1.3618249967834224], [1.3618249967834224], [1.3618249967834224]], [[1.3436258709960252], [1.3436258709960252], [1.3436258709960252], [1.3436258709960252], [1.3436258709960252]], [[1.3286814121462815], [1.3286814121462815], [1.3286814121462815], [1.3286814121462815], [1.3286814121462815]], [[1.270268464182639], [1.270268464182639], [1.270268464182639], [1.270268464182639], [1.270268464182639]], [[1.2185246099388356], [1.2185246099388356], [1.2185246099388356], [1.2185246099388356], [1.2185246099388356]], [[1.1685497161276708], [1.1685497161276708], [1.1685497161276708], [1.1685497161276708], [1.1685497161276708]], [[1.1174871618215714], [1.1174871618215714], [1.1174871618215714], [1.1174871618215714], [1.1174871618215714]], [[1.0679409555721295], [1.0679409555721295], [1.0679409555721295], [1.0679409555721295], [1.0679409555721295]], [[1.0173762961503188], [1.0173762961503188], [1.0173762961503188], [1.0173762961503188], [1.0173762961503188]], [[0.9629579105444417], [0.9629579105444417], [0.9629579105444417], [0.9629579105444417], [0.9629579105444417]], [[0.904831544560771], [0.904831544560771], [0.904831544560771], [0.904831544560771], [0.904831544560771]], [[0.8434991793842666], [0.8434991793842666], [0.8434991793842666], [0.8434991793842666], [0.8434991793842666]], [[0.778993384253794], [0.778993384253794], [0.778993384253794], [0.778993384253794], [0.778993384253794]], [[0.7104805703217985], [0.7104805703217985], [0.7104805703217985], [0.7104805703217985], [0.7104805703217985]], [[0.6380424096309893], [0.6380424096309893], [0.6380424096309893], [0.6380424096309893], [0.6380424096309893]], [[0.5630599076463186], [0.5630599076463186], [0.5630599076463186], [0.5630599076463186], [0.5630599076463186]], [[0.4860625441693857], [0.4860625441693857], [0.4860625441693857], [0.4860625441693857], [0.4860625441693857]], [[0.4059102154578179], [0.4059102154578179], [0.4059102154578179], [0.4059102154578179], [0.4059102154578179]], [[0.3243923760064459], [0.3243923760064459], [0.3243923760064459], [0.3243923760064459], [0.3243923760064459]], [[0.2429392051808556], [0.2429392051808556], [0.2429392051808556], [0.2429392051808556], [0.2429392051808556]], [[0.15781247902785092], [0.15781247902785092], [0.15781247902785092], [0.15781247902785092], [0.15781247902785092]], [[0.07421252934169302], [0.07421252934169302], [0.07421252934169302], [0.07421252934169302], [0.07421252934169302]], [[4.164877333193151e-05], [4.164877333193151e-05], [4.164877333193151e-05], [4.164877333193151e-05], [4.164877333193151e-05]], [[-0.06170100112624735], [-0.06170100112624735], [-0.06170100112624735], [-0.06170100112624735], [-0.06170100112624735]], [[-0.11683975120509194], [-0.11683975120509194], [-0.11683975120509194], [-0.11683975120509194], [-0.11683975120509194]], [[-0.1706437799738451], [-0.1706437799738451], [-0.1706437799738451], [-0.1706437799738451], [-0.1706437799738451]], [[-0.22707465682496886], [-0.22707465682496886], [-0.22707465682496886], [-0.22707465682496886], [-0.22707465682496886]], [[-0.28413456725162317], [-0.28413456725162317], [-0.28413456725162317], [-0.28413456725162317], [-0.28413456725162317]], [[-0.34023814392287305], [-0.34023814392287305], [-0.34023814392287305], [-0.34023814392287305], [-0.34023814392287305]], [[-0.3941457144876458], [-0.3941457144876458], [-0.3941457144876458], [-0.3941457144876458], [-0.3941457144876458]], [[-0.4466388436510356], [-0.4466388436510356], [-0.4466388436510356], [-0.4466388436510356], [-0.4466388436510356]], [[-0.49734638094521516], [-0.49734638094521516], [-0.49734638094521516], [-0.49734638094521516], [-0.49734638094521516]], [[-0.5452907389084438], [-0.5452907389084438], [-0.5452907389084438], [-0.5452907389084438], [-0.5452907389084438]], [[-0.5904401261737814], [-0.5904401261737814], [-0.5904401261737814], [-0.5904401261737814], [-0.5904401261737814]], [[-0.6333744159079941], [-0.6333744159079941], [-0.6333744159079941], [-0.6333744159079941], [-0.6333744159079941]], [[-0.6740683063938291], [-0.6740683063938291], [-0.6740683063938291], [-0.6740683063938291], [-0.6740683063938291]], [[-0.7121679074243723], [-0.7121679074243723], [-0.7121679074243723], [-0.7121679074243723], [-0.7121679074243723]], [[-0.7475648456710489], [-0.7475648456710489], [-0.7475648456710489], [-0.7475648456710489], [-0.7475648456710489]], [[-0.7822524531158995], [-0.7822524531158995], [-0.7822524531158995], [-0.7822524531158995], [-0.7822524531158995]], [[-0.8193916703742163], [-0.8193916703742163], [-0.8193916703742163], [-0.8193916703742163], [-0.8193916703742163]], [[-0.8672744583681736], [-0.8672744583681736], [-0.8672744583681736], [-0.8672744583681736], [-0.8672744583681736]], [[-0.9109751681641519], [-0.9109751681641519], [-0.9109751681641519], [-0.9109751681641519], [-0.9109751681641519]], [[-0.9300816196923545], [-0.9300816196923545], [-0.9300816196923545], [-0.9300816196923545], [-0.9300816196923545]], [[-0.916320482946998], [-0.916320482946998], [-0.916320482946998], [-0.916320482946998], [-0.916320482946998]], [[-0.8806212207326749], [-0.8806212207326749], [-0.8806212207326749], [-0.8806212207326749], [-0.8806212207326749]], [[-0.831370692412849], [-0.831370692412849], [-0.831370692412849], [-0.831370692412849], [-0.831370692412849]], [[-0.7612016061580158], [-0.7612016061580158], [-0.7612016061580158], [-0.7612016061580158], [-0.7612016061580158]], [[-0.6386466923954562], [-0.6386466923954562], [-0.6386466923954562], [-0.6386466923954562], [-0.6386466923954562]], [[-0.49560667835054406], [-0.49560667835054406], [-0.49560667835054406], [-0.49560667835054406], [-0.49560667835054406]], [[-0.3663013466130913], [-0.3663013466130913], [-0.3663013466130913], [-0.3663013466130913], [-0.3663013466130913]], [[-0.2442008971419069], [-0.2442008971419069], [-0.2442008971419069], [-0.2442008971419069], [-0.2442008971419069]], [[-0.12210044827067201], [-0.12210044827067201], [-0.12210044827067201], [-0.12210044827067201], [-0.12210044827067201]], [[-1.3442407816138017e-17], [-1.3442407816138017e-17], [-1.3442407816138017e-17], [-1.3442407816138017e-17], [-1.3442407816138017e-17]]], [[[0.0], [0.0], [0.0], [0.0], [0.0]], [[0.15752866499999954], [0.16358019726047957], [0.16409809499999956], [0.16390195499999954], [0.1646300249999995]], [[0.3150573300000004], [0.32716039452096046], [0.32819619000000044], [0.3278039100000005], [0.32926005000000047]], [[0.472585995], [0.4907405917814399], [0.49229428499999994], [0.491705865], [0.49389007499999993]], [[0.6301146599999995], [0.6543207890419196], [0.6563923799999996], [0.6556078199999996], [0.6585200999999996]], [[0.7876433250000003], [0.8179009863024005], [0.8204904750000005], [0.8195097750000006], [0.8231501250000004]], [[0.9451719900000009], [0.9814811835628808], [0.9845885700000009], [0.9834117300000011], [0.9877801500000011]], [[1.0413486353379615], [1.0809173254447035], [1.0843036637345944], [1.083021179848414], [1.0877817485748937]], [[0.9613118114952283], [0.9937690436392561], [0.9965467745363945], [0.9954947896552712], [0.9993997466268245]], [[0.9074597002864413], [0.9347781860771253], [0.9371161362579423], [0.9362306921019812], [0.9395174553525665]], [[0.8687429928155134], [0.892182334210727], [0.89418830251791], [0.8934285953522916], [0.8962486218439392]], [[0.836149328794788], [0.8563313604820609], [0.8580585643423476], [0.8574044408537838], [0.8598325391296221]], [[0.8065388522026967], [0.8239372010271642], [0.8254261735023245], [0.824862260842215], [0.8269555008730745]], [[0.7785040539167383], [0.7935062255486286], [0.7947901306026055], [0.7943039002650133], [0.7961087789904143]], [[0.7498588802560293], [0.7627540088084809], [0.7638575899571475], [0.7634396308902679], [0.7649910932888048]], [[0.7201864251065949], [0.731235836604663], [0.7321814591332326], [0.7318233297408828], [0.7331527029777958]], [[0.688391261597931], [0.6978075682002095], [0.6986134275618937], [0.6983082298983665], [0.6994411209108754]], [[0.6541884937741408], [0.6621462303240717], [0.6628272632138834], [0.6625693312230846], [0.6635267751634297]], [[0.6171500883563631], [0.6238267497352599], [0.6243981468962031], [0.6241817490402248], [0.6249850149412347]], [[0.577233461788937], [0.5827571937818802], [0.5832299216097132], [0.5830508842193258], [0.5837154707461247]], [[0.5343381166569391], [0.5388490200116572], [0.5392350687923698], [0.5390888630801781], [0.5396315774315363]], [[0.48855290628195325], [0.4921675623872553], [0.4924769091948737], [0.4923597520346117], [0.4927946384 | 4D array with the lift coefficients of the airfoils. Dimension 0 is along the different airfoils defined in the yaml, dimension 1 is along the angles of attack, dimension 2 is along the Reynolds number, dimension 3 is along the number of tabs, which may describe multiple sets at the same station, for example in presence of a flap.
airfoils.cd | output |  | [[[[0.5], [0.5], [0.5], [0.5], [0.5]], [[0.5], [0.5], [0.5], [0.5], [0.5]], [[0.5], [0.5], [0.5], [0.5], [0.5]], [[0.5], [0.5], [0.5], [0.5], [0.5]], [[0.5], [0.5], [0.5], [0.5], [0.5]], [[0.5], [0.5], [0.5], [0.5], [0.5]], [[0.5], [0.5], [0.5], [0.5], [0.5]], [[0.5], [0.5], [0.5], [0.5], [0.5]], [[0.5], [0.5], [0.5], [0.5], [0.5]], [[0.5], [0.5], [0.5], [0.5], [0.5]], [[0.5], [0.5], [0.5], [0.5], [0.5]], [[0.5], [0.5], [0.5], [0.5], [0.5]], [[0.5], [0.5], [0.5], [0.5], [0.5]], [[0.5], [0.5], [0.5], [0.5], [0.5]], [[0.5], [0.5], [0.5], [0.5], [0.5]], [[0.5], [0.5], [0.5], [0.5], [0.5]], [[0.5], [0.5], [0.5], [0.5], [0.5]], [[0.5], [0.5], [0.5], [0.5], [0.5]], [[0.5], [0.5], [0.5], [0.5], [0.5]], [[0.5], [0.5], [0.5], [0.5], [0.5]], [[0.5], [0.5], [0.5], [0.5], [0.5]], [[0.5], [0.5], [0.5], [0.5], [0.5]], [[0.5], [0.5], [0.5], [0.5], [0.5]], [[0.5], [0.5], [0.5], [0.5], [0.5]], [[0.5], [0.5], [0.5], [0.5], [0.5]], [[0.5], [0.5], [0.5], [0.5], [0.5]], [[0.5], [0.5], [0.5], [0.5], [0.5]], [[0.5], [0.5], [0.5], [0.5], [0.5]], [[0.5], [0.5], [0.5], [0.5], [0.5]], [[0.5], [0.5], [0.5], [0.5], [0.5]], [[0.5], [0.5], [0.5], [0.5], [0.5]], [[0.5], [0.5], [0.5], [0.5], [0.5]], [[0.5], [0.5], [0.5], [0.5], [0.5]], [[0.5], [0.5], [0.5], [0.5], [0.5]], [[0.5], [0.5], [0.5], [0.5], [0.5]], [[0.5], [0.5], [0.5], [0.5], [0.5]], [[0.5], [0.5], [0.5], [0.5], [0.5]], [[0.5], [0.5], [0.5], [0.5], [0.5]], [[0.5], [0.5], [0.5], [0.5], [0.5]], [[0.5], [0.5], [0.5], [0.5], [0.5]], [[0.5], [0.5], [0.5], [0.5], [0.5]], [[0.5], [0.5], [0.5], [0.5], [0.5]], [[0.5], [0.5], [0.5], [0.5], [0.5]], [[0.5], [0.5], [0.5], [0.5], [0.5]], [[0.5], [0.5], [0.5], [0.5], [0.5]], [[0.5], [0.5], [0.5], [0.5], [0.5]], [[0.5], [0.5], [0.5], [0.5], [0.5]], [[0.5], [0.5], [0.5], [0.5], [0.5]], [[0.5], [0.5], [0.5], [0.5], [0.5]], [[0.5], [0.5], [0.5], [0.5], [0.5]], [[0.5], [0.5], [0.5], [0.5], [0.5]], [[0.5], [0.5], [0.5], [0.5], [0.5]], [[0.5], [0.5], [0.5], [0.5], [0.5]], [[0.5], [0.5], [0.5], [0.5], [0.5]], [[0.5], [0.5], [0.5], [0.5], [0.5]], [[0.5], [0.5], [0.5], [0.5], [0.5]], [[0.5], [0.5], [0.5], [0.5], [0.5]], [[0.5], [0.5], [0.5], [0.5], [0.5]], [[0.5], [0.5], [0.5], [0.5], [0.5]], [[0.5], [0.5], [0.5], [0.5], [0.5]], [[0.5], [0.5], [0.5], [0.5], [0.5]], [[0.5], [0.5], [0.5], [0.5], [0.5]], [[0.5], [0.5], [0.5], [0.5], [0.5]], [[0.5], [0.5], [0.5], [0.5], [0.5]], [[0.5], [0.5], [0.5], [0.5], [0.5]], [[0.5], [0.5], [0.5], [0.5], [0.5]], [[0.5], [0.5], [0.5], [0.5], [0.5]], [[0.5], [0.5], [0.5], [0.5], [0.5]], [[0.5], [0.5], [0.5], [0.5], [0.5]], [[0.5], [0.5], [0.5], [0.5], [0.5]], [[0.5], [0.5], [0.5], [0.5], [0.5]], [[0.5], [0.5], [0.5], [0.5], [0.5]], [[0.5], [0.5], [0.5], [0.5], [0.5]], [[0.5], [0.5], [0.5], [0.5], [0.5]], [[0.5], [0.5], [0.5], [0.5], [0.5]], [[0.5], [0.5], [0.5], [0.5], [0.5]], [[0.5], [0.5], [0.5], [0.5], [0.5]], [[0.5], [0.5], [0.5], [0.5], [0.5]], [[0.5], [0.5], [0.5], [0.5], [0.5]], [[0.5], [0.5], [0.5], [0.5], [0.5]], [[0.5], [0.5], [0.5], [0.5], [0.5]], [[0.5], [0.5], [0.5], [0.5], [0.5]], [[0.5], [0.5], [0.5], [0.5], [0.5]], [[0.5], [0.5], [0.5], [0.5], [0.5]], [[0.5], [0.5], [0.5], [0.5], [0.5]], [[0.5], [0.5], [0.5], [0.5], [0.5]], [[0.5], [0.5], [0.5], [0.5], [0.5]], [[0.5], [0.5], [0.5], [0.5], [0.5]], [[0.5], [0.5], [0.5], [0.5], [0.5]], [[0.5], [0.5], [0.5], [0.5], [0.5]], [[0.5], [0.5], [0.5], [0.5], [0.5]], [[0.5], [0.5], [0.5], [0.5], [0.5]], [[0.5], [0.5], [0.5], [0.5], [0.5]], [[0.5], [0.5], [0.5], [0.5], [0.5]], [[0.5], [0.5], [0.5], [0.5], [0.5]], [[0.5], [0.5], [0.5], [0.5], [0.5]], [[0.5], [0.5], [0.5], [0.5], [0.5]], [[0.5], [0.5], [0.5], [0.5], [0.5]], [[0.5], [0.5], [0.5], [0.5], [0.5]], [[0.5], [0.5], [0.5], [0.5], [0.5]], [[0.5], [0.5], [0.5], [0.5], [0.5]], [[0.5], [0.5], [0.5], [0.5], [0.5]], [[0.5], [0.5], [0.5], [0.5], [0.5]], [[0.5], [0.5], [0.5], [0.5], [0.5]], [[0.5], [0.5], [0.5], [0.5], [0.5]], [[0.5], [0.5], [0.5], [0.5], [0.5]], [[0.5], [0.5], [0.5], [0.5], [0.5]], [[0.5], [0.5], [0.5], [0.5], [0.5]], [[0.5], [0.5], [0.5], [0.5], [0.5]], [[0.5], [0.5], [0.5], [0.5], [0.5]], [[0.5], [0.5], [0.5], [0.5], [0.5]], [[0.5], [0.5], [0.5], [0.5], [0.5]], [[0.5], [0.5], [0.5], [0.5], [0.5]], [[0.5], [0.5], [0.5], [0.5], [0.5]], [[0.5], [0.5], [0.5], [0.5], [0.5]], [[0.5], [0.5], [0.5], [0.5], [0.5]], [[0.5], [0.5], [0.5], [0.5], [0.5]], [[0.5], [0.5], [0.5], [0.5], [0.5]], [[0.5], [0.5], [0.5], [0.5], [0.5]], [[0.5], [0.5], [0.5], [0.5], [0.5]], [[0.5], [0.5], [0.5], [0.5], [0.5]], [[0.5], [0.5], [0.5], [0.5], [0.5]], [[0.5], [0.5], [0.5], [0.5], [0.5]], [[0.5], [0.5], [0.5], [0.5], [0.5]], [[0.5], [0.5], [0.5], [0.5], [0.5]], [[0.5], [0.5], [0.5], [0.5], [0.5]], [[0.5], [0.5], [0.5], [0.5], [0.5]], [[0.5], [0.5], [0.5], [0.5], [0.5]], [[0.5], [0.5], [0.5], [0.5], [0.5]], [[0.5], [0.5], [0.5], [0.5], [0.5]], [[0.5], [0.5], [0.5], [0.5], [0.5]], [[0.5], [0.5], [0.5], [0.5], [0.5]], [[0.5], [0.5], [0.5], [0.5], [0.5]], [[0.5], [0.5], [0.5], [0.5], [0.5]], [[0.5], [0.5], [0.5], [0.5], [0.5]], [[0.5], [0.5], [0.5], [0.5], [0.5]], [[0.5], [0.5], [0.5], [0.5], [0.5]], [[0.5], [0.5], [0.5], [0.5], [0.5]], [[0.5], [0.5], [0.5], [0.5], [0.5]], [[0.5], [0.5], [0.5], [0.5], [0.5]], [[0.5], [0.5], [0.5], [0.5], [0.5]], [[0.5], [0.5], [0.5], [0.5], [0.5]], [[0.5], [0.5], [0.5], [0.5], [0.5]], [[0.5], [0.5], [0.5], [0.5], [0.5]], [[0.5], [0.5], [0.5], [0.5], [0.5]], [[0.5], [0.5], [0.5], [0.5], [0.5]], [[0.5], [0.5], [0.5], [0.5], [0.5]], [[0.5], [0.5], [0.5], [0.5], [0.5]], [[0.5], [0.5], [0.5], [0.5], [0.5]], [[0.5], [0.5], [0.5], [0.5], [0.5]], [[0.5], [0.5], [0.5], [0.5], [0.5]], [[0.5], [0.5], [0.5], [0.5], [0.5]], [[0.5], [0.5], [0.5], [0.5], [0.5]], [[0.5], [0.5], [0.5], [0.5], [0.5]], [[0.5], [0.5], [0.5], [0.5], [0.5]], [[0.5], [0.5], [0.5], [0.5], [0.5]], [[0.5], [0.5], [0.5], [0.5], [0.5]], [[0.5], [0.5], [0.5], [0.5], [0.5]], [[0.5], [0.5], [0.5], [0.5], [0.5]], [[0.5], [0.5], [0.5], [0.5], [0.5]], [[0.5], [0.5], [0.5], [0.5], [0.5]], [[0.5], [0.5], [0.5], [0.5], [0.5]], [[0.5], [0.5], [0.5], [0.5], [0.5]], [[0.5], [0.5], [0.5], [0.5], [0.5]], [[0.5], [0.5], [0.5], [0.5], [0.5]], [[0.5], [0.5], [0.5], [0.5], [0.5]], [[0.5], [0.5], [0.5], [0.5], [0.5]], [[0.5], [0.5], [0.5], [0.5], [0.5]], [[0.5], [0.5], [0.5], [0.5], [0.5]], [[0.5], [0.5], [0.5], [0.5], [0.5]], [[0.5], [0.5], [0.5], [0.5], [0.5]], [[0.5], [0.5], [0.5], [0.5], [0.5]], [[0.5], [0.5], [0.5], [0.5], [0.5]], [[0.5], [0.5], [0.5], [0.5], [0.5]], [[0.5], [0.5], [0.5], [0.5], [0.5]], [[0.5], [0.5], [0.5], [0.5], [0.5]], [[0.5], [0.5], [0.5], [0.5], [0.5]], [[0.5], [0.5], [0.5], [0.5], [0.5]], [[0.5], [0.5], [0.5], [0.5], [0.5]], [[0.5], [0.5], [0.5], [0.5], [0.5]], [[0.5], [0.5], [0.5], [0.5], [0.5]], [[0.5], [0.5], [0.5], [0.5], [0.5]], [[0.5], [0.5], [0.5], [0.5], [0.5]], [[0.5], [0.5], [0.5], [0.5], [0.5]], [[0.5], [0.5], [0.5], [0.5], [0.5]], [[0.5], [0.5], [0.5], [0.5], [0.5]], [[0.5], [0.5], [0.5], [0.5], [0.5]], [[0.5], [0.5], [0.5], [0.5], [0.5]], [[0.5], [0.5], [0.5], [0.5], [0.5]], [[0.5], [0.5], [0.5], [0.5], [0.5]], [[0.5], [0.5], [0.5], [0.5], [0.5]], [[0.5], [0.5], [0.5], [0.5], [0.5]], [[0.5], [0.5], [0.5], [0.5], [0.5]], [[0.5], [0.5], [0.5], [0.5], [0.5]], [[0.5], [0.5], [0.5], [0.5], [0.5]], [[0.5], [0.5], [0.5], [0.5], [0.5]], [[0.5], [0.5], [0.5], [0.5], [0.5]], [[0.5], [0.5], [0.5], [0.5], [0.5]], [[0.5], [0.5], [0.5], [0.5], [0.5]], [[0.5], [0.5], [0.5], [0.5], [0.5]]], [[[0.001], [0.001], [0.001], [0.001], [0.001]], [[0.001], [0.001], [0.001], [0.001], [0.001]], [[0.001], [0.001], [0.001], [0.001], [0.001]], [[0.001], [0.001], [0.001], [0.001], [0.001]], [[0.004681007546743631], [0.004681007546743631], [0.004681007546743631], [0.004681007546743631], [0.004681007546743631]], [[0.021631772083824267], [0.021631772083824267], [0.021631772083824267], [0.021631772083824267], [0.021631772083824267]], [[0.047641300151023636], [0.047641300151023636], [0.047641300151023636], [0.047641300151023636], [0.047641300151023636]], [[0.07942668921424027], [0.07942668921424027], [0.07942668921424027], [0.07942668921424027], [0.07942668921424027]], [[0.1333599688440959], [0.1333599688440959], [0.1333599688440959], [0.1333599688440959], [0.1333599688440959]], [[0.20343214376016333], [0.20343214376016333], [0.20343214376016333], [0.20343214376016333], [0.20343214376016333]], [[0.2757990660720517], [0.2757990660720517], [0.2757990660720517], [0.2757990660720517], [0.2757990660720517]], [[0.3482210261341076], [0.3482210261341076], [0.3482210261341076], [0.3482210261341076], [0.3482210261341076]], [[0.4257471116267174], [0.4257471116267174], [0.4257471116267174], [0.4257471116267174], [0.4257471116267174]], [[0.5054732298220647], [0.5054732298220647], [0.5054732298220647], [0.5054732298220647], [0.5054732298220647]], [[0.585862441351779], [0.585862441351779], [0.585862441351779], [0.585862441351779], [0.585862441351779]], [[0.6687189802897572], [0.6687189802897572], [0.6687189802897572], [0.6687189802897572], [0.6687189802897572]], [[0.7517810377714217], [0.7517810377714217], [0.7517810377714217], [0.7517810377714217], [0.7517810377714217]], [[0.8327582128965685], [0.8327582128965685], [0.8327582128965685], [0.8327582128965685], [0.8327582128965685]], [[0.91332892318275], [0.91332892318275], [0.91332892318275], [0.91332892318275], [0.91332892318275]], [[0.9921082434945433], [0.9921082434945433], [0.9921082434945433], [0.9921082434945433], [0.9921082434945433]], [[1.0663778769154522], [1.0663778769154522], [1.0663778769154522], [1.0663778769154522], [1.0663778769154522]], [[1.1369522398775627], [1.1369522398775627], [1.1369522398775627], [1.1369522398775627], [1.1369522398775627]], [[1.2043711470433585], [1.2043711470433585], [1.2043711470433585], [1.2043711470433585], [1.2043711470433585]], [[1.2653387898959352], [1.2653387898959352], [1.2653387898959352], [1.2653387898959352], [1.2653387898959352]], [[1.3190260630877038], [1.3190260630877038], [1.3190260630877038], [1.3190260630877038], [1.3190260630877038]], [[1.3693284163948727], [1.3693284163948727], [1.3693284163948727], [1.3693284163948727], [1.3693284163948727]], [[1.41195961332271], [1.41195961332271], [1.41195961332271], [1.41195961332271], [1.41195961332271]], [[1.4429873542046883], [1.4429873542046883], [1.4429873542046883], [1.4429873542046883], [1.4429873542046883]], [[1.4702640734608705], [1.4702640734608705], [1.4702640734608705], [1.4702640734608705], [1.4702640734608705]], [[1.491462356582849], [1.491462356582849], [1.491462356582849], [1.491462356582849], [1.491462356582849]], [[1.4999517647700398], [1.4999517647700398], [1.4999517647700398], [1.4999517647700398], [1.4999517647700398]], [[1.4913792181480519], [1.4913792181480519], [1.4913792181480519], [1.4913792181480519], [1.4913792181480519]], [[1.4701777794408035], [1.4701777794408035], [1.4701777794408035], [1.4701777794408035], [1.4701777794408035]], [[1.442897787473874], [1.442897787473874], [1.442897787473874], [1.442897787473874], [1.442897787473874]], [[1.4119314820225215], [1.4119314820225215], [1.4119314820225215], [1.4119314820225215], [1.4119314820225215]], [[1.369348019669698], [1.369348019669698], [1.369348019669698], [1.369348019669698], [1.369348019669698]], [[1.3190547866186935], [1.3190547866186935], [1.3190547866186935], [1.3190547866186935], [1.3190547866186935]], [[1.2653557983909296], [1.2653557983909296], [1.2653557983909296], [1.2653557983909296], [1.2653557983909296]], [[1.2043606946982355], [1.2043606946982355], [1.2043606946982355], [1.2043606946982355], [1.2043606946982355]], [[1.136937028843421], [1.136937028843421], [1.136937028843421], [1.136937028843421], [1.136937028843421]], [[1.0663517595035206], [1.0663517595035206], [1.0663517595035206], [1.0663517595035206], [1.0663517595035206]], [[0.9921176057849607], [0.9921176057849607], [0.9921176057849607], [0.9921176057849607], [0.9921176057849607]], [[0.9133409040545528], [0.9133409040545528], [0.9133409040545528], [0.9133409040545528], [0.9133409040545528]], [[0.832762392936226], [0.832762392936226], [0.832762392936226], [0.832762392936226], [0.832762392936226]], [[0.7517796750332475], [0.7517796750332475], [0.7517796750332475], [0.7517796750332475], [0.7517796750332475]], [[0.6687178233726653], [0.6687178233726653], [0.6687178233726653], [0.6687178233726653], [0.6687178233726653]], [[0.5858555956421666], [0.5858555956421666], [0.5858555956421666], [0.5858555956421666], [0.5858555956421666]], [[0.5052907215322047], [0.5052907215322047], [0.5052907215322047], [0.5052907215322047], [0.5052907215322047]], [[0.423941489899535], [0.423941489899535], [0.423941489899535], [0.423941489899535], [0.423941489899535]], [[0.3454580636324812], [0.3454580636324812], [0.3454580636324812], [0.3454580636324812], [0.3454580636324812]], [[0.27579987072050344], [0.27579987072050344], [0.27579987072050344], [0.27579987072050344], [0.27579987072050344]], [[0.26313429881938594], [0.26313429881938594], [0.26313429881938594], [0.26313429881938594], [0.26313429881938594]], [[0.2506975234312212], [0.2506975234312212], [0.2506975234312212], [0.2506975234312212], [0.2506975234312212]], [[0.2384904759982203], [0.2384904759982203], [0.2384904759982203], [0.2384904759982203], [0.2384904759982203]], [[0.22651408796259395], [0.22651408796259395], [0.22651408796259395], [0.22651408796259395], [0.22651408796259395]], [[0.21476929076655307], [0.21476929076655307], [0.21476929076655307], [0.21476929076655307], [0.21476929076655307]], [[0.20325701585230874], [0.20325701585230874], [0.20325701585230874], [0.20325701585230874], [0.20325701585230874]], [[0.1919781946620716], [0.1919781946620716], [0.1919781946620716], [0.1919781946620716], [0.1919781946620716]], [[0.1809337586380527], [0.1809337586380527], [0.1809337586380527], [0.1809337586380527], [0.1809337586380527]], [[0.1701246392224629], [0.1701246392224629], [0.1701246392224629], [0.1701246392224629], [0.1701246392224629]], [[0.15955176785751307], [0.15955176785751307], [0.15955176785751307], [0.15955176785751307], [0.15955176785751307]], [[0.1492160759854141], [0.1492160759854141], [0.1492160759854141], [0.1492160759854141], [0.1492160759854141]], [[0.13911849504837695], [0.13911849504837695], [0.13911849504837695], [0.13911849504837695], [0.13911849504837695]], [[0.12925995648861244], [0.12925995648861244], [0.12925995648861244], [0.12925995648861244], [0.12925995648861244]], [[0.1196413917483315], [0.1196413917483315], [0.1196413917483315], [0.1196413917483315], [0.1196413917483315]], [[0.11026373226974506], [0.11026373226974506], [0.11026373226974506], [0.11026373226974506], [0.11026373226974506]], [[0.10112790949506391], [0.10112790949506391], [0.10112790949506391], [0.10112790949506391], [0.10112790949506391]], [[0.09255301544138761], [0.09255301544138761], [0.09255301544138761], [0.09255301544138761], [0.09255301544138761]], [[0.08709842501084225], [0.08709842501084225], [0.08709842501084225], [0.08709842501084225], [0.08709842501084225]], [[0.08292142972448208], [0.08292142972448208], [0.08292142972448208], [0.08292142972448208], [0.08292142972448208]], [[0.07879059208758728], [0.07879059208758728], [0.07879059208758728], [0.07879059208758728], [0.07879059208758728]], [[0.07467159706804975], [0.07467159706804975], [0.07467159706804975], [0.07467159706804975], [0.07467159706804975]], [[0.07063238044653238], [0.07063238044653238], [0.07063238044653238], [0.07063238044653238], [0.07063238044653238]], [[0.06662323818191587], [0.06662323818191587], [0.06662323818191587], [0.06662323818191587], [0.06662323818191587]], [[0.0626709156101378], [0.0626709156101378], [0.0626709156101378], [0.0626709156101378], [0.0626709156101378]], [[0.058851217433988814], [0.058851217433988814], [0.058851217433988814], [0.058851217433988814], [0.058851217433988814]], [[0.055123048318214116], [0.055123048318214116], [0.055123048318214116], [0.055123048318214116], [0.055123048318214116]], [[0.05149165596157171], [0.05149165596157171], [0.05149165596157171], [0.05149165596157171], [0.05149165596157171]], [[0.0479435676053233], [0.0479435676053233], [0.0479435676053233], [0.0479435676053233], [0.0479435676053233]], [[0.04450697617200861], [0.04450697617200861], [0.04450697617200861], [0.04450697617200861], [0.04450697617200861]], [[0.041175384632853806], [0.041175384632853806], [0.041175384632853806], [0.041175384632853806], [0.041175384632853806]], [[0.037967786003368656], [0.037967786003368656], [0.037967786003368656], [0.037967786003368656], [0.037967786003368656]], [[0.03485766370645003], [0.03485766370645003], [0.03485766370645003], [0.03485766370645003], [0.03485766370645003]], [[0.03195267716867719], [0.03195267716867719], [0.03195267716867719], [0.03195267716867719], [0.03195267716867719]], [[0.029151361399758338], [0.029151361399758338], [0.029151361399758338], [0.029151361399758338], [0.029151361399758338]], [[0.02657507183753033], [0.02657507183753033], [0.02657507183753033], [0.02657507183753033], [0.02657507183753033]], [[0.024135294548563432], [0.024135294548563432], [0.024135294548563432], [0.024135294548563432], [0.024135294548563432]], [[0.02185632183987543], [0.02185632183987543], [0.02185632183987543], [0.02185632183987543], [0.02185632183987543]], [[0.0197958356162451], [0.0197958356162451], [0.0197958356162451], [0.0197958356162451], [0.0197958356162451]], [[0.01789669576082741], [0.01789669576082741], [0.01789669576082741], [0.01789669576082741], [0.01789669576082741]], [[0.01627994953758757], [0.01627994953758757], [0.01627994953758757], [0.01627994953758757], [0.01627994953758757]], [[0.014860065268606637], [0.014860065268606637], [0.014860065268606637], [0.014860065268606637], [0.014860065268606637]], [[0.013955133402050492], [0.013955133402050492], [0.013955133402050492], [0.013955133402050492], [0.013955133402050492]], [[0.013308353587011705], [0.013308353587011705], [0.013308353587011705], [0.013308353587011705], [0.013308353587011705]], [[0.014940850571819556], [0.014940850571819556], [0.014940850571819556], [0.014940850571819556], [0.014940850571819556]], [[0.01702283511800381], [0.01702283511800381], [0.01702283511800381], [0.01702283511800381], [0.01702283511800381]], [[0.018843897064326494], [0.018843897064326494], [0.018843897064326494], [0.018843897064326494], [0.018843897064326494]], [[0.019738898084830397], [0.019738898084830397], [0.019738898084830397], [0.019738898084830397], [0.019738898084830397]], [[0.020195128193735985], [0.020195128193735985], [0.020195128193735985], [0.020195128193735985], [0.020195128193735985]], [[0.01849611589628135], [0.01849611589628135], [0.01849611589628135], [0.01849611589628135], [0.01849611589628135]], [[0.01731005344033698], [0.01731005344033698], [0.01731005344033698], [0.01731005344033698], [0.01731005344033698]], [[0.016538902930127514], [0.016538902930127514], [0.016538902930127514], [0.016538902930127514], [0.016538902930127514]], [[0.015973060744498682], [0.015973060744498682], [0.015973060744498682], [0.015973060744498682], [0.015973060744498682]], [[0.01587095430787843], [0.01587095430787843], [0.01587095430787843], [0.01587095430787843], [0.01587095430787843]], [[0.015953293375836397], [0.015953293375836397], [0.015953293375836397], [0.015953293375836397], [0.015953293375836397]], [[0.016395954025692716], [0.016395954025692716], [0.016395954025692716], [0.016395954025692716], [0.016395954025692716]], [[0.017008964921376546], [0.017008964921376546], [0.017008964921376546], [0.017008964921376546], [0.017008964921376546]], [[0.01803320034600989], [0.01803320034600989], [0.01803320034600989], [0.01803320034600989], [0.01803320034600989]], [[0.01916083805373418], [0.01916083805373418], [0.01916083805373418], [0.01916083805373418], [0.01916083805373418]], [[0.020745791118002888], [0.020745791118002888], [0.020745791118002888], [0.020745791118002888], [0.020745791118002888]], [[0.02255627427341057], [0.02255627427341057], [0.02255627427341057], [0.02255627427341057], [0.02255627427341057]], [[0.024699798148516316], [0.024699798148516316], [0.024699798148516316], [0.024699798148516316], [0.024699798148516316]], [[0.02701359962960121], [0.02701359962960121], [0.02701359962960121], [0.02701359962960121], [0.02701359962960121]], [[0.02980999998033408], [0.02980999998033408], [0.02980999998033408], [0.02980999998033408], [0.02980999998033408]], [[0.03271237472470525], [0.03271237472470525], [0.03271237472470525], [0.03271237472470525], [0.03271237472470525]], [[0.03599286802330959], [0.03599286802330959], [0.03599286802330959], [0.03599286802330959], [0.03599286802330959]], [[0.03930436018176899], [0.03930436018176899], [0.03930436018176899], [0.03930436018176899], [0.03930436018176899]], [[0.043143773128093074], [0.043143773128093074], [0.043143773128093074], [0.043143773128093074], [0.043143773128093074]], [[0.047071752301192704], [0.047071752301192704], [0.047071752301192704], [0.047071752301192704], [0.047071752301192704]], [[0.05105543811636914], [0.05105543811636914], [0.05105543811636914], [0.05105543811636914], [0.05105543811636914]], [[0.05543256781715758], [0.05543256781715758], [0.05543256781715758], [0.05543256781715758], [0.05543256781715758]], [[0.059861671843012755], [0.059861671843012755], [0.059861671843012755], [0.059861671843012755], [0.059861671843012755]], [[0.06465896638284269], [0.06465896638284269], [0.06465896638284269], [0.06465896638284269], [0.06465896638284269]], [[0.06947349787432537], [0.06947349787432537], [0.06947349787432537], [0.06947349787432537], [0.06947349787432537]], [[0.07433670006219298], [0.07433670006219298], [0.07433670006219298], [0.07433670006219298], [0.07433670006219298]], [[0.07952351391346642], [0.07952351391346642], [0.07952351391346642], [0.07952351391346642], [0.07952351391346642]], [[0.08460281637003797], [0.08460281637003797], [0.08460281637003797], [0.08460281637003797], [0.08460281637003797]], [[0.09002589594067498], [0.09002589594067498], [0.09002589594067498], [0.09002589594067498], [0.09002589594067498]], [[0.09524004874296303], [0.09524004874296303], [0.09524004874296303], [0.09524004874296303], [0.09524004874296303]], [[0.1004352723926172], [0.1004352723926172], [0.1004352723926172], [0.1004352723926172], [0.1004352723926172]], [[0.10576752903536406], [0.10576752903536406], [0.10576752903536406], [0.10576752903536406], [0.10576752903536406]], [[0.11121651296091324], [0.11121651296091324], [0.11121651296091324], [0.11121651296091324], [0.11121651296091324]], [[0.11669936708185145], [0.11669936708185145], [0.11669936708185145], [0.11669936708185145], [0.11669936708185145]], [[0.12221713332964171], [0.12221713332964171], [0.12221713332964171], [0.12221713332964171], [0.12221713332964171]], [[0.12758077058155814], [0.12758077058155814], [0.12758077058155814], [0.12758077058155814], [0.12758077058155814]], [[0.13315048049573736], [0.13315048049573736], [0.13315048049573736], [0.13315048049573736], [0.13315048049573736]], [[0.1384435904738727], [0.1384435904738727], [0.1384435904738727], [0.1384435904738727], [0.1384435904738727]], [[0.14392206159341217], [0.14392206159341217], [0.14392206159341217], [0.14392206159341217], [0.14392206159341217]], [[0.149361496123136], [0.149361496123136], [0.149361496123136], [0.149361496123136], [0.149361496123136]], [[0.15463914738549753], [0.15463914738549753], [0.15463914738549753], [0.15463914738549753], [0.15463914738549753]], [[0.15992364454165064], [0.15992364454165064], [0.15992364454165064], [0.15992364454165064], [0.15992364454165064]], [[0.16545382686659163], [0.16545382686659163], [0.16545382686659163], [0.16545382686659163], [0.16545382686659163]], [[0.1741778755947068], [0.1741778755947068], [0.1741778755947068], [0.1741778755947068], [0.1741778755947068]], [[0.18546543316891922], [0.18546543316891922], [0.18546543316891922], [0.18546543316891922], [0.18546543316891922]], [[0.19875891424674935], [0.19875891424674935], [0.19875891424674935], [0.19875891424674935], [0.19875891424674935]], [[0.21350073348571746], [0.21350073348571746], [0.21350073348571746], [0.21350073348571746], [0.21350073348571746]], [[0.2291333055433441], [0.2291333055433441], [0.2291333055433441], [0.2291333055433441], [0.2291333055433441]], [[0.24509904507714975], [0.24509904507714975], [0.24509904507714975], [0.24509904507714975], [0.24509904507714975]], [[0.26084036674465433], [0.26084036674465433], [0.26084036674465433], [0.26084036674465433], [0.26084036674465433]], [[0.2757996852033784], [0.2757996852033784], [0.2757996852033784], [0.2757996852033784], [0.2757996852033784]], [[0.34934456218403803], [0.34934456218403803], [0.34934456218403803], [0.34934456218403803], [0.34934456218403803]], [[0.4264786530407352], [0.4264786530407352], [0.4264786530407352], [0.4264786530407352], [0.4264786530407352]], [[0.5055279336057137], [0.5055279336057137], [0.5055279336057137], [0.5055279336057137], [0.5055279336057137]], [[0.5858555956421669], [0.5858555956421669], [0.5858555956421669], [0.5858555956421669], [0.5858555956421669]], [[0.6687178233726653], [0.6687178233726653], [0.6687178233726653], [0.6687178233726653], [0.6687178233726653]], [[0.7517796750332476], [0.7517796750332476], [0.7517796750332476], [0.7517796750332476], [0.7517796750332476]], [[0.8327623929362263], [0.8327623929362263], [0.8327623929362263], [0.8327623929362263], [0.8327623929362263]], [[0.9133409040545528], [0.9133409040545528], [0.9133409040545528], [0.9133409040545528], [0.9133409040545528]], [[0.9921176057849611], [0.9921176057849611], [0.9921176057849611], [0.9921176057849611], [0.9921176057849611]], [[1.0663517595035212], [1.0663517595035212], [1.0663517595035212], [1.0663517595035212], [1.0663517595035212]], [[1.1369370288434213], [1.1369370288434213], [1.1369370288434213], [1.1369370288434213], [1.1369370288434213]], [[1.2043606946982355], [1.2043606946982355], [1.2043606946982355], [1.2043606946982355], [1.2043606946982355]], [[1.26535579839093], [1.26535579839093], [1.26535579839093], [1.26535579839093], [1.26535579839093]], [[1.3190547866186935], [1.3190547866186935], [1.3190547866186935], [1.3190547866186935], [1.3190547866186935]], [[1.3693480196696983], [1.3693480196696983], [1.3693480196696983], [1.3693480196696983], [1.3693480196696983]], [[1.4119314820225217], [1.4119314820225217], [1.4119314820225217], [1.4119314820225217], [1.4119314820225217]], [[1.442897787473874], [1.442897787473874], [1.442897787473874], [1.442897787473874], [1.442897787473874]], [[1.4701777794408037], [1.4701777794408037], [1.4701777794408037], [1.4701777794408037], [1.4701777794408037]], [[1.491379218148052], [1.491379218148052], [1.491379218148052], [1.491379218148052], [1.491379218148052]], [[1.4999517647700398], [1.4999517647700398], [1.4999517647700398], [1.4999517647700398], [1.4999517647700398]], [[1.4914623565828489], [1.4914623565828489], [1.4914623565828489], [1.4914623565828489], [1.4914623565828489]], [[1.4702640734608707], [1.4702640734608707], [1.4702640734608707], [1.4702640734608707], [1.4702640734608707]], [[1.442987354204688], [1.442987354204688], [1.442987354204688], [1.442987354204688], [1.442987354204688]], [[1.41195961332271], [1.41195961332271], [1.41195961332271], [1.41195961332271], [1.41195961332271]], [[1.3693284163948722], [1.3693284163948722], [1.3693284163948722], [1.3693284163948722], [1.3693284163948722]], [[1.319026063087704], [1.319026063087704], [1.319026063087704], [1.319026063087704], [1.319026063087704]], [[1.265338789895935], [1.265338789895935], [1.265338789895935], [1.265338789895935], [1.265338789895935]], [[1.2043711470433582], [1.2043711470433582], [1.2043711470433582], [1.2043711470433582], [1.2043711470433582]], [[1.1369522398775629], [1.1369522398775629], [1.1369522398775629], [1.1369522398775629], [1.1369522398775629]], [[1.0663778769154513], [1.0663778769154513], [1.0663778769154513], [1.0663778769154513], [1.0663778769154513]], [[0.9921082434945426], [0.9921082434945426], [0.9921082434945426], [0.9921082434945426], [0.9921082434945426]], [[0.91332892318275], [0.91332892318275], [0.91332892318275], [0.91332892318275], [0.91332892318275]], [[0.8327582128965677], [0.8327582128965677], [0.8327582128965677], [0.8327582128965677], [0.8327582128965677]], [[0.751781037771421], [0.751781037771421], [0.751781037771421], [0.751781037771421], [0.751781037771421]], [[0.6687189802897573], [0.6687189802897573], [0.6687189802897573], [0.6687189802897573], [0.6687189802897573]], [[0.5858624413517783], [0.5858624413517783], [0.5858624413517783], [0.5858624413517783], [0.5858624413517783]], [[0.505473229822064], [0.505473229822064], [0.505473229822064], [0.505473229822064], [0.505473229822064]], [[0.4257471116267174], [0.4257471116267174], [0.4257471116267174], [0.4257471116267174], [0.4257471116267174]], [[0.34822102613410766], [0.34822102613410766], [0.34822102613410766], [0.34822102613410766], [0.34822102613410766]], [[0.27579906607205107], [0.27579906607205107], [0.27579906607205107], [0.27579906607205107], [0.27579906607205107]], [[0.20343214376016336], [0.20343214376016336], [0.20343214376016336], [0.20343214376016336], [0.20343214376016336]], [[0.1333599688440959], [0.1333599688440959], [0.1333599688440959], [0.1333599688440959], [0.1333599688440959]], [[0.07942668921424029], [0.07942668921424029], [0.07942668921424029], [0.07942668921424029], [0.07942668921424029]], [[0.04764130015102363], [0.04764130015102363], [0.04764130015102363], [0.04764130015102363], [0.04764130015102363]], [[0.021631772083824267], [0.021631772083824267], [0.021631772083824267], [0.021631772083824267], [0.021631772083824267]], [[0.004681007546743632], [0.004681007546743632], [0.004681007546743632], [0.004681007546743632], [0.004681007546743632]], [[0.001], [0.001], [0.001], [0.001], [0.001]], [[0.001], [0.001], [0.001], [0.001], [0.001]], [[0.001], [0.001], [0.001], [0.001], [0.001]], [[0.001], [0.001], [0.001], [0.001], [0.001]]], [[[0.001], [0.001], [0.001], [0.001], [0.001]], [[0.001], [0.001], [0.001], [0.001], [0.001]], [[0.001], [0.001], [0.001], [0.001], [0.001]], [[0.001], [0.001], [0.001], [0.001], [0.001]], [[0.001], [0.001], [0.001], [0.001], [0.001]], [[0.02407901500334877], [0.01715811942144363], [0.016582242160809727], [0.017497182725221466], [0.016655689542717247]], [[0.0682774465521879], [0.06211934786360057], [0.06160654103953621], [0.06240378671412039], [0.06167033324345246]], [[0.11929672217227386], [0.11325241407529084], [0.11274908299931571], [0.11353159700721815], [0.11281169643799643]], [[0.17633251812181291], [0.1704177364270166], [0.1699251914760848], [0.17069093660966797], [0.16998646314081955]], [[0.2388570758252854], [0.2330876411301648], [0.2326071997419356], [0.23335412782509093], [0.23266696574644652]], [[0.30673095737280126], [0.3011234331233424], [0.3006564745949648], [0.3013824412738332], [0.3007145633571761]], [[0.37885743584066167], [0.3734270617676981], [0.3729748551656558], [0.3736778874505884], [0.3730311088152475]], [[0.4543800221744004], [0.4491414823939376], [0.4487052505174366], [0.4493834473818259], [0.4487595169425795]], [[0.5328579325063708], [0.5278259862791395], [0.5274069581835256], [0.5280584088121947], [0.5274590844885503]], [[0.6129714242019219], [0.6081594652257796], [0.6077587562528882], [0.6083817266952032], [0.6078086036948197]], [[0.6942405649421955], [0.6896620405650432], [0.6892807705231878], [0.6898735198343513], [0.6893281997989236]], [[0.7756607718273616], [0.7713280976643004], [0.7709673004450519], [0.7715282212230364], [0.7710121829367296]], [[0.8562344828407344], [0.852159599959078], [0.8518202699401833], [0.85234781636491], [0.8518624819589193]], [[0.9354704846920097], [0.9316644877438001], [0.9313475488122046], [0.9318402843576383], [0.9313869754115105]], [[1.0120588565462005], [1.0085322502364613], [1.0082385771604978], [1.0086951420292507], [1.0082751095369025]], [[1.0855480134727118], [1.0823105078377995], [1.0820409092057401], [1.0824600462632075], [1.0820744467682397]], [[1.1550733996728473], [1.1521335120253708], [1.1518886970986513], [1.1522693034353724], [1.1519191515948064]], [[1.2196523358411133], [1.217018924707008], [1.2167996311804485], [1.2171405605256373], [1.2168269108963357]], [[1.2791902252929492], [1.2768691522204136], [1.2766758681812218], [1.2769763606385027], [1.2766999123027758]], [[1.3323313623843234], [1.3303302367509793], [1.3301635958788844], [1.330422667145764], [1.330184325654697]], [[1.3790640681065043], [1.37738821187262], [1.377248657351599], [1.3774656186575607], [1.3772660176714016]], [[1.4189049405087508], [1.4175562131839214], [1.4174438997629661], [1.4176185062069275], [1.4174578709896135]], [[1.4507300537488002], [1.4497177317385672], [1.449633432036913], [1.4497644885510033], [1.449643918604877]], [[1.475793710321659], [1.4751073843871907], [1.475050231036225], [1.475139061924157], [1.4750573386808592]], [[1.4917341786166016], [1.4914611291448026], [1. | 4D array with the drag coefficients of the airfoils. Dimension 0 is along the different airfoils defined in the yaml, dimension 1 is along the angles of attack, dimension 2 is along the Reynolds number, dimension 3 is along the number of tabs, which may describe multiple sets at the same station, for example in presence of a flap.
airfoils.cm | output |  | [[[[0.0], [0.0], [0.0], [0.0], [0.0]], [[0.0], [0.0], [0.0], [0.0], [0.0]], [[0.0], [0.0], [0.0], [0.0], [0.0]], [[0.0], [0.0], [0.0], [0.0], [0.0]], [[0.0], [0.0], [0.0], [0.0], [0.0]], [[0.0], [0.0], [0.0], [0.0], [0.0]], [[0.0], [0.0], [0.0], [0.0], [0.0]], [[0.0], [0.0], [0.0], [0.0], [0.0]], [[0.0], [0.0], [0.0], [0.0], [0.0]], [[0.0], [0.0], [0.0], [0.0], [0.0]], [[0.0], [0.0], [0.0], [0.0], [0.0]], [[0.0], [0.0], [0.0], [0.0], [0.0]], [[0.0], [0.0], [0.0], [0.0], [0.0]], [[0.0], [0.0], [0.0], [0.0], [0.0]], [[0.0], [0.0], [0.0], [0.0], [0.0]], [[0.0], [0.0], [0.0], [0.0], [0.0]], [[0.0], [0.0], [0.0], [0.0], [0.0]], [[0.0], [0.0], [0.0], [0.0], [0.0]], [[0.0], [0.0], [0.0], [0.0], [0.0]], [[0.0], [0.0], [0.0], [0.0], [0.0]], [[0.0], [0.0], [0.0], [0.0], [0.0]], [[0.0], [0.0], [0.0], [0.0], [0.0]], [[0.0], [0.0], [0.0], [0.0], [0.0]], [[0.0], [0.0], [0.0], [0.0], [0.0]], [[0.0], [0.0], [0.0], [0.0], [0.0]], [[0.0], [0.0], [0.0], [0.0], [0.0]], [[0.0], [0.0], [0.0], [0.0], [0.0]], [[0.0], [0.0], [0.0], [0.0], [0.0]], [[0.0], [0.0], [0.0], [0.0], [0.0]], [[0.0], [0.0], [0.0], [0.0], [0.0]], [[0.0], [0.0], [0.0], [0.0], [0.0]], [[0.0], [0.0], [0.0], [0.0], [0.0]], [[0.0], [0.0], [0.0], [0.0], [0.0]], [[0.0], [0.0], [0.0], [0.0], [0.0]], [[0.0], [0.0], [0.0], [0.0], [0.0]], [[0.0], [0.0], [0.0], [0.0], [0.0]], [[0.0], [0.0], [0.0], [0.0], [0.0]], [[0.0], [0.0], [0.0], [0.0], [0.0]], [[0.0], [0.0], [0.0], [0.0], [0.0]], [[0.0], [0.0], [0.0], [0.0], [0.0]], [[0.0], [0.0], [0.0], [0.0], [0.0]], [[0.0], [0.0], [0.0], [0.0], [0.0]], [[0.0], [0.0], [0.0], [0.0], [0.0]], [[0.0], [0.0], [0.0], [0.0], [0.0]], [[0.0], [0.0], [0.0], [0.0], [0.0]], [[0.0], [0.0], [0.0], [0.0], [0.0]], [[0.0], [0.0], [0.0], [0.0], [0.0]], [[0.0], [0.0], [0.0], [0.0], [0.0]], [[0.0], [0.0], [0.0], [0.0], [0.0]], [[0.0], [0.0], [0.0], [0.0], [0.0]], [[0.0], [0.0], [0.0], [0.0], [0.0]], [[0.0], [0.0], [0.0], [0.0], [0.0]], [[0.0], [0.0], [0.0], [0.0], [0.0]], [[0.0], [0.0], [0.0], [0.0], [0.0]], [[0.0], [0.0], [0.0], [0.0], [0.0]], [[0.0], [0.0], [0.0], [0.0], [0.0]], [[0.0], [0.0], [0.0], [0.0], [0.0]], [[0.0], [0.0], [0.0], [0.0], [0.0]], [[0.0], [0.0], [0.0], [0.0], [0.0]], [[0.0], [0.0], [0.0], [0.0], [0.0]], [[0.0], [0.0], [0.0], [0.0], [0.0]], [[0.0], [0.0], [0.0], [0.0], [0.0]], [[0.0], [0.0], [0.0], [0.0], [0.0]], [[0.0], [0.0], [0.0], [0.0], [0.0]], [[0.0], [0.0], [0.0], [0.0], [0.0]], [[0.0], [0.0], [0.0], [0.0], [0.0]], [[0.0], [0.0], [0.0], [0.0], [0.0]], [[0.0], [0.0], [0.0], [0.0], [0.0]], [[0.0], [0.0], [0.0], [0.0], [0.0]], [[0.0], [0.0], [0.0], [0.0], [0.0]], [[0.0], [0.0], [0.0], [0.0], [0.0]], [[0.0], [0.0], [0.0], [0.0], [0.0]], [[0.0], [0.0], [0.0], [0.0], [0.0]], [[0.0], [0.0], [0.0], [0.0], [0.0]], [[0.0], [0.0], [0.0], [0.0], [0.0]], [[0.0], [0.0], [0.0], [0.0], [0.0]], [[0.0], [0.0], [0.0], [0.0], [0.0]], [[0.0], [0.0], [0.0], [0.0], [0.0]], [[0.0], [0.0], [0.0], [0.0], [0.0]], [[0.0], [0.0], [0.0], [0.0], [0.0]], [[0.0], [0.0], [0.0], [0.0], [0.0]], [[0.0], [0.0], [0.0], [0.0], [0.0]], [[0.0], [0.0], [0.0], [0.0], [0.0]], [[0.0], [0.0], [0.0], [0.0], [0.0]], [[0.0], [0.0], [0.0], [0.0], [0.0]], [[0.0], [0.0], [0.0], [0.0], [0.0]], [[0.0], [0.0], [0.0], [0.0], [0.0]], [[0.0], [0.0], [0.0], [0.0], [0.0]], [[0.0], [0.0], [0.0], [0.0], [0.0]], [[0.0], [0.0], [0.0], [0.0], [0.0]], [[0.0], [0.0], [0.0], [0.0], [0.0]], [[0.0], [0.0], [0.0], [0.0], [0.0]], [[0.0], [0.0], [0.0], [0.0], [0.0]], [[0.0], [0.0], [0.0], [0.0], [0.0]], [[0.0], [0.0], [0.0], [0.0], [0.0]], [[0.0], [0.0], [0.0], [0.0], [0.0]], [[0.0], [0.0], [0.0], [0.0], [0.0]], [[0.0], [0.0], [0.0], [0.0], [0.0]], [[0.0], [0.0], [0.0], [0.0], [0.0]], [[0.0], [0.0], [0.0], [0.0], [0.0]], [[0.0], [0.0], [0.0], [0.0], [0.0]], [[0.0], [0.0], [0.0], [0.0], [0.0]], [[0.0], [0.0], [0.0], [0.0], [0.0]], [[0.0], [0.0], [0.0], [0.0], [0.0]], [[0.0], [0.0], [0.0], [0.0], [0.0]], [[0.0], [0.0], [0.0], [0.0], [0.0]], [[0.0], [0.0], [0.0], [0.0], [0.0]], [[0.0], [0.0], [0.0], [0.0], [0.0]], [[0.0], [0.0], [0.0], [0.0], [0.0]], [[0.0], [0.0], [0.0], [0.0], [0.0]], [[0.0], [0.0], [0.0], [0.0], [0.0]], [[0.0], [0.0], [0.0], [0.0], [0.0]], [[0.0], [0.0], [0.0], [0.0], [0.0]], [[0.0], [0.0], [0.0], [0.0], [0.0]], [[0.0], [0.0], [0.0], [0.0], [0.0]], [[0.0], [0.0], [0.0], [0.0], [0.0]], [[0.0], [0.0], [0.0], [0.0], [0.0]], [[0.0], [0.0], [0.0], [0.0], [0.0]], [[0.0], [0.0], [0.0], [0.0], [0.0]], [[0.0], [0.0], [0.0], [0.0], [0.0]], [[0.0], [0.0], [0.0], [0.0], [0.0]], [[0.0], [0.0], [0.0], [0.0], [0.0]], [[0.0], [0.0], [0.0], [0.0], [0.0]], [[0.0], [0.0], [0.0], [0.0], [0.0]], [[0.0], [0.0], [0.0], [0.0], [0.0]], [[0.0], [0.0], [0.0], [0.0], [0.0]], [[0.0], [0.0], [0.0], [0.0], [0.0]], [[0.0], [0.0], [0.0], [0.0], [0.0]], [[0.0], [0.0], [0.0], [0.0], [0.0]], [[0.0], [0.0], [0.0], [0.0], [0.0]], [[0.0], [0.0], [0.0], [0.0], [0.0]], [[0.0], [0.0], [0.0], [0.0], [0.0]], [[0.0], [0.0], [0.0], [0.0], [0.0]], [[0.0], [0.0], [0.0], [0.0], [0.0]], [[0.0], [0.0], [0.0], [0.0], [0.0]], [[0.0], [0.0], [0.0], [0.0], [0.0]], [[0.0], [0.0], [0.0], [0.0], [0.0]], [[0.0], [0.0], [0.0], [0.0], [0.0]], [[0.0], [0.0], [0.0], [0.0], [0.0]], [[0.0], [0.0], [0.0], [0.0], [0.0]], [[0.0], [0.0], [0.0], [0.0], [0.0]], [[0.0], [0.0], [0.0], [0.0], [0.0]], [[0.0], [0.0], [0.0], [0.0], [0.0]], [[0.0], [0.0], [0.0], [0.0], [0.0]], [[0.0], [0.0], [0.0], [0.0], [0.0]], [[0.0], [0.0], [0.0], [0.0], [0.0]], [[0.0], [0.0], [0.0], [0.0], [0.0]], [[0.0], [0.0], [0.0], [0.0], [0.0]], [[0.0], [0.0], [0.0], [0.0], [0.0]], [[0.0], [0.0], [0.0], [0.0], [0.0]], [[0.0], [0.0], [0.0], [0.0], [0.0]], [[0.0], [0.0], [0.0], [0.0], [0.0]], [[0.0], [0.0], [0.0], [0.0], [0.0]], [[0.0], [0.0], [0.0], [0.0], [0.0]], [[0.0], [0.0], [0.0], [0.0], [0.0]], [[0.0], [0.0], [0.0], [0.0], [0.0]], [[0.0], [0.0], [0.0], [0.0], [0.0]], [[0.0], [0.0], [0.0], [0.0], [0.0]], [[0.0], [0.0], [0.0], [0.0], [0.0]], [[0.0], [0.0], [0.0], [0.0], [0.0]], [[0.0], [0.0], [0.0], [0.0], [0.0]], [[0.0], [0.0], [0.0], [0.0], [0.0]], [[0.0], [0.0], [0.0], [0.0], [0.0]], [[0.0], [0.0], [0.0], [0.0], [0.0]], [[0.0], [0.0], [0.0], [0.0], [0.0]], [[0.0], [0.0], [0.0], [0.0], [0.0]], [[0.0], [0.0], [0.0], [0.0], [0.0]], [[0.0], [0.0], [0.0], [0.0], [0.0]], [[0.0], [0.0], [0.0], [0.0], [0.0]], [[0.0], [0.0], [0.0], [0.0], [0.0]], [[0.0], [0.0], [0.0], [0.0], [0.0]], [[0.0], [0.0], [0.0], [0.0], [0.0]], [[0.0], [0.0], [0.0], [0.0], [0.0]], [[0.0], [0.0], [0.0], [0.0], [0.0]], [[0.0], [0.0], [0.0], [0.0], [0.0]], [[0.0], [0.0], [0.0], [0.0], [0.0]], [[0.0], [0.0], [0.0], [0.0], [0.0]], [[0.0], [0.0], [0.0], [0.0], [0.0]], [[0.0], [0.0], [0.0], [0.0], [0.0]], [[0.0], [0.0], [0.0], [0.0], [0.0]], [[0.0], [0.0], [0.0], [0.0], [0.0]], [[0.0], [0.0], [0.0], [0.0], [0.0]], [[0.0], [0.0], [0.0], [0.0], [0.0]], [[0.0], [0.0], [0.0], [0.0], [0.0]], [[0.0], [0.0], [0.0], [0.0], [0.0]], [[0.0], [0.0], [0.0], [0.0], [0.0]], [[0.0], [0.0], [0.0], [0.0], [0.0]], [[0.0], [0.0], [0.0], [0.0], [0.0]], [[0.0], [0.0], [0.0], [0.0], [0.0]], [[0.0], [0.0], [0.0], [0.0], [0.0]], [[0.0], [0.0], [0.0], [0.0], [0.0]], [[0.0], [0.0], [0.0], [0.0], [0.0]], [[0.0], [0.0], [0.0], [0.0], [0.0]], [[0.0], [0.0], [0.0], [0.0], [0.0]], [[0.0], [0.0], [0.0], [0.0], [0.0]], [[0.0], [0.0], [0.0], [0.0], [0.0]], [[0.0], [0.0], [0.0], [0.0], [0.0]], [[0.0], [0.0], [0.0], [0.0], [0.0]], [[0.0], [0.0], [0.0], [0.0], [0.0]], [[0.0], [0.0], [0.0], [0.0], [0.0]]], [[[0.0], [0.0], [0.0], [0.0], [0.0]], [[0.14318671208563183], [0.14318671208563183], [0.14318671208563183], [0.14318671208563183], [0.14318671208563183]], [[0.26708181408447723], [0.26708181408447723], [0.26708181408447723], [0.26708181408447723], [0.26708181408447723]], [[0.3644758101554954], [0.3644758101554954], [0.3644758101554954], [0.3644758101554954], [0.3644758101554954]], [[0.4370413016684447], [0.4370413016684447], [0.4370413016684447], [0.4370413016684447], [0.4370413016684447]], [[0.5023469118578782], [0.5023469118578782], [0.5023469118578782], [0.5023469118578782], [0.5023469118578782]], [[0.5465052831894198], [0.5465052831894198], [0.5465052831894198], [0.5465052831894198], [0.5465052831894198]], [[0.5557884128276899], [0.5557884128276899], [0.5557884128276899], [0.5557884128276899], [0.5557884128276899]], [[0.5512655002323223], [0.5512655002323223], [0.5512655002323223], [0.5512655002323223], [0.5512655002323223]], [[0.5432539980881506], [0.5432539980881506], [0.5432539980881506], [0.5432539980881506], [0.5432539980881506]], [[0.5339113337961614], [0.5339113337961614], [0.5339113337961614], [0.5339113337961614], [0.5339113337961614]], [[0.5192358665718637], [0.5192358665718637], [0.5192358665718637], [0.5192358665718637], [0.5192358665718637]], [[0.4998724395305945], [0.4998724395305945], [0.4998724395305945], [0.4998724395305945], [0.4998724395305945]], [[0.4849430724443829], [0.4849430724443829], [0.4849430724443829], [0.4849430724443829], [0.4849430724443829]], [[0.4796897614749731], [0.4796897614749731], [0.4796897614749731], [0.4796897614749731], [0.4796897614749731]], [[0.47624765328248175], [0.47624765328248175], [0.47624765328248175], [0.47624765328248175], [0.47624765328248175]], [[0.47415803422754127], [0.47415803422754127], [0.47415803422754127], [0.47415803422754127], [0.47415803422754127]], [[0.47387509727435134], [0.47387509727435134], [0.47387509727435134], [0.47387509727435134], [0.47387509727435134]], [[0.4757511829381449], [0.4757511829381449], [0.4757511829381449], [0.4757511829381449], [0.4757511829381449]], [[0.4787878163980686], [0.4787878163980686], [0.4787878163980686], [0.4787878163980686], [0.4787878163980686]], [[0.48173182478790144], [0.48173182478790144], [0.48173182478790144], [0.48173182478790144], [0.48173182478790144]], [[0.48476646142042334], [0.48476646142042334], [0.48476646142042334], [0.48476646142042334], [0.48476646142042334]], [[0.48800816796821433], [0.48800816796821433], [0.48800816796821433], [0.48800816796821433], [0.48800816796821433]], [[0.49003672615791394], [0.49003672615791394], [0.49003672615791394], [0.49003672615791394], [0.49003672615791394]], [[0.49015270196464106], [0.49015270196464106], [0.49015270196464106], [0.49015270196464106], [0.49015270196464106]], [[0.4899258541668021], [0.4899258541668021], [0.4899258541668021], [0.4899258541668021], [0.4899258541668021]], [[0.4895249912513903], [0.4895249912513903], [0.4895249912513903], [0.4895249912513903], [0.4895249912513903]], [[0.48877485733759446], [0.48877485733759446], [0.48877485733759446], [0.48877485733759446], [0.48877485733759446]], [[0.4854029774510918], [0.4854029774510918], [0.4854029774510918], [0.4854029774510918], [0.4854029774510918]], [[0.47962881987892453], [0.47962881987892453], [0.47962881987892453], [0.47962881987892453], [0.47962881987892453]], [[0.47257805043394585], [0.47257805043394585], [0.47257805043394585], [0.47257805043394585], [0.47257805043394585]], [[0.4622431403730289], [0.4622431403730289], [0.4622431403730289], [0.4622431403730289], [0.4622431403730289]], [[0.44774926263990095], [0.44774926263990095], [0.44774926263990095], [0.44774926263990095], [0.44774926263990095]], [[0.4318425603274481], [0.4318425603274481], [0.4318425603274481], [0.4318425603274481], [0.4318425603274481]], [[0.4163155970982772], [0.4163155970982772], [0.4163155970982772], [0.4163155970982772], [0.4163155970982772]], [[0.39976544924879137], [0.39976544924879137], [0.39976544924879137], [0.39976544924879137], [0.39976544924879137]], [[0.38256697022227304], [0.38256697022227304], [0.38256697022227304], [0.38256697022227304], [0.38256697022227304]], [[0.3652394993036284], [0.3652394993036284], [0.3652394993036284], [0.3652394993036284], [0.3652394993036284]], [[0.3475007762984296], [0.3475007762984296], [0.3475007762984296], [0.3475007762984296], [0.3475007762984296]], [[0.32950098044554416], [0.32950098044554416], [0.32950098044554416], [0.32950098044554416], [0.32950098044554416]], [[0.3116184096058172], [0.3116184096058172], [0.3116184096058172], [0.3116184096058172], [0.3116184096058172]], [[0.2939437460870187], [0.2939437460870187], [0.2939437460870187], [0.2939437460870187], [0.2939437460870187]], [[0.2763391020038031], [0.2763391020038031], [0.2763391020038031], [0.2763391020038031], [0.2763391020038031]], [[0.258845185910355], [0.258845185910355], [0.258845185910355], [0.258845185910355], [0.258845185910355]], [[0.2416257822169313], [0.2416257822169313], [0.2416257822169313], [0.2416257822169313], [0.2416257822169313]], [[0.22478402194301794], [0.22478402194301794], [0.22478402194301794], [0.22478402194301794], [0.22478402194301794]], [[0.20767806151435536], [0.20767806151435536], [0.20767806151435536], [0.20767806151435536], [0.20767806151435536]], [[0.18982942043633194], [0.18982942043633194], [0.18982942043633194], [0.18982942043633194], [0.18982942043633194]], [[0.1725735443652252], [0.1725735443652252], [0.1725735443652252], [0.1725735443652252], [0.1725735443652252]], [[0.15392167433931803], [0.15392167433931803], [0.15392167433931803], [0.15392167433931803], [0.15392167433931803]], [[0.13087985652601838], [0.13087985652601838], [0.13087985652601838], [0.13087985652601838], [0.13087985652601838]], [[0.12593225028294827], [0.12593225028294827], [0.12593225028294827], [0.12593225028294827], [0.12593225028294827]], [[0.121554061987205], [0.121554061987205], [0.121554061987205], [0.121554061987205], [0.121554061987205]], [[0.11754274556699314], [0.11754274556699314], [0.11754274556699314], [0.11754274556699314], [0.11754274556699314]], [[0.11369575495051704], [0.11369575495051704], [0.11369575495051704], [0.11369575495051704], [0.11369575495051704]], [[0.10981054406598117], [0.10981054406598117], [0.10981054406598117], [0.10981054406598117], [0.10981054406598117]], [[0.10568456684159003], [0.10568456684159003], [0.10568456684159003], [0.10568456684159003], [0.10568456684159003]], [[0.10111527720554798], [0.10111527720554798], [0.10111527720554798], [0.10111527720554798], [0.10111527720554798]], [[0.09590012908605952], [0.09590012908605952], [0.09590012908605952], [0.09590012908605952], [0.09590012908605952]], [[0.08983657641132912], [0.08983657641132912], [0.08983657641132912], [0.08983657641132912], [0.08983657641132912]], [[0.08272207310956117], [0.08272207310956117], [0.08272207310956117], [0.08272207310956117], [0.08272207310956117]], [[0.07435407310896011], [0.07435407310896011], [0.07435407310896011], [0.07435407310896011], [0.07435407310896011]], [[0.06453003033773051], [0.06453003033773051], [0.06453003033773051], [0.06453003033773051], [0.06453003033773051]], [[0.05304739872407667], [0.05304739872407667], [0.05304739872407667], [0.05304739872407667], [0.05304739872407667]], [[0.0397036321962031], [0.0397036321962031], [0.0397036321962031], [0.0397036321962031], [0.0397036321962031]], [[0.02429618468231426], [0.02429618468231426], [0.02429618468231426], [0.02429618468231426], [0.02429618468231426]], [[0.006622510110614543], [0.006622510110614543], [0.006622510110614543], [0.006622510110614543], [0.006622510110614543]], [[-0.047657309864850166], [-0.047657309864850166], [-0.047657309864850166], [-0.047657309864850166], [-0.047657309864850166]], [[-0.07616219188105676], [-0.07616219188105676], [-0.07616219188105676], [-0.07616219188105676], [-0.07616219188105676]], [[-0.07824969727103982], [-0.07824969727103982], [-0.07824969727103982], [-0.07824969727103982], [-0.07824969727103982]], [[-0.08020906246135709], [-0.08020906246135709], [-0.08020906246135709], [-0.08020906246135709], [-0.08020906246135709]], [[-0.08222743827915413], [-0.08222743827915413], [-0.08222743827915413], [-0.08222743827915413], [-0.08222743827915413]], [[-0.08389267741502413], [-0.08389267741502413], [-0.08389267741502413], [-0.08389267741502413], [-0.08389267741502413]], [[-0.08580100603821873], [-0.08580100603821873], [-0.08580100603821873], [-0.08580100603821873], [-0.08580100603821873]], [[-0.08760266551919389], [-0.08760266551919389], [-0.08760266551919389], [-0.08760266551919389], [-0.08760266551919389]], [[-0.08877500894061464], [-0.08877500894061464], [-0.08877500894061464], [-0.08877500894061464], [-0.08877500894061464]], [[-0.09001823407742554], [-0.09001823407742554], [-0.09001823407742554], [-0.09001823407742554], [-0.09001823407742554]], [[-0.09118475937610829], [-0.09118475937610829], [-0.09118475937610829], [-0.09118475937610829], [-0.09118475937610829]], [[-0.09205757332372505], [-0.09205757332372505], [-0.09205757332372505], [-0.09205757332372505], [-0.09205757332372505]], [[-0.09294966538170592], [-0.09294966538170592], [-0.09294966538170592], [-0.09294966538170592], [-0.09294966538170592]], [[-0.0941942075653685], [-0.0941942075653685], [-0.0941942075653685], [-0.0941942075653685], [-0.0941942075653685]], [[-0.09515924661444067], [-0.09515924661444067], [-0.09515924661444067], [-0.09515924661444067], [-0.09515924661444067]], [[-0.0964782260158699], [-0.0964782260158699], [-0.0964782260158699], [-0.0964782260158699], [-0.0964782260158699]], [[-0.09720374821146117], [-0.09720374821146117], [-0.09720374821146117], [-0.09720374821146117], [-0.09720374821146117]], [[-0.09766669200519931], [-0.09766669200519931], [-0.09766669200519931], [-0.09766669200519931], [-0.09766669200519931]], [[-0.09815259663404649], [-0.09815259663404649], [-0.09815259663404649], [-0.09815259663404649], [-0.09815259663404649]], [[-0.09831055843650086], [-0.09831055843650086], [-0.09831055843650086], [-0.09831055843650086], [-0.09831055843650086]], [[-0.09785636813291906], [-0.09785636813291906], [-0.09785636813291906], [-0.09785636813291906], [-0.09785636813291906]], [[-0.09750243425686014], [-0.09750243425686014], [-0.09750243425686014], [-0.09750243425686014], [-0.09750243425686014]], [[-0.09738328326149208], [-0.09738328326149208], [-0.09738328326149208], [-0.09738328326149208], [-0.09738328326149208]], [[-0.09582432017447276], [-0.09582432017447276], [-0.09582432017447276], [-0.09582432017447276], [-0.09582432017447276]], [[-0.09377033236336586], [-0.09377033236336586], [-0.09377033236336586], [-0.09377033236336586], [-0.09377033236336586]], [[-0.09020000806092507], [-0.09020000806092507], [-0.09020000806092507], [-0.09020000806092507], [-0.09020000806092507]], [[-0.085537908372364], [-0.085537908372364], [-0.085537908372364], [-0.085537908372364], [-0.085537908372364]], [[-0.0670806963815515], [-0.0670806963815515], [-0.0670806963815515], [-0.0670806963815515], [-0.0670806963815515]], [[-0.04512191075019657], [-0.04512191075019657], [-0.04512191075019657], [-0.04512191075019657], [-0.04512191075019657]], [[-0.02256284930161195], [-0.02256284930161195], [-0.02256284930161195], [-0.02256284930161195], [-0.02256284930161195]], [[-0.002484843931083348], [-0.002484843931083348], [-0.002484843931083348], [-0.002484843931083348], [-0.002484843931083348]], [[0.013696948801481663], [0.013696948801481663], [0.013696948801481663], [0.013696948801481663], [0.013696948801481663]], [[0.009904795043862925], [0.009904795043862925], [0.009904795043862925], [0.009904795043862925], [0.009904795043862925]], [[0.006262732753378105], [0.006262732753378105], [0.006262732753378105], [0.006262732753378105], [0.006262732753378105]], [[0.0030831503901533686], [0.0030831503901533686], [0.0030831503901533686], [0.0030831503901533686], [0.0030831503901533686]], [[-0.0003807107488133314], [-0.0003807107488133314], [-0.0003807107488133314], [-0.0003807107488133314], [-0.0003807107488133314]], [[-0.0034270295513350803], [-0.0034270295513350803], [-0.0034270295513350803], [-0.0034270295513350803], [-0.0034270295513350803]], [[-0.006627084844481648], [-0.006627084844481648], [-0.006627084844481648], [-0.006627084844481648], [-0.006627084844481648]], [[-0.009490318927970117], [-0.009490318927970117], [-0.009490318927970117], [-0.009490318927970117], [-0.009490318927970117]], [[-0.012596143578320184], [-0.012596143578320184], [-0.012596143578320184], [-0.012596143578320184], [-0.012596143578320184]], [[-0.015230222392802214], [-0.015230222392802214], [-0.015230222392802214], [-0.015230222392802214], [-0.015230222392802214]], [[-0.018334680440297322], [-0.018334680440297322], [-0.018334680440297322], [-0.018334680440297322], [-0.018334680440297322]], [[-0.020787971630260544], [-0.020787971630260544], [-0.020787971630260544], [-0.020787971630260544], [-0.020787971630260544]], [[-0.02323932288547089], [-0.02323932288547089], [-0.02323932288547089], [-0.02323932288547089], [-0.02323932288547089]], [[-0.02519547381543823], [-0.02519547381543823], [-0.02519547381543823], [-0.02519547381543823], [-0.02519547381543823]], [[-0.02749034085214073], [-0.02749034085214073], [-0.02749034085214073], [-0.02749034085214073], [-0.02749034085214073]], [[-0.028974147465247027], [-0.028974147465247027], [-0.028974147465247027], [-0.028974147465247027], [-0.028974147465247027]], [[-0.030809012502507723], [-0.030809012502507723], [-0.030809012502507723], [-0.030809012502507723], [-0.030809012502507723]], [[-0.0320911424574884], [-0.0320911424574884], [-0.0320911424574884], [-0.0320911424574884], [-0.0320911424574884]], [[-0.033898313136804054], [-0.033898313136804054], [-0.033898313136804054], [-0.033898313136804054], [-0.033898313136804054]], [[-0.035017184721781176], [-0.035017184721781176], [-0.035017184721781176], [-0.035017184721781176], [-0.035017184721781176]], [[-0.03629545557215249], [-0.03629545557215249], [-0.03629545557215249], [-0.03629545557215249], [-0.03629545557215249]], [[-0.03767403029045624], [-0.03767403029045624], [-0.03767403029045624], [-0.03767403029045624], [-0.03767403029045624]], [[-0.03859580144777352], [-0.03859580144777352], [-0.03859580144777352], [-0.03859580144777352], [-0.03859580144777352]], [[-0.03994563859821561], [-0.03994563859821561], [-0.03994563859821561], [-0.03994563859821561], [-0.03994563859821561]], [[-0.04075888903309146], [-0.04075888903309146], [-0.04075888903309146], [-0.04075888903309146], [-0.04075888903309146]], [[-0.041839388437912975], [-0.041839388437912975], [-0.041839388437912975], [-0.041839388437912975], [-0.041839388437912975]], [[-0.0431291358161501], [-0.0431291358161501], [-0.0431291358161501], [-0.0431291358161501], [-0.0431291358161501]], [[-0.0440324525269443], [-0.0440324525269443], [-0.0440324525269443], [-0.0440324525269443], [-0.0440324525269443]], [[-0.045509682214197454], [-0.045509682214197454], [-0.045509682214197454], [-0.045509682214197454], [-0.045509682214197454]], [[-0.04665316707201814], [-0.04665316707201814], [-0.04665316707201814], [-0.04665316707201814], [-0.04665316707201814]], [[-0.04819924537119817], [-0.04819924537119817], [-0.04819924537119817], [-0.04819924537119817], [-0.04819924537119817]], [[-0.05000136728570821], [-0.05000136728570821], [-0.05000136728570821], [-0.05000136728570821], [-0.05000136728570821]], [[-0.05165940748891116], [-0.05165940748891116], [-0.05165940748891116], [-0.05165940748891116], [-0.05165940748891116]], [[-0.053383186709279676], [-0.053383186709279676], [-0.053383186709279676], [-0.053383186709279676], [-0.053383186709279676]], [[-0.05533033137064121], [-0.05533033137064121], [-0.05533033137064121], [-0.05533033137064121], [-0.05533033137064121]], [[-0.05720518198913644], [-0.05720518198913644], [-0.05720518198913644], [-0.05720518198913644], [-0.05720518198913644]], [[-0.059443935593067716], [-0.059443935593067716], [-0.059443935593067716], [-0.059443935593067716], [-0.059443935593067716]], [[-0.061658373415186936], [-0.061658373415186936], [-0.061658373415186936], [-0.061658373415186936], [-0.061658373415186936]], [[-0.0641058763195174], [-0.0641058763195174], [-0.0641058763195174], [-0.0641058763195174], [-0.0641058763195174]], [[-0.06665454830674854], [-0.06665454830674854], [-0.06665454830674854], [-0.06665454830674854], [-0.06665454830674854]], [[-0.06926196962797006], [-0.06926196962797006], [-0.06926196962797006], [-0.06926196962797006], [-0.06926196962797006]], [[-0.07219696890698878], [-0.07219696890698878], [-0.07219696890698878], [-0.07219696890698878], [-0.07219696890698878]], [[-0.07525024004465616], [-0.07525024004465616], [-0.07525024004465616], [-0.07525024004465616], [-0.07525024004465616]], [[-0.07867236064279011], [-0.07867236064279011], [-0.07867236064279011], [-0.07867236064279011], [-0.07867236064279011]], [[-0.08424452538984072], [-0.08424452538984072], [-0.08424452538984072], [-0.08424452538984072], [-0.08424452538984072]], [[-0.09151107642464704], [-0.09151107642464704], [-0.09151107642464704], [-0.09151107642464704], [-0.09151107642464704]], [[-0.09997285973492115], [-0.09997285973492115], [-0.09997285973492115], [-0.09997285973492115], [-0.09997285973492115]], [[-0.10913072130837506], [-0.10913072130837506], [-0.10913072130837506], [-0.10913072130837506], [-0.10913072130837506]], [[-0.11848550713272084], [-0.11848550713272084], [-0.11848550713272084], [-0.11848550713272084], [-0.11848550713272084]], [[-0.12753806319567068], [-0.12753806319567068], [-0.12753806319567068], [-0.12753806319567068], [-0.12753806319567068]], [[-0.13578923548493627], [-0.13578923548493627], [-0.13578923548493627], [-0.13578923548493627], [-0.13578923548493627]], [[-0.14273986998822977], [-0.14273986998822977], [-0.14273986998822977], [-0.14273986998822977], [-0.14273986998822977]], [[-0.17049193896629436], [-0.17049193896629436], [-0.17049193896629436], [-0.17049193896629436], [-0.17049193896629436]], [[-0.19409472598056093], [-0.19409472598056093], [-0.19409472598056093], [-0.19409472598056093], [-0.19409472598056093]], [[-0.21515502838116493], [-0.21515502838116493], [-0.21515502838116493], [-0.21515502838116493], [-0.21515502838116493]], [[-0.23474586198095107], [-0.23474586198095107], [-0.23474586198095107], [-0.23474586198095107], [-0.23474586198095107]], [[-0.25243481386093924], [-0.25243481386093924], [-0.25243481386093924], [-0.25243481386093924], [-0.25243481386093924]], [[-0.26904332138104253], [-0.26904332138104253], [-0.26904332138104253], [-0.26904332138104253], [-0.26904332138104253]], [[-0.28543648818618905], [-0.28543648818618905], [-0.28543648818618905], [-0.28543648818618905], [-0.28543648818618905]], [[-0.3013620310391704], [-0.3013620310391704], [-0.3013620310391704], [-0.3013620310391704], [-0.3013620310391704]], [[-0.3168516268762478], [-0.3168516268762478], [-0.3168516268762478], [-0.3168516268762478], [-0.3168516268762478]], [[-0.3321977645963266], [-0.3321977645963266], [-0.3321977645963266], [-0.3321977645963266], [-0.3321977645963266]], [[-0.3475073109146653], [-0.3475073109146653], [-0.3475073109146653], [-0.3475073109146653], [-0.3475073109146653]], [[-0.36265384618500385], [-0.36265384618500385], [-0.36265384618500385], [-0.36265384618500385], [-0.36265384618500385]], [[-0.37757709734446715], [-0.37757709734446715], [-0.37757709734446715], [-0.37757709734446715], [-0.37757709734446715]], [[-0.39228737725601426], [-0.39228737725601426], [-0.39228737725601426], [-0.39228737725601426], [-0.39228737725601426]], [[-0.40686592045923486], [-0.40686592045923486], [-0.40686592045923486], [-0.40686592045923486], [-0.40686592045923486]], [[-0.4210747439893703], [-0.4210747439893703], [-0.4210747439893703], [-0.4210747439893703], [-0.4210747439893703]], [[-0.4348226219993009], [-0.4348226219993009], [-0.4348226219993009], [-0.4348226219993009], [-0.4348226219993009]], [[-0.4492967200334043], [-0.4492967200334043], [-0.4492967200334043], [-0.4492967200334043], [-0.4492967200334043]], [[-0.46273958735158277], [-0.46273958735158277], [-0.46273958735158277], [-0.46273958735158277], [-0.46273958735158277]], [[-0.47257866875742655], [-0.47257866875742655], [-0.47257866875742655], [-0.47257866875742655], [-0.47257866875742655]], [[-0.47955187073219685], [-0.47955187073219685], [-0.47955187073219685], [-0.47955187073219685], [-0.47955187073219685]], [[-0.48535283071043417], [-0.48535283071043417], [-0.48535283071043417], [-0.48535283071043417], [-0.48535283071043417]], [[-0.48877028582542775], [-0.48877028582542775], [-0.48877028582542775], [-0.48877028582542775], [-0.48877028582542775]], [[-0.4895249912513903], [-0.4895249912513903], [-0.4895249912513903], [-0.4895249912513903], [-0.4895249912513903]], [[-0.4899258541668021], [-0.4899258541668021], [-0.4899258541668021], [-0.4899258541668021], [-0.4899258541668021]], [[-0.49015270196464106], [-0.49015270196464106], [-0.49015270196464106], [-0.49015270196464106], [-0.49015270196464106]], [[-0.4900367261579139], [-0.4900367261579139], [-0.4900367261579139], [-0.4900367261579139], [-0.4900367261579139]], [[-0.48800816796821433], [-0.48800816796821433], [-0.48800816796821433], [-0.48800816796821433], [-0.48800816796821433]], [[-0.48476646142042334], [-0.48476646142042334], [-0.48476646142042334], [-0.48476646142042334], [-0.48476646142042334]], [[-0.48173182478790144], [-0.48173182478790144], [-0.48173182478790144], [-0.48173182478790144], [-0.48173182478790144]], [[-0.47878781639806856], [-0.47878781639806856], [-0.47878781639806856], [-0.47878781639806856], [-0.47878781639806856]], [[-0.47575118293814495], [-0.47575118293814495], [-0.47575118293814495], [-0.47575118293814495], [-0.47575118293814495]], [[-0.47387509727435134], [-0.47387509727435134], [-0.47387509727435134], [-0.47387509727435134], [-0.47387509727435134]], [[-0.4741580342275413], [-0.4741580342275413], [-0.4741580342275413], [-0.4741580342275413], [-0.4741580342275413]], [[-0.47624765328248175], [-0.47624765328248175], [-0.47624765328248175], [-0.47624765328248175], [-0.47624765328248175]], [[-0.47968976147497316], [-0.47968976147497316], [-0.47968976147497316], [-0.47968976147497316], [-0.47968976147497316]], [[-0.4849173931068325], [-0.4849173931068325], [-0.4849173931068325], [-0.4849173931068325], [-0.4849173931068325]], [[-0.49960899156272365], [-0.49960899156272365], [-0.49960899156272365], [-0.49960899156272365], [-0.49960899156272365]], [[-0.5188347032968649], [-0.5188347032968649], [-0.5188347032968649], [-0.5188347032968649], [-0.5188347032968649]], [[-0.5339112382991855], [-0.5339112382991855], [-0.5339112382991855], [-0.5339112382991855], [-0.5339112382991855]], [[-0.5442809404627971], [-0.5442809404627971], [-0.5442809404627971], [-0.5442809404627971], [-0.5442809404627971]], [[-0.5534087119823623], [-0.5534087119823623], [-0.5534087119823623], [-0.5534087119823623], [-0.5534087119823623]], [[-0.5586401040663107], [-0.5586401040663107], [-0.5586401040663107], [-0.5586401040663107], [-0.5586401040663107]], [[-0.5553323442385605], [-0.5553323442385605], [-0.5553323442385605], [-0.5553323442385605], [-0.5553323442385605]], [[-0.5370063324624035], [-0.5370063324624035], [-0.5370063324624035], [-0.5370063324624035], [-0.5370063324624035]], [[-0.5065558289748462], [-0.5065558289748462], [-0.5065558289748462], [-0.5065558289748462], [-0.5065558289748462]], [[-0.4630533569015129], [-0.4630533569015129], [-0.4630533569015129], [-0.4630533569015129], [-0.4630533569015129]], [[-0.35807639398331054], [-0.35807639398331054], [-0.35807639398331054], [-0.35807639398331054], [-0.35807639398331054]], [[-0.19589663941311], [-0.19589663941311], [-0.19589663941311], [-0.19589663941311], [-0.19589663941311]], [[0.0], [0.0], [0.0], [0.0], [0.0]]], [[[0.0], [0.0], [0.0], [0.0], [0.0]], [[0.11999999999999937], [0.11999999999999937], [0.11999999999999937], [0.11999999999999937], [0.11999999999999937]], [[0.24000000000000066], [0.24000000000000066], [0.24000000000000066], [0.24000000000000066], [0.24000000000000066]], [[0.36174047090455674], [0.36156188436617237], [0.3615441560718048], [0.3615368113960121], [0.36152274062315176]], [[0.4278556573557135], [0.4315983124250095], [0.4319717193568635], [0.43213181789138616], [0.4324398134461162]], [[0.4696391433892844], [0.4789957810625244], [0.4799292983921595], [0.48032954472846606], [0.4810995336152913]], [[0.5114226294228549], [0.526393249700039], [0.5278868774274551], [0.5285272715655456], [0.529759253784466]], [[0.5346358765321158], [0.5529658568801462], [0.5548023291189683], [0.5556118000369468], [0.557110654594787]], [[0.48975924414973937], [0.5043850344717383], [0.5059250750205811], [0.5068213356437579], [0.5079226657821005]], [[0.44480665952404586], [0.45587838599095304], [0.4571310310420756], [0.45811051440030254], [0.45883038055978737]], [[0.4103224465993265], [0.41840072281079077], [0.4194067171912527], [0.42045660556845854], [0.42085427179182866]], [[0.40212073228877276], [0.40879319876313824], [0.40968062132865973], [0.4107643134135913], [0.41100842626584666]], [[0.3951317567724293], [0.40054970055524575], [0.40132844777759724], [0.40244249403688], [0.4025487435041663]], [[0.3865500034286627], [0.390472594086097], [0.39111539947248014], [0.39226569076904005], [0.392207308692305]], [[0.38687389090367386], [0.39038077628121776], [0.39098343791610873], [0.392142391387546], [0.39203834950321653]], [[0.39039526342847564], [0.393144938165 | 4D array with the moment coefficients of the airfoils. Dimension 0 is along the different airfoils defined in the yaml, dimension 1 is along the angles of attack, dimension 2 is along the Reynolds number, dimension 3 is along the number of tabs, which may describe multiple sets at the same station, for example in presence of a flap.
airfoils.coord_xy | output |  | [[[1.0, 0.0], [0.9994296839925828, -0.022259740711557653], [0.9980630178329651, -0.044458034895467166], [0.9955739142666737, -0.06656181344739087], [0.9920863097495595, -0.0885198205325811], [0.9876861486750573, -0.1102752722312596], [0.9823305251706396, -0.13178437091973824], [0.9760119083356916, -0.15300661763508797], [0.9687874672983805, -0.17388680280547333], [0.96067486025924, -0.19437934848935726], [0.9516753587636769, -0.21444968588989688], [0.9418276527462444, -0.2340583787305603], [0.9311752953551308, -0.25315297586530633], [0.9197303974311781, -0.271705871524176], [0.9075245591947199, -0.2896910384273739], [0.8946104080703082, -0.3070575403137138], [0.8810096964994353, -0.323779496057416], [0.866747905197194, -0.3398390879169575], [0.8518902581712055, -0.3552004754118655], [0.8364694626214207, -0.3698431374689812], [0.820513485943698, -0.3837614939542968], [0.8040738322175812, -0.39691489811789965], [0.7871915298856534, -0.4092893400643101], [0.7698979191015535, -0.4208940017028421], [0.7522523412351593, -0.43170364047579507], [0.7342913491785575, -0.4417041164204277], [0.7160449249557642, -0.45091629501054414], [0.6975716400331089, -0.45931119239150575], [0.6789061864336874, -0.4668918336993115], [0.6600803126205398, -0.4736931268620849], [0.6411475171372123, -0.4796641292900068], [0.6221376509688521, -0.4848434334715207], [0.6030879981944149, -0.489268924532069], [0.5840450421189749, -0.4928771044008992], [0.5650308976870032, -0.4957710179013424], [0.5460886027795995, -0.49790677272002715], [0.5272486739168989, -0.4992052309653689], [0.508535950506088, -0.49990014712315073], [0.48999235547038833, -0.4998651223361666], [0.4716321145068305, -0.49915299052333584], [0.45349250374434763, -0.4978655748478758], [0.43559330289767306, -0.49584922139645704], [0.4179560656169425, -0.49322020425743707], [0.4006097484425764, -0.4900340177148853], [0.38356093160600935, -0.48624065438121006], [0.3668432157337161, -0.4819531220757101], [0.35045731632050314, -0.47710703659168746], [0.33443448400863013, -0.4718016171476331], [0.3187741003293152, -0.4659975031053565], [0.3034996231212948, -0.45977183363997265], [0.2886112935656476, -0.4531110127745977], [0.27412438666566624, -0.44607147267603986], [0.26004145552371905, -0.43865399658656473], [0.2463748720159175, -0.43089728807614097], [0.23312344393883352, -0.4228128921543154], [0.22029377781042306, -0.4144421605903011], [0.20788328296533118, -0.4057907314202661], [0.19590295639164576, -0.39689711005990197], [0.18434125306662855, -0.38776302893280573], [0.17321393095416077, -0.378432781857511], [0.16249917612963843, -0.3689016855353158], [0.15221460277725932, -0.35922081920480536], [0.14233175939897136, -0.3493817949754991], [0.13287211153919, -0.3394286782901914], [0.12380643962975978, -0.3293594524047534], [0.11514762338607656, -0.3192023645100902], [0.10688720880274838, -0.30897183476900825], [0.09900711152156343, -0.2986754406431277], [0.09152340438534401, -0.28834653723959086], [0.08439704281722242, -0.2779791205220019], [0.0776464790199521, -0.26760420577043836], [0.07124790821202079, -0.2572292124527737], [0.06518786629737473, -0.2468610900827623], [0.05948747212742032, -0.236524433012696], [0.05410024641809, -0.2262139012738709], [0.049037878670187655, -0.21594907486257123], [0.044300349757333976, -0.20574524647381434], [0.039842359734680484, -0.1955976544282071], [0.035689975243613004, -0.18552550330330356], [0.0318292350050659, -0.17553598875305626], [0.028220007205789974, -0.16562693673246162], [0.024892524779269766, -0.15581522149021884], [0.021828668303003517, -0.14610562181570297], [0.018984694713133153, -0.13649533799824243], [0.016392191702033498, -0.12699830058110217], [0.014044634634199048, -0.11762077059006014], [0.011879824984634942, -0.10835684703907911], [0.00993094518736226, -0.09921662146203714], [0.008219407957347493, -0.09020841012942198], [0.0066583862213787865, -0.08132543510984046], [0.005267741928506431, -0.07257222340426948], [0.00409515753852961, -0.06395640173157105], [0.0030987885971364196, -0.055478013021099525], [0.0021966077355110324, -0.047132004699975395], [0.0014626417630186888, -0.03892440526041651], [0.0009644846082979224, -0.030860610171394198], [0.0005993738679828514, -0.02293623594596854], [0.0002900866455990823, -0.015148765877396192], [7.807077883024657e-05, -0.007502222076492855], [4.123786208661393e-31, 5.228329429302685e-16], [7.804120611659719e-05, 0.0075007362206906], [0.0002898787241920041, 0.015142758486887963], [0.000598775316682048, 0.022922584561419893], [0.0009633263516348351, 0.030836119397775343], [0.0014596682128281925, 0.03888574897117976], [0.002190976364499905, 0.04707581599068358], [0.003089978419597784, 0.05540088812816786], [0.0040827111247031585, 0.06385488643689786], [0.005248531243836643, 0.07244263446468911], [0.006631282230012606, 0.08116423659691101], [0.008183684298590573, 0.09001209900857235], [0.009883614168490653, 0.09898142028662339], [0.011817640154723611, 0.10807902374749369], [0.01396619932168302, 0.11729689155328492], [0.016295142079104163, 0.12662481850788523], [0.018863193778115264, 0.13606823481979635], [0.02168071375327755, 0.14562174107393813], [0.02471591629586298, 0.15527150565279627], [0.028006440010586355, 0.165019126539153], [0.03157625589149645, 0.1748614504202335], [0.03539483961687758, 0.18478174850035609], [0.03949498254800754, 0.19478045115068415], [0.04389792827815823, 0.20485282604936927], [0.04857580757377652, 0.21497933573681507], [0.053567991613811754, 0.22516324887670416], [0.058881821148870805, 0.23539257539832717], [0.06450016290273135, 0.24564586185495804], [0.07046920463911448, 0.2559288096954286], [0.07677403099247092, 0.2662200889663401], [0.08341621271683673, 0.2765073937902723], [0.09042901951906561, 0.28678971177956136], [0.0977906533229447, 0.29703436159541463], [0.10553618719874776, 0.30724577033016753], [0.11365876004177941, 0.31739779819794245], [0.12216148331893956, 0.32747251411893835], [0.1310674986027348, 0.3374671550918852], [0.14035464992188373, 0.3473464005305417], [0.15005511078613856, 0.35711729389225627], [0.16014896266156226, 0.36673682914626565], [0.17065818789963985, 0.3762090161783662], [0.18157495742292404, 0.38549542027777317], [0.19290757140963558, 0.39458324766597125], [0.20465763457781186, 0.40345225285920383], [0.21681735306942437, 0.4120736546751034], [0.22939648396347814, 0.42044126040552204], [0.24237780069407988, 0.4285157291249234], [0.25577362426833844, 0.43629701405132937], [0.2695667856328992, 0.4437307842367121], [0.2837657972261352, 0.4508257189736277], [0.29834798288780395, 0.4575293130468375], [0.3133189787852679, 0.46384827499917725], [0.3286584618928104, 0.46972703394847015], [0.3443649416455463, 0.475166089488012], [0.3604197737256814, 0.4801248956651735], [0.37681123376695697, 0.48458015694873596], [0.3935252510207292, 0.48853802379954314], [0.4105386425535709, 0.49191628687198047], [0.4278432324908231, 0.49479368977268307], [0.4454066634681981, 0.4970018654659501], [0.46322225410302975, 0.4986945279258367], [0.4812515456557157, 0.4995759574617027], [0.4994810266717367, 0.4999995959588525], [0.5178795830856975, 0.49960989996393335], [0.53641763136701, 0.49871925440459175], [0.5550757049095608, 0.49694709545980137], [0.5738084272426077, 0.49454680736168743], [0.5925967311050585, 0.49134249558480003], [0.6114013775535108, 0.48742771367820387], [0.6301864306052414, 0.48276379079159165], [0.648926781663159, 0.4772994360273946], [0.6675702064249728, 0.4710909063826168], [0.6860884295909518, 0.4640855644485803], [0.7044453890439168, 0.45628515353038396], [0.722592093722966, 0.4477211541323313], [0.7405018004535244, 0.43835712852367376], [0.7581254571228347, 0.42821234423908555], [0.7754210143761534, 0.4173028842750694], [0.7923623735876, 0.40561397611121003], [0.8088945461516955, 0.39317354699102686], [0.8249746330148909, 0.37999039194943685], [0.840576952273409, 0.36606263907410297], [0.8556527588088183, 0.3514331465234184], [0.8701628988827119, 0.3361178636958038], [0.8840850330712718, 0.32012561483558427], [0.8973612142623709, 0.3034905059583094], [0.9099546800766617, 0.28624096866093457], [0.9218514714025469, 0.26839650792968434], [0.9330128366584267, 0.2500014055184518], [0.9433892789690503, 0.23108884233257787], [0.9529731538505596, 0.21168480824165703], [0.9617431308270605, 0.19183234032607088], [0.9696406906754642, 0.17157715881862956], [0.976664215898664, 0.15095167052848138], [0.9828150771120139, 0.1299956210320345], [0.9880284400451029, 0.10876529915817723], [0.992304836603751, 0.08729993375043729], [0.9956935187759139, 0.06563977190440731], [0.9981204893400154, 0.04383945814142851], [0.9994430379087048, 0.021949651396883776], [1.0, -3.999292530240781e-18]], [[1.0, -0.009700000797436504], [0.972814820937662, -0.013427166128378002], [0.9460273105746485, -0.019311117460901066], [0.9198975384133043, -0.027417065511587922], [0.8944326262750435, -0.03720420211785185], [0.8695916085716264, -0.04820893142829935], [0.8452562506137943, -0.05997284538088678], [0.8213704972014567, -0.07226793519298033], [0.7978364836542251, -0.08481626513316967], [0.7747271105521287, -0.09769103256879573], [0.7518270816853404, -0.1104423214420353], [0.7291991054610998, -0.1231353134476893], [0.7067426934962894, -0.1355433669179665], [0.6843720224380992, -0.14745900459434627], [0.6621757615604592, -0.15899922877132633], [0.6400472868708421, -0.1698979339318399], [0.6180288681070304, -0.18017856879716906], [0.596130915297601, -0.18979663804763064], [0.5743843593804281, -0.19875341680801975], [0.5528224019164987, -0.20706050714375485], [0.5314191402541405, -0.21456345578626546], [0.5102098556646594, -0.22126949312274335], [0.48927449428551406, -0.22733963488918565], [0.4685581219527465, -0.232477523464134], [0.4481789889872023, -0.23701906902810455], [0.42808894214957655, -0.24063993686421326], [0.40836452490976816, -0.24356310669917974], [0.3890374410707167, -0.24586547365069092], [0.3701207832494179, -0.24745012707509298], [0.351638017985902, -0.24827816451397514], [0.3336226369676553, -0.24869877989423206], [0.316086683477116, -0.24832638123074138], [0.2990473512236038, -0.2474808383603458], [0.28251251450525233, -0.2461813791179991], [0.26650750337440615, -0.24437983350998593], [0.2510374848946496, -0.2420566941155251], [0.23611818339237947, -0.2392911685736875], [0.2217156177865985, -0.23626573720058006], [0.20787580058037902, -0.23282325311462923], [0.19458937496927162, -0.22903781965399794], [0.1818390749616781, -0.2250019422781238], [0.16966301130123493, -0.22060742750566548], [0.15800280533223746, -0.216060024576764], [0.14691075993712707, -0.21121711548292377], [0.13633679613804492, -0.20622435580947224], [0.126301477796997, -0.20104162439305456], [0.11681928100772958, -0.19565912228957807], [0.10780469802589737, -0.19022877340619543], [0.09935657392940785, -0.1846020107417001], [0.09137367133034736, -0.178937250913979], [0.08391003280416234, -0.17316445331562028], [0.07693016655713039, -0.1673373982614164], [0.07038559916693365, -0.1615179872695338], [0.06433620420443147, -0.1556406844165198], [0.058676358543849276, -0.14981998977842131], [0.05339824302249441, -0.14405964112761405], [0.04850849939925613, -0.13835043370171504], [0.0439476417799842, -0.1327420683313336], [0.039835080848750086, -0.12713718465942173], [0.03603196422903636, -0.12164298232671254], [0.032459080390270706, -0.11630570412102703], [0.029279600822030717, -0.11101980777958942], [0.026389815851582704, -0.10584503607521019], [0.023751534028485122, -0.10080241323440968], [0.02132938472436034, -0.09590312613033282], [0.019065988460695026, -0.09117045170124377], [0.017051070178518243, -0.08655643909522898], [0.015211691982254983, -0.08208900370644], [0.013516961741489012, -0.07777452929780704], [0.011954580190145173, -0.07361170497371533], [0.010574673422701767, -0.06957687178156302], [0.009334287927727456, -0.06568040834660262], [0.008221569016748372, -0.06192101712505021], [0.007245760684657933, -0.058291367490092394], [0.0063850041084027075, -0.05479367846267109], [0.005620549458400411, -0.05142623480429925], [0.004961392671888378, -0.04818534326996452], [0.00439016063485372, -0.04506718600284795], [0.0038607108663922525, -0.042076898371845584], [0.003364925408746787, -0.03921016229261023], [0.002954260558267777, -0.03645607183754071], [0.0026194530456219943, -0.03380932523933092], [0.0023170451510109817, -0.03127178664927866], [0.0020166134714225607, -0.02884391108335626], [0.0017252401215495138, -0.026519867915580076], [0.0014670130657125809, -0.024292961266953246], [0.0012492927280258182, -0.02215799578791274], [0.0010569343152266092, -0.020112569694162467], [0.0008775577070391671, -0.018154554885739232], [0.000709225386954812, -0.016280217797130764], [0.0005751559094737434, -0.014484971824017942], [0.00047979011698222877, -0.0127646491771296], [0.00039824002394703994, -0.01111773229580928], [0.00030827058175925603, -0.00954304859133613], [0.00017197166175532378, -0.008039274420917054], [7.427893943512759e-05, -0.006600361992829514], [4.651691220346802e-05, -0.0052209543108317135], [2.5967607554203575e-05, -0.0039000264820696494], [1.1841616500780902e-05, -0.002635872221640312], [3.4190289688228305e-06, -0.0014267048023756425], [0.0, -0.0002183381182870425], [2.0152996413715802e-05, 0.0010439130100723501], [7.724444131709259e-05, 0.002362090207110489], [0.00017487599088050938, 0.0037367532214771736], [0.0002909730494678072, 0.005172602544168677], [0.0003748586965914709, 0.006674975740254286], [0.00044898263582639404, 0.008245624354714593], [0.0005314897498612465, 0.009885795250662537], [0.0006474028480724348, 0.01159640003912339], [0.0008190321455711436, 0.013379986562403242], [0.0010037566162302523, 0.015242557882137632], [0.0011818559827972766, 0.017189054385361707], [0.0013752659836643772, 0.01922084067562314], [0.0016098316032750368, 0.021338599133533864], [0.0018910966392580335, 0.02354618016175801], [0.00218380190163998, 0.025851215269140977], [0.0024581102806754637, 0.02826140643464015], [0.002734141120369452, 0.030778678746663228], [0.003047460945982169, 0.033402133486447064], [0.0034387918505252336, 0.03613142393319912], [0.0038942216798088535, 0.038974013934345894], [0.004362505000441325, 0.04194098221604008], [0.004852025385714465, 0.045036646741212855], [0.005423036502531098, 0.04825357344937659], [0.0061137982518892995, 0.051593154778082656], [0.006897170142878932, 0.0550617425107617], [0.0077826429437389865, 0.05866365879811034], [0.008797819836064456, 0.06239359341656825], [0.009959217983302932, 0.06625399210556], [0.011259130229158396, 0.07024988613191635], [0.012712329952018361, 0.07438001232174585], [0.014311805254679044, 0.07865384371099937], [0.016029192371048388, 0.08308700019640014], [0.017927328561866174, 0.08766079214776996], [0.02002724588812787, 0.09237053909245127], [0.02231065312541924, 0.09723179926570243], [0.024737678330481908, 0.10226815487303148], [0.02742695195560316, 0.10742923421567308], [0.030401681620336986, 0.11270337545635674], [0.0336518171958288, 0.11810055473932256], [0.037187426333475784, 0.12361762381656978], [0.041009968842541336, 0.12925964514349883], [0.04513766886472257, 0.135016637534662], [0.049651942540327614, 0.1408338838517037], [0.05454383530836095, 0.1467173851332466], [0.059779921436016244, 0.15269627458959828], [0.06542084664345259, 0.15872125043600396], [0.07148926336793981, 0.16477007665732993], [0.07802338029778311, 0.17080179433791073], [0.08503358567512653, 0.17679897652609083], [0.09255561433484281, 0.18271181912943255], [0.10056561238147192, 0.18856644534341557], [0.10907617298302415, 0.19432747748970652], [0.11813648724365974, 0.19993106696593205], [0.12770042449533656, 0.20542089132942842], [0.13781353000941593, 0.21072046552765825], [0.1484830349505131, 0.21578901670487002], [0.15969366620418393, 0.2206449414576513], [0.1714491579332297, 0.22526109607316389], [0.18376800830781834, 0.22956824924688882], [0.1966560999089404, 0.2335104319885185], [0.21011739706656954, 0.23703048313285405], [0.22412099348486456, 0.24018685947091165], [0.23866180524129846, 0.2429597175746643], [0.25373889128520155, 0.24528397604079683], [0.2693339788267895, 0.2472104784189794], [0.2854531307208307, 0.2485662877482187], [0.3020644836295928, 0.24957044610156817], [0.31917061279675024, 0.24996391655689357], [0.33675133026164544, 0.2498572287878262], [0.35479995358889044, 0.24930348051741005], [0.37328403893354867, 0.24811379106614237], [0.3922110208489133, 0.24645847263366782], [0.41155506680265475, 0.24426931967499074], [0.4313025292927424, 0.2415455426101128], [0.4514228732611877, 0.2381868301048049], [0.4719217894337347, 0.23434186980059818], [0.49276149438512146, 0.2299016168893588], [0.5139337180063014, 0.22490927991425355], [0.535401330361274, 0.21930376975530894], [0.5571652837034407, 0.21316360336965945], [0.5792461663228469, 0.2066316196728149], [0.6015559220594956, 0.19946936795602777], [0.6241587922446569, 0.19195727185536385], [0.6469395633650801, 0.18381862828528864], [0.669967503531355, 0.1753131722823326], [0.6931440013853893, 0.16624424491924802], [0.716471462565169, 0.1566859037483073], [0.7399819466907641, 0.146785102113887], [0.7635823937579872, 0.13638435575528476], [0.7872665945059139, 0.12554155389692828], [0.8110332784537861, 0.11431578679152637], [0.8348653163453958, 0.10273569813177293], [0.8586474615071256, 0.09063752386138957], [0.882441776969757, 0.0782086538558849], [0.9062868606286918, 0.06558634644075849], [0.9300394813263451, 0.052559836345299926], [0.9537096102564377, 0.039218525688285356], [0.9770510059276799, 0.025201197728252852], [1.0, 0.010500000863204465]], [[1.0, -0.0007000000687508087], [0.9740853959194252, -0.002583835650798177], [0.9481234820947695, -0.003511192999753185], [0.9222284426437378, -0.004664829345846592], [0.8964067241041673, -0.00562585063381231], [0.870802923698691, -0.008208588229888588], [0.8455386771620136, -0.012346718313823252], [0.820688862952975, -0.01782022971097534], [0.7962780172684378, -0.024323072326369988], [0.7723222852352607, -0.03166823716635891], [0.7488385188520135, -0.03971827587214972], [0.7258282165734912, -0.048344582826327434], [0.7032566820554241, -0.057347253606913146], [0.681093129351226, -0.06657165917373728], [0.6592939179243109, -0.07585475014573408], [0.6378266333671213, -0.08507197348391085], [0.6166628440822344, -0.09411391937969525], [0.5957812290205711, -0.10288965502408032], [0.5751677097271539, -0.1113250925241911], [0.5548216826623001, -0.11937743061372157], [0.5347390771650246, -0.1269935860126023], [0.5149241926004264, -0.13414104467495758], [0.49538706899159435, -0.14080181043897075], [0.4761363537794876, -0.14695421237458656], [0.4571815432884351, -0.15257845369640158], [0.43853145302203184, -0.15765072481882497], [0.42019145623197285, -0.16212815200689384], [0.40217929190078655, -0.1660132525655519], [0.3845166585727944, -0.16933234287254245], [0.36722187716717647, -0.1721059241446898], [0.35031156503569544, -0.1743563004812084], [0.33379993800431673, -0.17610154664599154], [0.3176999462617681, -0.17736253715727868], [0.3020232353144527, -0.17816637248740053], [0.2867793641657665, -0.17851900991934888], [0.2719761460379571, -0.17848736910300672], [0.25762046570520797, -0.17803130286033733], [0.2437181025887648, -0.17719704582326393], [0.2302724296579383, -0.17601597073969458], [0.21728569363134453, -0.1745096421545146], [0.20475830744596635, -0.17270352528992663], [0.1926886350178931, -0.17062689563786762], [0.18107542759967882, -0.16829694488537075], [0.16991443477361784, -0.16573955920454161], [0.1592007687006324, -0.16297955578425252], [0.14893560371214642, -0.16001216555628997], [0.13911190264879314, -0.15686388700325155], [0.12972382620099807, -0.15355303790983343], [0.1207665636985421, -0.1500919643966396], [0.11223022139449068, -0.1465045508872478], [0.10410701011844144, -0.1428071850342972], [0.09639342828708657, -0.1390047250843633], [0.08908272477290892, -0.13510974006792817], [0.08217005086601636, -0.13113032172195915], [0.07564771290136148, -0.12707931390748425], [0.06950648236352254, -0.12297139353290089], [0.0637389042587166, -0.11881722520971517], [0.05833366446573059, -0.1146321781444023], [0.05327649239700696, -0.11043385665027089], [0.04855416896648911, -0.10623668352684952], [0.044153579977588966, -0.10205352585558172], [0.04005625829838444, -0.09790139550372616], [0.03625302533604215, -0.09378679115538598], [0.03273537816074554, -0.08971526874738117], [0.029493272888497127, -0.08569347518233446], [0.026515596647617972, -0.08172848973787154], [0.023789212038133133, -0.07782800546068674], [0.02130136838466949, -0.07399886080038838], [0.01903893020960975, -0.07024674134805413], [0.016977951773201105, -0.06658453662893825], [0.015089729073330468, -0.06302428168619668], [0.01336520909496689, -0.05956644282706434], [0.011793809293981059, -0.05621119992343751], [0.010360000509406258, -0.05296178962390877], [0.009051966569385594, -0.049819055596415786], [0.00788220274833697, -0.04677479217865376], [0.006853405375711837, -0.04382252114845109], [0.005940143166819571, -0.040970450267240346], [0.005141763577632161, -0.03821557241311532], [0.004451123759355311, -0.035554873732774425], [0.0038714289891750024, -0.032988972703923], [0.003382170185210982, -0.030515832496600198], [0.0029591159723927956, -0.02814021664446404], [0.0025917487004416366, -0.025859004697111377], [0.002258706811445087, -0.0236717494412171], [0.0019432410786499074, -0.02157773417925745], [0.0016513134673321183, -0.019571760387418438], [0.0013928526806993061, -0.0176492239842595], [0.0011625544902112458, -0.01580659756865392], [0.0009642754991416238, -0.014040918987710007], [0.0007944756358188702, -0.012349045770108879], [0.0006505007796651115, -0.010728300655673354], [0.0005374780416448986, -0.009176187631471367], [0.00044617728702701654, -0.007689763468736316], [0.0003659077136778219, -0.006267092849660606], [0.00028858709806578805, -0.004906250801280336], [0.00021458577669387783, -0.003604633281033846], [0.00014475016632273368, -0.0023595624741509784], [7.462118114395304e-05, -0.0011688977485185196], [0.0, -3.047420334543662e-05], [7.39142590141607e-05, 0.0011073838225341384], [0.00015308512827769182, 0.0022964170887059287], [0.00023578316046749288, 0.0035388108649763764], [0.00032466284181655947, 0.004836742171150548], [0.00041793768681640784, 0.0061928557976717235], [0.0005198272614769996, 0.00760924952777395], [0.0006374517668085109, 0.009087877347397869], [0.0007744812933304183, 0.010631598117476533], [0.0009335386700628877, 0.012242434567194864], [0.0011219218200088593, 0.013922310405272375], [0.0013428177851274156, 0.015674411218332344], [0.0015890789009902788, 0.01750172758856982], [0.001868648949178168, 0.019406957694032594], [0.0021620555473137355, 0.02139622419859113], [0.002448545155766821, 0.02347598755702656], [0.0027397721470469585, 0.025648451370764686], [0.0030582724295371076, 0.02791394398712809], [0.003415095852786781, 0.03027587457715634], [0.0038144626334171744, 0.03273705308658583], [0.004289110807341952, 0.035293143963534335], [0.004866814898351861, 0.037946896103045184], [0.005535407892122533, 0.04069863835933437], [0.006315274208560907, 0.04355032872711398], [0.007219946335336521, 0.04649618086802664], [0.008268113471549907, 0.04953631685646017], [0.009467686362395873, 0.052667822755750375], [0.010773239701120613, 0.05591186728950533], [0.012198473827868626, 0.05926700736828055], [0.013770921903811026, 0.06272740324924946], [0.015482353296411686, 0.06630006263327626], [0.01734757618080197, 0.06998289133468841], [0.019386484333096882, 0.07377031030244952], [0.02162510735502849, 0.07765310313686292], [0.02407627298532358, 0.08162608983616378], [0.02674847881015923, 0.08568717346492517], [0.02965700421284133, 0.08982972937117294], [0.03281723720800127, 0.09404623534518931], [0.03624418671815884, 0.09832824584032623], [0.039951644958674995, 0.10266729598164284], [0.04394961208931651, 0.10705720789534375], [0.048260436178719585, 0.11147949518449084], [0.05290067037836304, 0.1159186621162413], [0.057880790685364995, 0.12036449114023395], [0.06321705076266584, 0.12479888642248523], [0.06892981491054884, 0.12919575651027007], [0.07502867697496861, 0.13354043779144792], [0.08152111395764128, 0.13781973708757203], [0.0884128542135609, 0.14202295306644672], [0.09572254059290793, 0.1461147471654421], [0.10345871239727066, 0.15007448326286385], [0.11162369797060213, 0.15389093727192146], [0.12022001848364, 0.15755286576067964], [0.1292542839555179, 0.16103784729767678], [0.1387305112962166, 0.1643278313867576], [0.14865556294495114, 0.16739202077612886], [0.15903188316667646, 0.17020864579039238], [0.1698597465828022, 0.17275995545455092], [0.1811376573858385, 0.1750336679341741], [0.1928653274820235, 0.17700893381001714], [0.20504088912438734, 0.17866916369240587], [0.2176609393344354, 0.18000605313068044], [0.23072092736986505, 0.18102466119095934], [0.24421827911593066, 0.18171322421044403], [0.25814948703277957, 0.18205891452204512], [0.27251148959789706, 0.18209640866145246], [0.2873008320734126, 0.1817802343625458], [0.3025141304156621, 0.18111868815355459], [0.31814767497472657, 0.1801153727849609], [0.3341968384182675, 0.17875819309478372], [0.3506579887405686, 0.17705311082176048], [0.36752772719283205, 0.17501190333732955], [0.3848006362443497, 0.17262690171093278], [0.4024711033329405, 0.16989848781311243], [0.4205348791460704, 0.16683601965970132], [0.43898701785563055, 0.1634497663666793], [0.4578226645213963, 0.15975029503767466], [0.47703490685513406, 0.1557424941713547], [0.4966183180755087, 0.15144068734051955], [0.5165677407590069, 0.14686348992217496], [0.5368755478565596, 0.14202152027164644], [0.5575369092066707, 0.136940250340967], [0.5785401925464546, 0.1316208208919659], [0.5998784174966255, 0.12608700779302928], [0.6215408648750914, 0.12035169335291225], [0.6435148971057749, 0.11442414883628599], [0.6657930881431217, 0.10833693625227972], [0.6883581303176236, 0.1020899700875436], [0.7111953681693454, 0.09569670289439107], [0.7342891178890629, 0.08917083190427197], [0.7576247551496664, 0.0825330039818461], [0.7811834968775511, 0.07579274582502861], [0.8049477547455766, 0.06896684605742531], [0.8288995655949544, 0.062073747951475085], [0.8530200781817828, 0.05513148637862533], [0.8772921240784591, 0.04816644396459677], [0.9016913524620883, 0.041182210770885665], [0.9262077253140539, 0.03423457734898552], [0.95080216805722, 0.027278776982551725], [0.9754129796679485, 0.020191714031001888], [1.0, 0.012980001274836426]], [[1.0, -0.009100000000035333], [0.975116888824809, -0.004408982970901418], [0.9500170144833869, -0.001267710881206632], [0.9248220399954561, 0.00029786497376200783], [0.8996561222947546, 0.00032082323603066076], [0.8746329896916062, -0.0010523056348648457], [0.8498447338893673, -0.003731819522916065], [0.825357901146252, -0.0075301538838263805], [0.8012278753469552, -0.012315337714296793], [0.7775024745661263, -0.018010882576677226], [0.7542241630130456, -0.024535187589463887], [0.7313817106894381, -0.03166285334098508], [0.708972343466617, -0.039261327645016664], [0.6869899979697126, -0.047212462049151936], [0.6654123144842132, -0.05537729437887572], [0.6442096002201585, -0.06361808860018936], [0.6233575421045241, -0.07182386766045327], [0.6028334287955721, -0.07989471733914331], [0.5826125361281351, -0.08772853133527177], [0.5626818337407472, -0.09525323343727045], [0.5430340541540662, -0.10241031695068104], [0.5236611438029783, -0.1091365161949558], [0.504569229408322, -0.11540533729014342], [0.4857643768639643, -0.12118907297839258], [0.46725396689822457, -0.12646235424343502], [0.4490497296702909, -0.13121347988617257], [0.4311675076037335, -0.1354476213449085], [0.4136228309443798, -0.13917321522532614], [0.39642884981982723, -0.142392233632705], [0.37959898930232217, -0.145113731076931], [0.36314865226820703, -0.1473640637133097], [0.34708773154156286, -0.1491463804489662], [0.3314284750920704, -0.15048838566684558], [0.316179676856666, -0.15140524010944711], [0.30135022249005966, -0.15192487710274674], [0.2869457400726895, -0.1520752395371469], [0.2729714944499751, -0.15187383089315404], [0.259431591631577, -0.15130595711861053], [0.24632727454432682, -0.1504392663899201], [0.23366052001721843, -0.14927350531799544], [0.22143151136887015, -0.1478285176077632], [0.20963832525348547, -0.1461300736097295], [0.19827926500066534, -0.14419383612036507], [0.18735136550904913, -0.14203779269646416], [0.17684976790384396, -0.13968382593463674], [0.16677091431280014, -0.13714461433415295], [0.1571094886418051, -0.13443648473383416], [0.14785636762671825, -0.13158522369056733], [0.1390032542426463, -0.1286106958355363], [0.13054379345511574, -0.12552311758271906], [0.12246857144346525, -0.12233980716157042], [0.11476534137252803, -0.11908301556501792], [0.10742633516540687, -0.11576154248617503], [0.100442270548086, -0.11238768447443219], [0.09379894281219692, -0.10898120306600752], [0.08748562169664223, -0.10555320174100463], [0.0814928866187119, -0.10211153716974286], [0.07580827341800682, -0.09866803252787848], [0.07041849320199417, -0.09523547205821126], [0.06531580582075608, -0.09181638935222552], [0.06049040143792183, -0.08841746653236092], [0.055927087372912035, -0.08505167739256499], [0.05161818099878261, -0.08172099469428376], [0.04755553752485826, -0.0784277681836078], [0.04372936623244988, -0.07517629896241318], [0.04012813934908722, -0.07197280421103688], [0.03674170668614735, -0.06882221370799613], [0.033562180811167255, -0.0657262623070011], [0.0305795498226875, -0.06268836885430455], [0.027786284527133727, -0.059709710695828214], [0.02517922494394876, -0.0567871142888966], [0.022745147889074703, -0.05392779707025105], [0.02048339454148378, -0.05112760270563451], [0.01838301430055354, -0.04838993298901676], [0.016432516621794433, -0.045718999036117536], [0.014632601980868545, -0.04311031881987241], [0.012976024455946495, -0.04056571084137732], [0.011450500909388617, -0.038088660185701215], [0.01004619140252735, -0.035681263306873184], [0.008775104619943568, -0.03333413232072003], [0.007621030189549337, -0.03105337242551935], [0.006572924935193394, -0.028841068019221473], [0.005620537393445899, -0.02669867307399059], [0.004779291294260458, -0.024618942569254447], [0.004033032875170755, -0.022603988467183724], [0.0033629543349801504, -0.020659583454279686], [0.0027416216114200553, -0.01879095595300758], [0.0021868490359414246, -0.01699123041691662], [0.0017443662257478135, -0.015243168719029757], [0.001380743099955818, -0.01355652313471212], [0.0010773371164253212, -0.011932514510301273], [0.0008570433656744766, -0.010369648299250538], [0.0006907110093847351, -0.008866719760548612], [0.000557101163152368, -0.007426996402408326], [0.0004492346341684504, -0.006048118604988126], [0.00035463773927077956, -0.004728143450793376], [0.0002620311610632321, -0.003465842426563095], [0.000173570477047793, -0.0022585496476769467], [8.742594046483296e-05, -0.0011039809212412212], [0.0, -1.5378487119428414e-07], [8.656669537949219e-05, 0.0011033602026853514], [0.00017058605573308402, 0.002256903078718741], [0.0002559870231588971, 0.0034623687512728165], [0.0003453156548066578, 0.004721895441110301], [0.00043532420966615115, 0.00603819119623419], [0.0005363555165842592, 0.007412526960960042], [0.0006621860963757774, 0.00884626480470484], [0.0008206595473597481, 0.010342352816005481], [0.0010216534087053107, 0.011899203050657914], [0.0012922060475798174, 0.013517940736848652], [0.0016212375724380904, 0.015198889875544241], [0.0020200766870226527, 0.016944062601348158], [0.0025006509585371764, 0.018748029544516], [0.0030669251688239746, 0.020615735281815387], [0.003663286633263974, 0.02256349613548325], [0.004330107769926092, 0.024581752988033268], [0.005090653494328206, 0.026667461152787567], [0.0059497927144148855, 0.028818444487579458], [0.006902842861675586, 0.0310407142865263], [0.007943923296635751, 0.03333960696796922], [0.009097236323635224, 0.035706260186990656], [0.010369298302886966, 0.0381408187161357], [0.011764901379215834, 0.04064435739646034], [0.013279431236021096, 0.043222078711762445], [0.014931112515994105, 0.045866232243684676], [0.01672874885276124, 0.04857583539091758], [0.018674367390884964, 0.051353108215208505], [0.02077903212236463, 0.054193368763093094], [0.023051192673460407, 0.05709418205541994], [0.025499678595786703, 0.06005314074094947], [0.028132733278590765, 0.06306786426477273], [0.0309598294302738, 0.06613415165288311], [0.033984422838387054, 0.06925294823542172], [0.037217425786655205, 0.07241890638113667], [0.0406677112579899, 0.07562863617514454], [0.044342949167327575, 0.07887948928963653], [0.04825418468983505, 0.08216490558661826], [0.052409379054388826, 0.08548073554350522], [0.05 | 3D array of the x and y airfoil coordinates of the n_af airfoils.
airfoils.name | output | n/a | ['circular', 'SNL-FFA-W3-500', 'FFA-W3-360', 'FFA-W3-301', 'FFA-W3-241', 'FFA-W3-211', 'NACA63-618'] | 1D array of names of airfoils.
blade.compute_coord_xy_dim.coord_xy_dim | output | m | [[[2.25, -2.352610294076296e-15], [2.247433577966623, -0.1001688332020118], [2.241283580248343, -0.20006115702960459], [2.2300826142000316, -0.2995281605132613], [2.2143883938730182, -0.3983391923966174], [2.1945876690377575, -0.4962387250406705], [2.1704873632678776, -0.5930296691388246], [2.142053587510613, -0.688529779357898], [2.109543602842712, -0.7824906126246324], [2.0730368711665794, -0.8747070682021101], [2.0325391144365454, -0.9650235865045383], [1.9882244373580997, -1.0532627042875238], [1.9402888290980884, -1.1391883913938807], [1.8887867884403016, -1.2226764218587944], [1.8338605163762394, -1.3036096729231852], [1.7757468363163866, -1.3817589314117142], [1.7145436342474587, -1.4570077322583743], [1.650365573387373, -1.529275895626311], [1.5835061617704245, -1.598402139353397], [1.5141125817963934, -1.6642941186104174], [1.4423106867466409, -1.726926722794338], [1.3683322449791155, -1.7861170415305507], [1.2923618844854405, -1.8418020302893978], [1.2145406359569906, -1.8940230076627915], [1.1351355355582167, -1.9426663821410803], [1.0543110713035089, -1.9876685238919267], [0.9722021623009389, -2.029123327547451], [0.88907238014899, -2.0669003657617786], [0.8050778389515932, -2.1010132516469042], [0.7203614067924291, -2.1316190708793843], [0.6351638271174553, -2.158488581805033], [0.5496194293598344, -2.1817954506218453], [0.46389599187486724, -2.2017101603943128], [0.37820268953538705, -2.217946969804049], [0.29263903959151444, -2.230969580556043], [0.20739871250819764, -2.2405804772401243], [0.12261903262604501, -2.2464235393441623], [0.038411777277396086, -2.249550662054181], [-0.045034400383252515, -2.249393050512752], [-0.1276554847192627, -2.2461884573550135], [-0.2092837331504359, -2.240395086815443], [-0.2898301369604712, -2.231321496284059], [-0.36919770472375907, -2.219490919158469], [-0.4472561320084059, -2.205153079716986], [-0.5239758077729579, -2.1880829447154477], [-0.5992055291982776, -2.1687890493406976], [-0.6729420765577359, -2.1469816646625954], [-0.7450448219611644, -2.123107277164351], [-0.8155165485180816, -2.0969887639741063], [-0.8842516959541734, -2.0689732513798793], [-0.9512491789545859, -2.038999557485692], [-1.016440260004502, -2.007321627042182], [-1.0798134501432644, -1.9739429846395438], [-1.1413130759283712, -1.9390377963426364], [-1.200944502275249, -1.9026580146944214], [-1.2586779998530964, -1.8649897226563574], [-1.3145252266560097, -1.8260582913911998], [-1.368436696237594, -1.7860369952695612], [-1.4204643612001717, -1.744933630197628], [-1.4705373107062765, -1.7029475183588014], [-1.518753707416627, -1.6600575849089234], [-1.5650342875023333, -1.6164936864216264], [-1.609507082704629, -1.5722180773897483], [-1.652075498073645, -1.5274290523058633], [-1.692871021666081, -1.4821175358213925], [-1.7318356947626556, -1.4364106402954082], [-1.7690075603876323, -1.3903732564605393], [-1.8044679981529645, -1.3440394828940765], [-1.838144680265952, -1.297559417578161], [-1.8702133073224991, -1.2509060423490108], [-1.9005908444102155, -1.2042189259669749], [-1.9293844130459064, -1.1575314560374839], [-1.9566546016618138, -1.1108749053724327], [-1.9823063754266084, -1.0643599485571342], [-2.0065488911185954, -1.0179625557324214], [-2.0293295459841554, -0.971770836881573], [-2.050648426091997, -0.9258536091321671], [-2.0707093811939377, -0.8801894449269343], [-2.0893951114037415, -0.8348647648648685], [-2.1067684424772035, -0.7899119493887555], [-2.123009967573945, -0.7453212152960796], [-2.137983638493286, -0.7011684967059871], [-2.151770992636484, -0.6574752981706657], [-2.164568873790901, -0.6142290209920933], [-2.1762351373408495, -0.5714923526149621], [-2.1867991441461045, -0.529293467655273], [-2.1965407875691425, -0.48760581167585837], [-2.20531074665687, -0.44647479657916944], [-2.213012664191936, -0.40593784558240126], [-2.2200372620037956, -0.36596445799428445], [-2.2262951613217212, -0.3265750053192151], [-2.231571791076617, -0.2878038077920721], [-2.236055451312886, -0.2496510585949502], [-2.2401152651902003, -0.2120940211498916], [-2.243418112066416, -0.17515982367187663], [-2.2456598192626593, -0.13887274577127623], [-2.2473028175940772, -0.10321306175686078], [-2.248694610094804, -0.06816944644828521], [-2.249648681495264, -0.0337599993442202], [-2.25, 0.0], [-2.2496488145724753, 0.03375331299310535], [-2.248695545741136, 0.06814241319099348], [-2.2473055110749307, 0.10315163052638716], [-2.2456650314176434, 0.1387625372899867], [-2.2434314930422734, 0.17498587037030658], [-2.2401406063597507, 0.21184117195807375], [-2.23609509711181, 0.24930399657675303], [-2.2316277999388356, 0.287346988966038], [-2.2263816094027353, 0.3259918550910986], [-2.2201592299649433, 0.3652390646860972], [-2.2131734206563425, 0.40505444553857317], [-2.205523736241792, 0.44541639128980287], [-2.196820619303744, 0.48635560686371915], [-2.1871521030524264, 0.5278360119897798], [-2.1766718606440314, 0.5698116832854812], [-2.1651156279984813, 0.6123070566890814], [-2.152436788110251, 0.6552978348327192], [-2.1387783766686166, 0.6987217754375808], [-2.1239710199523616, 0.742586069426186], [-2.107906848488266, 0.7868765268910483], [-2.090723221724051, 0.8315178682516], [-2.072272578533966, 0.8765120301780763], [-2.052459322748288, 0.9218377172221593], [-2.0314088659180056, 0.9674070108156655], [-2.008944037737847, 1.0132346199451663], [-1.9850318048300815, 1.0592665892924698], [-1.9597492669377088, 1.105406378347309], [-1.9328885791239847, 1.1516796436294263], [-1.9045168605338807, 1.1979904003485282], [-1.8746270427742346, 1.2442832720562231], [-1.8430694121642046, 1.2905537030080239], [-1.8099420600467488, 1.3366546271793636], [-1.775087157605635, 1.3826059664857517], [-1.7385355798119926, 1.4282900918907389], [-1.700273325064772, 1.4736263135352203], [-1.6601962562876933, 1.5186021979134812], [-1.6184040753515232, 1.5630588023874354], [-1.5747520014623766, 1.607027822515151], [-1.5293296680229698, 1.650315731158193], [-1.4820381544516208, 1.6929405728026456], [-1.432912691596842, 1.7347293912499773], [-1.38191592865664, 1.7756246144968684], [-1.3290406443998468, 1.8155351378664153], [-1.2743219111875903, 1.854331446037963], [-1.2177158221643485, 1.8919856718248471], [-1.1592998968766406, 1.9283207810621532], [-1.099018690792477, 1.9633365632309798], [-1.0369494646519535, 1.996788529065202], [-0.9730539124823916, 2.0287157353813225], [-0.9074340770048822, 2.0588819087107666], [-0.8400645954662945, 2.087317237496295], [-0.7710369214823533, 2.113771652768113], [-0.7003577625950416, 2.138247402696052], [-0.6281110182344337, 2.1605620304932787], [-0.5543494480486937, 2.1806107062693094], [-0.4791363704067185, 2.198421107097942], [-0.4025761085089311, 2.21362329092391], [-0.32470545379129595, 2.2265716039770713], [-0.24567001439310843, 2.2365083945967736], [-0.16549985653636612, 2.244125375666263], [-0.08436804454927932, 2.24809180857766], [-0.002335379977185026, 2.249998181814834], [0.08045812388563867, 2.2482445498376977], [0.16387934115154518, 2.2442366448206608], [0.24784067209302368, 2.2362619295691037], [0.33213792259173475, 2.2254606331275912], [0.4166852899727633, 2.211041230131598], [0.5013061989907984, 2.193424711551915], [0.5858389377235862, 2.17243705856216], [0.6701705174842154, 2.1478474621232735], [0.7540659289123774, 2.1199090787217734], [0.8373979331592833, 2.0883850400186086], [0.9200042506976258, 2.0532831908867255], [1.0016644217533468, 2.0147451935954885], [1.08225810204086, 1.9726070783565297], [1.1615645570527564, 1.926955549075883], [1.2393945646926903, 1.87786297923781], [1.3156306811441998, 1.8252628925004428], [1.3900254576826299, 1.7692809614596183], [1.4623858485670092, 1.7099567637724635], [1.5325962852303405, 1.647281875833461], [1.6004374146396825, 1.5814491593553806], [1.6657330449722036, 1.512530386631115], [1.7283826488207228, 1.440565266760127], [1.7881254641806685, 1.3657072768123901], [1.844796060344978, 1.2880843589742033], [1.898331621311461, 1.2077842856835772], [1.9485577649629202, 1.1250063248330309], [1.9952517553607265, 1.039899790496598], [2.0383791923275174, 0.9525816370874542], [2.0778440887217724, 0.8632455314673166], [2.113383108039589, 0.7720972146838306], [2.144988971543988, 0.6792825173781638], [2.1726678470040626, 0.5849802946441528], [2.196127980202963, 0.48944384621179515], [2.215371764716879, 0.39284970187696544], [2.2306208344916127, 0.29537897356983045], [2.2415422020300695, 0.19727756163642599], [2.2474936705891713, 0.09877343128597464], [2.25, -2.3682228053600873e-15]], [[2.293283263630632, -0.002119544447495299], [2.286278496137294, -0.10134103842092236], [2.2759225400565453, -0.20267863853812357], [2.2608496555057487, -0.30318792757508534], [2.2416083676664016, -0.4037509564107611], [2.218528503499135, -0.503421767909242], [2.1913463222639895, -0.6016928137147846], [2.1599959283402, -0.6986545690499499], [2.124681199749349, -0.7940540618614663], [2.085502464098124, -0.8876837811628048], [2.0423758375683674, -0.9793839360442385], [1.9954967646094248, -1.0689749197029261], [1.9450261295412015, -1.1562163987691567], [1.8909908097419381, -1.240981497560986], [1.8335760940149273, -1.3230845375592755], [1.7729798553378575, -1.4018549088338872], [1.7093217646469256, -1.4775795388215671], [1.6427235863865959, -1.5501837962358096], [1.5734967047763924, -1.619527245894106], [1.5017955973921384, -1.6855337821079366], [1.4277312564245013, -1.7481312260059125], [1.3515437877300145, -1.8071504281070068], [1.273443019627436, -1.8625962668306446], [1.1935440165536633, -1.914399146889149], [1.1121524537216105, -1.962582795390658], [1.0294090040703658, -2.0069641616761285], [0.9454744889735999, -2.0477322230436394], [0.8606156936480632, -2.0847883142790224], [0.7749858151039221, -2.118101827310217], [0.6887298649100978, -2.147806875865532], [0.6020931831280332, -2.173809337517007], [0.5152089318615405, -2.19612498798635], [0.4282453889384359, -2.215040977268462], [0.34140814419121546, -2.2302779981977934], [0.25480244058419976, -2.2422709352953807], [0.16861849961317302, -2.2508024267277946], [0.08299556307258539, -2.255563468254977], [-0.0019712139646924413, -2.257646831723163], [-0.08607965520789673, -2.256425396310224], [-0.1692710976016889, -2.2521563742135955], [-0.2513877323536089, -2.245319635902549], [-0.33232705535546647, -2.2351872672630297], [-0.4120162397476913, -2.2223493414186186], [-0.4903061441494551, -2.206988841937332], [-0.5671859910561519, -2.1889361785593486], [-0.6424997086925285, -2.168675818887845], [-0.7162368789712841, -2.145913270809244], [-0.7882913039428517, -2.121142038262515], [-0.858626256807817, -2.0941269716762085], [-0.9271751031589659, -2.065265317209956], [-0.9939139991634615, -2.0344655769963897], [-1.058788440419261, -2.001996971891376], [-1.121804374015383, -1.9678843635892862], [-1.182882816114464, -1.9322709280965684], [-1.2420681952432333, -1.895249732841882], [-1.2993322144327013, -1.857001384279022], [-1.3546819953184963, -1.817544629105707], [-1.4080894034707492, -1.7770654654651898], [-1.4595557743272622, -1.7355288905315498], [-1.509062284513873, -1.6931693859784427], [-1.5567329128982133, -1.6499814872238396], [-1.602422283944717, -1.6061449575092124], [-1.6462941067443484, -1.561644823129225], [-1.688266419263819, -1.5166826653469128], [-1.728479617119042, -1.4712524249285261], [-1.766896482401708, -1.4254863623027532], [-1.8035164788343507, -1.3794273340548564], [-1.8384447684824292, -1.3331182117047506], [-1.8716192885915728, -1.2867074504223484], [-1.9032116230161082, -1.240164911709043], [-1.933114143935673, -1.1936152741833352], [-1.961446509054685, -1.1470953027682604], [-1.98827029639065, -1.1006351313606872], [-2.013485036611266, -1.0543396771846971], [-2.037301685303072, -1.0081860376267258], [-2.05967881645841, -0.9622619833437255], [-2.0806136559306445, -0.9166351511631279], [-2.1003070301146924, -0.871281014746595], [-2.1186615779792124, -0.8262871421770213], [-2.1357404276866405, -0.7816843272303712], [-2.151701584074618, -0.7374584971136124], [-2.1664103460338424, -0.6936825560190208], [-2.1799579145342443, -0.6503771902847866], [-2.192546787690952, -0.6075309730460492], [-2.204029743948307, -0.5652032143743554], [-2.2144223382912136, -0.5234190802284691], [-2.223997761433462, -0.48215171281027525], [-2.2326176824881383, -0.4414458359853765], [-2.24019111026049, -0.40133818147363653], [-2.247103102301718, -0.36179805493607076], [-2.2532561218066913, -0.3228443866384607], [-2.2584372734399363, -0.28450984663545187], [-2.262842181126425, -0.2467946200327768], [-2.2668395214465606, -0.209676630525032], [-2.2701146156344003, -0.1731824191744377], [-2.2723341590945556, -0.13733384180792904], [-2.273939861245196, -0.1021099646328804], [-2.275296440021263, -0.06749967300201562], [-2.2762146205031244, -0.03351958650397997], [-2.276553548046763, 0.0], [-2.2762177817856113, 0.03314325282623399], [-2.2752988265721155, 0.06709998893654037], [-2.2739355416653817, 0.10167444761707342], [-2.2723086917958435, 0.13684825454793598], [-2.270093755312875, 0.1726331503637966], [-2.266855776660709, 0.20904989101099164], [-2.2628847702057935, 0.2460747114157537], [-2.258501158528674, 0.2836805840145302], [-2.253345432419545, 0.321888689100855], [-2.247217044411905, 0.36070002611980556], [-2.2403420430949894, 0.4000826463786], [-2.232824096239148, 0.4400165651729841], [-2.2242742911239053, 0.4805318110539059], [-2.2147644385232867, 0.5215918131561881], [-2.204438333600475, 0.5631521770399399], [-2.1930530588069366, 0.6052392437499955], [-2.180579708144244, 0.6478315883196674], [-2.167153418543015, 0.6908680690697621], [-2.152595181206308, 0.7343547012272414], [-2.136791005177346, 0.7782784773740802], [-2.119887563986112, 0.8225678238907002], [-2.101757090059627, 0.8672289607641005], [-2.0823072901274955, 0.9122422276223204], [-2.0616410225786885, 0.9575198030125891], [-2.0395739649907227, 1.003076640612809], [-2.0160860768455175, 1.0488630214421817], [-1.9912387172503658, 1.0947807829134533], [-1.9648204304913814, 1.1408533418007292], [-1.9368971078499397, 1.1869888969271014], [-1.9074628787001544, 1.2331334013949737], [-1.8763685644545918, 1.2792823887990834], [-1.843717788114511, 1.3252966536780924], [-1.809372759628562, 1.3712041664055843], [-1.7733424045192552, 1.4168833337490694], [-1.7356068127959752, 1.4622536192992506], [-1.6960744620115624, 1.5073105815733328], [-1.6548622461007498, 1.5519093995115198], [-1.6117855966694639, 1.5960632408061621], [-1.5669266916472795, 1.63957961510968], [-1.520194697596523, 1.6824816550544421], [-1.4716255040952992, 1.7246028399187487], [-1.4211857622335098, 1.7658923891113814], [-1.368863766731777, 1.8062593815106531], [-1.3146661574059617, 1.8455594207430248], [-1.2585580815924302, 1.88377379200081], [-1.2006308122458766, 1.92074376422644], [-1.1408081712900466, 1.9564527752262812], [-1.0791585264309713, 1.9906546551608904], [-1.015633828118004, 2.023380020891144], [-0.9503321751111099, 2.054395055191021], [-0.8832153652974204, 2.0837124036969557], [-0.8143829797430829, 2.1110996204476167], [-0.7438382613700235, 2.1365503046983747], [-0.6716454002105425, 2.159864567767586], [-0.5978756618028751, 2.180964048103964], [-0.5225740869055614, 2.1998509885530706], [-0.4458403049087804, 2.2161505425011865], [-0.36771599181099557, 2.230220566700548], [-0.28834251348166656, 2.241311818174384], [-0.2077417627444254, 2.25007987648337], [-0.12608048633733904, 2.255198837775681], [-0.04341574622833755, 2.2582059754232673], [0.04010368198385242, 2.2575568627205054], [0.12434601355352684, 2.254626339901345], [0.20922563976127523, 2.2477000542762626], [0.2945359113458014, 2.237927720928788], [0.38019577457508, 2.2244629980801323], [0.46602047081568887, 2.20780379896375], [0.55185339664733, 2.1876810656796852], [0.6375766989491862, 2.163910061348008], [0.7229579721072847, 2.136757183392859], [0.8078610439824978, 2.1059181408014047], [0.8921308689411672, 2.0714669796629788], [0.9755420905927646, 2.0335139522784367], [1.0579724814942568, 1.991895416515057], [1.1391947334997272, 1.9466549538210962], [1.2190269904280124, 1.8979203618708689], [1.2973406231400104, 1.8455806013036407], [1.3738908148973206, 1.7897714766976138], [1.4484755180684539, 1.7305056160695527], [1.5209828264531489, 1.6677993113189609], [1.5912150613989802, 1.6018971124842127], [1.6589623858139815, 1.5327712421730422], [1.7241506677675302, 1.4605665805390642], [1.7864813620209716, 1.385324169626989], [1.8458214710885645, 1.3072627774839685], [1.902074444436524, 1.2263922856280158], [1.955073711189389, 1.14260283764895], [2.004617240714399, 1.0562011103136675], [2.0506379484515884, 0.9675526801213173], [2.09304376387968, 0.8768543679135771], [2.131580056152047, 0.7843152198933265], [2.166237259568461, 0.6900833275313012], [2.1969803900908165, 0.5943395141662289], [2.223551896760697, 0.49734159292935015], [2.245975280472375, 0.39926913128207725], [2.2644138108669822, 0.3003049067208613], [2.2785541190592387, 0.20069799487908996], [2.2876836462710832, 0.10150487028699945], [2.293283263630632, 0.0013886748328852585]], [[2.35924801392185, -0.017803937588694755], [2.315915778149377, -0.09825757636247683], [2.271347089970633, -0.19632368895111288], [2.225118727191911, -0.2918972169729366], [2.1776353318208086, -0.39248530706315116], [2.128812951240621, -0.492716536869697], [2.077959630388701, -0.5901217195703786], [2.025300519441459, -0.68635235361846], [1.9702795092168257, -0.7810916529299269], [1.9129737932128374, -0.8741954384667868], [1.8525338683211594, -0.9653432941143226], [1.7893232588682668, -1.054405765413099], [1.7231819623008728, -1.1410829107915692], [1.653893681696355, -1.2251828603832273], [1.5819946717973767, -1.306195285581243], [1.5073175662047453, -1.380804146529344], [1.4301535221339814, -1.4516902663846087], [1.3506680195875953, -1.5188110494337783], [1.269847075361106, -1.5821767332489984], [1.1876540201774133, -1.6418267860730913], [1.1038258131471679, -1.6973531328430393], [1.0186267193168184, -1.748695452958687], [0.9324149720249162, -1.7963373800039968], [0.8451084017635002, -1.8394153779001705], [0.7572411867087132, -1.8789309308874385], [0.6687681342491228, -1.9138544928618515], [0.5800095120064459, -1.9450302134509416], [0.4912195634416879, -1.9726040426982085], [0.4025135946957651, -1.9962284491210434], [0.3140346607515666, -2.015850110405283], [0.22602816586815638, -2.0323885227659257], [0.13860283388721192, -2.0446879500039827], [0.0519087265914227, -2.0538683055069984], [-0.0339012779961935, -2.059740162825749], [-0.1186949689473771, -2.062468881092962], [-0.2023325306112314, -2.061720600744511], [-0.2846801479519459, -2.0575787988065803], [-0.36577203718066614, -2.0513184560658546], [-0.44534007744043286, -2.041950950694036], [-0.5233713056275625, -2.029853143180147], [-0.5998008426763543, -2.0156162825737245], [-0.6744469316264905, -1.9983248958776216], [-0.747417464674357, -1.9790193743954327], [-0.8184540436222691, -1.957341082356923], [-0.8876808948313879, -1.933580751480285], [-0.9549304957779897, -1.9079739066791614], [-1.0201451016629879, -1.8802278849049983], [-1.0834773345799396, -1.851152796971677], [-1.1446196029976565, -1.8200813751918077], [-1.2037907962298382, -1.787766612998797], [-1.2608126429857782, -1.7538868407674784], [-1.315739457212254, -1.7188029623128764], [-1.3687003557036441, -1.6827137381325112], [-1.4194654815877372, -1.6454943553523782], [-1.4683488477456066, -1.6075665943538289], [-1.5153385947365938, -1.5690486454667936], [-1.5604107225604535, -1.529906069707044], [-1.6036938812476385, -1.4904116018641655], [-1.6448371960831194, -1.450181309553375], [-1.6841935291760943, -1.4097164296541012], [-1.722052985837757, -1.3691463844662934], [-1.7578318220155116, -1.3282114579193731], [-1.7919223157892241, -1.287091019451213], [-1.8243593761936907, -1.245992067914878], [-1.855327640435893, -1.2049367305476146], [-1.8849436748957071, -1.1640871323658109], [-1.9129392660454805, -1.1232954782353943], [-1.939574110110929, -1.0826751466683342], [-1.964870517487395, -1.0423440814988043], [-1.9889515828075546, -1.002249949268969], [-2.011559727326821, -0.9623760111813433], [-2.032887151670337, -0.92278384145315], [-2.052995830371924, -0.8834905810023099], [-2.0717656646665636, -0.844539697784682], [-2.0893919521755313, -0.8059208085438532], [-2.1059148707294812, -0.7677086993073577], [-2.121311326808532, -0.7299531719413107], [-2.1357373773173065, -0.692606029797364], [-2.149250184081439, -0.6557545561925058], [-2.161907395585878, -0.6194123995967512], [-2.173684335122509, -0.5835302802505449], [-2.1844805306565727, -0.5481465271825924], [-2.194447380763904, -0.5132723058558707], [-2.2037997353282246, -0.47890758968201674], [-2.212381543884937, -0.44507565936633053], [-2.2201131289828777, -0.41177284036038797], [-2.227178898450476, -0.37897280869903444], [-2.2335357204397828, -0.34670907937235007], [-2.2391449713307874, -0.3150080265136887], [-2.2442942211822885, -0.283840736297544], [-2.24884388087595, -0.2532113354465552], [-2.252624856119495, -0.22313420255091176], [-2.2558541196420236, -0.19360889678372406], [-2.2588450429184666, -0.16462063308914718], [-2.2614614104146877, -0.13618611354428095], [-2.2632164494661233, -0.10830104768037811], [-2.2643411314586097, -0.0809304505039537], [-2.265267876413602, -0.054048672954199566], [-2.26582265678345, -0.027586499978922374], [-2.266033875454508, 0.0], [-2.265848212805066, 0.024428069686645053], [-2.2652809035741415, 0.05062481776025116], [-2.264283136907102, 0.07734412330485123], [-2.2629706880998155, 0.10457121736352698], [-2.2611907517815553, 0.13232378936057848], [-2.25877749342736, 0.1606285582464265], [-2.2558871940911804, 0.18947050884726327], [-2.2527049846957383, 0.21882958436841676], [-2.2489068739699896, 0.24872063362616526], [-2.2442973139364915, 0.279148688089292], [-2.2391615684144965, 0.31010288589254814], [-2.2336186048356526, 0.3415782917860853], [-2.2273394988754887, 0.3735964010975797], [-2.2202762140819208, 0.4061240556359804], [-2.212486937295283, 0.439186416465597], [-2.2039116841649253, 0.4728137836620249], [-2.194644788010522, 0.506971674471724], [-2.1847433491428543, 0.5416154104549991], [-2.1739860959643935, 0.5767398871135281], [-2.162225039434649, 0.6123440924208894], [-2.1496439821608577, 0.6483969491128289], [-2.1362758965125623, 0.6849413112407766], [-2.122060420648928, 0.721973796114376], [-2.1069236429302265, 0.7594174582130253], [-2.090653737683155, 0.7972874343677875], [-2.0733229625314054, 0.8355764276414461], [-2.0548839584645107, 0.8741826650556213], [-2.0351278277291076, 0.9131072879697723], [-2.014095539231956, 0.9523054059311706], [-1.9917924663834818, 0.9917404056972985], [-1.9680916500611079, 1.031408937652683], [-1.943115516353428, 1.0712557237072993], [-1.916881083660435, 1.1113744589451942], [-1.8892387692379402, 1.15162282644843], [-1.8601280804495566, 1.1919303373084835], [-1.829555918359512, 1.2323608565585074], [-1.7977389771582544, 1.2729061603794052], [-1.7642369406987877, 1.3134177387948884], [-1.7290642182516263, 1.3537335646253874], [-1.6921977691523977, 1.3939159986826926], [-1.6536674724483764, 1.4338710356508675], [-1.6134690411164148, 1.4736088794897075], [-1.5715585056246246, 1.513047934839838], [-1.5277379924531127, 1.5519329393661838], [-1.48203649785485, 1.5903211740405763], [-1.4346261134230556, 1.6282217643798107], [-1.3852945217504555, 1.6654790128806893], [-1.3340361922475885, 1.701858589914593], [-1.2807372875957597, 1.737312748687109], [-1.2254517027559793, 1.7716520464262344], [-1.168056157674166, 1.8047402442412654], [-1.1086920130525746, 1.8365136609362651], [-1.04733612532933, 1.8668913608861755], [-0.9839038609533141, 1.8955535863916757], [-0.9185842790639037, 1.9226393271974052], [-0.8512868508789003, 1.9479414163823376], [-0.7820634867387977, 1.9710891336190035], [-0.7109843720051704, 1.99241974107665], [-0.6381403029692466, 2.0113392637487983], [-0.5634929978458781, 2.0281335194845167], [-0.48714106251498557, 2.0416803718869176], [-0.409107972180827, 2.052911981033877], [-0.32958270234757225, 2.0609088988864883], [-0.248669022168971, 2.0666328735049104], [-0.16642666537764997, 2.0685778141018636], [-0.08304986813400936, 2.067816153830348], [0.0014248076320636266, 2.063196621395095], [0.08678150408118204, 2.055736521428003], [0.172921479911977, 2.0444869261069023], [0.2597092386113383, 2.0296358642661243], [0.3469641224720607, 2.0115167522658908], [0.4345060201729283, 1.9893653052836604], [0.5222522070324526, 1.9637382963865093], [0.6099751653128256, 1.9345025937855176], [0.6975562892522037, 1.9015207220851698], [0.7847544766821221, 1.8645201630614214], [0.8714647629584277, 1.8240193653969943], [0.9574976516610982, 1.7796015018351323], [1.0426616823241959, 1.7314637933611505], [1.1267195741565652, 1.6794276675932076], [1.2096004877101045, 1.62369114369277], [1.2917931905313145, 1.5648386257210605], [1.372553317142253, 1.5021401824293499], [1.4517854272453021, 1.436473708304932], [1.528897232142862, 1.3670806351410179], [1.6040558181452147, 1.294800622486866], [1.6768851074996751, 1.2190951294978603], [1.7473083248264054, 1.138048749477637], [1.8153271089274752, 1.0529250254696518], [1.8806026987928095, 0.9654655969280994], [1.9430897827505689, 0.8758820902552394], [2.002639784303553, 0.7843955357564172], [2.0592257941840684, 0.6911555223381783], [2.1124691967721194, 0.5962740141448076], [2.1624352070700517, 0.5000627490784585], [2.2093226865280737, 0.4027303453853602], [2.2527836663176752, 0.3043620943882809], [2.2927078195070445, 0.20515925156692294], [2.32788175654452, 0.11159097253470397], [2.35924801392185, 0.013091789102663023]], [[2.442912614273033, -0.032592057992626294], [2.353449390861939, -0.08877584956055704], [2.2648391048000436, -0.1695980795795371], [2.1776767343682137, -0.25061401426696517], [2.0921707359388253, -0.3401609456451084], [2.0079955576055313, -0.43098194655199457], [1.9242934596093542, -0.5197561038076216], [1.8428190365682835, -0.6080773294045537], [1.7615270887888483, -0.6953662960518552], [1.680068325115376, -0.7817179851689245], [1.5966757982675226, -0.8661863829317223], [1.51192093744143, -0.9488353742492865], [1.4252460982457131, -1.0291311920230704], [1.3361320141303048, -1.1066266159966989], [1.2455215908811186, -1.1810379757288345], [1.1527811821299665, -1.248446124953233], [1.0583919242766817, -1.3118725053535678], [0.9625553995499585, -1.3712470254750226], [0.8682081663609792, -1.4266574160936973], [0.7745869519788424, -1.4782072529120256], [0.6804902512566926, -1.525205785853314], [0.5861609221806932, -1.5676625786932599], [0.4920360055974588, -1.6064108855454975], [0.3978767928021885, -1.6399538734833479], [0.3043370494013041, -1.6700382757497492], [0.21121890868027468, -1.6949583305851186], [0.11893434294268901, -1.7160312117542538], [0.02769571219716711, -1.7336163752797062], [-0.06241868593745007, -1.7471189658152362], [-0.15127800291839055, -1.7563137567024099], [-0.23866668364889337, -1.763007349538925], [-0.3245057657157078, -1.7650397973481105], [-0.4086776617306679, -1.7642317626255548], [-0.4910946657434371, -1.760522806272763], [-0.5716158409966627, -1.7537991796690584], [-0.6501652579785838, -1.7436707530807996], [-0.7266320718367408, -1.7305935571273228], [-0.8011565683410038, -1.715934815108889], [-0.8734557412188703, -1.698447107991307], [-0.9435583566880172, -1.6786064751325354], [-1.011494564573161, -1.65708193164131], [-1.0770445029409115, -1.6328572352068447], [-1.140461163945583, -1.607372473863812], [-1.2014366182535756, -1.57973121925726], [-1.260198981247129, -1.550710759067771], [-1.3165990458508319, -1.5202576267676806], [-1.370552245221011, -1.4881170055955117], [-1.4224226256954717, -1.455396537012787], [-1.4717163104972526, -1.421007765907009], [-1.518879295068003, -1.3860558207201616], [-1.5636317029445195, -1.3499927670935703], [-1.6061193285199566, -1.3132610387497756], [-1.6465651386998765, -1.2762545755848131], [-1.684647614723521, -1.2385556109363782], [-1.7208748929902165, -1.2009478619007046], [-1.7552595252885366, -1.1634820471978151], [-1.7877596947765761, -1.1260739641200717], [-1.8186320280473298, -1.0890928841005871], [-1.8472812375080512, -1.0517745218240289], [-1.8743440971632974, -1.0149142189698905], [-1.9002200487015022, -0.978805320058209], [-1.9240477024929543, -0.9426844072330982], [-1.9463638028508763, -0.9069581707226158], [-1.9673094898550534, -0.8718338322445427], [-1.9870848493650568, -0.8373719881885867], [-2.0059336881369267, -0.8037682350763654], [-2.0234041711843624, -0.7706547442158419], [-2.0398599448954178, -0.7382287418109665], [-2.0554061902092826, -0.7065683707941541], [-2.0701198688623275, -0.67560101520741], [-2.0836767954210207, -0.6451404848107732], [-2.0963080306618034, -0.6152765947608722], [-2.1080735272318356, -0.5860103557063174], [-2.118869267758071, -0.5573085656639617], [-2.1288514722599823, -0.5291772767321689], [-2.138116769524037, -0.5016706756543498], [-2.146625618434005, -0.4748134603342323], [-2.154486679471364, -0.44853211358360984], [-2.161887046325239, -0.4229093065235854], [-2.168875018716172, -0.3979364624282139], [-2.1752627575251684, -0.3735230716240048], [-2.181015061646674, -0.34966256771387655], [-2.1863305499114305, -0.3263546509104587], [-2.191405774966583, -0.3036127613710376], [-2.1961215964149874, -0.2814143469191122], [-2.2003400080370836, -0.2597199870271206], [-2.20412784555927, -0.23850414163821312], [-2.2075275034820376, -0.217783921082316], [-2.2105587583895634, -0.19757076689029113], [-2.2133672242313147, -0.177838350924582], [-2.2158028823722455, -0.15857125064537744], [-2.217768214840214, -0.1397594423087026], [-2.2194569717430324, -0.12140011585774182], [-2.2210846922987035, -0.10348555921657286], [-2.2227090114658377, -0.08601565554305744], [-2.2237971732663118, -0.06894781694461935], [-2.224348775283332, -0.05221794541218307], [-2.2247830234427983, -0.035746219076444465], [-2.22499314246251, -0.019211457917253337], [-2.225083203513674, 0.0], [-2.2250398132100937, 0.013790887736014784], [-2.2248060811751573, 0.02931551073505271], [-2.224235400482408, 0.04522765288548148], [-2.2233667362138516, 0.06152017362911421], [-2.2222185166997117, 0.0782151493306295], [-2.220893761045255, 0.09534165992011999], [-2.2193946288148836, 0.11289682601165887], [-2.217748418927035, 0.13087274431777882], [-2.2157183371994433, 0.14927756193560549], [-2.213141994866528, 0.16812061960587432], [-2.210305122482294, 0.1874145928346591], [-2.20732526614961, 0.2071714278256959], [-2.2039793524195876, 0.22740330299610018], [-2.200135407839381, 0.24809096045843784], [-2.1957808595195494, 0.2694526005453992], [-2.191022037121005, 0.2915030625565824], [-2.186029610230735, 0.31410937360958946], [-2.180771185291172, 0.3372495741031546], [-2.1750230199450806, 0.36090493902961673], [-2.168606064855147, 0.38508912445989285], [-2.161682663155739, 0.4098236525065257], [-2.154434933852755, 0.4351960191308851], [-2.146825498121384, 0.461223367149578], [-2.138622954247521, 0.4878439705137391], [-2.1296129411659552, 0.5150721919219887], [-2.119931866896352, 0.5429533738193134], [-2.109479386054149, 0.5713876069924354], [-2.0980747288268082, 0.600347534649188], [-2.0857068209937726, 0.6298475771320209], [-2.0723969047429116, 0.6598750545339702], [-2.058048521937097, 0.6904273667182339], [-2.042763324449298, 0.7215545873317313], [-2.026674000960562, 0.7534253795999525], [-2.009503909031649, 0.7858752148850516], [-1.9911597244550205, 0.8188472908528408], [-1.9717236096651822, 0.8524839617429237], [-1.9514516005493026, 0.8869413069599463], [-1.9297381439355348, 0.9218737762791958], [-1.9065227481865852, 0.9571604968749683], [-1.88183954791873, 0.9929046289786728], [-1.855689612791983, 1.0290976117971724], [-1.8280822420840048, 1.065814624578702], [-1.7989436220773598, 1.1029811559377962], [-1.7679130444928006, 1.1402127281715881], [-1.735055528997745, 1.177642782174688], [-1.700577947737418, 1.2154680806211113], [-1.6641765392918377, 1.2533638995462861], [-1.6257753940676636, 1.2911135446266975], [-1.585206296730789, 1.3285626749692652], [-1.5424667931002984, 1.3655724830926825], [-1.497376693824528, 1.401833315303378], [-1.4500880552213438, 1.4374702566908646], [-1.4005526472839998, 1.4723072642534818], [-1.3485631794985342, 1.5059004911398373], [-1.29437608699453, 1.538605316005725], [-1.237792465627639, 1.5699799760394741], [-1.1788117484199436, 1.5996767692371334], [-1.117518667807114, 1.6279715383476236], [-1.0539425531739461, 1.6544748372332243], [-0.9879990745461044, 1.679035453907733], [-0.9197106504217304, 1.70084617447716], [-0.8490699712514067, 1.7201171050082382], [-0.7762709948512434, 1.7366719211912236], [-0.70137670076374, 1.7509437457875656], [-0.6244153863153351, 1.7618063446733487], [-0.5455385540622362, 1.7701293031765202], [-0.4647388782384474, 1.7 | 3D array of the dimensional x and y airfoil coordinates of the airfoils interpolated along span for n_span stations. The origin is placed at the pitch axis.
blade.compute_coord_xy_dim.coord_xy_dim_twisted | output | m | [[[2.114282115869634, 0.7696175248224425], [2.1461334710991187, 0.6746129310537694], [2.174522827910032, 0.5786423978080166], [2.198020404277228, 0.48134383498563466], [2.2170713786875824, 0.3831247485128799], [2.2319517687295125, 0.28435754146455966], [2.2424127293276466, 0.18516137268280697], [2.2483600781617983, 0.0856959028075055], [2.2499505780544475, -0.013717414214801327], [2.2471887426756645, -0.11285866900959696], [2.240026739333152, -0.21157972799175984], [2.2285674692012236, -0.3096542794295819], [2.2129143649221072, -0.4067934917507857], [2.193076146195511, -0.5028619907532288], [2.169146374481543, -0.5977010782458051], [2.1412691853467587, -0.6910143609999193], [2.1094967232512802, -0.782658916892464], [2.073909309343291, -0.8725201816491825], [2.0347275806047276, -0.9603462064176912], [1.9920582547763617, -1.0459998724534927], [1.946011004650127, -1.1294145354055618], [1.8967410536324534, -1.2103390409966475], [1.844400328605966, -1.2886509950669778], [1.789135486539998, -1.364340984046914], [1.7311586019991232, -1.4372109278434375], [1.6706024765091332, -1.5071447712231942], [1.6076260078529838, -1.5741845958001686], [1.5424322562732637, -1.638117686229452], [1.4751725756133214, -1.6989034353150343], [1.4060349477948595, -1.7566405851260993], [1.3351671822257982, -1.8110313748161342], [1.2627549086250784, -1.86219304751878], [1.1890140992283267, -1.9102284139592753], [1.1140435732206657, -1.9547974197344582], [1.0380954552690285, -1.9963017564008803], [0.9612841732308917, -2.034489577077121], [0.8836169563552941, -2.0689792700080654], [0.8055586427685318, -2.10072104736515], [0.7270919486929819, -2.1291158942290545], [0.6483583522220908, -2.154365325528069], [0.5696722076430525, -2.176842530323967], [0.49088064526119135, -2.1958673275445886], [0.4122537792226986, -2.211898213507303], [0.3339994728657677, -2.225125278434861], [0.2560685779979552, -2.235326934353911], [0.1787771226228856, -2.2429293228250855], [0.10202902982871298, -2.247659089780169], [0.026109166662214633, -2.249887687973685], [-0.049045667385458125, -2.2494496303876668], [-0.12321754401443252, -2.2466349978513005], [-0.19642637077918024, -2.241385927668669], [-0.2685206939780588, -2.2339175350614076], [-0.3394885120597668, -2.224229202195092], [-0.4092179358600573, -2.2124655463759932], [-0.47769623620435997, -2.198677221499839], [-0.544831826914613, -2.1830289171948487], [-0.610626984522791, -2.1655484619020156], [-0.6749759386729757, -2.146381751295356], [-0.7379248416282511, -2.1255538815429746], [-0.7993388812282138, -2.103227896691292], [-0.8593175077517092, -2.0794175698682524], [-0.9177076155351271, -2.054311780545433], [-0.9746424245004902, -2.027918853532184], [-1.0299633391404417, -2.000392081865438], [-1.0837970205189995, -1.9717679133965482], [-1.1360455268660308, -1.9421459682772553], [-1.1867224104663374, -1.9116002357936277], [-1.235892478695695, -1.8801905938068497], [-1.2834364251558448, -1.8480333466469108], [-1.3295285939712322, -1.8151632046414736], [-1.374043219011128, -1.7816829156172904], [-1.417069540018178, -1.7476604944248821], [-1.4586537938522202, -1.7131460519380965], [-1.4986688216045096, -1.6782110800790444], [-1.5373193833801664, -1.6429045409901857], [-1.5745259111576493, -1.6072912370541146], [-1.610264946761909, -1.5714358638539818], [-1.6447353732632486, -1.5353880135854805], [-1.677797405835377, -1.499188771350294], [-1.7094990048408123, -1.4628900541234253], [-1.7400132165958833, -1.4265444411094934], [-1.7691862257644024, -1.3901767505621119], [-1.7970872958081603, -1.3538350799492973], [-1.8239057064951678, -1.317574921371714], [-1.8494864448588313, -1.2814065601430995], [-1.873847463549151, -1.2453665143607695], [-1.897260856028722, -1.2095255694759426], [-1.9195707750012725, -1.1738753226223415], [-1.9406738747311725, -1.1384179804825074], [-1.9609477419041175, -1.1032585294125323], [-1.9803014208742067, -1.0683855399186912], [-1.998521543984466, -1.0337578675581933], [-2.015784987119328, -0.9994401023112813], [-2.032446385373859, -0.9655371384501101], [-2.0481834323632686, -0.9319605231816551], [-2.0627019979236834, -0.8986290286489182], [-2.0764433666950812, -0.8656822944888615], [-2.0897379544585943, -0.8332285428342567], [-2.1024043053963695, -0.8012209834745407], [-2.114282115869633, -0.7696175248224447], [-2.125497509705874, -0.7377800561681522], [-2.136364609676298, -0.7051392064225035], [-2.147033401568049, -0.6717662476927088], [-2.157672664287708, -0.6377422276066899], [-2.1679641228227937, -0.6029398651244866], [-2.177478177545616, -0.5671819855311211], [-2.1864909324360067, -0.5305951077909965], [-2.195305788933956, -0.4933187839528896], [-2.2035946064394416, -0.4552104686224307], [-2.2111721507688693, -0.41620223501980314], [-2.218226658846867, -0.3763989688234052], [-2.224844289885244, -0.3358550260463721], [-2.2306694868913475, -0.294408304872255], [-2.2357726316578344, -0.2521228211997653], [-2.2402824197250832, -0.20909429260242673], [-2.2439588855410695, -0.1652093649760381], [-2.2467499130252637, -0.1204749246432325], [-2.248768619978203, -0.07499838516404955], [-2.2498583088133652, -0.028715054706057286], [-2.24991276295317, 0.018398629739348693], [-2.249035306903971, 0.06622494527925715], [-2.2470879427307384, 0.11481618537838012], [-2.243973556379154, 0.16418503799316064], [-2.239779921950794, 0.21420599041967903], [-2.2343455871282973, 0.26495346591085345], [-2.2276210555391316, 0.31638806282317133], [-2.219645754445165, 0.3683926917398832], [-2.210233151790659, 0.42106255542837134], [-2.1994134863449992, 0.4742845005571986], [-2.187161174436011, 0.5280089086929317], [-2.1733339746687164, 0.5822827087881874], [-2.1579737573463698, 0.6369341533397802], [-2.140939028074206, 0.6920359482910742], [-2.1222185641995166, 0.7474669990256555], [-2.1017716085381526, 0.8031562720997493], [-2.0794960525559496, 0.8591277043045188], [-2.055431217516271, 0.9151978370247847], [-2.02945189720299, 0.9714459765662392], [-2.0015761220263646, 1.027659609859874], [-1.9717171103579392, 1.0838895289712207], [-1.9398488079006118, 1.1399611594665844], [-1.9059164241853321, 1.195833177956981], [-1.8698820110006114, 1.251422445152193], [-1.8317342241710646, 1.3065952613944627], [-1.7914222732279725, 1.361340458857606], [-1.748958446880235, 1.4154651661770479], [-1.704290572949433, 1.4689881504581779], [-1.6574076237809896, 1.5216532425887968], [-1.6082869634537844, 1.5735102461584658], [-1.556943661700347, 1.6243022355514096], [-1.5033642116492296, 1.674066253658261], [-1.4475490138704719, 1.722536033520823], [-1.3895051403049439, 1.7697113933717223], [-1.329249019896587, 1.8153921840585023], [-1.2667943725830508, 1.8594618523756123], [-1.2022101644336667, 1.9019247477522976], [-1.1354678864653334, 1.9423975587064934], [-1.0667233158084644, 1.9812006730438578], [-0.9958541212137657, 2.0175723343501977], [-0.9231251572734831, 2.05215224781974], [-0.8482438671255935, 2.083630746706062], [-0.7718114149612693, 2.113481585418993], [-0.6934121036594716, 2.140153433768863], [-0.6136518629091086, 2.1649216954800794], [-0.5320272313325545, 2.186147168308728], [-0.4491201041420667, 2.2048314587014657], [-0.36474036545728356, 2.2202014363628413], [-0.27919794057250696, 2.2325923005271866], [-0.1925852635707198, 2.2417852150959305], [-0.10492955902022627, 2.247524645181509], [-0.01653825347929705, 2.2499680916327103], [0.07255011047534399, 2.2488494514535606], [0.16218035850856005, 2.2441205882469215], [0.25209687287694305, 2.2358392105892264], [0.3422426545813406, 2.2238100751639034], [0.43238062634756413, 2.208039153247694], [0.5223082242662574, 2.188529728983711], [0.6119378270027197, 2.165179163900813], [0.7009939251146042, 2.138020909753152], [0.7892815795724907, 2.1070261251839764], [0.8766950741097433, 2.0721473642052963], [0.9629623180825287, 2.0334908250979433], [1.0478931975200105, 1.9910636841111153], [1.1313796661475226, 1.9448688695046086], [1.2131241937048538, 1.8949614065298517], [1.2929275651990721, 1.8414049340779814], [1.3707007308717283, 1.7842604438822542], [1.4462116671432952, 1.7236555363906747], [1.5192000000850252, 1.6596543318675092], [1.5895933999876886, 1.5923549634882221], [1.6572354253813188, 1.5219065836954324], [1.7218082497874714, 1.4484124485910106], [1.7832551518192488, 1.372007102740747], [1.8415207494274368, 1.2928607225666033], [1.8962442449968562, 1.2111115338156289], [1.947367505314516, 1.126926236900498], [1.9950368458348477, 1.0405508296361923], [2.038855253790924, 0.9521024807740885], [2.078141293134378, 0.8615757400462059], [2.114282115869634, 0.7696175248224425]], [[2.1835730365562567, 0.7008290902506243], [2.207314814538144, 0.6042356142172332], [2.228515218709243, 0.5046007915554638], [2.244971826272745, 0.4043087724368018], [2.2574770971032616, 0.3026880652567345], [2.266055068446013, 0.20074019032847457], [2.2702991378931068, 0.09886743982597967], [2.270174309816014, -0.003036503251824918], [2.2657971199952756, -0.1046683560019015], [2.2571994698913302, -0.20579984504644255], [2.2442525396323862, -0.30630457786030596], [2.227087322295853, -0.4059516909555215], [2.2057833024596647, -0.5044631086322183], [2.1803271791558183, -0.6017098234627802], [2.1508384176737776, -0.6974583049401879], [2.1172998398597307, -0.7910095707293783], [2.079913295385876, -0.8826000636284255], [2.0387718159829276, -0.97212142540764], [1.994128760459417, -1.0593445458603648], [1.9461078475456879, -1.144149637370298], [1.8947926067300065, -1.2264339775910185], [1.8403597482184155, -1.3059629692668868], [1.7830104978877452, -1.3826769477616205], [1.7228330533215765, -1.4564744019184157], [1.660125651600128, -1.5272842335274923], [1.5949660945888335, -1.5948890873742765], [1.5275653823031252, -1.6594195579720765], [1.4581472224710081, -1.7206999637088942], [1.386848059014841, -1.7786542175684232], [1.313847028346495, -1.8333655360945957], [1.2393488173207876, -1.884669134371055], [1.1634850148238853, -1.9325392173532256], [1.0865038065165993, -1.9771975426219799], [1.008515286414016, -2.0183152348517073], [0.929752916498122, -2.056273995668214], [0.8503311470560939, -2.0908086241743398], [0.7702878153614214, -2.121582311465168], [0.6900484106111751, -2.1496060786774684], [0.6096131794402119, -2.1742210208732824], [0.5291167923844158, -2.195653993326598], [0.4488565349415796, -2.2143134083475364], [0.3687068869151745, -2.22947496577049], [0.2889180164276772, -2.241678022576635], [0.209687968617289, -2.2510510476761176], [0.13097502623185864, -2.2574293089175392], [0.053076230274535785, -2.2612261268786664], [-0.02408875861233828, -2.2621579883691303], [-0.10026760370895382, -2.2606621008020733], [-0.17549741438392075, -2.256503374676433], [-0.2495930146745341, -2.250039517300498], [-0.32255975049985663, -2.241176126294814], [-0.39426322943032543, -2.2301527622445194], [-0.4647014927378953, -2.216994913089885], [-0.533755476873575, -2.2018146577615294], [-0.6014389489736195, -2.1847142014756797], [-0.6676696214470241, -2.1658567868798664], [-0.7324485277168911, -2.145262441165757], [-0.7956918824616928, -2.1230995890207764], [-0.8574116845379828, -2.099335321348037], [-0.917518152346007, -2.07418706684629], [-0.97613097329785, -2.0476876210131616], [-1.0330566738438838, -2.0199635415624426], [-1.088455674040299, -1.9910507490159457], [-1.1421881753889862, -1.9611160041617302], [-1.1943896742751847, -1.930196567875634], [-1.2449842085862117, -1.8984069292450525], [-1.2939581331435956, -1.8657877181062923], [-1.3413984100060776, -1.8324119729941877], [-1.3872004644524973, -1.7984019839355108], [-1.431536860058288, -1.7637816498967116], [-1.4742669368167816, -1.728636663748855], [-1.5154933264040191, -1.6930386939289663], [-1.5552654080621577, -1.657035296660868], [-1.5934553922665233, -1.6206955483372392], [-1.6302711019784446, -1.5840623022653504], [-1.6656462047406975, -1.5472064090447106], [-1.6995573305373868, -1.5101914003892238], [-1.7322031582260018, -1.47305547962014], [-1.7634641741755759, -1.4358521615165292], [-1.793391030935383, -1.3986301055151205], [-1.8221384427023943, -1.3614243414528708], [-1.849555846883537, -1.3242629818833107], [-1.8757237156186934, -1.2871936689748078], [-1.9008383043038817, -1.25026758748491], [-1.924741298755084, -1.2134960727643649], [-1.9474397925276081, -1.1769078470085794], [-1.9692020609517806, -1.1405610725297406], [-1.9898827230539842, -1.104455925222367], [-2.009383908858486, -1.068599482135044], [-2.0280815529826355, -1.033080538671149], [-2.0458770106339887, -0.9978872209837285], [-2.062557618918578, -0.9629853786721104], [-2.078309531006656, -0.9284351428554465], [-2.0934904475879734, -0.8943284917961133], [-2.1077926988857807, -0.8605942464087412], [-2.1208923215592606, -0.8271510593867702], [-2.133216184413817, -0.7941143796658667], [-2.1451148604612755, -0.7615854064102161], [-2.1564030896917203, -0.729521950348023], [-2.1669988071370607, -0.6977193038685845], [-2.1768369601739983, -0.666068100231004], [-2.1863693058759885, -0.6334638245701778], [-2.1956680243241875, -0.6001353746510779], [-2.2048995499246113, -0.5661556414326383], [-2.213758576279813, -0.5314139897129313], [-2.2218374405228816, -0.4957573569826942], [-2.229404917107175, -0.4592972484198272], [-2.2367577254740505, -0.4221575942161168], [-2.243560148447078, -0.3842080507709577], [-2.2496215958295394, -0.3453862028448169], [-2.2551474464072516, -0.30579174114941304], [-2.2602302542169608, -0.26547546081536844], [-2.264509025377197, -0.2242895841868624], [-2.2680409066496385, -0.18229093082985248], [-2.2709491673022697, -0.13956582920325433], [-2.273010652741218, -0.09601475637874113], [-2.274191281678557, -0.05164924716258912], [-2.274600949107891, -0.006568917744907532], [-2.2740711042346216, 0.039286820338369166], [-2.272489255176345, 0.08594052163321653], [-2.2699730811630174, 0.133279104283201], [-2.2664028694940637, 0.18134764722203378], [-2.2616847428134808, 0.2301557222842121], [-2.2558896940849307, 0.2795882101626719], [-2.248846854057283, 0.3297158361494307], [-2.2405219087248276, 0.38049741592188], [-2.2309431794860757, 0.43182070540681117], [-2.2199165633098, 0.483772801547415], [-2.2074766453147934, 0.5362461265271995], [-2.1936012730666854, 0.5891910335835351], [-2.1781470780431467, 0.6426489915785887], [-2.1611700328272296, 0.6964557356140929], [-2.1425475506220777, 0.7506801200093471], [-2.1222508614701603, 0.8052036674725055], [-2.1002363306704925, 0.8599558192775403], [-2.0764154788889178, 0.9149603975261748], [-2.0508551899324217, 0.970043724678984], [-2.0233838130454185, 1.0252749013750366], [-1.9940205769625396, 1.080445514558636], [-1.9626861091308792, 1.135605422327672], [-1.9293635366553914, 1.1905851179920557], [-1.8940055522160928, 1.2453464854695495], [-1.8565731482753587, 1.2998065664818281], [-1.8170283904458124, 1.3538258784776522], [-1.7753323675570194, 1.4073972889255961], [-1.7315233122528069, 1.4603417320113865], [-1.6855236363900208, 1.5126667896610013], [-1.6373229713517592, 1.5641171851131344], [-1.5868849633504531, 1.6147367881024164], [-1.5342313299089327, 1.6642729680465882], [-1.4793295829583668, 1.7127494702384891], [-1.422203271260555, 1.7599145150731241], [-1.3628535199745615, 1.8057610159369497], [-1.301280168125309, 1.8500790304107577], [-1.2375270354461032, 1.8927721264426507], [-1.1716376825844672, 1.9338286348307088], [-1.103592061275449, 1.9728612132634324], [-1.033539518062337, 2.0101977244468094], [-0.9613849874818664, 2.0450816553902142], [-0.8873502311692218, 2.0781303274307668], [-0.8111876078025068, 2.108030538651537], [-0.7334225776874524, 2.136228095732337], [-0.6537234201924049, 2.161207297696604], [-0.5726369399197726, 2.1842364337916598], [-0.489719210139546, 2.203657413834403], [-0.4055193007875164, 2.220501291119333], [-0.31985497777721844, 2.233937611040991], [-0.23305470929404049, 2.2443837007993785], [-0.14518510151750863, 2.251535454489214], [-0.05630171786060434, 2.255180905650814], [0.03329257451408496, 2.255502404054734], [0.12356141575485369, 2.2521685679978733], [0.21433452781600149, 2.2452023617789285], [0.3053636089659293, 2.2346396646771653], [0.39658246684625553, 2.2202872491916326], [0.48776137521169105, 2.202116933979967], [0.57868806186138, 2.180194631324265], [0.6692741190854766, 2.1543752230936883], [0.75924489002103, 2.124712946973434], [0.8484041799473533, 2.091157899619203], [0.9366404747841048, 2.0536912918444234], [1.023690658960359, 2.012485320534171], [1.1093635066182561, 1.9674492340494978], [1.1935440503390067, 1.9186982204742762], [1.2759355332097388, 1.866179848485615], [1.3563443098479846, 1.8100615972031582], [1.4346754475351196, 1.7503232817586372], [1.510804060146398, 1.6868092816416569], [1.584443848929451, 1.6197495969398674], [1.6554189155654073, 1.5494716513792484], [1.7235812984960115, 1.4761345763579756], [1.78862455190423, 1.399859318741306], [1.8504941832704564, 1.3207839116833444], [1.909101473265844, 1.2390697548230003], [1.9641222503729883, 1.154883320182322], [2.015523850622979, 1.0684027364517694], [2.0634056688796782, 0.9798520242776259], [2.107393079701545, 0.8893722315523174], [2.1464840259668283, 0.7977506066292758], [2.182497835704414, 0.704168483256461]], [[2.2753786503995443, 0.6237148135917592], [2.255529519645384, 0.5345156955619959], [2.2392745529689106, 0.42803045497642045], [2.22074524595863, 0.32349325793413203], [2.2023702143488544, 0.21378913350252604], [2.18260960712227, 0.10406473933201371], [2.1601267737380603, -0.003491534597680035], [2.1355870002247914, -0.11040793376528757], [2.108369037063405, -0.21653064048497261], [2.0785080115815036, -0.3216999284220534], [2.045099325632749, -0.42583818178379007], [2.00845767128403, -0.5287220683153574], [1.9683475879331986, -0.6301063859200333], [1.924508793052744, -0.7298652322138797], [1.8773187566823852, -0.8273618020421649], [1.8257156597749793, -0.9194501977347326], [1.7707079120327642, -1.008631358154513], [1.7124432011699535, -1.0948193393366843], [1.6518732515424976, -1.1777561593454067], [1.5889734934760913, -1.2574897630362858], [1.523379929564657, -1.3336988691386327], [1.4553305036798079, -1.4062536419734557], [1.3853013507094722, -1.4755222230038965], [1.3129788258468966, -1.5406958642329736], [1.2391490587245513, -1.6025932946807233], [1.1634888973540518, -1.6602359540042495], [1.086535866393922, -1.7143492573844399], [1.0085742948221166, -1.7650046063966034], [0.929620752398908, -1.811836215474346], [0.84979843128093, -1.8547539087347449], [0.7695932741666088, -1.8945759503366193], [0.6887959810279836, -1.9301605257005836], [0.6078551767686218, -1.962544678813229], [0.5268665368896429, -1.9915045787828691], [0.44600221829116576, -2.017163454559306], [0.3653060924516365, -2.039162020854539], [0.2849296181931218, -2.057544267473386], [0.2051861925086823, -2.073546531376493], [0.1260653129666356, -2.086144531541751], [0.04768182297135637, -2.0956974376542883], [-0.029741235119139064, -2.1027566450697934], [-0.10627761080428022, -2.1063917305445417], [-0.181748535146378, -2.1076332747195083], [-0.25600274274432344, -2.1060659367434815], [-0.3290808168705389, -2.1020032610611086], [-0.40075755737873675, -2.095626412445493], [-0.4710568875274215, -2.0866380463162004], [-0.5399056382275005, -2.075859271264473], [-0.6071890349447363, -2.062564356263701], [-0.6729131991839837, -2.047537440440305], [-0.7369939385344808, -2.0304205242987337], [-0.7993854914460822, -2.01157569546518], [-0.8601581301565866, -1.99122931359718], [-0.9191245434760271, -1.9691988219820846], [-0.976472368276532, -1.9459754386812387], [-1.0321580866411457, -1.9216696887656692], [-1.0861679557075545, -1.8962419089351872], [-1.138551704649287, -1.8699895249874063], [-1.1890759399699955, -1.8424477309223706], [-1.2379441040779722, -1.8141947665380143], [-1.285400239246071, -1.7854339901200493], [-1.3309530970721108, -1.755756886597013], [-1.3749314837128797, -1.7254426369110272], [-1.4173127679611637, -1.6946999393954347], [-1.4582686343539937, -1.663600242861106], [-1.4978672279997682, -1.6323312398386793], [-1.5358905659646809, -1.6006778365378205], [-1.5725577828094026, -1.5688196905799838], [-1.6078583126557513, -1.5368763714595164], [-1.6419248373824376, -1.5048309499571646], [-1.6745140097703621, -1.4725973497814167], [-1.7057940783004324, -1.4402870380269848], [-1.7358200312855434, -1.4079333454507563], [-1.764464478234708, -1.3755454828806821], [-1.791918194196859, -1.343166506716916], [-1.8181995320098687, -1.3108793047229246], [-1.8432727386239285, -1.278725533302279], [-1.8673010951458968, -1.246701198142044], [-1.8903159051516805, -1.2149058278203757], [-1.9123689422243486, -1.1833682168618713], [-1.9334498434798855, -1.1520342353740494], [-1.9534515031126287, -1.1209134797418439], [-1.9725165943479692, -1.0900578204490121], [-1.9908518961390715, -1.0595255922002333], [-2.0083009015664093, -1.0292968119306587], [-2.0247879271039584, -0.9993463002356394], [-2.0404975974744106, -0.9696988141363632], [-2.0553792987732056, -0.9403748924627069], [-2.069388695510107, -0.9113894262602463], [-2.082810399326923, -0.8827927023201824], [-2.095508948570841, -0.8545507752096174], [-2.107317701037458, -0.8266315513271977], [-2.118445591229139, -0.7990935433486647], [-2.1291982242564957, -0.7720076441195292], [-2.1394399693275457, -0.7453529271162989], [-2.148703521402841, -0.7189930397255199], [-2.157220670636771, -0.6929570517798842], [-2.165414545594482, -0.6673377380961912], [-2.1731364630840315, -0.6420212144383733], [-2.180833140655906, -0.615529314756231], [-2.1872899257440013, -0.5919692853513016], [-2.193859845011338, -0.5666034104360508], [-2.2001574354282716, -0.5406176993230545], [-2.206290107514477, -0.5140578140477977], [-2.2121156062662557, -0.48686522332823573], [-2.21748159012579, -0.4589691667111332], [-2.2225343855119637, -0.43042654588719187], [-2.2274467145145884, -0.4013069511808227], [-2.2319108010553705, -0.3715080853941757], [-2.2357398162886124, -0.3409719889760506], [-2.2392053479434515, -0.30978660242947875], [-2.2424205498122545, -0.27798899091002416], [-2.2450747036525063, -0.24546912063146908], [-2.2471125722823473, -0.21224585478820657], [-2.2485969893442768, -0.17831078380739274], [-2.2494784563395025, -0.14361845314556732], [-2.249838393094159, -0.1082276730688797], [-2.2497196168678535, -0.07219695247190727], [-2.2489077891166693, -0.035471099286672025], [-2.247260210148696, 0.001989111201376126], [-2.244945330159742, 0.04010384337166284], [-2.2420065223589214, 0.07890538362393351], [-2.2383847756037043, 0.11840687271465011], [-2.233988056328648, 0.15855433503394945], [-2.2286166149668865, 0.19941987710068443], [-2.2223380102355708, 0.24097684878894254], [-2.2150790188907874, 0.2831401679528198], [-2.2066389075682817, 0.3259676765367533], [-2.197044911059492, 0.3694050434244046], [-2.186292255379059, 0.4134155724016496], [-2.17425784508187, 0.4580305260678945], [-2.161044487804182, 0.503163449785713], [-2.1466940127360212, 0.5488998930353756], [-2.131023803348458, 0.5951435214727886], [-2.113956494365686, 0.6418429282950818], [-2.095516075221517, 0.6890577027144718], [-2.0759088587496843, 0.7367210688519981], [-2.054670744081677, 0.7848097049107786], [-2.0317715868031145, 0.8331637617485648], [-2.0072061518039552, 0.8818495140715776], [-1.9809776597725053, 0.9307683749432732], [-1.9530847566046592, 0.9799313291606475], [-1.9234629619987116, 1.0292717928435346], [-1.8918525046483246, 1.0785978502344102], [-1.858296849970251, 1.1279567522588387], [-1.82296409786668, 1.1773105355871776], [-1.7856076213027614, 1.226567029184852], [-1.7461584460013626, 1.275502216286055], [-1.7044940452200965, 1.3241010672898548], [-1.6606148286339724, 1.3721666226500178], [-1.6143651444399074, 1.4196012528460502], [-1.5658637404043325, 1.4663052728197654], [-1.5150663583642743, 1.512207076601649], [-1.4618046902044965, 1.5570219183355507], [-1.4062984408042443, 1.6008322072038013], [-1.3484042118300414, 1.64346315616017], [-1.2880712620112087, 1.684543883056126], [-1.225458749301362, 1.724379904669581], [-1.1604927129933924, 1.7623749156352844], [-1.0932139481875183, 1.798814385912634], [-1.023412544130949, 1.8325915857746238], [-0.9513642987118709, 1.864597250322658], [-0.8770013298122169, 1.8938951699351918], [-0.8006847473618859, 1.9213827447387124], [-0.7220629353788053, 1.9455942858919255], [-0.6416141350363488, 1.9675091431453038], [-0.5590608104292052, 1.9860094004951647], [-0.4748870367358869, 2.002015478792236], [-0.3889300826778588, 2.014587307620395], [-0.3013714250416064, 2.023869040798779], [-0.212475495822262, 2.030132485973319], [-0.12220802943552717, 2.0325931705519316], [-0.030799878066384068, 2.0317644627161764], [0.06156615797120035, 2.0274564350076596], [0.1548132752181125, 2.019504563750934], [0.2487834616307345, 2.00758108587281], [0.3432348714260382, 1.9921564450259908], [0.43809835706002836, 1.9727780128062256], [0.5331360850947202, 1.9495835879175796], [0.6281682024036543, 1.9223368588658114], [0.723072744519377, 1.8912091571553036], [0.8181613584299536, 1.8568956791440123], [0.9129159394263495, 1.818491744168334], [1.0070061706654225, 1.776816313988283], [1.1000680850145657, 1.730978456759084], [1.192034407352333, 1.6818316477596862], [1.2826894854968411, 1.6287554396886754], [1.3724797181932775, 1.5698855886157355], [1.4610634627865058, 1.5064385747110822], [1.5476416088144362, 1.43999853479953], [1.6321130635915377, 1.37075683019031], [1.7142747978575728, 1.298885822395624], [1.7940602808419512, 1.224522166478364], [1.8710747193712984, 1.1476707723842334], [1.9452961981602996, 1.0686493715036225], [2.0168594340806543, 0.9877127555426723], [2.08540637367545, 0.9048484891748104], [2.1507761705951847, 0.820220292441098], [2.210043822199623, 0.7397244903079281], [2.2669863550833886, 0.6534488901221226]], [[2.3804383709684838, 0.5499067604961871], [2.3069223532448917, 0.47404054986117194], [2.240100198242286, 0.37444730078263444], [2.1747304451463405, 0.2750106079939648], [2.113000339919826, 0.1676824998611373], [2.0528661000892163, 0.059433767521376246], [1.9927040663538722, -0.04671434551995729], [1.9345978371809573, -0.1518922264271339], [1.8764230967284283, -0.25602408536285537], [1.8178632072308138, -0.3592853255965886], [1.756976811870423, -0.46117777190495035], [1.6943341198892963, -0.5616274376128003], [1.6292664499963192, -0.6602486545808677], [1.5611629988013063, -0.756730677050906], [1.4908720329604297, -0.8505735211027501], [1.4168451280689611, -0.9381215613399763], [1.3402688748891585, -1.0221948340116442], [1.2613223741803967, -1.102677273942292], [1.1828786442845391, -1.1789550101367774], [1.104221013691316, -1.2513103458615344], [1.0240180796941123, -1.3193584212470104], [0.9425079949322157, -1.3830507101389218], [0.8603136006015834, -1.4430924684937243], [0.7768467135247865, -1.498086724154957], [0.693158132473965, -1.5495743562322823], [0.6086496042934078, -1.5959457475106904], [0.524034824664346, -1.638382128865238], [0.43960562069659986, -1.677182067446469], [0.3552964272142378, -1.7117491702566285], [0.2711807132513998, -1.741833535935501], [0.1878979178249666, -1.769138511504757], [0.10501053442799457, -1.7915474500734114], [0.023066198265274784, -1.8108006775877086], [-0.05786429441927521, -1.8268186132069986], [-0.13767113785641033, -1.8394572270339706], [-0.21637346009736563, -1.848319529626091], [-0.2937550400240785, -1.853822053017173], [-0.36962664791129113, -1.8573261097213305], [-0.44401037545787897, -1.857552770986061], [-0.5168208355351263, -1.8549712382647445], [-0.5879280448755728, -1.8502384701388979], [-0.6573603900103399, -1.842315100499377], [-0.7250207610786734, -1.832660042726988], [-0.7908234861177543, -1.8203293346483154], [-0.8548050804983167, -1.8061322224519194], [-0.9168333550975591, -1.7899812563994], [-0.9768868362374898, -1.7716088135953756], [-1.0350554179676092, -1.7521773562556702], [-1.0911185408742188, -1.730512149368559], [-1.145246290345638, -1.707792723250708], [-1.1972972780062892, -1.683420268898074], [-1.247307780557191, -1.657859208106958], [-1.2954005730016476, -1.6315452347850847], [-1.3413628340424677, -1.6039960519356624], [-1.3855015189402058, -1.5760938123545647], [-1.4278167444820156, -1.5478907647003182], [-1.4682879414163708, -1.5192951721202843], [-1.50707644932105, -1.4907267823246266], [-1.5437860413715223, -1.461301568354009], [-1.57884584477618, -1.4319435969587453], [-1.6125739835333939, -1.4030328704961383], [-1.6443155726415428, -1.3736228560552377], [-1.6744951081338164, -1.344236329417025], [-1.703200340973332, -1.3151081546505143], [-1.7306111789736671, -1.2863448186199649], [-1.7569178556364, -1.258194335333927], [-1.7817690917235125, -1.2301918868727066], [-1.805471127045178, -1.2026155991964989], [-1.8281075158431443, -1.1755664081093633], [-1.8497702942380665, -1.1489921069190512], [-1.8701889216508258, -1.1226346824557023], [-1.8895664344467342, -1.0966363742325702], [-1.9079608210532728, -1.071012436219318], [-1.925278958662907, -1.0457058585194585], [-1.9416711352404854, -1.0207597091025349], [-1.957218301777558, -0.9962496203855573], [-1.971876174351779, -0.9721901670226538], [-1.9857677910454106, -0.9485358132310842], [-1.999055185894403, -0.9254113930365337], [-2.0117873117967333, -0.9028200745633814], [-2.023803276769795, -0.8806292331323506], [-2.0350704549330842, -0.8588241111242483], [-2.0457818262425334, -0.8374517007342401], [-2.056125092930114, -0.816571847204743], [-2.065989908645602, -0.7961342840669285], [-2.0752516192977564, -0.7760678702484991], [-2.083981219189446, -0.7563637109314534], [-2.0922158106903743, -0.7370485169979281], [-2.0999718780324614, -0.7181381090676378], [-2.107397116498291, -0.6996415809081798], [-2.114349491954238, -0.6815082398131704], [-2.120736676306641, -0.6637051350094049], [-2.126747518359913, -0.6462756615400088], [-2.132593196575849, -0.629263640494503], [-2.1383297167377378, -0.6126826790160219], [-2.143449777979606, -0.596364585273006], [-2.1479682486792937, -0.5802470082586694], [-2.152311285156098, -0.5643522174734904], [-2.1564516422730833, -0.5483428477314372], [-2.161112609710724, -0.5297051545038785], [-2.164353537050141, -0.5163004218602772], [-2.1678223293919903, -0.5011664855046709], [-2.1710561133977744, -0.48557595680059995], [-2.1740910340257837, -0.46954504707673056], [-2.176950245313991, -0.4530567017220193], [-2.1797407273860685, -0.4361072016609155], [-2.182463892250471, -0.41869985760540435], [-2.1851443725252824, -0.4008488444285706], [-2.1875541213073313, -0.3824898778407263], [-2.1895376421325263, -0.3635752272407954], [-2.1913754684133506, -0.34416060279325583], [-2.19318461075436, -0.3242623848676107], [-2.1947513082174397, -0.30381564012281703], [-2.1959427970053245, -0.28280765507705263], [-2.196798810648378, -0.2610235094909266], [-2.1974261545119442, -0.2384741036183906], [-2.1979589358396723, -0.21532921714779352], [-2.198360464659888, -0.19160246671007147], [-2.1984089734621235, -0.16725877468223377], [-2.197933811508971, -0.1422422529681649], [-2.1970977781816674, -0.11657064575208531], [-2.1960985859707636, -0.09020232796167793], [-2.194904011716604, -0.06311175119802598], [-2.193274611892909, -0.035303779217150166], [-2.1910056074582274, -0.006713431271347825], [-2.1882402789953654, 0.022670858093851498], [-2.184857381554591, 0.05277594033597954], [-2.1806748298302794, 0.08361827937553579], [-2.175685300901679, 0.11521451731181664], [-2.1699064076598162, 0.1475472818491812], [-2.16324384612451, 0.18063701050831593], [-2.155808266276383, 0.21450813800186835], [-2.1477686941370697, 0.2492928905516001], [-2.1388172728451846, 0.2848973274061914], [-2.128849838830331, 0.3212884961228817], [-2.1179800813457192, 0.35858509863460186], [-2.1064938317024864, 0.396877774985736], [-2.093720684259917, 0.4359750679261514], [-2.079573111415157, 0.47577398038348734], [-2.064108824833001, 0.5163665806428336], [-2.0473268254314805, 0.5577442993875956], [-2.029254042370556, 0.5999779406873876], [-2.0098010458167033, 0.6430127074955624], [-1.9885259686837127, 0.6865610462608553], [-1.9655237283897287, 0.7307370828490398], [-1.9410420910422892, 0.7756826749011186], [-1.9147087242308203, 0.821154747882282], [-1.886398314313548, 0.866960908478223], [-1.8559107395846424, 0.9129912985405813], [-1.8232105717960587, 0.9591116855132785], [-1.7880490855802516, 1.0050642141967647], [-1.750603743533662, 1.0509341748617975], [-1.7107857933072426, 1.0965620673750762], [-1.6682882413883409, 1.141566153124643], [-1.623444752197558, 1.1862305465576903], [-1.5759569736140224, 1.2301735367202422], [-1.5257415807325985, 1.2730575529305144], [-1.4729465373060993, 1.3151303360523956], [-1.4175076176359045, 1.3560066542509672], [-1.3593069185627018, 1.3955597185110633], [-1.2981740480486514, 1.433000185172957], [-1.2341519247167398, 1.468533859923139], [-1.1673869542321105, 1.5019433139736103] | 3D array of the dimensional x and y airfoil coordinates of the airfoils interpolated along span for n_span stations. The origin is placed at the pitch axis.
blade.compute_coord_xy_dim.wetted_area | output | m**2 | 150.0928 | The wetted (painted) surface area of the blade
blade.compute_coord_xy_dim.projected_area | output | m**2 | 150.9875 | The projected surface area of the blade
blade.compute_reynolds.Re | output |  | [7651196.004478336, 7905340.210541718, 8232946.529008983, 8630568.443676239, 9091765.20264298, 9608656.497792585, 10173221.515153568, 10778229.26330827, 11417819.710744577, 12087816.511949196, 12776008.604003666, 13351296.770354295, 13769063.49451331, 14028485.97050604, 14134412.038137592, 14097761.583525017, 13935812.044235578, 13672402.671106517, 13338081.70763059, 12970213.277820133, 12437926.168074718, 12067901.225754969, 11428654.998550313, 10655195.648567865, 9743443.408804515, 8689763.17886197, 7490956.548143429, 6144255.136900001, 4647315.022272025, 2998212.0586560704]
blade.fatigue.sparU_sigma_ult | output | Pa | 1285200000
blade.fatigue.sparU_wohlerA | output | Pa | 1285200000
blade.fatigue.sparU_wohlerexp | output |  | 16.1
blade.fatigue.sparL_sigma_ult | output | Pa | 1285200000
blade.fatigue.sparL_wohlerA | output | Pa | 1285200000
blade.fatigue.sparL_wohlerexp | output |  | 16.1
blade.fatigue.teU_sigma_ult | output | Pa | 640230000
blade.fatigue.teU_wohlerA | output | Pa | 640230000
blade.fatigue.teU_wohlerexp | output |  | 10
blade.fatigue.teL_sigma_ult | output | Pa | 640230000
blade.fatigue.teL_wohlerA | output | Pa | 640230000
blade.fatigue.teL_wohlerexp | output |  | 10
blade.high_level_blade_props.rotor_diameter | output | m | 205.9925 | Diameter of the rotor used in WISDEM. It is defined as two times the blade length plus the hub diameter.
blade.high_level_blade_props.r_blade | output | m | [3.0, 6.448147165807186, 9.896294331614373, 13.34444149742156, 16.792588663228745, 20.240735829035934, 23.68888299484312, 27.13703016065031, 30.58517732645749, 34.03332449226468, 37.48147165807187, 40.929618823879046, 44.37776598968624, 47.825913155493424, 51.2740603213006, 54.722207487107795, 58.17035465291498, 61.618501818722166, 65.06664898452937, 68.51479615033654, 72.99738746588586, 75.41109048195092, 78.8592376477581, 82.30738481356529, 85.75553197937248, 89.20367914517963, 92.65182631098685, 96.09997347679402, 99.5481206426012, 102.9962678084084] | 1D array of the dimensional spanwise grid defined along the rotor (hub radius to blade tip projected on the plane)
blade.high_level_blade_props.rotor_radius | output | m | 102.9963 | Scalar of the rotor radius, defined ignoring prebend and sweep curvatures, and cone and uptilt angles.
blade.high_level_blade_props.blade_ref_axis | output | m | [[0.0, 0.0, 0.0], [0.01458960863306122, 0.0, 3.4481471658071863], [0.05222307680765803, 0.0, 6.8962943316143726], [0.10814189079154829, 0.0, 10.34444149742156], [0.17425050028042421, 0.0, 13.792588663228745], [0.24113677336298817, 0.0, 17.240735829035934], [0.3000855814876169, 0.0, 20.68888299484312], [0.34265121339954685, 0.0, 24.13703016065031], [0.35982107219826126, 0.0, 27.58517732645749], [0.34758647247479363, 0.0, 31.03332449226468], [0.3145081037342804, 0.0, 34.48147165807187], [0.2668581446781227, 0.0, 37.929618823879046], [0.2108704900449745, 0.0, 41.37776598968624], [0.14047729704289402, 0.0, 44.825913155493424], [0.038047053391842355, 0.0, 48.2740603213006], [-0.09075291861109813, 0.0, 51.722207487107795], [-0.23512381066742405, 0.0, 55.17035465291498], [-0.3941373321774326, 0.0, 58.618501818722166], [-0.585777112144827, 0.0, 62.06664898452936], [-0.8052918056877612, 0.0, 65.51479615033654], [-1.1155553024383709, 0.0, 69.99738746588586], [-1.2912172307106229, 0.0, 72.41109048195092], [-1.5637296993685719, 0.0, 75.8592376477581], [-1.8590358827384128, 0.0, 79.30738481356529], [-2.1706742111500468, 0.0, 82.75553197937248], [-2.4983777867013965, 0.0, 86.20367914517963], [-2.8433553645576635, 0.0, 89.65182631098685], [-3.2095215196586184, 0.0, 93.09997347679402], [-3.5968444286312473, 0.0, 96.5481206426012], [-3.999999999999999, 0.0, 99.9962678084084]] | 2D array of the coordinates (x,y,z) of the blade reference axis scaled based on rotor diameter, defined along blade span. The coordinate system is the one of BeamDyn: it is placed at blade root with x pointing the suction side of the blade, y pointing the trailing edge and z along the blade span. A standard configuration will have negative x values (prebend), if swept positive y values, and positive z values.
blade.high_level_blade_props.prebend | output | m | [0.0, 0.01458960863306122, 0.05222307680765803, 0.10814189079154829, 0.17425050028042421, 0.24113677336298817, 0.3000855814876169, 0.34265121339954685, 0.35982107219826126, 0.34758647247479363, 0.3145081037342804, 0.2668581446781227, 0.2108704900449745, 0.14047729704289402, 0.038047053391842355, -0.09075291861109813, -0.23512381066742405, -0.3941373321774326, -0.585777112144827, -0.8052918056877612, -1.1155553024383709, -1.2912172307106229, -1.5637296993685719, -1.8590358827384128, -2.1706742111500468, -2.4983777867013965, -2.8433553645576635, -3.2095215196586184, -3.5968444286312473, -3.999999999999999] | Blade prebend at each section
blade.high_level_blade_props.prebendTip | output | m | -4 | Blade prebend at tip
blade.high_level_blade_props.presweep | output | m | [0.0, 0.0, 0.0, 0.0, 0.0, 0.0, 0.0, 0.0, 0.0, 0.0, 0.0, 0.0, 0.0, 0.0, 0.0, 0.0, 0.0, 0.0, 0.0, 0.0, 0.0, 0.0, 0.0, 0.0, 0.0, 0.0, 0.0, 0.0, 0.0, 0.0] | Blade presweep at each section
blade.high_level_blade_props.presweepTip | output | m | 0 | Blade presweep at tip
blade.high_level_blade_props.blade_length | output | m | 100.1755 | Scalar of the 3D blade length computed along its axis, scaled based on the user defined rotor diameter.
blade.high_level_blade_props.blade_solidity | output |  | 0.010583 | Blade solidity
blade.high_level_blade_props.rotor_solidity | output |  | 0.031749 | Rotor solidity
blade.internal_structure_2d_fem.joint_position | output |  | 0.7 | Spanwise position of the segmentation joint.
blade.internal_structure_2d_fem.joint_mass | output | kg | 472 | Mass of the joint.
blade.internal_structure_2d_fem.joint_nonmaterial_cost | output | USD | 18600 | Cost of the joint.
blade.internal_structure_2d_fem.d_f | output | m | 0.03 | Diameter of the fastener
blade.internal_structure_2d_fem.sigma_max | output | Pa | 675000000 | Max stress on bolt
blade.internal_structure_2d_fem.joint_bolt | output | n/a | M36 | Type of bolt: M30, M36, or M48
blade.internal_structure_2d_fem.reinforcement_layer_ss | output | n/a | joint_reinf_ss | Layer identifier for the reinforcement layer at the join where bolts are inserted, suction side
blade.internal_structure_2d_fem.reinforcement_layer_ps | output | n/a | joint_reinf_ps | Layer identifier for the reinforcement layer at the join where bolts are inserted, pressure side
blade.internal_structure_2d_fem.web_rotation | output | rad | [[-0.3491, -0.3114934045448675, -0.27508930274397464, -0.24036879013276702, -0.20781296224669032, -0.17790291462119023, -0.15111974279171242, -0.12794454229370256, -0.10885840866260629, -0.09434243743386928, -0.08467866412070991, -0.07751109858855132, -0.07174551696809414, -0.0670216091336815, -0.06297906495965645, -0.05925757432036209, -0.055496827090141476, -0.05133651314333774, -0.046416322354293896, -0.040375944597353074, -0.030428901826682387, -0.024154881392254437, -0.014166154833436244, -0.0030579678924415373, 0.009072556686845751, 0.022128296160541808, 0.03601212778476281, 0.05062692881562482, 0.06587557650924403, 0.08166094812173662], [-0.3491, -0.3114934045448675, -0.27508930274397464, -0.24036879013276702, -0.20781296224669032, -0.17790291462119023, -0.15111974279171242, -0.12794454229370256, -0.10885840866260629, -0.09434243743386928, -0.08467866412070991, -0.07751109858855132, -0.07174551696809414, -0.0670216091336815, -0.06297906495965645, -0.05925757432036209, -0.055496827090141476, -0.05133651314333774, -0.046416322354293896, -0.040375944597353074, -0.030428901826682387, -0.024154881392254437, -0.014166154833436244, -0.0030579678924415373, 0.009072556686845751, 0.022128296160541808, 0.03601212778476281, 0.05062692881562482, 0.06587557650924403, 0.08166094812173662]] | 2D array of the rotation angle of the shear webs in respect to the chord line. The first dimension represents each shear web, the second dimension represents each entry along blade span. If the rotation is equal to negative twist +- a constant, then the web is built straight.
blade.internal_structure_2d_fem.web_start_nd | output |  | [[0.19443410767975144, 0.20023460757117875, 0.20346479957500643, 0.30413488315073417, 0.31603729775067796, 0.32770278531889674, 0.33485214691580556, 0.340291261212841, 0.3442365804064847, 0.3462073751855843, 0.3474035987114561, 0.3514700224072142, 0.35661221422747347, 0.3679748435189824, 0.37529967926304125, 0.38400002853818316, 0.39261293882605686, 0.40002525050832394, 0.4065893939795302, 0.4112578652362273, 0.414200976019537, 0.4148673897596765, 0.41480651791575757, 0.41441452999767586, 0.4139828279110289, 0.4124329909142824, 0.408902565323303, 0.40235869810671065, 0.3897656916972744, 0.24523262565655404], [0.19443410767975144, 0.20023460757117875, 0.20346479957500643, 0.2458660520092779, 0.25496389095794403, 0.26384287092064335, 0.2692235739767745, 0.2729814867234528, 0.2751719089558081, 0.2755001414276442, 0.2749897793960374, 0.2766672199506383, 0.27859764735550957, 0.2858968683982217, 0.28835342631114214, 0.2913514533693663, 0.2935327022584897, 0.29395553955485715, 0.2931984119543738, 0.2906728832071752, 0.2846606867861176, 0.280117768450943, 0.27190755560157054, 0.26219814900012994, 0.250891058228631, 0.23646432644960694, 0.21704502745344315, 0.18922641064278983, 0.14422888665258993, 0.24523262565655407]] | 2D array of the non-dimensional start point defined along the outer profile of a web. The TE suction side is 0, the TE pressure side is 1. The first dimension represents each web, the second dimension represents each entry along blade span.
blade.internal_structure_2d_fem.web_end_nd | output |  | [[0.6944435148559402, 0.7007786469384956, 0.7110607507127815, 0.6268687562340564, 0.6322463499829241, 0.634397572345059, 0.6365481398662971, 0.6388313032210091, 0.6405317255227074, 0.642035091251335, 0.6430346942782335, 0.6406079113274985, 0.6367657971140079, 0.6265222545090697, 0.6200792870270592, 0.6121063054189241, 0.6041354560539123, 0.5973261213721843, 0.5913943865538832, 0.5873651821688441, 0.5852708171802156, 0.5850495955403967, 0.5856971102897279, 0.5866369480908827, 0.5874830326587812, 0.5892743193621786, 0.5929528134932951, 0.599610907493156, 0.6124038841676125, 0.7567206858747602], [0.6944435148559402, 0.7007786469384956, 0.7110607507127815, 0.6847883098187881, 0.6925822687061829, 0.6976273550863874, 0.7019251528603279, 0.7064729592906881, 0.7102250877904401, 0.7134011870011177, 0.7160455250419805, 0.7158722673036214, 0.7151083905373146, 0.7086762973835954, 0.7069555802144785, 0.7044980009855972, 0.7027650481813433, 0.7027955611186811, 0.7040688445209565, 0.7072119182631674, 0.7141795256509537, 0.7192588454129704, 0.7281789029057835, 0.7385200077151989, 0.7502476037173736, 0.7647629563576829, 0.7839539942963285, 0.8112270761743623, 0.8555379971624291, 0.7567206858747602]] | 2D array of the non-dimensional end point defined along the outer profile of a web. The TE suction side is 0, the TE pressure side is 1. The first dimension represents each web, the second dimension represents each entry along blade span.
blade.internal_structure_2d_fem.web_offset_y_pa | output | m | [[0.0, 0.0, 0.0, -1.15, -1.148663742273099, -1.1446243453802123, -1.137835873753066, -1.128252391823385, -1.1158279640228943, -1.1005166547833196, -1.082272528536386, -1.0610496497138182, -1.0368020827473423, -1.0094838920686833, -0.9790491421095665, -0.9454518973017167, -0.90864622207686, -0.868586180866721, -0.8252258381030251, -0.7785192582174977, -0.7127225388271461, -0.6748836448078492, -0.6178627401471788, -0.5573118560915777, -0.4931850570727715, -0.42543640752248557, -0.35401997187244455, -0.27888981455437434, -0.2, 4.163336342344337e-17], [0.0, 0.0, 0.0, -0.45, -0.4469632, -0.4381856, -0.4241664, -0.4054048, -0.3824, -0.3556512, -0.3256576, -0.2929184, -0.25793279999999996, -0.22119999999999995, -0.18321920000000003, -0.14448959999999988, -0.1055104, -0.0667808, -0.02879999999999988, 0.007932800000000018, 0.05299874560000001, 0.07565760000000005, 0.10565120000000017, 0.13240000000000018, 0.15540480000000023, 0.17416639999999994, 0.18818560000000017, 0.1969631999999999, 0.2, 2.7755575615628914e-17]] | 2D array of the offset along the y axis to set the position of the shear webs. Positive values move the web towards the trailing edge, negative values towards the leading edge. The first dimension represents each shear web, the second dimension represents each entry along blade span.
blade.internal_structure_2d_fem.layer_rotation | output | rad | [[0.0, 0.0, 0.0, 0.0, 0.0, 0.0, 0.0, 0.0, 0.0, 0.0, 0.0, 0.0, 0.0, 0.0, 0.0, 0.0, 0.0, 0.0, 0.0, 0.0, 0.0, 0.0, 0.0, 0.0, 0.0, 0.0, 0.0, 0.0, 0.0, 0.0], [0.0, 0.0, 0.0, 0.0, 0.0, 0.0, 0.0, 0.0, 0.0, 0.0, 0.0, 0.0, 0.0, 0.0, 0.0, 0.0, 0.0, 0.0, 0.0, 0.0, 0.0, 0.0, 0.0, 0.0, 0.0, 0.0, 0.0, 0.0, 0.0, 0.0], [-0.3491, -0.3114934045448675, -0.27508930274397464, -0.24036879013276702, -0.20781296224669032, -0.17790291462119023, -0.15111974279171242, -0.12794454229370256, -0.10885840866260629, -0.09434243743386928, -0.08467866412070991, -0.07751109858855132, -0.07174551696809414, -0.0670216091336815, -0.06297906495965645, -0.05925757432036209, -0.055496827090141476, -0.05133651314333774, -0.046416322354293896, -0.040375944597353074, -0.030428901826682387, -0.024154881392254437, -0.014166154833436244, -0.0030579678924415373, 0.009072556686845751, 0.022128296160541808, 0.03601212778476281, 0.05062692881562482, 0.06587557650924403, 0.08166094812173662], [-0.3491, -0.3114934045448675, -0.27508930274397464, -0.24036879013276702, -0.20781296224669032, -0.17790291462119023, -0.15111974279171242, -0.12794454229370256, -0.10885840866260629, -0.09434243743386928, -0.08467866412070991, -0.07751109858855132, -0.07174551696809414, -0.0670216091336815, -0.06297906495965645, -0.05925757432036209, -0.055496827090141476, -0.05133651314333774, -0.046416322354293896, -0.040375944597353074, -0.030428901826682387, -0.024154881392254437, -0.014166154833436244, -0.0030579678924415373, 0.009072556686845751, 0.022128296160541808, 0.03601212778476281, 0.05062692881562482, 0.06587557650924403, 0.08166094812173662], [-0.3491, -0.3114934045448675, -0.27508930274397464, -0.24036879013276702, -0.20781296224669032, -0.17790291462119023, -0.15111974279171242, -0.12794454229370256, -0.10885840866260629, -0.09434243743386928, -0.08467866412070991, -0.07751109858855132, -0.07174551696809414, -0.0670216091336815, -0.06297906495965645, -0.05925757432036209, -0.055496827090141476, -0.05133651314333774, -0.046416322354293896, -0.040375944597353074, -0.030428901826682387, -0.024154881392254437, -0.014166154833436244, -0.0030579678924415373, 0.009072556686845751, 0.022128296160541808, 0.03601212778476281, 0.05062692881562482, 0.06587557650924403, 0.08166094812173662], [-0.3491, -0.3114934045448675, -0.27508930274397464, -0.24036879013276702, -0.20781296224669032, -0.17790291462119023, -0.15111974279171242, -0.12794454229370256, -0.10885840866260629, -0.09434243743386928, -0.08467866412070991, -0.07751109858855132, -0.07174551696809414, -0.0670216091336815, -0.06297906495965645, -0.05925757432036209, -0.055496827090141476, -0.05133651314333774, -0.046416322354293896, -0.040375944597353074, -0.030428901826682387, -0.024154881392254437, -0.014166154833436244, -0.0030579678924415373, 0.009072556686845751, 0.022128296160541808, 0.03601212778476281, 0.05062692881562482, 0.06587557650924403, 0.08166094812173662], [0.0, 0.0, 0.0, 0.0, 0.0, 0.0, 0.0, 0.0, 0.0, 0.0, 0.0, 0.0, 0.0, 0.0, 0.0, 0.0, 0.0, 0.0, 0.0, 0.0, 0.0, 0.0, 0.0, 0.0, 0.0, 0.0, 0.0, 0.0, 0.0, 0.0], [0.0, 0.0, 0.0, 0.0, 0.0, 0.0, 0.0, 0.0, 0.0, 0.0, 0.0, 0.0, 0.0, 0.0, 0.0, 0.0, 0.0, 0.0, 0.0, 0.0, 0.0, 0.0, 0.0, 0.0, 0.0, 0.0, 0.0, 0.0, 0.0, 0.0], [0.0, 0.0, 0.0, 0.0, 0.0, 0.0, 0.0, 0.0, 0.0, 0.0, 0.0, 0.0, 0.0, 0.0, 0.0, 0.0, 0.0, 0.0, 0.0, 0.0, 0.0, 0.0, 0.0, 0.0, 0.0, 0.0, 0.0, 0.0, 0.0, 0.0], [0.0, 0.0, 0.0, 0.0, 0.0, 0.0, 0.0, 0.0, 0.0, 0.0, 0.0, 0.0, 0.0, 0.0, 0.0, 0.0, 0.0, 0.0, 0.0, 0.0, 0.0, 0.0, 0.0, 0.0, 0.0, 0.0, 0.0, 0.0, 0.0, 0.0], [0.0, 0.0, 0.0, 0.0, 0.0, 0.0, 0.0, 0.0, 0.0, 0.0, 0.0, 0.0, 0.0, 0.0, 0.0, 0.0, 0.0, 0.0, 0.0, 0.0, 0.0, 0.0, 0.0, 0.0, 0.0, 0.0, 0.0, 0.0, 0.0, 0.0], [0.0, 0.0, 0.0, 0.0, 0.0, 0.0, 0.0, 0.0, 0.0, 0.0, 0.0, 0.0, 0.0, 0.0, 0.0, 0.0, 0.0, 0.0, 0.0, 0.0, 0.0, 0.0, 0.0, 0.0, 0.0, 0.0, 0.0, 0.0, 0.0, 0.0], [0.0, 0.0, 0.0, 0.0, 0.0, 0.0, 0.0, 0.0, 0.0, 0.0, 0.0, 0.0, 0.0, 0.0, 0.0, 0.0, 0.0, 0.0, 0.0, 0.0, 0.0, 0.0, 0.0, 0.0, 0.0, 0.0, 0.0, 0.0, 0.0, 0.0], [0.0, 0.0, 0.0, 0.0, 0.0, 0.0, 0.0, 0.0, 0.0, 0.0, 0.0, 0.0, 0.0, 0.0, 0.0, 0.0, 0.0, 0.0, 0.0, 0.0, 0.0, 0.0, 0.0, 0.0, 0.0, 0.0, 0.0, 0.0, 0.0, 0.0], [0.0, 0.0, 0.0, 0.0, 0.0, 0.0, 0.0, 0.0, 0.0, 0.0, 0.0, 0.0, 0.0, 0.0, 0.0, 0.0, 0.0, 0.0, 0.0, 0.0, 0.0, 0.0, 0.0, 0.0, 0.0, 0.0, 0.0, 0.0, 0.0, 0.0], [0.0, 0.0, 0.0, 0.0, 0.0, 0.0, 0.0, 0.0, 0.0, 0.0, 0.0, 0.0, 0.0, 0.0, 0.0, 0.0, 0.0, 0.0, 0.0, 0.0, 0.0, 0.0, 0.0, 0.0, 0.0, 0.0, 0.0, 0.0, 0.0, 0.0], [0.0, 0.0, 0.0, 0.0, 0.0, 0.0, 0.0, 0.0, 0.0, 0.0, 0.0, 0.0, 0.0, 0.0, 0.0, 0.0, 0.0, 0.0, 0.0, 0.0, 0.0, 0.0, 0.0, 0.0, 0.0, 0.0, 0.0, 0.0, 0.0, 0.0], [0.0, 0.0, 0.0, 0.0, 0.0, 0.0, 0.0, 0.0, 0.0, 0.0, 0.0, 0.0, 0.0, 0.0, 0.0, 0.0, 0.0, 0.0, 0.0, 0.0, 0.0, 0.0, 0.0, 0.0, 0.0, 0.0, 0.0, 0.0, 0.0, 0.0], [0.0, 0.0, 0.0, 0.0, 0.0, 0.0, 0.0, 0.0, 0.0, 0.0, 0.0, 0.0, 0.0, 0.0, 0.0, 0.0, 0.0, 0.0, 0.0, 0.0, 0.0, 0.0, 0.0, 0.0, 0.0, 0.0, 0.0, 0.0, 0.0, 0.0], [0.0, 0.0, 0.0, 0.0, 0.0, 0.0, 0.0, 0.0, 0.0, 0.0, 0.0, 0.0, 0.0, 0.0, 0.0, 0.0, 0.0, 0.0, 0.0, 0.0, 0.0, 0.0, 0.0, 0.0, 0.0, 0.0, 0.0, 0.0, 0.0, 0.0]] | 2D array of the rotation angle of a layer in respect to the chord line. The first dimension represents each layer, the second dimension represents each entry along blade span. If the rotation is equal to negative twist +- a constant, then the layer is built straight.
blade.internal_structure_2d_fem.layer_start_nd | output |  | [[0.0, 0.0, 0.0, 0.0, 0.0, 0.0, 0.0, 0.0, 0.0, 0.0, 0.0, 0.0, 0.0, 0.0, 0.0, 0.0, 0.0, 0.0, 0.0, 0.0, 0.0, 0.0, 0.0, 0.0, 0.0, 0.0, 0.0, 0.0, 0.0, 0.0], [0.0, 0.0, 0.0, 0.0, 0.0, 0.0, 0.0, 0.0, 0.0, 0.0, 0.0, 0.0, 0.0, 0.0, 0.0, 0.0, 0.0, 0.0, 0.0, 0.0, 0.0, 0.0, 0.0, 0.0, 0.0, 0.0, 0.0, 0.0, 0.0, 0.0], [0.1661383603494756, 0.1721329180569982, 0.17377564685939562, 0.24236738580842945, 0.24840211308668556, 0.2548319408384722, 0.25831651342611567, 0.2606315985100249, 0.2618565482554758, 0.26161263545947144, 0.2608255110298736, 0.26233365183032475, 0.26415389258995337, 0.2713417056182181, 0.273731827991058, 0.2766543479403207, 0.27873160957663906, 0.27899075332963685, 0.27796372512404427, 0.275009345992242, 0.26800048297386564, 0.26252507219063836, 0.2522714252509725, 0.23929055186464615, 0.22860230411987764, 0.21391119895748376, 0.19222321376096438, 0.15830914724213202, 0.10599279383241642, 0.08009451161731784], [0.6661477675256644, 0.672676957424315, 0.6813715979971707, 0.6245759982914605, 0.631116366982938, 0.6352534496388976, 0.6396975069096146, 0.6442144318355925, 0.6479319046636637, 0.6511151367955627, 0.6534904549209594, 0.6522295173180722, 0.6494258292766177, 0.6400664797538979, 0.6344290555315119, 0.6271120774113227, 0.6195876133196373, 0.6129106422135674, 0.6066585019818796, 0.6016586827446041, 0.5970459290788663, 0.594807816930123, 0.5915150702695127, 0.5884621888901344, 0.5865549609281038, 0.5840505668690115, 0.5805644775588221, 0.5750387494844149, 0.5757040893935286, 0.5968472850353708], [0.19443410767975144, 0.20023460757117875, 0.20346479957500643, 0.2098591265083231, 0.21680988489263117, 0.2247325230650248, 0.23047317526637112, 0.2351125382352078, 0.23881547352704685, 0.241316773024131, 0.24339399476677143, 0.24777115326902938, 0.2524536554996741, 0.2626956956789571, 0.26823323767580476, 0.2746099313011371, 0.28054094653270095, 0.2851575864456106, 0.28912312840582455, 0.26917496430391313, 0.151505199078591, 0.26704966154280885, 0.29282122195187466, 0.291600376929465, 0.290368085233979, 0.2882889173682832, 0.2847028558700269, 0.27880224937004405, 0.26841980760630746, 0.24523262565655407], [0.6944435148559402, 0.7007786469384956, 0.7110607507127815, 0.7210051043922406, 0.7318130656562722, 0.7380579252120172, 0.741923090289789, 0.7455523752355223, 0.7475631948258167, 0.7482953455611178, 0.7481306839791549, 0.7451102302413193, 0.7414871554767406, 0.732060806260843, 0.7272110212958073, 0.7213408932679656, 0.7158277819927257, 0.7116335575763543, 0.7081587052087256, 0.6832940571365783, 0.5631588166957914, 0.6790876757898832, 0.7073615714815853, 0.7093610913620935, 0.7112611519241143, 0.7138270232418649, 0.7177338223371428, 0.7237377413496311, 0.733997255705591, 0.75672068587476], [0.4890559543162311, 0.48906665771765906, 0.48804593520280803, 0.48693176932858634, 0.48654490080352, 0.4856839237902836, 0.4849805914627213, 0.48529503636651933, 0.48563866562045227, 0.4857921427132882, 0.4861080161977992, 0.48625364321694964, 0.48610004360337067, 0.48563564187326924, 0.4848330964512694, 0.48367569610826, 0.4822570531738344, 0.48061529302863554, 0.4787766274463288, 0.4767715865902846, 0.47384639976917864, 0.4719514905107528, 0.4687037266779584, 0.4646743123890356, 0.4594587846307365, 0.4522460062154725, 0.44706214821867435, 0.44565141254970764, 0.4439614071802169, 0.4417969944033159], [0.0, 0.0, 0.0, 0.0, 0.0, 0.0, 0.0, 0.0, 0.0, 0.0, 0.0, 0.0, 0.0, 0.0, 0.0, 0.0, 0.0, 0.0, 0.0, 0.0, 0.0, 0.0, 0.0, 0.0, 0.0, 0.0, 0.0, 0.0, 0.0, 0.0], [0.9592541238444028, 0.9594316984750911, 0.9568765056805753, 0.9533701787373248, 0.9500336152769322, 0.9474897749291151, 0.9454286555080036, 0.943910902213044, 0.94255318073976, 0.9418942452131747, 0.941607113572218, 0.9408618129432776, 0.9394433531148559, 0.9371408379253887, 0.9339836461679469, 0.9298608557276422, 0.9246682892514028, 0.924272797717625, 0.9244296825366438, 0.9248403670977967, 0.9257014562985106, 0.9260119117206573, 0.926245608819743, 0.9265086907934386, 0.9316768357513225, 0.9318825042126969, 0.9319853239931921, 0.9320025808929682, 0.9318066039143612, 0.931124027312094], [0.04074587615559723, 0.040568301524908895, 0.04312349431942471, 0.04662982126267525, 0.04996638472306782, 0.05251022507088482, 0.054571344491996444, 0.05608909778695604, 0.05744681926023994, 0.05810575478682538, 0.05839288642778198, 0.059138187056722386, 0.06055664688514411, 0.06285916207461127, 0.06601635383205305, 0.07013914427235782, 0.07533171074859724, 0.07572720228237496, 0.07557031746335613, 0.07515963290220323, 0.0742985437014893, 0.07398808827934263, 0.07375439118025695, 0.07349130920656147, 0.06832316424867749, 0.06811749578730307, 0.06801467600680784, 0.06799741910703178, 0.06819339608563882, 0.06887597268790607], [0.2227298550100273, 0.2283362970853593, 0.23315395229061725, 0.3062821583778464, 0.31651680641284086, 0.3260503523951525, 0.33114506558825957, 0.33476836551467554, 0.336956565263715, 0.3373389592021778, 0.33716855587743955, 0.3400001537516544, 0.3440175877896159, 0.35428303773052056, 0.3606740998910374, 0.36854972202791686, 0.37654118289300326, 0.38368575346080414, 0.3904718743204431, 0.39611248057786663, 0.40173096117462265, 0.40455379594222596, 0.40867570078233256, 0.414139763359811, 0.41620783000001377, 0.41878610426748475, 0.4223273076781925, 0.4279160458430173, 0.4308468213801985, 0.4103707396957903], [0.5109427148761995, 0.5108033145568777, 0.511010494828333, 0.5116508076198083, 0.5128882584474106, 0.5132276444598297, 0.5131470340114305, 0.513967431005568, 0.5146835971983887, 0.5150792984207798, 0.5156336887925953, 0.5162911628350239, 0.5169873277218402, 0.5177132020677022, 0.5184580201085863, 0.5192162320366378, 0.5200849056539383, 0.5211060843293644, 0.5222891541480361, 0.5236082238912749, 0.5255666622133214, 0.5268810994216793, 0.5291930802397119, 0.5322972449347906, 0.536482603244476, 0.5420438468485853, 0.5449096610564087, 0.5437424331044978, 0.5426306130209422, 0.5417782450793086], [0.7227392621862161, 0.7288803364526761, 0.7407499034283923, 0.6884907708608774, 0.6992310603090934, 0.7064718611955779, 0.7125260590717585, 0.7183511988402431, 0.7230319216719029, 0.726841460538269, 0.7298334997685253, 0.7298960192394018, 0.7292895244762803, 0.7230078118662003, 0.7213713274314911, 0.719007451498919, 0.7173971866360015, 0.7176056423447347, 0.7191666511782785, 0.7227618173302287, 0.7307764072796235, 0.7368365406817106, 0.7479193458008726, 0.7601422584269494, 0.7720942369876387, 0.7877645434054752, 0.810109642448773, 0.8441602674167881, 0.8922904220176535, 0.9165940867141493], [0.0, 0.0, 0.0, 0.0, 0.0, 0.0, 0.0, 0.0, 0.0, 0.0, 0.0, 0.0, 0.0, 0.0, 0.0, 0.05, 0.05, 0.05, 0.05, 0.05, 0.05, 0.05, 0.05, 0.05, 0.05, 0.05, 0.04, 0.05, 0.05, 0.05], [0.0, 0.0, 0.0, 0.0, 0.0, 0.0, 0.0, 0.0, 0.0, 0.0, 0.0, 0.0, 0.0, 0.0, 0.0, 0.0, 0.0, 0.0, 0.0, 0.0, 0.0, 0.0, 0.0, 0.0, 0.0, 0.0, 0.0, 0.0, 0.0, 0.0], [0.0, 0.0, 0.0, 0.0, 0.0, 0.0, 0.0, 0.0, 0.0, 0.0, 0.0, 0.0, 0.0, 0.0, 0.0, 0.0, 0.0, 0.0, 0.0, 0.0, 0.0, 0.0, 0.0, 0.0, 0.0, 0.0, 0.0, 0.0, 0.0, 0.0], [0.0, 0.0, 0.0, 0.0, 0.0, 0.0, 0.0, 0.0, 0.0, 0.0, 0.0, 0.0, 0.0, 0.0, 0.0, 0.0, 0.0, 0.0, 0.0, 0.0, 0.0, 0.0, 0.0, 0.0, 0.0, 0.0, 0.0, 0.0, 0.0, 0.0], [0.0, 0.0, 0.0, 0.0, 0.0, 0.0, 0.0, 0.0, 0.0, 0.0, 0.0, 0.0, 0.0, 0.0, 0.0, 0.0, 0.0, 0.0, 0.0, 0.0, 0.0, 0.0, 0.0, 0.0, 0.0, 0.0, 0.0, 0.0, 0.0, 0.0], [0.0, 0.0, 0.0, 0.0, 0.0, 0.0, 0.0, 0.0, 0.0, 0.0, 0.0, 0.0, 0.0, 0.0, 0.0, 0.0, 0.0, 0.0, 0.0, 0.0, 0.0, 0.0, 0.0, 0.0, 0.0, 0.0, 0.0, 0.0, 0.0, 0.0], [0.0, 0.0, 0.0, 0.0, 0.0, 0.0, 0.0, 0.0, 0.0, 0.0, 0.0, 0.0, 0.0, 0.0, 0.0, 0.0, 0.0, 0.0, 0.0, 0.0, 0.0, 0.0, 0.0, 0.0, 0.0, 0.0, 0.0, 0.0, 0.0, 0.0]] | 2D array of the non-dimensional start point defined along the outer profile of a layer. The TE suction side is 0, the TE pressure side is 1. The first dimension represents each layer, the second dimension represents each entry along blade span.
blade.internal_structure_2d_fem.layer_end_nd | output |  | [[1.0, 1.0, 1.0, 1.0, 1.0, 1.0, 1.0, 1.0, 1.0, 1.0, 1.0, 1.0, 1.0, 1.0, 1.0, 1.0, 1.0, 1.0, 1.0, 1.0, 1.0, 1.0, 1.0, 1.0, 1.0, 1.0, 1.0, 1.0, 1.0, 1.0], [1.0, 1.0, 1.0, 1.0, 1.0, 1.0, 1.0, 1.0, 1.0, 1.0, 1.0, 1.0, 1.0, 1.0, 1.0, 1.0, 1.0, 1.0, 1.0, 1.0, 1.0, 1.0, 1.0, 1.0, 1.0, 1.0, 1.0, 1.0, 1.0, 1.0], [0.2227298550100273, 0.2283362970853593, 0.23315395229061725, 0.3062821583778464, 0.31651680641284086, 0.3260503523951525, 0.33114506558825957, 0.33476836551467554, 0.336956565263715, 0.3373389592021778, 0.33716855587743955, 0.3400001537516544, 0.3440175877896159, 0.35428303773052056, 0.3606740998910374, 0.36854972202791686, 0.37654118289300326, 0.38368575346080414, 0.3904718743204431, 0.39611248057786663, 0.40173096117462265, 0.40455379594222596, 0.40867570078233256, 0.414139763359811, 0.41620783000001377, 0.41878610426748475, 0.4223273076781925, 0.4279160458430173, 0.4308468213801985, 0.4103707396957903], [0.7227392621862161, 0.7288803364526761, 0.7407499034283923, 0.6884907708608774, 0.6992310603090934, 0.7064718611955779, 0.7125260590717585, 0.7183511988402431, 0.7230319216719029, 0.726841460538269, 0.7298334997685253, 0.7298960192394018, 0.7292895244762803, 0.7230078118662003, 0.7213713274314911, 0.719007451498919, 0.7173971866360015, 0.7176056423447347, 0.7191666511782785, 0.7227618173302287, 0.7307764072796235, 0.7368365406817106, 0.7479193458008726, 0.7601422584269494, 0.7720942369876387, 0.7877645434054752, 0.810109642448773, 0.8441602674167881, 0.8922904220176535, 0.9165940867141493], [0.19443410767975144, 0.20023460757117875, 0.20346479957500643, 0.2098591265083231, 0.21680988489263117, 0.2247325230650248, 0.23047317526637112, 0.2351125382352078, 0.23881547352704685, 0.241316773024131, 0.24339399476677143, 0.24777115326902938, 0.2524536554996741, 0.2626956956789571, 0.26823323767580476, 0.2746099313011371, 0.28054094653270095, 0.2851575864456106, 0.28912312840582455, 0.3145886397735223, 0.43568246525519966, 0.3203104329496541, 0.29282122195187466, 0.291600376929465, 0.290368085233979, 0.2882889173682832, 0.2847028558700269, 0.27880224937004405, 0.26841980760630746, 0.24523262565655407], [0.6944435148559402, 0.7007786469384956, 0.7110607507127815, 0.7210051043922406, 0.7318130656562722, 0.7380579252120172, 0.741923090289789, 0.7455523752355223, 0.7475631948258167, 0.7482953455611178, 0.7481306839791549, 0.7451102302413193, 0.7414871554767406, 0.732060806260843, 0.7272110212958073, 0.7213408932679656, 0.7158277819927257, 0.7116335575763543, 0.7081587052087256, 0.7287077326061876, 0.8473360828724, 0.7323484471967285, 0.7073615714815853, 0.7093610913620935, 0.7112611519241143, 0.7138270232418649, 0.7177338223371428, 0.7237377413496311, 0.733997255705591, 0.75672068587476], [0.5109427148761995, 0.5108033145568777, 0.511010494828333, 0.5116508076198083, 0.5128882584474106, 0.5132276444598297, 0.5131470340114305, 0.513967431005568, 0.5146835971983887, 0.5150792984207798, 0.5156336887925953, 0.5162911628350239, 0.5169873277218402, 0.5177132020677022, 0.5184580201085863, 0.5192162320366378, 0.5200849056539383, 0.5211060843293644, 0.5222891541480361, 0.5236082238912749, 0.5255666622133214, 0.5268810994216793, 0.5291930802397119, 0.5322972449347906, 0.536482603244476, 0.5420438468485853, 0.5449096610564087, 0.5437424331044978, 0.5426306130209422, 0.5417782450793086], [0.04074587615559723, 0.040568301524908895, 0.04312349431942471, 0.04662982126267525, 0.04996638472306782, 0.05251022507088482, 0.054571344491996444, 0.05608909778695604, 0.05744681926023994, 0.05810575478682538, 0.05839288642778198, 0.059138187056722386, 0.06055664688514411, 0.06285916207461127, 0.06601635383205305, 0.07013914427235782, 0.07533171074859724, 0.07572720228237496, 0.07557031746335613, 0.07515963290220323, 0.0742985437014893, 0.07398808827934263, 0.07375439118025695, 0.07349130920656147, 0.06832316424867749, 0.06811749578730307, 0.06801467600680784, 0.06799741910703178, 0.06819339608563882, 0.06887597268790607], [1.0, 1.0, 1.0, 1.0, 1.0, 1.0, 1.0, 1.0, 1.0, 1.0, 1.0, 1.0, 1.0, 1.0, 1.0, 1.0, 1.0, 1.0, 1.0, 1.0, 1.0, 1.0, 1.0, 1.0, 1.0, 1.0, 1.0, 1.0, 1.0, 1.0], [0.1661383603494756, 0.1721329180569982, 0.17377564685939562, 0.24236738580842945, 0.24840211308668556, 0.2548319408384722, 0.25831651342611567, 0.2606315985100249, 0.2618565482554758, 0.26161263545947144, 0.2608255110298736, 0.26233365183032475, 0.26415389258995337, 0.2713417056182181, 0.273731827991058, 0.2766543479403207, 0.27873160957663906, 0.27899075332963685, 0.27796372512404427, 0.275009345992242, 0.26800048297386564, 0.26252507219063836, 0.2522714252509725, 0.23929055186464615, 0.22860230411987764, 0.21391119895748376, 0.19222321376096438, 0.15830914724213202, 0.10599279383241642, 0.08009451161731784], [0.4890559543162311, 0.48906665771765906, 0.48804593520280803, 0.48693176932858634, 0.48654490080352, 0.4856839237902836, 0.4849805914627213, 0.48529503636651933, 0.48563866562045227, 0.4857921427132882, 0.4861080161977992, 0.48625364321694964, 0.48610004360337067, 0.48563564187326924, 0.4848330964512694, 0.48367569610826, 0.4822570531738344, 0.48061529302863554, 0.4787766274463288, 0.4767715865902846, 0.47384639976917864, 0.4719514905107528, 0.4687037266779584, 0.4646743123890356, 0.4594587846307365, 0.4522460062154725, 0.44706214821867435, 0.44565141254970764, 0.4439614071802169, 0.4417969944033159], [0.6661477675256644, 0.672676957424315, 0.6813715979971707, 0.6245759982914605, 0.631116366982938, 0.6352534496388976, 0.6396975069096146, 0.6442144318355925, 0.6479319046636637, 0.6511151367955627, 0.6534904549209594, 0.6522295173180722, 0.6494258292766177, 0.6400664797538979, 0.6344290555315119, 0.6271120774113227, 0.6195876133196373, 0.6129106422135674, 0.6066585019818796, 0.6016586827446041, 0.5970459290788663, 0.594807816930123, 0.5915150702695127, 0.5884621888901344, 0.5865549609281038, 0.5840505668690115, 0.5805644775588221, 0.5750387494844149, 0.5757040893935286, 0.5968472850353708], [0.9592541238444028, 0.9594316984750911, 0.9568765056805753, 0.9533701787373248, 0.9500336152769322, 0.9474897749291151, 0.9454286555080036, 0.943910902213044, 0.94255318073976, 0.9418942452131747, 0.941607113572218, 0.9408618129432776, 0.9394433531148559, 0.9371408379253887, 0.9339836461679469, 0.9298608557276422, 0.9246682892514028, 0.924272797717625, 0.9244296825366438, 0.9248403670977967, 0.9257014562985106, 0.9260119117206573, 0.926245608819743, 0.9265086907934386, 0.9316768357513225, 0.9318825042126969, 0.9319853239931921, 0.9320025808929682, 0.9318066039143612, 0.931124027312094], [1.0, 1.0, 1.0, 1.0, 1.0, 1.0, 1.0, 1.0, 1.0, 1.0, 1.0, 1.0, 1.0, 1.0, 1.0, 0.95, 0.95, 0.95, 0.95, 0.95, 0.95, 0.95, 0.95, 0.95, 0.95, 0.95, 0.95, 0.95, 0.95, 0.95], [0.0, 0.0, 0.0, 0.0, 0.0, 0.0, 0.0, 0.0, 0.0, 0.0, 0.0, 0.0, 0.0, 0.0, 0.0, 0.0, 0.0, 0.0, 0.0, 0.0, 0.0, 0.0, 0.0, 0.0, 0.0, 0.0, 0.0, 0.0, 0.0, 0.0], [0.0, 0.0, 0.0, 0.0, 0.0, 0.0, 0.0, 0.0, 0.0, 0.0, 0.0, 0.0, 0.0, 0.0, 0.0, 0.0, 0.0, 0.0, 0.0, 0.0, 0.0, 0.0, 0.0, 0.0, 0.0, 0.0, 0.0, 0.0, 0.0, 0.0], [0.0, 0.0, 0.0, 0.0, 0.0, 0.0, 0.0, 0.0, 0.0, 0.0, 0.0, 0.0, 0.0, 0.0, 0.0, 0.0, 0.0, 0.0, 0.0, 0.0, 0.0, 0.0, 0.0, 0.0, 0.0, 0.0, 0.0, 0.0, 0.0, 0.0], [0.0, 0.0, 0.0, 0.0, 0.0, 0.0, 0.0, 0.0, 0.0, 0.0, 0.0, 0.0, 0.0, 0.0, 0.0, 0.0, 0.0, 0.0, 0.0, 0.0, 0.0, 0.0, 0.0, 0.0, 0.0, 0.0, 0.0, 0.0, 0.0, 0.0], [0.0, 0.0, 0.0, 0.0, 0.0, 0.0, 0.0, 0.0, 0.0, 0.0, 0.0, 0.0, 0.0, 0.0, 0.0, 0.0, 0.0, 0.0, 0.0, 0.0, 0.0, 0.0, 0.0, 0.0, 0.0, 0.0, 0.0, 0.0, 0.0, 0.0], [0.0, 0.0, 0.0, 0.0, 0.0, 0.0, 0.0, 0.0, 0.0, 0.0, 0.0, 0.0, 0.0, 0.0, 0.0, 0.0, 0.0, 0.0, 0.0, 0.0, 0.0, 0.0, 0.0, 0.0, 0.0, 0.0, 0.0, 0.0, 0.0, 0.0]] | 2D array of the non-dimensional end point defined along the outer profile of a layer. The TE suction side is 0, the TE pressure side is 1. The first dimension represents each layer, the second dimension represents each entry along blade span.
blade.internal_structure_2d_fem.layer_offset_y_pa | output | m | [[0.0, 0.0, 0.0, 0.0, 0.0, 0.0, 0.0, 0.0, 0.0, 0.0, 0.0, 0.0, 0.0, 0.0, 0.0, 0.0, 0.0, 0.0, 0.0, 0.0, 0.0, 0.0, 0.0, 0.0, 0.0, 0.0, 0.0, 0.0, 0.0, 0.0], [0.0, 0.0, 0.0, 0.0, 0.0, 0.0, 0.0, 0.0, 0.0, 0.0, 0.0, 0.0, 0.0, 0.0, 0.0, 0.0, 0.0, 0.0, 0.0, 0.0, 0.0, 0.0, 0.0, 0.0, 0.0, 0.0, 0.0, 0.0, 0.0, 0.0], [0.0, 0.0, 0.0, -0.8, -0.768, -0.736, -0.7040000000000001, -0.672, -0.64, -0.608, -0.576, -0.544, -0.512, -0.48, -0.448, -0.4159999999999999, -0.38399999999999995, -0.352, -0.31999999999999995, -0.2879999999999999, -0.24639999999999998, -0.22399999999999998, -0.19199999999999995, -0.15999999999999992, -0.1279999999999999, -0.09599999999999997, -0.06399999999999995, -0.03199999999999992, 0.0, 0.0], [0.0, 0.0, 0.0, -0.8, -0.768, -0.736, -0.7040000000000001, -0.672, -0.64, -0.608, -0.576, -0.544, -0.512, -0.48, -0.448, -0.4159999999999999, -0.38399999999999995, -0.352, -0.31999999999999995, -0.2879999999999999, -0.24639999999999998, -0.22399999999999998, -0.19199999999999995, -0.15999999999999992, -0.1279999999999999, -0.09599999999999997, -0.06399999999999995, -0.03199999999999992, 0.0, 0.0], [0.0, 0.0, 0.0, 0.0, 0.0, 0.0, 0.0, 0.0, 0.0, 0.0, 0.0, 0.0, 0.0, 0.0, 0.0, 0.0, 0.0, 0.0, 0.0, 0.0, 0.0, 0.0, 0.0, 0.0, 0.0, 0.0, 0.0, 0.0, 0.0, 0.0], [0.0, 0.0, 0.0, 0.0, 0.0, 0.0, 0.0, 0.0, 0.0, 0.0, 0.0, 0.0, 0.0, 0.0, 0.0, 0.0, 0.0, 0.0, 0.0, 0.0, 0.0, 0.0, 0.0, 0.0, 0.0, 0.0, 0.0, 0.0, 0.0, 0.0], [0.0, 0.0, 0.0, 0.0, 0.0, 0.0, 0.0, 0.0, 0.0, 0.0, 0.0, 0.0, 0.0, 0.0, 0.0, 0.0, 0.0, 0.0, 0.0, 0.0, 0.0, 0.0, 0.0, 0.0, 0.0, 0.0, 0.0, 0.0, 0.0, 0.0], [0.0, 0.0, 0.0, 0.0, 0.0, 0.0, 0.0, 0.0, 0.0, 0.0, 0.0, 0.0, 0.0, 0.0, 0.0, 0.0, 0.0, 0.0, 0.0, 0.0, 0.0, 0.0, 0.0, 0.0, 0.0, 0.0, 0.0, 0.0, 0.0, 0.0], [0.0, 0.0, 0.0, 0.0, 0.0, 0.0, 0.0, 0.0, 0.0, 0.0, 0.0, 0.0, 0.0, 0.0, 0.0, 0.0, 0.0, 0.0, 0.0, 0.0, 0.0, 0.0, 0.0, 0.0, 0.0, 0.0, 0.0, 0.0, 0.0, 0.0], [0.0, 0.0, 0.0, 0.0, 0.0, 0.0, 0.0, 0.0, 0.0, 0.0, 0.0, 0.0, 0.0, 0.0, 0.0, 0.0, 0.0, 0.0, 0.0, 0.0, 0.0, 0.0, 0.0, 0.0, 0.0, 0.0, 0.0, 0.0, 0.0, 0.0], [0.0, 0.0, 0.0, 0.0, 0.0, 0.0, 0.0, 0.0, 0.0, 0.0, 0.0, 0.0, 0.0, 0.0, 0.0, 0.0, 0.0, 0.0, 0.0, 0.0, 0.0, 0.0, 0.0, 0.0, 0.0, 0.0, 0.0, 0.0, 0.0, 0.0], [0.0, 0.0, 0.0, 0.0, 0.0, 0.0, 0.0, 0.0, 0.0, 0.0, 0.0, 0.0, 0.0, 0.0, 0.0, 0.0, 0.0, 0.0, 0.0, 0.0, 0.0, 0.0, 0.0, 0.0, 0.0, 0.0, 0.0, 0.0, 0.0, 0.0], [0.0, 0.0, 0.0, 0.0, 0.0, 0.0, 0.0, 0.0, 0.0, 0.0, 0.0, 0.0, 0.0, 0.0, 0.0, 0.0, 0.0, 0.0, 0.0, 0.0, 0.0, 0.0, 0.0, 0.0, 0.0, 0.0, 0.0, 0.0, 0.0, 0.0], [0.0, 0.0, 0.0, 0.0, 0.0, 0.0, 0.0, 0.0, 0.0, 0.0, 0.0, 0.0, 0.0, 0.0, 0.0, 0.0, 0.0, 0.0, 0.0, 0.0, 0.0, 0.0, 0.0, 0.0, 0.0, 0.0, 0.0, 0.0, 0.0, 0.0], [0.0, 0.0, 0.0, 0.0, 0.0, 0.0, 0.0, 0.0, 0.0, 0.0, 0.0, 0.0, 0.0, 0.0, 0.0, 0.0, 0.0, 0.0, 0.0, 0.0, 0.0, 0.0, 0.0, 0.0, 0.0, 0.0, 0.0, 0.0, 0.0, 0.0], [0.0, 0.0, 0.0, 0.0, 0.0, 0.0, 0.0, 0.0, 0.0, 0.0, 0.0, 0.0, 0.0, 0.0, 0.0, 0.0, 0.0, 0.0, 0.0, 0.0, 0.0, 0.0, 0.0, 0.0, 0.0, 0.0, 0.0, 0.0, 0.0, 0.0], [0.0, 0.0, 0.0, 0.0, 0.0, 0.0, 0.0, 0.0, 0.0, 0.0, 0.0, 0.0, 0.0, 0.0, 0.0, 0.0, 0.0, 0.0, 0.0, 0.0, 0.0, 0.0, 0.0, 0.0, 0.0, 0.0, 0.0, 0.0, 0.0, 0.0], [0.0, 0.0, 0.0, 0.0, 0.0, 0.0, 0.0, 0.0, 0.0, 0.0, 0.0, 0.0, 0.0, 0.0, 0.0, 0.0, 0.0, 0.0, 0.0, 0.0, 0.0, 0.0, 0.0, 0.0, 0.0, 0.0, 0.0, 0.0, 0.0, 0.0], [0.0, 0.0, 0.0, 0.0, 0.0, 0.0, 0.0, 0.0, 0.0, 0.0, 0.0, 0.0, 0.0, 0.0, 0.0, 0.0, 0.0, 0.0, 0.0, 0.0, 0.0, 0.0, 0.0, 0.0, 0.0, 0.0, 0.0, 0.0, 0.0, 0.0], [0.0, 0.0, 0.0, 0.0, 0.0, 0.0, 0.0, 0.0, 0.0, 0.0, 0.0, 0.0, 0.0, 0.0, 0.0, 0.0, 0.0, 0.0, 0.0, 0.0, 0.0, 0.0, 0.0, 0.0, 0.0, 0.0, 0.0, 0.0, 0.0, 0.0]] | 2D array of the offset along the y axis to set the position of a layer. Positive values move the layer towards the trailing edge, negative values towards the leading edge. The first dimension represents each layer, the second dimension represents each entry along blade span.
blade.internal_structure_2d_fem.layer_width | output | m | [[0.0, 0.0, 0.0, 0.0, 0.0, 0.0, 0.0, 0.0, 0.0, 0.0, 0.0, 0.0, 0.0, 0.0, 0.0, 0.0, 0.0, 0.0, 0.0, 0.0, 0.0, 0.0, 0.0, 0.0, 0.0, 0.0, 0.0, 0.0, 0.0, 0.0], [0.0, 0.0, 0.0, 0.0, 0.0, 0.0, 0.0, 0.0, 0.0, 0.0, 0.0, 0.0, 0.0, 0.0, 0.0, 0.0, 0.0, 0.0, 0.0, 0.0, 0.0, 0.0, 0.0, 0.0, 0.0, 0.0, 0.0, 0.0, 0.0, 0.0], [0.8, 0.8, 0.8, 0.8, 0.8, 0.8, 0.8, 0.8, 0.8, 0.8, 0.8, 0.8, 0.8, 0.8, 0.8, 0.8, 0.8, 0.8, 0.8, 0.8, 0.8, 0.8, 0.8, 0.8, 0.7536, 0.7059, 0.6587, 0.611, 0.5383, 0.3419], [0.8, 0.8, 0.8, 0.8, 0.8, 0.8, 0.8, 0.8, 0.8, 0.8, 0.8, 0.8, 0.8, 0.8, 0.8, 0.8, 0.8, 0.8, 0.8, 0.8, 0.8, 0.8, 0.8, 0.7855, 0.7453, 0.7019, 0.6571, 0.6099, 0.5246, 0.331], [0.0, 0.0, 0.0, 0.0, 0.0, 0.0, 0.0, 0.0, 0.0, 0.0, 0.0, 0.0, 0.0, 0.0, 0.0, 0.0, 0.0, 0.0, 0.0, 0.3, 1.7, 0.3, 1.3877787807814457e-17, 0.0, 0.0, 0.0, 0.0, 0.0, 0.0, 0.0], [0.0, 0.0, 0.0, 0.0, 0.0, 0.0, 0.0, 0.0, 0.0, 0.0, 0.0, 0.0, 0.0, 0.0, 0.0, 0.0, 0.0, 0.0, 0.0, 0.3, 1.7, 0.3, 1.3877787807814457e-17, 0.0, 0.0, 0.0, 0.0, 0.0, 0.0, 0.0], [0.3094, 0.3094, 0.3094, 0.3094, 0.3094, 0.3094, 0.3094, 0.3094, 0.3094, 0.3094, 0.3094, 0.3094, 0.3094, 0.3094, 0.3094, 0.3094, 0.3094, 0.3094, 0.3094, 0.3094, 0.3094, 0.3094, 0.3094, 0.3094, 0.3094, 0.3094, 0.2801, 0.2223, 0.1635, 0.1035], [0.576, 0.57745, 0.581, 0.58365, 0.58685, 0.58985, 0.59945, 0.60525, 0.61195, 0.61385, 0.6119, 0.60915, 0.6066, 0.6063, 0.60745, 0.6106, 0.61615, 0.57865, 0.53735, 0.4965, 0.4444673776755774, 0.41675, 0.37725, 0.33625, 0.27445, 0.2347, 0.1947, 0.1541, 0.113, 0.0713], [0.576, 0.57745, 0.581, 0.58365, 0.58685, 0.58985, 0.59945, 0.60525, 0.61195, 0.61385, 0.6119, 0.60915, 0.6066, 0.6063, 0.60745, 0.6106, 0.61615, 0.57865, 0.53735, 0.4965, 0.4444673776755774, 0.41675, 0.37725, 0.33625, 0.27445, 0.2347, 0.1947, 0.1541, 0.113, 0.0713], [0.0, 0.0, 0.0, 0.0, 0.0, 0.0, 0.0, 0.0, 0.0, 0.0, 0.0, 0.0, 0.0, 0.0, 0.0, 0.0, 0.0, 0.0, 0.0, 0.0, 0.0, 0.0, 0.0, 0.0, 0.0, 0.0, 0.0, 0.0, 0.0, 0.0], [0.0, 0.0, 0.0, 0.0, 0.0, 0.0, 0.0, 0.0, 0.0, 0.0, 0.0, 0.0, 0.0, 0.0, 0.0, 0.0, 0.0, 0.0, 0.0, 0.0, 0.0, 0.0, 0.0, 0.0, 0.0, 0.0, 0.0, 0.0, 0.0, 0.0], [0.0, 0.0, 0.0, 0.0, 0.0, 0.0, 0.0, 0.0, 0.0, 0.0, 0.0, 0.0, 0.0, 0.0, 0.0, 0.0, 0.0, 0.0, 0.0, 0.0, 0.0, 0.0, 0.0, 0.0, 0.0, 0.0, 0.0, 0.0, 0.0, 0.0], [0.0, 0.0, 0.0, 0.0, 0.0, 0.0, 0.0, 0.0, 0.0, 0.0, 0.0, 0.0, 0.0, 0.0, 0.0, 0.0, 0.0, 0.0, 0.0, 0.0, 0.0, 0.0, 0.0, 0.0, 0.0, 0.0, 0.0, 0.0, 0.0, 0.0], [0.0, 0.0, 0.0, 0.0, 0.0, 0.0, 0.0, 0.0, 0.0, 0.0, 0.0, 0.0, 0.0, 0.0, 0.0, 0.0, 0.0, 0.0, 0.0, 0.0, 0.0, 0.0, 0.0, 0.0, 0.0, 0.0, 0.0, 0.0, 0.0, 0.0], [0.0, 0.0, 0.0, 0.0, 0.0, 0.0, 0.0, 0.0, 0.0, 0.0, 0.0, 0.0, 0.0, 0.0, 0.0, 0.0, 0.0, 0.0, 0.0, 0.0, 0.0, 0.0, 0.0, 0.0, 0.0, 0.0, 0.0, 0.0, 0.0, 0.0], [0.0, 0.0, 0.0, 0.0, 0.0, 0.0, 0.0, 0.0, 0.0, 0.0, 0.0, 0.0, 0.0, 0.0, 0.0, 0.0, 0.0, 0.0, 0.0, 0.0, 0.0, 0.0, 0.0, 0.0, 0.0, 0.0, 0.0, 0.0, 0.0, 0.0], [0.0, 0.0, 0.0, 0.0, 0.0, 0.0, 0.0, 0.0, 0.0, 0.0, 0.0, 0.0, 0.0, 0.0, 0.0, 0.0, 0.0, 0.0, 0.0, 0.0, 0.0, 0.0, 0.0, 0.0, 0.0, 0.0, 0.0, 0.0, 0.0, 0.0], [0.0, 0.0, 0.0, 0.0, 0.0, 0.0, 0.0, 0.0, 0.0, 0.0, 0.0, 0.0, 0.0, 0.0, 0.0, 0.0, 0.0, 0.0, 0.0, 0.0, 0.0, 0.0, 0.0, 0.0, 0.0, 0.0, 0.0, 0.0, 0.0, 0.0], [0.0, 0.0, 0.0, 0.0, 0.0, 0.0, 0.0, 0.0, 0.0, 0.0, 0.0, 0.0, 0.0, 0.0, 0.0, 0.0, 0.0, 0.0, 0.0, 0.0, 0.0, 0.0, 0.0, 0.0, 0.0, 0.0, 0.0, 0.0, 0.0, 0.0], [0.0, 0.0, 0.0, 0.0, 0.0, 0.0, 0.0, 0.0, 0.0, 0.0, 0.0, 0.0, 0.0, 0.0, 0.0, 0.0, 0.0, 0.0, 0.0, 0.0, 0.0, 0.0, 0.0, 0.0, 0.0, 0.0, 0.0, 0.0, 0.0, 0.0]] | 2D array of the width along the outer profile of a layer. The first dimension represents each layer, the second dimension represents each entry along blade span.
blade.interp_airfoils.r_thick_interp | output |  | [1.0, 0.9904761955070918, 0.9058355221451091, 0.7692063747146259, 0.6243318537689522, 0.5149550598613979, 0.4565247668788405, 0.4089803671230991, 0.37373472220540643, 0.3529975776954834, 0.3385438805507016, 0.3271695421630018, 0.3178133888750906, 0.30941424702967435, 0.30091105322857653, 0.2925054880595256, 0.2849006144977736, 0.2778530148241121, 0.271119271319333, 0.264455966264228, 0.2554986747356164, 0.25036700062620737, 0.2424545046048751, 0.23345852449310675, 0.2235312610322791, 0.21373557166468143, 0.2047799151588242, 0.19617537435258997, 0.18790426085675252, 0.18] | 1D array of the relative thicknesses of the blade defined along span.
blade.interp_airfoils.ac_interp | output |  | [0.5, 0.4957501832280946, 0.4588490059555538, 0.4020554079195539, 0.34747207885727177, 0.31720170850588386, 0.316, 0.316, 0.316, 0.31553758156380457, 0.31111337360993563, 0.3035863592877327, 0.29491461778567823, 0.2870562282922547, 0.28196904410751594, 0.27898070211664444, 0.2762221659153193, 0.2737219282512675, 0.2715084818722161, 0.2696103195258921, 0.26766091442823553, 0.2668738179223346, 0.26609246416055515, 0.26570207918127375, 0.26548575936508495, 0.26516019876486274, 0.26287948339002876, 0.25487264545217786, 0.2426412483034642, 0.22800000000000004] | 1D array of the aerodynamic center of the blade defined along span.
blade.interp_airfoils.cl_interp | output |  | [[[[0.0], [0.0], [0.0], [0.0], [0.0]], [[0.0], [0.0], [0.0], [0.0], [0.0]], [[0.0], [0.0], [0.0], [0.0], [0.0]], [[0.0], [0.0], [0.0], [0.0], [0.0]], [[0.0], [0.0], [0.0], [0.0], [0.0]], [[0.0], [0.0], [0.0], [0.0], [0.0]], [[0.0], [0.0], [0.0], [0.0], [0.0]], [[0.0], [0.0], [0.0], [0.0], [0.0]], [[5.551115123125783e-17], [0.0], [0.0], [0.0], [0.0]], [[-1.1102230246251565e-16], [0.0], [0.0], [0.0], [0.0]], [[0.0], [0.0], [0.0], [0.0], [0.0]], [[0.0], [0.0], [0.0], [0.0], [0.0]], [[0.0], [0.0], [0.0], [0.0], [0.0]], [[0.0], [0.0], [0.0], [0.0], [0.0]], [[0.0], [0.0], [0.0], [0.0], [0.0]], [[0.0], [0.0], [0.0], [0.0], [0.0]], [[0.0], [0.0], [0.0], [0.0], [0.0]], [[0.0], [0.0], [0.0], [0.0], [0.0]], [[0.0], [0.0], [0.0], [0.0], [0.0]], [[0.0], [0.0], [0.0], [0.0], [0.0]], [[0.0], [0.0], [0.0], [0.0], [0.0]], [[5.551115123125783e-17], [5.551115123125783e-17], [-5.551115123125783e-17], [-5.551115123125783e-17], [5.551115123125783e-17]], [[0.0], [0.0], [0.0], [0.0], [0.0]], [[0.0], [0.0], [0.0], [0.0], [0.0]], [[0.0], [0.0], [0.0], [0.0], [0.0]], [[0.0], [0.0], [0.0], [0.0], [0.0]], [[0.0], [0.0], [0.0], [0.0], [0.0]], [[0.0], [0.0], [0.0], [0.0], [0.0]], [[-1.3877787807814457e-17], [1.3877787807814457e-17], [-1.3877787807814457e-17], [1.3877787807814457e-17], [-1.3877787807814457e-17]], [[0.0], [0.0], [0.0], [0.0], [0.0]], [[0.0], [0.0], [0.0], [0.0], [0.0]], [[-6.938893903907228e-18], [6.938893903907228e-18], [6.938893903907228e-18], [-6.938893903907228e-18], [-6.938893903907228e-18]], [[1.3877787807814457e-17], [-1.3877787807814457e-17], [-1.3877787807814457e-17], [-1.3877787807814457e-17], [-1.3877787807814457e-17]], [[0.0], [0.0], [0.0], [0.0], [0.0]], [[-2.7755575615628914e-17], [-2.7755575615628914e-17], [-2.7755575615628914e-17], [2.7755575615628914e-17], [-2.7755575615628914e-17]], [[0.0], [0.0], [0.0], [0.0], [0.0]], [[0.0], [0.0], [0.0], [0.0], [0.0]], [[0.0], [0.0], [0.0], [0.0], [0.0]], [[0.0], [0.0], [0.0], [0.0], [0.0]], [[-5.551115123125783e-17], [5.551115123125783e-17], [5.551115123125783e-17], [5.551115123125783e-17], [-5.551115123125783e-17]], [[0.0], [0.0], [0.0], [0.0], [0.0]], [[0.0], [0.0], [0.0], [0.0], [0.0]], [[0.0], [0.0], [0.0], [0.0], [0.0]], [[0.0], [0.0], [0.0], [0.0], [0.0]], [[0.0], [0.0], [0.0], [0.0], [0.0]], [[0.0], [0.0], [0.0], [0.0], [0.0]], [[0.0], [0.0], [0.0], [0.0], [0.0]], [[0.0], [0.0], [0.0], [0.0], [0.0]], [[0.0], [0.0], [0.0], [0.0], [0.0]], [[0.0], [0.0], [0.0], [0.0], [0.0]], [[0.0], [-1.1102230246251565e-16], [1.1102230246251565e-16], [-1.1102230246251565e-16], [1.1102230246251565e-16]], [[0.0], [0.0], [0.0], [0.0], [0.0]], [[1.1102230246251565e-16], [-1.1102230246251565e-16], [1.1102230246251565e-16], [-1.1102230246251565e-16], [1.1102230246251565e-16]], [[0.0], [0.0], [0.0], [0.0], [0.0]], [[-1.1102230246251565e-16], [0.0], [0.0], [0.0], [0.0]], [[0.0], [0.0], [0.0], [0.0], [0.0]], [[0.0], [0.0], [0.0], [0.0], [0.0]], [[0.0], [0.0], [0.0], [0.0], [0.0]], [[0.0], [0.0], [0.0], [0.0], [0.0]], [[0.0], [0.0], [0.0], [0.0], [0.0]], [[0.0], [0.0], [0.0], [0.0], [0.0]], [[0.0], [0.0], [0.0], [0.0], [0.0]], [[0.0], [0.0], [0.0], [0.0], [0.0]], [[0.0], [0.0], [0.0], [0.0], [0.0]], [[0.0], [0.0], [0.0], [0.0], [0.0]], [[0.0], [0.0], [0.0], [0.0], [0.0]], [[0.0], [0.0], [0.0], [0.0], [0.0]], [[0.0], [0.0], [0.0], [0.0], [0.0]], [[0.0], [0.0], [0.0], [0.0], [0.0]], [[0.0], [0.0], [0.0], [0.0], [0.0]], [[0.0], [0.0], [0.0], [0.0], [0.0]], [[0.0], [0.0], [0.0], [0.0], [0.0]], [[0.0], [0.0], [0.0], [0.0], [0.0]], [[0.0], [0.0], [0.0], [0.0], [0.0]], [[0.0], [0.0], [0.0], [0.0], [0.0]], [[0.0], [0.0], [0.0], [0.0], [0.0]], [[0.0], [0.0], [0.0], [0.0], [0.0]], [[0.0], [0.0], [0.0], [0.0], [0.0]], [[0.0], [0.0], [0.0], [0.0], [0.0]], [[0.0], [0.0], [0.0], [0.0], [0.0]], [[0.0], [0.0], [0.0], [0.0], [0.0]], [[0.0], [0.0], [0.0], [0.0], [0.0]], [[0.0], [0.0], [0.0], [0.0], [0.0]], [[0.0], [0.0], [0.0], [0.0], [0.0]], [[0.0], [0.0], [0.0], [0.0], [0.0]], [[0.0], [0.0], [0.0], [0.0], [0.0]], [[0.0], [0.0], [0.0], [0.0], [0.0]], [[0.0], [0.0], [0.0], [0.0], [0.0]], [[0.0], [0.0], [0.0], [0.0], [0.0]], [[0.0], [0.0], [0.0], [0.0], [0.0]], [[0.0], [0.0], [0.0], [0.0], [0.0]], [[0.0], [0.0], [0.0], [0.0], [0.0]], [[0.0], [0.0], [0.0], [0.0], [0.0]], [[0.0], [0.0], [0.0], [0.0], [0.0]], [[0.0], [0.0], [0.0], [0.0], [0.0]], [[0.0], [0.0], [0.0], [0.0], [0.0]], [[0.0], [0.0], [0.0], [0.0], [0.0]], [[0.0], [0.0], [0.0], [0.0], [0.0]], [[0.0], [0.0], [0.0], [0.0], [0.0]], [[0.0], [0.0], [0.0], [0.0], [0.0]], [[0.0], [0.0], [0.0], [0.0], [0.0]], [[0.0], [0.0], [0.0], [0.0], [0.0]], [[0.0], [0.0], [0.0], [0.0], [0.0]], [[0.0], [0.0], [0.0], [0.0], [0.0]], [[0.0], [0.0], [0.0], [0.0], [0.0]], [[0.0], [0.0], [0.0], [0.0], [0.0]], [[0.0], [0.0], [0.0], [0.0], [0.0]], [[0.0], [0.0], [0.0], [0.0], [0.0]], [[0.0], [0.0], [0.0], [0.0], [0.0]], [[0.0], [0.0], [0.0], [0.0], [0.0]], [[0.0], [0.0], [0.0], [0.0], [0.0]], [[0.0], [0.0], [0.0], [0.0], [0.0]], [[0.0], [0.0], [0.0], [0.0], [0.0]], [[0.0], [0.0], [0.0], [0.0], [0.0]], [[0.0], [0.0], [0.0], [0.0], [0.0]], [[0.0], [0.0], [0.0], [0.0], [0.0]], [[0.0], [0.0], [0.0], [0.0], [0.0]], [[0.0], [0.0], [0.0], [0.0], [0.0]], [[0.0], [0.0], [0.0], [0.0], [0.0]], [[0.0], [0.0], [0.0], [0.0], [0.0]], [[0.0], [0.0], [0.0], [0.0], [0.0]], [[0.0], [0.0], [0.0], [0.0], [0.0]], [[0.0], [0.0], [0.0], [0.0], [0.0]], [[0.0], [0.0], [0.0], [0.0], [0.0]], [[0.0], [0.0], [0.0], [0.0], [0.0]], [[0.0], [0.0], [0.0], [0.0], [0.0]], [[0.0], [0.0], [0.0], [0.0], [0.0]], [[0.0], [0.0], [0.0], [0.0], [0.0]], [[0.0], [0.0], [0.0], [0.0], [0.0]], [[0.0], [0.0], [0.0], [0.0], [0.0]], [[0.0], [0.0], [0.0], [0.0], [0.0]], [[0.0], [0.0], [0.0], [0.0], [0.0]], [[0.0], [0.0], [0.0], [0.0], [0.0]], [[0.0], [0.0], [0.0], [0.0], [0.0]], [[0.0], [0.0], [0.0], [0.0], [0.0]], [[-1.1102230246251565e-16], [0.0], [0.0], [0.0], [0.0]], [[0.0], [0.0], [0.0], [0.0], [1.1102230246251565e-16]], [[0.0], [0.0], [0.0], [0.0], [0.0]], [[0.0], [0.0], [0.0], [0.0], [0.0]], [[0.0], [0.0], [0.0], [0.0], [0.0]], [[0.0], [0.0], [0.0], [0.0], [0.0]], [[0.0], [0.0], [0.0], [0.0], [0.0]], [[0.0], [0.0], [0.0], [0.0], [0.0]], [[0.0], [0.0], [0.0], [0.0], [0.0]], [[0.0], [0.0], [0.0], [0.0], [0.0]], [[0.0], [0.0], [0.0], [0.0], [0.0]], [[0.0], [0.0], [0.0], [0.0], [0.0]], [[0.0], [0.0], [0.0], [0.0], [0.0]], [[0.0], [0.0], [0.0], [0.0], [0.0]], [[0.0], [0.0], [0.0], [0.0], [0.0]], [[0.0], [0.0], [0.0], [0.0], [0.0]], [[0.0], [0.0], [0.0], [0.0], [0.0]], [[0.0], [0.0], [0.0], [0.0], [0.0]], [[0.0], [0.0], [0.0], [0.0], [0.0]], [[0.0], [0.0], [0.0], [0.0], [0.0]], [[0.0], [0.0], [0.0], [0.0], [0.0]], [[0.0], [0.0], [0.0], [0.0], [0.0]], [[-1.1102230246251565e-16], [1.1102230246251565e-16], [1.1102230246251565e-16], [1.1102230246251565e-16], [-1.1102230246251565e-16]], [[0.0], [0.0], [0.0], [0.0], [0.0]], [[0.0], [0.0], [0.0], [0.0], [0.0]], [[0.0], [0.0], [0.0], [0.0], [0.0]], [[0.0], [0.0], [0.0], [0.0], [0.0]], [[0.0], [0.0], [0.0], [0.0], [0.0]], [[-5.551115123125783e-17], [-5.551115123125783e-17], [-5.551115123125783e-17], [5.551115123125783e-17], [5.551115123125783e-17]], [[0.0], [0.0], [0.0], [0.0], [0.0]], [[0.0], [0.0], [0.0], [0.0], [0.0]], [[0.0], [0.0], [0.0], [0.0], [0.0]], [[0.0], [0.0], [0.0], [0.0], [0.0]], [[0.0], [0.0], [6.938893903907228e-18], [0.0], [-6.938893903907228e-18]], [[0.0], [0.0], [0.0], [0.0], [0.0]], [[0.0], [0.0], [0.0], [0.0], [0.0]], [[0.0], [0.0], [0.0], [0.0], [0.0]], [[0.0], [0.0], [0.0], [0.0], [0.0]], [[0.0], [0.0], [0.0], [0.0], [0.0]], [[0.0], [0.0], [0.0], [0.0], [0.0]], [[0.0], [0.0], [0.0], [0.0], [0.0]], [[0.0], [0.0], [0.0], [0.0], [0.0]], [[5.551115123125783e-17], [5.551115123125783e-17], [5.551115123125783e-17], [-5.551115123125783e-17], [5.551115123125783e-17]], [[5.551115123125783e-17], [-5.551115123125783e-17], [5.551115123125783e-17], [5.551115123125783e-17], [5.551115123125783e-17]], [[0.0], [0.0], [0.0], [0.0], [0.0]], [[0.0], [0.0], [0.0], [0.0], [0.0]], [[0.0], [0.0], [0.0], [0.0], [0.0]], [[0.0], [0.0], [0.0], [0.0], [0.0]], [[0.0], [0.0], [0.0], [0.0], [0.0]], [[0.0], [0.0], [0.0], [0.0], [0.0]], [[0.0], [0.0], [0.0], [0.0], [0.0]], [[0.0], [0.0], [0.0], [0.0], [0.0]], [[0.0], [0.0], [0.0], [0.0], [0.0]], [[0.0], [0.0], [0.0], [0.0], [0.0]], [[0.0], [0.0], [0.0], [0.0], [0.0]], [[0.0], [0.0], [0.0], [0.0], [0.0]], [[-5.551115123125783e-17], [0.0], [0.0], [0.0], [0.0]], [[0.0], [0.0], [0.0], [0.0], [0.0]], [[0.0], [0.0], [0.0], [0.0], [0.0]], [[0.0], [0.0], [0.0], [0.0], [0.0]], [[0.0], [0.0], [0.0], [0.0], [0.0]], [[0.0], [0.0], [0.0], [0.0], [0.0]], [[0.0], [0.0], [0.0], [0.0], [0.0]], [[0.0], [0.0], [0.0], [0.0], [0.0]], [[0.0], [0.0], [0.0], [0.0], [0.0]]], [[[0.0], [0.0], [0.0], [0.0], [0.0]], [[0.0022613799145844186], [0.0019477572404127518], [0.0019209423387884948], [0.0019310973328110943], [0.001893404733665248]], [[0.004522759880484493], [0.0038955145320670997], [0.0038418847288127916], [0.003862194716860178], [0.0037868095185604224]], [[0.0067841398976479245], [0.00584327187491088], [0.005762827170020735], [0.0057932921520950885], [0.005680214354633412]], [[0.009661336088146007], [0.008405934324341682], [0.008298603568172965], [0.008339250374214013], [0.008188381087927778]], [[0.013714085542698564], [0.012142210586566978], [0.01200784276582057], [0.012058728334000509], [0.011869857742594057]], [[0.01601395661430497], [0.014128446101735637], [0.013967262270888247], [0.014028303252844472], [0.013801738504629015]], [[0.017019860507278377], [0.014966065925516815], [0.014790486869944025], [0.014856979451433352], [0.01461017917094204]], [[0.02542942808978106], [0.02372633007927566], [0.023580850337686844], [0.02363594185456728], [0.0234314712721318]], [[0.03135418769564147], [0.029919436132374605], [0.02979535172560349], [0.029842339507605092], [0.029667959326661414]], [[0.03450201789911661], [0.03330330899597066], [0.03320072198088757], [0.03323957408546924], [0.033095355406042706]], [[0.03454743991267992], [0.03351531274412187], [0.03342698199241838], [0.033460434453231096], [0.03333625933363688]], [[0.03235313546744435], [0.03146336833259712], [0.031387220947206834], [0.03141605994549064], [0.03130900977632828]], [[0.02972334214256865], [0.028956117654540064], [0.02889045760065692], [0.028915323855421685], [0.028823020741577443]], [[0.028036504796668568], [0.027377036378063976], [0.027320598250134345], [0.02734197305099463], [0.027262629874978517]], [[0.026610256607054364], [0.026045179810998853], [0.025996819828314255], [0.026015134886056293], [0.02594714954859209]], [[0.025232369076536226], [0.0247508107268974], [0.024709598357691], [0.024725206439433517], [0.02466726937882721]], [[0.02374825020180546], [0.023341284430436093], [0.023306455798752818], [0.023319646671677324], [0.02327068213141127]], [[0.022188986966452218], [0.021847536526218986], [0.02181831476386195], [0.021829381543948007], [0.021788301806642263]], [[0.020586789619064863], [0.02030430101979544], [0.020280125295468007], [0.020289281427896544], [0.020255293877941435]], [[0.018948944888693864], [0.018718253252723457], [0.018698510372465546], [0.018705987463478443], [0.01867823256568217]], [[0.017221698464218185], [0.017036841714952983], [0.017021021442266873], [0.017027012964328223], [0.017004772481700056]], [[0.015393237670774981], [0.015248628601643416], [0.015236252777892978], [0.015240939885668811], [0.015223541353555164]], [[0.013543752756405097], [0.013433770660381636], [0.013424358253317586], [0.013427922909630921], [0.013414690948894345]], [[0.01167476432805463], [0.011594584025213031], [0.011587722095092984], [0.011590320911504123], [0.011580674114309561]], [[0.009709709861759577], [0.009654289270478796], [0.009649546306595973], [0.009651342578070037], [0.009644674833743996]], [[0.007727645180527001], [0.007692344674642804], [0.007689323612830534], [0.0076904677539487085], [0.007686220713703479]], [[0.005808642719658322], [0.005788862171684277], [0.005787169328204618], [0.005787810476789335], [0.0057854305298472575]], [[0.0039106509332848295], [0.0039018849768858895], [0.0039011347747514406], [0.0039014188699220444], [0.00390036431842581]], [[0.0019653920351828634], [0.00196260525147042], [0.0019623667558994248], [0.0019624571172246665], [0.0019621216852809056]], [[-1.478517394622236e-07], [-1.478517394622236e-07], [-1.478517394622236e-07], [-1.478517394622236e-07], [-1.478517394622236e-07]], [[-0.0019658890657138876], [-0.0019631022820014287], [-0.0019628637864304316], [-0.0019629541477556873], [-0.001962618715811928]], [[-0.003911170792172673], [-0.0039024048357737054], [-0.0039016546336392843], [-0.003901938728809857], [-0.00390088417731365]], [[-0.00580932291225867], [-0.005789542364284632], [-0.005787849520804973], [-0.005788490669389683], [-0.005786110722447613]], [[-0.007727993972015033], [-0.007692693466130829], [-0.007689672404318559], [-0.007690816545436734], [-0.007686569505191504]], [[-0.009710270033446433], [-0.009654849442165603], [-0.009650106478282829], [-0.009651902749756844], [-0.009645235005430804]], [[-0.011675329129167689], [-0.011595148826326132], [-0.011588286896206085], [-0.011590885712617224], [-0.011581238915422606]], [[-0.013543431895081184], [-0.013433449799057681], [-0.013424037391993673], [-0.013427602048307022], [-0.013414370087570432]], [[-0.015392460483883555], [-0.015247851414751892], [-0.01523547559100158], [-0.015240162698777399], [-0.015222764166663752]], [[-0.017220851328235892], [-0.017035994578970565], [-0.017020174306284677], [-0.017026165828346054], [-0.01700392534571786]], [[-0.018949337814025607], [-0.018718646178055215], [-0.018698903297797304], [-0.0187063803888102], [-0.018678625491013914]], [[-0.020587578874490156], [-0.020305090275220705], [-0.020280914550893286], [-0.02029007068332181], [-0.020256083133366687]], [[-0.022189637624284442], [-0.021848187184051182], [-0.02181896542169416], [-0.021830032201780217], [-0.021788952464474556]], [[-0.023748439713080563], [-0.02334147394171121], [-0.02330664531002795], [-0.023319836182952414], [-0.023270871642686375]], [[-0.025231987286012336], [-0.024750428936373386], [-0.024709216567166986], [-0.024724824648909613], [-0.02466688758830321]], [[-0.026609732375003387], [-0.026044655578948], [-0.025996295596263277], [-0.026014610654005343], [-0.025946625316541128]], [[-0.028035533769395618], [-0.027376065350791026], [-0.02731962722286141], [-0.027341002023721722], [-0.02726165884770558]], [[-0.029716534364337195], [-0.028949309876308615], [-0.02888364982242543], [-0.02890851607719022], [-0.028816212963345966]], [[-0.032343148496508656], [-0.03145338136166133], [-0.031377233976271166], [-0.031406072974554944], [-0.03129902280539258]], [[-0.03454308753835282], [-0.03351096036979488], [-0.033422629618091365], [-0.03345608207890407], [-0.033331906959309855]], [[-0.034501536746060164], [-0.03330282784291433], [-0.03320024082783102], [-0.033239092932412895], [-0.03309487425298614]], [[-0.034044946820303595], [-0.03280897097197848], [-0.03270319460567797], [-0.032743254626492885], [-0.03259455216286475]], [[-0.0334205542813544], [-0.03214602229313379], [-0.03203694624592929], [-0.03207825601912098], [-0.031924914461566256]], [[-0.03263121202936166], [-0.031316698640139], [-0.031204200936920473], [-0.031246806679670863], [-0.031088654464212856]], [[-0.03167977296447344], [-0.030301582966820506], [-0.030180963396852084], [-0.03022663888829799], [-0.030057130006215987]], [[-0.030567888076311583], [-0.02911419665844686], [-0.028990132261656282], [-0.029037112834807144], [-0.028862757186152152]], [[-0.029263293526925527], [-0.02776799202250671], [-0.02764034267396706], [-0.02768868135913201], [-0.027509281933179655]], [[-0.027805151743751394], [-0.026266395107153347], [-0.02613500193855505], [-0.02618475882147537], [-0.02600009250806563]], [[-0.026197034005863595], [-0.024612759309240617], [-0.02447744550963358], [-0.02452868743025422], [-0.024338506127535704]], [[-0.024387089276847317], [-0.022750490367504837], [-0.022610673419782186], [-0.022663620928674886], [-0.022467105965587385]], [[-0.022285259838960694], [-0.020581479286699726], [-0.020435887806954104], [-0.020491022538634118], [-0.020286386063505496]], [[-0.01996893506039259], [-0.01818875370788178], [-0.01803659996022622], [-0.018094220340145014], [-0.017880354695664243]], [[-0.01752122315158949], [-0.015661717488839075], [-0.015502753156596482], [-0.015562953277784996], [-0.015339509362537746]], [[-0.01502421240978542], [-0.01308882029052549], [-0.01292334171593585], [-0.012986009361768282], [-0.01275340392914076]], [[-0.012559293150555206], [-0.010557857181609842], [-0.010386708836250619], [-0.010451524170745713], [-0.010210944664738153]], [[-0.010207433995534018], [-0.008156227286205353], [-0.007980803835594769], [-0.008047238624200148], [-0.007800646057038882]], [[-0.008049385693632366], [-0.005971125506856884], [-0.005793372906644834], [-0.005860690102502536], [-0.00561082058268797]], [[-0.005843559863788844], [-0.0037830807725957594], [-0.0036068974656565944], [-0.0036762764668495373], [-0.0034289905768969953]], [[-0.004961248710409288], [-0.0030044918997776116], [-0.002837503546558068], [-0.0029173362585052376], [-0.0026849694370395805]], [[-0.004248800937337899], [-0.0023832610618411687], [-0.0022243599966522976], [-0.002313392286665439], [-0.002094148364134768]], [[-0.0032432339311585234], [-0.0014637588143466274], [-0.0013124860254800086], [-0.0014101568516242113], [-0.0012032854853470942]], [[-0.002123432980083023], [-0.00043004501128185435], [-0.00031811600337722234], [-0.0003927002463428031], [-0.00031755887330803256]], [[-0.001232000500867858], [-0.0002996191952376326], [-0.00029879666349053036], [-0.0002994911248406229], [-0.00029839283456151167]], [[-0.00028388201849771644], [-0.0002749589111623041], [-0.00027424623099370216], [-0.00027493177298809623], [-0.00027399099210939637]], [[-0.00025729081106590224], [-0.0002496955409555246], [-0.0002490893200508826], [-0.0002497527444982328], [-0.00024896297252968713]], [[-0.0002406323359311624], [-0.00023385604132775129], [-0.00023331599667864023], [-0.00023398813601580026], [-0.00023329526507603893]], [[-0.00021934220504615798], [-0.0002135477045102363], [-0.00021308664729755011], [-0.0002137397148181952], [-0.0002131587165114246]], [[-0.00019822990044257582], [-0.0001933545940243503], [-0.00019296748168090572], [-0.0001935926442599989], [-0.00019311513437257621]], [[-0.0001810284188224348], [-0.00017687300645692627], [-0.00017654401198148595], [-0.00017715158084026517], [-0.00017675607354245004]], [[-0.0001607725435313484], [-0.00015739619390081616], [-0.0001571298160749912], [-0.00015769479040525503], [-0.00015738453041570788]], [[-0.00013661002476325623], [-0.0001340644415683337], [-0.00013386447145570524], [-0.0001343544513679809], [-0.00013413062002908677]], [[-0.00011502029356732363], [-0.00011314177419754351], [-0.00011299506882376034], [-0.00011341364601246545], [-0.00011325765171891003]], [[-9.133528791802764e-05], [-9.008391580785785e-05], [-8.998693674227946e-05], [-9.031251947620549e-05], [-9.021625681183108e-05]], [[-7.217176937123187e-05], [-7.135527362856983e-05], [-7.129267475351406e-05], [-7.154345643515733e-05], [-7.148705401594478e-05]], [[-5.61445077253836e-05], [-5.563375323974773e-05], [-5.5595184772445905e-05], [-5.578311618540527e-05], [-5.5753111375886344e-05]], [[-4.004462138296194e-05], [-3.977428858249754e-05], [-3.975431579572933e-05], [-3.9875901788565676e-05], [-3.9863831289489726e-05]], [[-2.6312206210410416e-05], [-2.619224162253922e-05], [-2.6183668926635373e-05], [-2.625151272792406e-05], [-2.624858019689702e-05]], [[-1.6100377695140583e-05], [-1.6056023789300794e-05], [-1.6053024511897968e-05], [-1.6085921409978582e-05], [-1.608621615367678e-05]], [[-6.269655865687868e-06], [-6.263163145720299e-06], [-6.262767815396267e-06], [-6.2695323891880095e-06], [-6.269922581235085e-06]], [[0.0006958048429915355], [0.0006958048429915355], [0.0006958048429915355], [0.0006958048429915355], [0.0006958048429915355]], [[0.0024017480375390296], [0.0024017480375390296], [0.0024017480375390296], [0.0024017480375390296], [0.0024017480375390296]], [[0.004037940847259239], [0.004037940847259239], [0.004037940847259239], [0.004037940847259239], [0.004037940847259239]], [[0.00529765031573394], [0.00529765031573394], [0.00529765031573394], [0.00529765031573394], [0.00529765031573394]], [[0.006194682095296597], [0.006194682095296597], [0.006194682095296597], [0.006194682095296597], [0.006194682095296597]], [[0.002352445493193245], [0.002352445493193245], [0.002352445493193245], [0.002352445493193245], [0.002352445493193245]], [[-1.7539791515340693e-05], [-1.765124015529803e-05], [-1.7703677815241858e-05], [-1.8080199910106443e-05], [-1.814737647841489e-05]], [[-0.008527687202333434], [-0.008648334418110443], [-0.008704248589468555], [-0.00872574038766824], [-0.00872574038766824]], [[-0.0138335116443275], [-0.0138335116443275], [-0.0138335116443275], [-0.0138335116443275], [-0.0138335116443275]], [[-0.017652620038883016], [-0.017652620038883016], [-0.017652620038883016], [-0.017652620038883016], [-0.017652620038883016]], [[-0.013381736020624896], [-0.013381736020624896], [-0.013381736020624896], [-0.013381736020624896], [-0.013381736020624896]], [[-0.009108608786774108], [-0.009108608786774108], [-0.009108608786774108], [-0.009108608786774108], [-0.009108608786774108]], [[-0.004972030284284848], [-0.004972030284284848], [-0.004972030284284848], [-0.004972030284284848], [-0.004972030284284848]], [[-0.0006526134564394728], [-0.0006526134564394728], [-0.0006526134564394728], [-0.0006526134564394728], [-0.0006526134564394728]], [[1.5071253668029472e-05], [1.5023129114406092e-05], [1.5011013192754719e-05], [1.4972455612150687e-05], [1.4954691867276326e-05]], [[4.0754968267123215e-05], [4.0700885674656295e-05], [4.0670083618195296e-05], [4.0359118205348515e-05], [4.028161791515966e-05]], [[7.123540519598896e-05], [7.123526788445009e-05], [7.123516750437084e-05], [7.048610481209978e-05], [7.024976461638376e-05]], [[0.00010749884578147711], [0.00010748938549288642], [0.00010748257778050302], [0.00010635316003731674], [0.00010576110824800887]], [[0.00014418753091018088], [0.0001443361285721756], [0.00014433821573144046], [0.00014271755640545697], [0.000141776242811191]], [[0.00018651196545474424], [0.0001870002315178948], [0.00018700710854192837], [0.00018466032242363262], [0.00018327549785927821]], [[0.0002265551544423372], [0.0002276812848604759], [0.00022769813437656383], [0.0002243670817870802], [0.00022238990659834146]], [[0.00026768362615067764], [0.0002672357415608728], [0.00026697963694058413], [0.0002643503358295274], [0.0002624938153023004]], [[0.0003065168112853789], [0.00030246342577697205], [0.00030196059217452165], [0.00030141066851860354], [0.000300430997151796]], [[0.000346816805800787], [0.0003426128563219222], [0.0003419398991283962], [0.0003407472572335979], [0.0003405669007151002]], [[0.00037993607726249934], [0.00037612539822901025], [0.00037532089258957013], [0.00037325032446089423], [0.0003732038031382112]], [[0.0005649579372753455], [0.0004112446955291116], [0.00041035048726584256], [0.00040824214293477823], [0.0004069776731491781]], [[0.001286585459697065], [0.000525881649417026], [0.00043973797522600666], [0.00043749273950749457], [0.0004368615898073247]], [[0.002430888779530238], [0.0016559320608572903], [0.0014990810380717257], [0.0011213230582269307], [0.0012245872531989055]], [[0.002880401240793473], [0.002113925139628825], [0.0019608780714976404], [0.0015987246523169185], [0.0014348747058906541]], [[0.003660296999629553], [0.0027131221121045046], [0.00253810133700505], [0.002164821609491163], [0.0019637297017106037]], [[0.004703976155022049], [0.0033161729137284324], [0.0030828894707771726], [0.002648714358181037], [0.0028526655851799365]], [[0.005411458845714201], [0.00380720084482411], [0.0035508943680574445], [0.003110132287097722], [0.0035664061106852607]], [[0.006734672780653539], [0.004843120377089338], [0.004578392751112048], [0.00421855706469354], [0.0049361446323483715]], [[0.007546704417639605], [0.00485898908727922], [0.004623318489609285], [0.0046119624668274906], [0.005897410141082637]], [[0.009746651421108449], [0.006208330880459523], [0.005906089032661543], [0.0060374688940251775], [0.0075245746751295695]], [[0.012638388517341004], [0.00839126139428964], [0.008027970397613715], [0.00816170774590147], [0.00961738489813957]], [[0.015396131722842626], [0.010857248589406676], [0.010389745321518179], [0.01014561859344515], [0.012084543787892033]], [[0.019119954296246668], [0.014265655221720991], [0.013585643056415742], [0.012658198016487793], [0.015703176986191114]], [[0.021701785644210426], [0.016085691488850126], [0.015620959840608614], [0.01644265119254905], [0.018472658405998293]], [[0.025037422238419448], [0.019336474664518002], [0.01888298144730495], [0.020480028369931395], [0.02158698739631985]], [[0.029015583921283825], [0.024744444887085035], [0.02428959700358872], [0.024008361242761768], [0.02472768736719341]], [[0.032396445178557186], [0.027421851631048065], [0.027004484936779555], [0.02747737722357763], [0.027247061742149414]], [[0.03475262039713059], [0.029540822566374712], [0.02912257235071347], [0.03041129221516503], [0.029384441303689807]], [[0.03652440064207812], [0.032791155093780326], [0.03248109152323819], [0.032969456870844814], [0.03236841843687899]], [[0.03810780041977436], [0.03558366092316598], [0.035343169297739147], [0.03527101683479472], [0.03501147675665363]], [[0.04041034466196609], [0.038575493547249325], [0.038333518754523614], [0.03804267406877872], [0.037918549046380576]], [[0.0423779024270306], [0.04085527612939554], [0.04062187493128234], [0.04024642498140913], [0.040180261245173335]], [[0.045040416694360985], [0.043551270516469356], [0.04332490201869575], [0.04296581705694291], [0.04289892304600351]], [[0.04720581584983713], [0.045562469286483054], [0.04534229762292233], [0.04506797474701191], [0.04496074051702709]], [[0.04921952668992394], [0.04737481049037062], [0.04716410305066743], [0.047009361772294034], [0.0468413636412765]], [[0.05151689213017677], [0.04944830925239582], [0.04925918065146334], [0.04922642805995109], [0.04900620519710258]], [[0.053272872356712936], [0.0510566184424775], [0.05086644426309317], [0.05091706455371983], [0.05065672448622255]], [[0.054939186193972256], [0.052738383859021964], [0.05255003643072434], [0.05262136812313063], [0.05235658546105515]], [[0.055204518178190234], [0.05307392827520972], [0.052891589722533786], [0.05296064602769478], [0.052704309496432775]], [[0.05492193423877315], [0.0528585487776841], [0.052681961668868404], [0.052748839904473085], [0.05250058831082857]], [[0.05422657436384169], [0.05222757973512218], [0.052056503274725704], [0.05212129449983498], [0.051880789870971764]], [[0.053253578541516466], [0.05131635551620174], [0.05115056554510436], [0.05121335456015008], [0.0509802821435921]], [[0.0521380867599178], [0.050260210489599805], [0.050099499485001656], [0.050160364831787915], [0.04993443309541942]], [[0.05101523900716619], [0.04919447902399357], [0.049038656099416086], [0.049097670061118176], [0.048878610693182944]], [[0.05002017527138239], [0.04825449548806057], [0.048103386393345604], [0.04816061499450999], [0.047948182903612774]], [[0.04928803554068669], [0.04757559425047819], [0.04742904137178808], [0.04748454437833324], [0.047278517693438105]], [[0.046712129211543024], [0.045237661827888714], [0.04511147503974078], [0.04515926426947328], [0.044981871241481536]], [[0.04448424092357875], [0.04321314501665413], [0.043104363037525156], [0.04314556160650204], [0.042992632793412894]], [[0.04229135686808666], [0.04119532188518871], [0.041101521808212915], [0.041137045029305264], [0.04100518343809914]], [[0.040050762810957916], [0.039108665070094334], [0.039028039173051754], [0.03905857460285239], [0.03894522720854346]], [[0.038013903460699175], [0.03720665089490577], [0.03713756520535633], [0.03716372957355918], [0.03706660766289599]], [[0.036045695970106345], [0.0353577554706222], [0.035298880657470166], [0.03532117791710257], [0.03523841068766492]], [[0.033926342188554226], [0.03334496251516947], [0.03329520732705041], [0.033314051431228175], [0.033244102087991]], [[0.031699482102933135], [0.031211695759743002], [0.03116995038494727], [0.03118576007078458], [0.03112707473177609]], [[0.029410826859424435], [0.029007271717610944], [0.028972734968571695], [0.028985815157755307], [0.02893726151496226]], [[0.027070482591741454], [0.02674092311178372], [0.026712718997129653], [0.026723400555719562], [0.026683750701724684]], [[0.024601216252823938], [0.024337135182445152], [0.024314534792893805], [0.024323094110124233], [0.024291321992083892]], [[0.02198922940020355], [0.021782645015729865], [0.021764965267514952], [0.021771661135766132], [0.021746806089889575]], [[0.019347760063455954], [0.019190642783422432], [0.019177196487616704], [0.01918228885377865], [0.019163386052726286]], [[0.01667891815034804], [0.016564374860574257], [0.016554572103259932], [0.016558284698133127], [0.016544503559283705]], [[0.0138713273048192], [0.013792155031560921], [0.013785379368871212], [0.01378794547097699], [0.013778420121939791]], [[0.011039493888456597], [0.010989064594336295], [0.010984748791747323], [0.01098638327905907], [0.01098031607870871]], [[0.008262141580027506], [0.00823388365435028], [0.00823146530652221], [0.008232381233071802], [0.00822898130886883]], [[0.005195071851685728], [0.005182063285952158], [0.005180950160077812], [0.005181371688346141], [0.00517980700854432]], [[0.0023263241853435195], [0.002322360444586188], [0.002322021250798911], [0.002322149766269794], [0.0023216727040379845]], [[2.334884518959509e-06], [2.334884518959509e-06], [2.334884518959509e-06], [2.334884518959509e-06], [2.334884518959509e-06]], [[-0.002298917067193075], [-0.0022960270516024376], [-0.0022957797213175144], [-0.002295873428555777], [-0.002295525576611548]], [[-0.0041806643276360075], [-0.004171898371237022], [-0.004171148169102615], [-0.004171432264273167], [-0.004170377712776957]], [[-0.005833257869143075], [-0.0058134773211690124], [-0.005811784477689368], [-0.005812425626274077], [-0.005810045679331993]], [[-0.007727645180527001], [-0.007692344674642797], [-0.007689323612830527], [-0.0076904677539487015], [-0.007686220713703479]], [[-0.009709709861759626], [-0.009654289270478796], [-0.009649546306596021], [-0.009651342578070037], [-0.00964467483374399]], [[-0.01167476432805463], [-0.011594584025213017], [-0.011587722095092984], [-0.011590320911504123], [-0.011580674114309547]], [[-0.013543752756405153], [-0.013433770660381636], [-0.013424358253317573], [-0.013427922909630963], [-0.013414690948894331]], [[-0.015393237670774926], [-0.01524862860164336], [-0.015236252777892922], [-0.015240939885668867], [-0.015223541353555109]], [[-0.017221698464218074], [-0.01703684171495297], [-0.017021021442266873], [-0.017027012964328236], [-0.01700477248169993]], [[-0.018948944888693864], [-0.01871825325272347], [-0.01869851037246556], [-0.018705987463478443], [-0.01867823256568217]], [[-0.020586789619064988], [-0.020304301019795468], [-0.020280125295468035], [-0.020289281427896544], [-0.02025529387794145]], [[-0.02218898696645223], [-0.021847536526218986], [-0.02181831476386195], [-0.021829381543948007], [-0.021788301806642263]], [[-0.023748250201805474], [-0.023341284430436093], [-0.023306455798752845], [-0.023319646671677324], [-0.02327068213141127]], [[-0.02523236907653635], [-0.0247508107268974], [-0.024709598357691], [-0.024725206439433628], [-0.02466726937882724]], [[-0.026610256607054364], [-0.026045179810998867], [-0.02599681982831427], [-0.026015134886056307], [-0.025947149548592105]], [[-0.028036504796668554], [-0.02737703637806406], [-0.027320598250134318], [-0.027341973050994617], [-0.02726262987497849]], [[-0.02972334214256865], [-0.028956117654540064], [-0.028890457600656907], [-0.02891532385542167], [-0.028823020741577415]], [[-0.03235313546744435], [-0.031463368332597136], [-0.03138722094720686], [-0.031416059945490724], [-0.03130900977632828]], [[-0.034547439912679945], [-0.03351531274412189], [-0.03342698199241839], [-0.033460434453231096], [-0.033336259333636896]], [[-0.03450201789911657], [-0.03330330899597074], [-0.03320072198088754], [-0.03323957408546918], [-0.03309535540604268]], [[-0.03135418769564155], [-0.029919436132374744], [-0.02979535172560349], [-0.029842339507605203], [-0.029667959326661525]], [[-0.025429428089781075], [-0.023726330079275628], [-0.023580850337686914], [-0.023635941854567234], [-0.0234314712721318]], [[-0.017019860507278384], [-0.014966065925516836], [-0.014790486869944046], [-0.014856979451433374], [-0.01461017917094205]], [[-0.016013956614304964], [-0.014128446101735602], [-0.013967262270888226], [-0.014028303252844486], [-0.013801738504629027]], [[- | 4D array with the lift coefficients of the airfoils. Dimension 0 is along the blade span for n_span stations, dimension 1 is along the angles of attack, dimension 2 is along the Reynolds number, dimension 3 is along the number of tabs, which may describe multiple sets at the same station, for example in presence of a flap.
blade.interp_airfoils.cd_interp | output |  | [[[[0.5], [0.5], [0.5], [0.5], [0.5]], [[0.5], [0.5], [0.5], [0.5], [0.5]], [[0.5], [0.5], [0.5], [0.5], [0.5]], [[0.5], [0.5], [0.5], [0.5], [0.5]], [[0.5], [0.5], [0.5], [0.5], [0.5]], [[0.5], [0.5000000000000001], [0.5], [0.5000000000000001], [0.5]], [[0.5], [0.5], [0.5], [0.5], [0.5]], [[0.5], [0.5], [0.5], [0.5], [0.5]], [[0.5], [0.5], [0.5], [0.5], [0.5]], [[0.5], [0.5], [0.5], [0.5], [0.5]], [[0.5], [0.5], [0.5], [0.5], [0.5]], [[0.5], [0.5], [0.5], [0.5], [0.5]], [[0.5], [0.5], [0.5], [0.5], [0.5]], [[0.5], [0.5], [0.49999999999999994], [0.49999999999999994], [0.5]], [[0.5], [0.49999999999999994], [0.5], [0.5], [0.5]], [[0.5], [0.5], [0.5], [0.5], [0.5]], [[0.5], [0.5], [0.5], [0.5], [0.5]], [[0.5], [0.5], [0.5], [0.49999999999999994], [0.5]], [[0.5], [0.5], [0.49999999999999994], [0.5], [0.5]], [[0.5], [0.5], [0.5], [0.5], [0.5]], [[0.5], [0.5], [0.5], [0.5], [0.5]], [[0.5], [0.5], [0.4999999999999999], [0.5], [0.5000000000000001]], [[0.5], [0.5], [0.4999999999999999], [0.5], [0.5]], [[0.5], [0.5000000000000001], [0.5000000000000001], [0.5000000000000001], [0.5]], [[0.5], [0.5], [0.5000000000000001], [0.5000000000000001], [0.5]], [[0.5000000000000001], [0.5], [0.5], [0.5], [0.4999999999999999]], [[0.5], [0.5000000000000002], [0.5000000000000002], [0.5], [0.5]], [[0.5], [0.5], [0.5], [0.5000000000000002], [0.5]], [[0.5], [0.5000000000000002], [0.5], [0.5], [0.5]], [[0.5], [0.5], [0.5], [0.5], [0.5]], [[0.5], [0.5], [0.5], [0.5], [0.5]], [[0.5], [0.5], [0.5], [0.5], [0.5000000000000002]], [[0.5], [0.5000000000000002], [0.5], [0.5], [0.5]], [[0.5], [0.5], [0.5000000000000002], [0.5], [0.5]], [[0.5000000000000002], [0.5], [0.5], [0.5], [0.5]], [[0.5], [0.5000000000000001], [0.5000000000000001], [0.4999999999999999], [0.4999999999999999]], [[0.5], [0.4999999999999999], [0.5], [0.5], [0.4999999999999999]], [[0.4999999999999999], [0.5], [0.5], [0.4999999999999999], [0.5]], [[0.5], [0.5], [0.5], [0.5], [0.5]], [[0.5000000000000001], [0.5], [0.5], [0.5000000000000001], [0.5]], [[0.5000000000000001], [0.5], [0.5], [0.5], [0.4999999999999999]], [[0.49999999999999994], [0.5], [0.5], [0.49999999999999994], [0.5]], [[0.5], [0.5], [0.5], [0.5], [0.49999999999999994]], [[0.5], [0.5], [0.49999999999999994], [0.5], [0.5]], [[0.5], [0.5], [0.5], [0.5], [0.5]], [[0.49999999999999994], [0.5], [0.5], [0.5], [0.5000000000000001]], [[0.5], [0.5000000000000001], [0.5], [0.5], [0.5]], [[0.49999999999999994], [0.5], [0.5], [0.5], [0.5]], [[0.5], [0.5], [0.5], [0.5], [0.5]], [[0.5], [0.5], [0.5], [0.5], [0.5]], [[0.5], [0.5], [0.5], [0.5], [0.5]], [[0.5], [0.5], [0.5], [0.5], [0.5]], [[0.5], [0.5], [0.5], [0.5], [0.5]], [[0.5], [0.5], [0.5], [0.5], [0.5]], [[0.5], [0.5], [0.5], [0.5], [0.5]], [[0.5], [0.5], [0.5], [0.5], [0.5]], [[0.5], [0.5], [0.5], [0.5], [0.5]], [[0.5], [0.5], [0.5], [0.5], [0.5]], [[0.5], [0.5], [0.5], [0.5], [0.5]], [[0.5], [0.5], [0.5], [0.5], [0.5]], [[0.5], [0.5], [0.5], [0.5], [0.5]], [[0.5], [0.5], [0.5], [0.5], [0.5]], [[0.5], [0.5], [0.5], [0.5], [0.5]], [[0.5], [0.5], [0.5], [0.5], [0.5]], [[0.5], [0.5], [0.5], [0.5], [0.5]], [[0.5], [0.5], [0.5], [0.5], [0.5]], [[0.5], [0.5], [0.5], [0.5], [0.5]], [[0.5], [0.5], [0.5], [0.5], [0.5]], [[0.5], [0.5], [0.5], [0.5], [0.5]], [[0.5], [0.5], [0.5], [0.5], [0.5]], [[0.5], [0.5], [0.5000000000000001], [0.5], [0.5]], [[0.5], [0.4999999999999999], [0.5], [0.4999999999999999], [0.4999999999999999]], [[0.5], [0.5000000000000001], [0.5], [0.5], [0.5]], [[0.5], [0.5], [0.5], [0.5], [0.5]], [[0.5], [0.5], [0.5], [0.5], [0.5]], [[0.5], [0.5], [0.5], [0.5], [0.5]], [[0.5], [0.5], [0.5], [0.5], [0.5]], [[0.5], [0.5], [0.5], [0.5], [0.5]], [[0.4999999999999999], [0.4999999999999999], [0.4999999999999999], [0.5], [0.5]], [[0.5], [0.5], [0.5], [0.5], [0.5]], [[0.4999999999999999], [0.4999999999999999], [0.5], [0.4999999999999999], [0.5]], [[0.5000000000000001], [0.5000000000000001], [0.5], [0.5000000000000001], [0.5000000000000001]], [[0.5], [0.5], [0.5], [0.5], [0.5]], [[0.5000000000000001], [0.5000000000000001], [0.5000000000000001], [0.5], [0.5000000000000001]], [[0.5], [0.5000000000000001], [0.5000000000000001], [0.5], [0.5000000000000001]], [[0.5000000000000001], [0.5], [0.5000000000000001], [0.5000000000000001], [0.5]], [[0.5], [0.5], [0.5], [0.5], [0.5]], [[0.5], [0.5], [0.5], [0.5], [0.5]], [[0.5], [0.5], [0.5], [0.5], [0.5]], [[0.5], [0.5], [0.5], [0.5], [0.5]], [[0.5000000000000001], [0.5000000000000001], [0.5], [0.5], [0.5000000000000001]], [[0.5], [0.5], [0.5], [0.5], [0.5]], [[0.4999999999999999], [0.5], [0.5], [0.5], [0.5]], [[0.5], [0.5], [0.5], [0.5], [0.5]], [[0.5], [0.5], [0.5], [0.5000000000000001], [0.5]], [[0.5], [0.5], [0.5], [0.5], [0.5]], [[0.5], [0.5], [0.5], [0.5], [0.5]], [[0.4999999999999999], [0.5], [0.5], [0.5], [0.5]], [[0.5], [0.5], [0.5], [0.5], [0.5]], [[0.5], [0.5], [0.5], [0.5], [0.5]], [[0.5], [0.5], [0.5], [0.5], [0.4999999999999999]], [[0.5], [0.5], [0.5], [0.5], [0.5]], [[0.5], [0.5], [0.5], [0.5], [0.5]], [[0.5], [0.5], [0.5], [0.5], [0.5]], [[0.5], [0.5], [0.5], [0.5], [0.5]], [[0.5], [0.5000000000000001], [0.5], [0.5000000000000001], [0.5]], [[0.5], [0.5], [0.5], [0.5000000000000001], [0.5]], [[0.5], [0.4999999999999999], [0.4999999999999999], [0.5], [0.5]], [[0.5], [0.5], [0.5], [0.5], [0.4999999999999999]], [[0.5], [0.5], [0.5], [0.5], [0.5]], [[0.5], [0.5], [0.5], [0.5], [0.5]], [[0.5], [0.5], [0.5], [0.5], [0.5]], [[0.5], [0.5], [0.5], [0.5], [0.5]], [[0.5], [0.5], [0.5], [0.5], [0.5]], [[0.5], [0.5], [0.5], [0.5], [0.5]], [[0.5], [0.5], [0.5], [0.5], [0.5]], [[0.5], [0.5], [0.5], [0.5], [0.5]], [[0.5], [0.5], [0.5], [0.5], [0.5]], [[0.5], [0.5], [0.5], [0.5], [0.5]], [[0.5], [0.5], [0.5], [0.5], [0.5]], [[0.5000000000000001], [0.5], [0.5], [0.5000000000000001], [0.5]], [[0.4999999999999999], [0.5], [0.4999999999999999], [0.5], [0.5]], [[0.5], [0.5], [0.5], [0.5], [0.5]], [[0.5], [0.5], [0.5], [0.5], [0.5]], [[0.5], [0.5], [0.5], [0.5], [0.5]], [[0.5], [0.5], [0.5], [0.5], [0.5]], [[0.5], [0.5], [0.5], [0.5], [0.5]], [[0.5], [0.5], [0.5], [0.5], [0.5]], [[0.5], [0.5], [0.5], [0.5], [0.5]], [[0.5], [0.5], [0.5], [0.5], [0.5]], [[0.5], [0.5], [0.5], [0.5], [0.5]], [[0.5], [0.5], [0.5], [0.5], [0.5]], [[0.5], [0.5], [0.5], [0.5], [0.5]], [[0.5], [0.5], [0.5], [0.5], [0.5000000000000001]], [[0.5], [0.5], [0.5], [0.5], [0.5]], [[0.5], [0.5], [0.5], [0.5], [0.5]], [[0.5000000000000001], [0.5], [0.5], [0.5], [0.5]], [[0.5], [0.5], [0.5], [0.5], [0.5]], [[0.5], [0.5], [0.5], [0.5], [0.5]], [[0.5], [0.5], [0.5], [0.5], [0.5]], [[0.5], [0.5], [0.5], [0.5], [0.5]], [[0.5], [0.5], [0.5], [0.5], [0.5]], [[0.5], [0.5], [0.5], [0.5], [0.5]], [[0.5], [0.5], [0.5], [0.5], [0.5]], [[0.5], [0.5], [0.5], [0.5], [0.5]], [[0.5], [0.5], [0.5], [0.5], [0.5]], [[0.5], [0.5], [0.5], [0.5], [0.5]], [[0.5], [0.5], [0.5], [0.5], [0.5]], [[0.5], [0.5], [0.5], [0.5], [0.5]], [[0.5], [0.5], [0.5], [0.5], [0.5]], [[0.5], [0.5], [0.5], [0.5], [0.5]], [[0.5], [0.5], [0.5], [0.5], [0.5]], [[0.5], [0.5], [0.49999999999999994], [0.5], [0.5]], [[0.5], [0.5], [0.5], [0.5000000000000001], [0.49999999999999994]], [[0.49999999999999994], [0.5], [0.5], [0.5], [0.5000000000000001]], [[0.5], [0.49999999999999994], [0.5], [0.49999999999999994], [0.5]], [[0.5], [0.5], [0.5], [0.5], [0.49999999999999994]], [[0.5], [0.5], [0.5], [0.5], [0.49999999999999994]], [[0.49999999999999994], [0.5], [0.5], [0.49999999999999994], [0.5]], [[0.5000000000000001], [0.5], [0.5], [0.5], [0.4999999999999999]], [[0.5], [0.5], [0.4999999999999999], [0.5000000000000001], [0.5000000000000001]], [[0.5], [0.5], [0.5], [0.5000000000000001], [0.5000000000000001]], [[0.5], [0.5], [0.5], [0.5], [0.5]], [[0.4999999999999999], [0.5], [0.5000000000000001], [0.5], [0.5]], [[0.5], [0.5000000000000001], [0.5000000000000001], [0.4999999999999999], [0.4999999999999999]], [[0.4999999999999998], [0.5], [0.5], [0.5], [0.5]], [[0.5], [0.4999999999999998], [0.5], [0.5], [0.5]], [[0.5], [0.4999999999999998], [0.5], [0.4999999999999998], [0.5]], [[0.5], [0.5], [0.4999999999999998], [0.5], [0.5000000000000002]], [[0.5], [0.5], [0.5], [0.5], [0.5]], [[0.5], [0.5], [0.5], [0.5], [0.5]], [[0.5], [0.5], [0.5], [0.5], [0.5000000000000002]], [[0.5], [0.5], [0.5], [0.5], [0.4999999999999998]], [[0.5], [0.5], [0.5], [0.5], [0.5]], [[0.5], [0.5], [0.5], [0.5], [0.5]], [[0.5000000000000001], [0.4999999999999999], [0.5000000000000001], [0.5], [0.4999999999999999]], [[0.5], [0.5], [0.5], [0.5], [0.4999999999999999]], [[0.5], [0.5000000000000001], [0.5], [0.5], [0.4999999999999999]], [[0.4999999999999999], [0.5], [0.5], [0.4999999999999999], [0.4999999999999999]], [[0.5], [0.5], [0.5], [0.5], [0.5]], [[0.5], [0.5], [0.5], [0.5], [0.5]], [[0.5], [0.5], [0.49999999999999994], [0.5], [0.5]], [[0.49999999999999994], [0.5], [0.5], [0.5], [0.5]], [[0.49999999999999994], [0.5], [0.5], [0.5], [0.5]], [[0.5], [0.5], [0.5], [0.49999999999999994], [0.5]], [[0.5], [0.5], [0.5], [0.5], [0.49999999999999994]], [[0.5], [0.5], [0.49999999999999994], [0.5], [0.5]], [[0.5], [0.5], [0.5], [0.5], [0.5]], [[0.5], [0.5], [0.5], [0.5], [0.5]], [[0.5], [0.5], [0.5], [0.5], [0.5]], [[0.5], [0.5], [0.5], [0.5], [0.5]], [[0.5], [0.5], [0.5], [0.5], [0.5]], [[0.5], [0.5], [0.5], [0.5], [0.5]], [[0.5], [0.5], [0.5], [0.5], [0.5]], [[0.5], [0.5], [0.5], [0.5], [0.5]], [[0.5], [0.5], [0.5], [0.5], [0.5]], [[0.5], [0.5], [0.5], [0.5], [0.5]], [[0.5], [0.5], [0.5], [0.5], [0.5]], [[0.5], [0.5], [0.5], [0.5], [0.5]], [[0.5], [0.5], [0.5], [0.5], [0.5]]], [[[0.4831722427726052], [0.4831722427726052], [0.4831722427726052], [0.4831722427726052], [0.4831722427726052]], [[0.4831722427726052], [0.4831722427726052], [0.4831722427726052], [0.4831722427726052], [0.4831722427726052]], [[0.4831722427726052], [0.4831722427726052], [0.4831722427726052], [0.4831722427726052], [0.4831722427726052]], [[0.4831722427726052], [0.4831722427726052], [0.4831722427726052], [0.4831722427726052], [0.4831722427726052]], [[0.4834923668551853], [0.4834923668551853], [0.4834923668551853], [0.4834923668551853], [0.4834923668551853]], [[0.48374285301125347], [0.4841061568392814], [0.4841367826803765], [0.4840881218811282], [0.4841328770358827]], [[0.4836897744878868], [0.48400470516789174], [0.48403093056796737], [0.48399015871043066], [0.48402766817754883]], [[0.4837780337260297], [0.4840871450533082], [0.4841128858551434], [0.48407286738822947], [0.48410968374783425]], [[0.4854381581157774], [0.485740645346889], [0.4857658345366331], [0.4857266736449643], [0.4857627010488448]], [[0.4881871911951964], [0.48848224525062184], [0.4885068154533336], [0.4884686168824697], [0.48850375896635706]], [[0.49085739617592855], [0.4911441699862117], [0.4911680506634], [0.4911309240775172], [0.4911650799520963]], [[0.49331479025867886], [0.4935925044503414], [0.49361563070081027], [0.4935796770003654], [0.49361275383880876]], [[0.4960316601084449], [0.4962995637226483], [0.4963218730113514], [0.4962871894165472], [0.49631909777778727]], [[0.5000014492338427], [0.500001523411298], [0.5000015309811967], [0.5000015193226822], [0.5000015300252537]], [[0.5014763985931359], [0.5017260439718974], [0.5017468599078676], [0.5017144999227783], [0.5017442701974045]], [[0.5043446163092495], [0.5045842569319895], [0.504604237969068], [0.5045731757977728], [0.5046017521421332]], [[0.5072280688263192], [0.5074559749679626], [0.5074749737643875], [0.5074454382836865], [0.5074726101741319]], [[0.5099781277462337], [0.5101930336032072], [0.5102109450012481], [0.5101830997240047], [0.5102087167241203]], [[0.5127644224294098], [0.5129655645349607], [0.512982326278477], [0.5129562680992584], [0.5129802410475006]], [[0.5155361948838252], [0.5157228998263872], [0.5157384567012144], [0.5157142715120528], [0.5157365213762162]], [[0.5180816571226122], [0.5182532156047752], [0.5182675089602757], [0.5182452879756679], [0.5182657308337255]], [[0.5205169114197377], [0.5206728205379103], [0.5206858089969698], [0.5206656165921638], [0.5206841932128511]], [[0.5229409202456845], [0.5230807238891275], [0.5230923698885053], [0.523074264458717], [0.5230909211131161]], [[0.5250727181903581], [0.525196009394719], [0.5252062792543044], [0.5251903132326925], [0.5252050016807295]], [[0.5269121426885004], [0.5270184679691305], [0.5270273241323636], [0.5270135558753815], [0.5270262224266828]], [[0.5287981513004192], [0.5288872707638983], [0.5288946934786654], [0.5288831536970158], [0.5288937700949723]], [[0.5303841910462106], [0.5304559588349623], [0.5304619360965293], [0.5304526436925072], [0.5304611925476073]], [[0.531388107386701], [0.531441966531126], [0.5314464520619235], [0.5314394786646568], [0.5314458940745704]], [[0.5324257113099702], [0.5324622422461645], [0.5324652845569597], [0.5324605560444828], [0.5324649062104698]], [[0.5334205630276073], [0.5334351085371642], [0.5334362713359482], [0.5334344377066152], [0.5334361265579761]], [[0.5337219773371985], [0.5337219773371985], [0.5337219773371985], [0.5337219773371985], [0.5337219773371985]], [[0.5334133298750375], [0.5334278777729583], [0.5334290892295388], [0.5334272043258417], [0.5334289383929752]], [[0.5324182084253084], [0.5324547387441182], [0.5324577810033781], [0.5324530525709922], [0.532457402663298]], [[0.5313803222096802], [0.5314341803955982], [0.531438665846289], [0.5314316925735408], [0.5314381078689034]], [[0.5303817456863753], [0.5304535130582575], [0.5304594902849372], [0.530450197935141], [0.5304587467403565]], [[0.5287998546598078], [0.5288889744942042], [0.528896397240058], [0.528884857410092], [0.5288954738524962]], [[0.5269146371304103], [0.5270209630799857], [0.5270298192993745], [0.5270160509551186], [0.5270287175867044]], [[0.5250741949640537], [0.5251974866554434], [0.5252077565559915], [0.5251917904707235], [0.5252064789773173]], [[0.522940013063691], [0.5230798163453543], [0.5230914623142362], [0.5230733569318343], [0.5230900135426438]], [[0.5205155921432667], [0.520671500635499], [0.5206844890416578], [0.5206642967190429], [0.5206828732641261]], [[0.5180793931420153], [0.5182509503306008], [0.5182652435764131], [0.518243022762202], [0.5182634654635244]], [[0.5155370059301065], [0.5157237114343395], [0.5157392683569969], [0.5157150830935469], [0.5157373330260397]], [[0.5127654590873926], [0.5129666020557277], [0.5129833638731249], [0.5129573055791841], [0.5129812786329405]], [[0.5099784889117766], [0.510193395136495], [0.5102113065662752], [0.5101834612397635], [0.5102090782851895]], [[0.5072279512986214], [0.5074558572900373], [0.5074748560733386], [0.5074453206129982], [0.5074724924847208]], [[0.5043445168823895], [0.504584157348443], [0.5046041383715582], [0.5045730762219068], [0.5046016525463686]], [[0.5014758141084085], [0.501725458438416], [0.5017462742771515], [0.5017139144425116], [0.5017436845788761]], [[0.500001387994217], [0.5000014567543485], [0.5000014637656692], [0.5000014529669876], [0.5000014628803232]], [[0.4958784280868654], [0.49614633170106875], [0.4961686409897719], [0.49613395739496774], [0.4961658657562078]], [[0.49308031460782753], [0.4933580287994901], [0.49338115504995883], [0.493345201349514], [0.4933782781879573]], [[0.49085746446149864], [0.49114423827178183], [0.4911681189489701], [0.4911309923630872], [0.4911651482376663]], [[0.4904985528704766], [0.490787054823283], [0.4908110794090633], [0.4907737290929581], [0.4908080907958221]], [[0.4901529619775232], [0.49044316642439356], [0.49046733278292365], [0.49042976205697386], [0.490464326533426]], [[0.48981940128935825], [0.4901112801565924], [0.4901355859500726], [0.4900977984486765], [0.4901325623551266]], [[0.4894965803127013], [0.48979010310135845], [0.489814545790032], [0.4897765454616081], [0.48981150516557237]], [[0.4891832085542726], [0.4894783423401711], [0.48950291918232336], [0.4894647102893106], [0.4894998618694124]], [[0.48887799552079136], [0.4891747049545093], [0.4891994130064683], [0.4891610001253262], [0.48919633937129486]], [[0.48857965071897763], [0.488877898025852], [0.4889027341419885], [0.48886412216319675], [0.4888996445758686]], [[0.48828688365555123], [0.4885866286356785], [0.48861158946840566], [0.48857278359646433], [0.48860848438778215]], [[0.4880187783171864], [0.48832083696760087], [0.48834598786639377], [0.4883067730521313], [0.48834282904757115]], [[0.4878109408351684], [0.4881176062357805], [0.4881431310813264], [0.4881029130284864], [0.4881398138378378]], [[0.4876393194926707], [0.4879517769275691], [0.48797777072277493], [0.48793624037863254], [0.4879742404355778]], [[0.487477335320133], [0.4877955542354042], [0.48782201443593587], [0.48777917575605184], [0.48781827142153705]], [[0.4872984093479946], [0.48762623591980936], [0.4876541467621487], [0.48760854126930536], [0.48765008907197316]], [[0.4870759626066953], [0.4874100106892706], [0.48743807044552506], [0.4873921326170936], [0.48743396742311906]], [[0.48678341612667453], [0.48711671730999007], [0.48714464152658665], [0.48709931501915726], [0.4871406615367433]], [[0.48639419093837183], [0.48671748493695327], [0.4867448924901409], [0.48670143968417284], [0.48674126058779643]], [[0.4859133880412852], [0.486218672886286], [0.4862441144813001], [0.4862054088777809], [0.4862411747249483]], [[0.48561233133847886], [0.48590716971707837], [0.4859317752459058], [0.4858958455818816], [0.4859293324738066]], [[0.48542944864090476], [0.48571358542414644], [0.48573733461342566], [0.48570425480236556], [0.48573540242323093]], [[0.4852547190874697], [0.48552804345767203], [0.48555092750147644], [0.4855207296483964], [0.485549511799455]], [[0.48508099454420434], [0.48534350650136726], [0.4853655253996967], [0.4853382095045967], [0.4853646261858485]], [[0.4849140403033912], [0.48516573984751465], [0.48518689360036904], [0.48516245966324933], [0.4851865108746942]], [[0.48474963828846007], [0.4849905254195441], [0.48501081402692375], [0.4849892620477841], [0.4850109477894221]], [[0.48459005821173895], [0.4848201329297836], [0.48483955639168835], [0.48482088637052884], [0.48484020664236005]], [[0.4844417331525818], [0.48466099545758706], [0.48467955377401684], [0.4846637657108374], [0.4846807205128619]], [[0.48430117560239017], [0.48450962549435594], [0.48452731866531085], [0.48451441256011163], [0.4845290018923291]], [[0.48416883090111407], [0.4843664683800405], [0.4843832964055204], [0.4843732722583013], [0.4843854961207119]], [[0.4840435556985006], [0.4842303807643877], [0.4842463436443927], [0.48423920145515376], [0.4842490598477577]], [[0.4839277425546586], [0.48410375520750626], [0.4841188529420364], [0.4841145927107775], [0.48412208563357445]], [[0.4838208401066756], [0.48398604034648396], [0.4840002729355391], [0.48399889466226026], [0.48400402211525057]], [[0.48372446017507836], [0.4838784348119244], [0.4838922154454274], [0.48389371913012885], [0.4838964811133122]], [[0.4836363524608951], [0.4837787451961587], [0.48379243017272994], [0.48379681581541145], [0.4837972123287879]], [[0.483565653358161], [0.48369649798221437], [0.48371005351148144], [0.483717321112143], [0.48371535215571276]], [[0.4835037521565878], [0.48362308870048665], [0.4836364747513941], [0.4836466243100358], [0.48364228988379865]], [[0.48346094754653246], [0.4835688239196036], [0.48358199258282436], [0.48359502409944644], [0.48358832420340225]], [[0.4834297278943271], [0.48352620209660935], [0.4835390953721046], [0.48355500884670666], [0.4835459434808557]], [[0.4834121547388072], [0.4834972979087765], [0.48350984465807034], [0.48352864009065255], [0.48351720925499486]], [[0.4834131231888126], [0.4834870238957293], [0.4834991355495614], [0.4835208129401238], [0.4835070166346591]], [[0.48342778411371645], [0.4834905545587696], [0.4835021189159511], [0.4835266782644935], [0.48351051648922205]], [[0.4834902391731163], [0.4835425164890183], [0.48355313793671484], [0.48357884286384295], [0.4835612396266959]], [[0.4835937447854764], [0.48363611316325694], [0.48364569727715623], [0.48367181980276386], [0.4836529646324598]], [[0.4837048842601107], [0.48373800770085557], [0.4837466430914529], [0.4837751103642073], [0.48375414667642586]], [[0.48373198283655966], [0.48375291050073677], [0.4837605954681958], [0.48379933230687133], [0.4837719985062539]], [[0.48388884499945317], [0.48390099042006696], [0.483907381472798], [0.48395915129799766], [0.48392238182834013]], [[0.4840794385148049], [0.4840904929513271], [0.4840962790074078], [0.4841428226797379], [0.48411504521046156]], [[0.48424470345172393], [0.4842612642898941], [0.4842674560017586], [0.4842993976057661], [0.4842899118005616]], [[0.4843228642221065], [0.48433946625344837], [0.48434573217856103], [0.4843784531476863], [0.4843678441331744]], [[0.4843625519793837], [0.48437888620830966], [0.48438522554787466], [0.48441955167526213], [0.48440727607938283]], [[0.48421512486613627], [0.4842307690562021], [0.4842367789306886], [0.48426889175877913], [0.4842728362651924]], [[0.4841114592195096], [0.4841241549145325], [0.4841295852215262], [0.4841629996100858], [0.48417325682506307]], [[0.4840404714346744], [0.4840487374813317], [0.4840533093785365], [0.4840941760756598], [0.48410381742677855]], [[0.4839835812072059], [0.484002225392857], [0.48400921086452126], [0.4840453462766229], [0.48404818301401026]], [[0.4839648485690341], [0.48399522941173956], [0.48400394527319573], [0.48403622091241155], [0.4840297160820386]], [[0.4839639207878409], [0.48397671985834617], [0.4839829679094211], [0.4840288045793109], [0.4840277270297007]], [[0.4839912003593517], [0.4839959728066694], [0.48399895242465774], [0.4840477064413079], [0.4840555235027636]], [[0.4840296816637857], [0.4840336149410591], [0.48403608329912634], [0.4840778879272044], [0.4840962186494932]], [[0.48410545625282414], [0.48410639780438147], [0.48410705701746076], [0.4841473694520886], [0.4841708067699294]], [[0.4841878857415263], [0.4841832133505595], [0.48418314785293365], [0.4842249135831015], [0.4842512899438154]], [[0.4843038749319434], [0.48428896894948575], [0.4842887599899237], [0.4843381235016031], [0.4843665191391118]], [[0.48443649007881695], [0.4844415440166737], [0.48444448175759214], [0.4844769223326169], [0.4844990985161528]], [[0.4845956948832465], [0.48463260912264966], [0.48463825072318323], [0.48464726327642543], [0.48465784374874343]], [[0.48477090030700365], [0.4848085272048901], [0.48481450108303015], [0.4848246690191023], [0.48482511824550156]], [[0.4849855890272258], [0.485014455951452], [0.48502105937062284], [0.48503961761669184], [0.4850372026253374]], [[0.4852049311903549], [0.4852368112896063], [0.48524354871325304], [0.48526069899179997], [0.4852660979598563]], [[0.4854530406705868], [0.48548678594246175], [0.48549377142312206], [0.4855110899593761], [0.4855133612143666]], [[0.485698820317085], [0.48573394729999947], [0.4857412966023317], [0.48575976665783044], [0.48575222294016257]], [[0.48598385851471093], [0.48602140196070165], [0.48602888576430725], [0.4860465551341598], [0.4860493944231568]], [[0.48626751487189845], [0.4863137799495339], [0.48632222455226726], [0.4863399307047815], [0.4863460919439677]], [[0.48654374736861455], [0.4866093703624223], [0.4866202195945732], [0.4866399058920074], [0.48662753784325574]], [[0.48683435968934313], [0.4869180283732577], [0.48693096172239736], [0.4869520280770273], [0.4869258347572616]], [[0.48711140469687203], [0.48721336034547674], [0.4872275131495307], [0.487246437568127], [0.48720797234356783]], [[0.4874217026016589], [0.48754576167559194], [0.4875583569621426], [0.48756439727120443], [0.48750134876237755]], [[0.4876768421397655], [0.48784296108145764], [0.4878571224917306], [0.48784966090748383], [0.48776949564937294]], [[0.4878178266791696], [0.48807265758093604], [0.488094363334713], [0.4880823494114513], [0.4880051646336412]], [[0.48794909492060956], [0.48826074575351336], [0.4882957115399667], [0.4883223168578387], [0.4881876195668035]], [[0.48803491662941306], [0.48838839432318737], [0.48843635986081907], [0.4884976345759625], [0.48828709454229824]], [[0.4881444364482416], [0.4885818439947206], [0.48861784393415564], [0.4885451103460535], [0.4883792749191124]], [[0.4881765269759438], [0.48862552480719396], [0.4886614957376545], [0.4885456037048859], [0.4884345856225014]], [[0.4881315280622041], [0.4884946906991132], [0.48853054377386174], [0.48854493527422177], [0.4884769980904433]], [[0.4880827680282358], [0.48852700856504805], [0.4885641444149126], [0.4885147829466524], [0.48853956116139974]], [[0.4880598693214648], [0.4885722396379138], [0.4886131512975912], [0.48847599252999113], [0.48857787827072147]], [[0.4881132677123033], [0.4884974085285796], [0.48852876064405915], [0.48845407884039316], [0.48851555301347893]], [[0.4881136762366307], [0.48839770552379724], [0.48842162135763384], [0.4883970375838169], [0.4884242038877272]], [[0.488044863618847], [0.48828102793603023], [0.48830133363439143], [0.48829849180214113], [0.48831148027767285]], [[0.4879559252111509], [0.4881721894595417], [0.48819256999948846], [0.4881979886667282], [0.48820557802909803]], [[0.487811262582201], [0.4880318710328958], [0.48805202692861815], [0.4880555447017382], [0.48806435495765405]], [[0.4876712924319356], [0.4879015044441027], [0.48792126472611697], [0.4879162612673401], [0.48793015266845413]], [[0.4875112040408958], [0.48776581595084023], [0.4877874059971341], [0.4877707441365936], [0.4877921778350806]], [[0.4873268162559536], [0.487605797509762], [0.4876292147760016], [0.4876008984692581], [0.48762987082606396]], [[0.4871388364395704], [0.48743502796311133], [0.4874597322006695], [0.48742303973448103], [0.48745741544562954]], [[0.48697319696052266], [0.48727294194064996], [0.48729790277337715], [0.4872590969014359], [0.4872947976927537]], [[0.4870690470114619], [0.4873672943183363], [0.48739213043447277], [0.48735351845568103], [0.4873890408683529]], [[0.487368133216504], [0.48766484265022186], [0.48768955070218095], [0.48765113782103875], [0.4876864770670075]], [[0.48782450627270046], [0.48811964005859904], [0.48814421690075127], [0.4881060080077385], [0.4881411595878403]], [[0.4883922168771028], [0.48868573966575984], [0.48871018235443336], [0.4886721820260094], [0.48870714172997387]], [[0.4890253157267624], [0.48931719459399653], [0.4893415003874768], [0.4893037128860807], [0.4893384767925308]], [[0.4896778535187309], [0.4899680579656012], [0.4899922243241313], [0.4899546535981815], [0.48998921807463364]], [[0.4903038809500596], [0.4905923829028661], [0.4906164074886463], [0.4905790571725412], [0.49061341887540516]], [[0.4908574487178001], [0.49114422252808326], [0.4911681032052716], [0.49113097661938876], [0.4911651324939678]], [[0.4934101378598163], [0.4936878520514788], [0.4937109783019476], [0.4936750246015028], [0.4937081014399461]], [[0.4960937415333921], [0.49636164514759545], [0.4963839544362986], [0.49634927084149444], [0.4963811792027345]], [[0.5000014677820879], [0.5000015436320404], [0.500001551374526], [0.5000015394503546], [0.5000015503967687]], [[0.5014758141084085], [0.501725458438416], [0.5017462742771516], [0.5017139144425116], [0.5017436845788761]], [[0.5043445168823895], [0.504584157348443], [0.5046041383715582], [0.5045730762219068], [0.5046016525463686]], [[0.5072279512986215], [0.5074558572900373], [0.5074748560733386], [0.5074453206129982], [0.5074724924847208]], [[0.5099784889117766], [0.510193395136495], [0.5102113065662753], [0.5101834612397635], [0.5102090782851895]], [[0.5127654590873925], [0.5129666020557277], [0.5129833638731249], [0.5129573055791841], [0.5129812786329405]], [[0.5155370059301065], [0.5157237114343397], [0.5157392683569969], [0.5157150830935469], [0.5157373330260397]], [[0.5180793931420155], [0.5182509503306009], [0.5182652435764131], [0.518243022762202], [0.5182634654635245]], [[0.5205155921432667], [0.520671500635499], [0.5206844890416575], [0.5206642967190429], [0.5206828732641261]], [[0.522940013063691], [0.5230798163453543], [0.5230914623142362], [0.5230733569318342], [0.523090013542644]], [[0.5250741949640536], [0.5251974866554435], [0.5252077565559915], [0.5251917904707235], [0.5252064789773172]], [[0.5269146371304103], [0.5270209630799856], [0.5270298192993744], [0.5270160509551186], [0.5270287175867043]], [[0.5287998546598078], [0.5288889744942042], [0.528896397240058], [0.528884857410092], [0.5288954738524962]], [[0.5303817456863751], [0.5304535130582577], [0.5304594902849372], [0.530450197935141], [0.5304587467403568]], [[0.5313803222096802], [0.5314341803955979], [0.5314386658462888], [0.5314316925735408], [0.5314381078689032]], [[0.5324182084253084], [0.5324547387441179], [0.5324577810033778], [0.5324530525709918], [0.5324574026632982]], [[0.5334133298750374], [0.533427877772958], [0.5334290892295388], [0.5334272043258417], [0.5334289383929754]], [[0.5337219773371985], [0.5337219773371985], [0.5337219773371985], [0.5337219773371985], [0.5337219773371985]], [[0.5334205630276074], [0.5334351085371642], [0.5334362713359483], [0.5334344377066152], [0.5334361265579761]], [[0.5324257113099702], [0.5324622422461645], [0.5324652845569597], [0.532460556044483], [0.53246490621047]], [[0.5313881073867005], [0.531441966531126], [0.5314464520619235], [0.5314394786646566], [0.5314458940745704]], [[0.5303841910462106], [0.5304559588349621], [0.530461936096529], [0.530452643692507], [0.5304611925476073]], [[0.5287981513004191], [0.5288872707638983], [0.5288946934786652], [0.5288831536970157], [0.5288937700949723]], [[0.5269121426885003], [0.5270184679691307], [0.5270273241323636], [0.5270135558753815], [0.527026222426683]], [[0.525072718190358], [0.525196009394719], [0.5252062792543045], [0.5251903132326925], [0.5252050016807293]], [[0.5229409202456844], [0.5230807238891273], [0.523092369888505], [0.5230742644587171], [0.5230909211131162]], [[0.5205169114197377], [0.5206728205379103], [0.52068580899697], [0.5206656165921637], [0.5206841932128511]], [[0.5180816571226121], [0.5182532156047752], [0.5182675089602756], [0.5182452879756679], [0.5182657308337255]], [[0.5155361948838251], [0.5157228998263872], [0.5157384567012143], [0.515714271512053], [0.5157365213762162]], [[0.5127644224294098], [0.5129655645349607], [0.512982326278477], [0.5129562680992584], [0.5129802410475006]], [[0.5099781277462336], [0.5101930336032072], [0.5102109450012482], [0.5101830997240046], [0.5102087167241203]], [[0.5072280688263192], [0.5074559749679625], [0.5074749737643875], [0.5074454382836864], [0.5074726101741319]], [[0.5043446163092495], [0.5045842569319895], [0.504604237969068], [0.5045731757977728], [0.5046017521421332]], [[0.5014763985931358], [0.5017260439718975], [0.5017468599078676], [0.5017144999227783], [0.5017442701974044]], [[0.5000014492338426], [0.5000015234112981], [0.5000015309811967], [0.5000015193226822], [0.5000015300252536]], [[0.4960316601084449], [0.4962995637226482], [0.4963218730113514], [0.4962871894165472], [0.4963190977777873]], [[0.4933147902586789], [0.4935925044503414], [0.49361563070081027], [0.4935796770003654], [0.49361275383880876]], [[0.4908573961759285], [0.4911441699862117], [0.4911680506634], [0.4911309240775172], [0.49116507995209624]], [[0.4881871911951964], [0.48848224525062184], [0.4885068154533335], [0.4884686168824696], [0.488503758966357]], [[0.4854381581157774], [0.485740645346889], [0.4857658345366331], [0.4857266736449643], [0.4857627010488448]], [[0.4837780337260297], [0.4840871450533082], [0.4841128858551434], [0.48407286738822947], [0.48410968374783425]], [[0.4836897744878868], [0.4840047051678916], [0.48403093056796737], [0.48399015871043066], [0.4840276681775487]], [[0.48374285301125347], [0.4841061568392814], [0.4841367826803765], [0.4840881218811281], [0.4841328770358827]], [[0.4834923668551853], [0.4834923668551853], [0.4834923668551853], [0.4834923668551853], [0.4834923668551853]], [[0.4831722427726052], [0.4831722427726052], [0.4831722427726052], [0.4831722427726052], [0.4831722427726052]], [[0.4831722427726052], [0.4831722427726052], [0.4831722427726052], [0.4831722427726052], [0.4831722427726052]], [[0.4831722427726052], [0.4831722427726052], [0.4831722427726052], [0.4831722427726052], [0.4831722427726052]], [[0.4831722427726052], [0.4831722427726052], [0.4831722427726052], [0.4831722427726052], [0.4831722427726052]]], [[[0.3432894731347227], [0.3432894731347227], [0.3432894731347227], [0.3432894731347227], [0.3432894731347227]], [[0.3432894731347227], [0.3432894731347227], [0.3432894731347227], [0.3432894731347227], [0.3432894731347227]], [[0.3432894731347227], [0.3432894731347227], [0.3432894731347227], [0.3432894731347227], [0.3432894731347227]], [[0.3432894731347227], [0.3432894731347227], [0.3432894731347227], [0.3432894731347227], [0.3432894731347227]], [[0.3463458446163585], [0.3463458446163585], [0.3463458446163585], [0.3463458446163585], [0.3463458446163585]], [[0.3489216630050588], [0.352074937701545], [0.35236933885325344], [0.35190134494428227], [0.35233182127122703]], [[0.350793193807834], [0.3529250 | 4D array with the drag coefficients of the airfoils. Dimension 0 is along the blade span for n_span stations, dimension 1 is along the angles of attack, dimension 2 is along the Reynolds number, dimension 3 is along the number of tabs, which may describe multiple sets at the same station, for example in presence of a flap.
blade.interp_airfoils.cm_interp | output |  | [[[[0.0], [0.0], [0.0], [0.0], [0.0]], [[0.0], [0.0], [0.0], [0.0], [0.0]], [[0.0], [0.0], [0.0], [0.0], [0.0]], [[0.0], [0.0], [0.0], [0.0], [0.0]], [[0.0], [0.0], [0.0], [0.0], [0.0]], [[0.0], [0.0], [0.0], [0.0], [0.0]], [[0.0], [0.0], [0.0], [0.0], [0.0]], [[0.0], [0.0], [0.0], [0.0], [0.0]], [[0.0], [0.0], [0.0], [0.0], [0.0]], [[0.0], [0.0], [0.0], [0.0], [0.0]], [[0.0], [0.0], [0.0], [0.0], [0.0]], [[0.0], [0.0], [0.0], [0.0], [0.0]], [[0.0], [0.0], [0.0], [0.0], [0.0]], [[0.0], [0.0], [0.0], [0.0], [0.0]], [[0.0], [0.0], [0.0], [0.0], [0.0]], [[0.0], [0.0], [0.0], [0.0], [0.0]], [[0.0], [0.0], [0.0], [0.0], [0.0]], [[0.0], [0.0], [0.0], [0.0], [0.0]], [[0.0], [0.0], [0.0], [0.0], [0.0]], [[0.0], [0.0], [0.0], [0.0], [0.0]], [[0.0], [0.0], [0.0], [0.0], [0.0]], [[0.0], [0.0], [0.0], [0.0], [0.0]], [[0.0], [0.0], [0.0], [0.0], [0.0]], [[0.0], [0.0], [0.0], [0.0], [0.0]], [[0.0], [0.0], [0.0], [0.0], [0.0]], [[0.0], [0.0], [0.0], [0.0], [0.0]], [[0.0], [0.0], [0.0], [0.0], [0.0]], [[0.0], [0.0], [0.0], [0.0], [0.0]], [[0.0], [0.0], [0.0], [0.0], [0.0]], [[0.0], [0.0], [0.0], [0.0], [0.0]], [[0.0], [0.0], [0.0], [0.0], [0.0]], [[0.0], [0.0], [0.0], [0.0], [0.0]], [[0.0], [0.0], [0.0], [0.0], [0.0]], [[0.0], [0.0], [0.0], [0.0], [0.0]], [[0.0], [0.0], [0.0], [0.0], [0.0]], [[0.0], [0.0], [0.0], [0.0], [0.0]], [[0.0], [0.0], [0.0], [0.0], [0.0]], [[0.0], [0.0], [0.0], [0.0], [0.0]], [[0.0], [0.0], [0.0], [0.0], [0.0]], [[0.0], [0.0], [0.0], [0.0], [0.0]], [[0.0], [0.0], [0.0], [0.0], [0.0]], [[0.0], [0.0], [0.0], [0.0], [0.0]], [[0.0], [0.0], [0.0], [0.0], [0.0]], [[0.0], [0.0], [0.0], [0.0], [0.0]], [[2.7755575615628914e-17], [2.7755575615628914e-17], [-2.7755575615628914e-17], [0.0], [0.0]], [[-2.7755575615628914e-17], [0.0], [0.0], [0.0], [0.0]], [[0.0], [0.0], [0.0], [0.0], [0.0]], [[0.0], [0.0], [0.0], [0.0], [0.0]], [[0.0], [0.0], [0.0], [0.0], [0.0]], [[0.0], [0.0], [0.0], [0.0], [0.0]], [[0.0], [0.0], [0.0], [0.0], [0.0]], [[0.0], [0.0], [0.0], [0.0], [0.0]], [[0.0], [0.0], [0.0], [0.0], [0.0]], [[0.0], [0.0], [0.0], [0.0], [0.0]], [[0.0], [0.0], [0.0], [0.0], [0.0]], [[0.0], [0.0], [0.0], [0.0], [0.0]], [[0.0], [0.0], [0.0], [0.0], [0.0]], [[0.0], [0.0], [0.0], [0.0], [0.0]], [[0.0], [0.0], [0.0], [0.0], [0.0]], [[0.0], [0.0], [0.0], [0.0], [0.0]], [[0.0], [0.0], [0.0], [0.0], [0.0]], [[0.0], [0.0], [0.0], [0.0], [0.0]], [[0.0], [0.0], [0.0], [0.0], [0.0]], [[0.0], [0.0], [0.0], [0.0], [0.0]], [[0.0], [0.0], [0.0], [0.0], [0.0]], [[0.0], [0.0], [0.0], [0.0], [0.0]], [[0.0], [0.0], [0.0], [0.0], [0.0]], [[0.0], [0.0], [0.0], [0.0], [0.0]], [[0.0], [0.0], [0.0], [0.0], [0.0]], [[0.0], [0.0], [0.0], [0.0], [0.0]], [[0.0], [0.0], [0.0], [0.0], [0.0]], [[0.0], [0.0], [0.0], [0.0], [0.0]], [[0.0], [0.0], [0.0], [0.0], [0.0]], [[0.0], [0.0], [0.0], [0.0], [0.0]], [[0.0], [0.0], [0.0], [0.0], [0.0]], [[0.0], [0.0], [0.0], [0.0], [0.0]], [[0.0], [0.0], [0.0], [0.0], [0.0]], [[0.0], [0.0], [0.0], [0.0], [0.0]], [[0.0], [0.0], [0.0], [0.0], [0.0]], [[0.0], [0.0], [0.0], [0.0], [0.0]], [[0.0], [0.0], [0.0], [0.0], [0.0]], [[0.0], [0.0], [0.0], [0.0], [0.0]], [[0.0], [0.0], [0.0], [0.0], [0.0]], [[0.0], [0.0], [0.0], [0.0], [0.0]], [[0.0], [0.0], [0.0], [0.0], [0.0]], [[0.0], [0.0], [0.0], [0.0], [0.0]], [[0.0], [0.0], [0.0], [0.0], [0.0]], [[0.0], [0.0], [0.0], [0.0], [0.0]], [[0.0], [0.0], [0.0], [0.0], [0.0]], [[0.0], [0.0], [0.0], [0.0], [0.0]], [[0.0], [0.0], [0.0], [0.0], [0.0]], [[0.0], [0.0], [0.0], [0.0], [0.0]], [[0.0], [0.0], [0.0], [0.0], [0.0]], [[0.0], [0.0], [0.0], [0.0], [0.0]], [[0.0], [0.0], [0.0], [0.0], [0.0]], [[0.0], [0.0], [0.0], [0.0], [0.0]], [[0.0], [0.0], [0.0], [0.0], [0.0]], [[0.0], [0.0], [0.0], [0.0], [0.0]], [[0.0], [0.0], [0.0], [0.0], [0.0]], [[0.0], [0.0], [0.0], [0.0], [0.0]], [[0.0], [0.0], [0.0], [0.0], [0.0]], [[0.0], [0.0], [0.0], [0.0], [0.0]], [[0.0], [0.0], [0.0], [0.0], [0.0]], [[0.0], [0.0], [0.0], [0.0], [0.0]], [[0.0], [0.0], [0.0], [0.0], [0.0]], [[0.0], [0.0], [1.734723475976807e-18], [1.734723475976807e-18], [1.734723475976807e-18]], [[0.0], [0.0], [0.0], [0.0], [0.0]], [[0.0], [0.0], [0.0], [0.0], [0.0]], [[0.0], [0.0], [0.0], [0.0], [0.0]], [[0.0], [0.0], [0.0], [0.0], [0.0]], [[0.0], [0.0], [0.0], [0.0], [0.0]], [[0.0], [0.0], [0.0], [0.0], [0.0]], [[0.0], [0.0], [0.0], [0.0], [0.0]], [[0.0], [0.0], [0.0], [0.0], [0.0]], [[0.0], [0.0], [0.0], [0.0], [-3.469446951953614e-18]], [[0.0], [0.0], [0.0], [0.0], [0.0]], [[0.0], [0.0], [0.0], [0.0], [0.0]], [[0.0], [0.0], [0.0], [0.0], [0.0]], [[0.0], [0.0], [0.0], [0.0], [0.0]], [[0.0], [0.0], [0.0], [0.0], [0.0]], [[0.0], [0.0], [0.0], [0.0], [0.0]], [[0.0], [0.0], [0.0], [0.0], [0.0]], [[0.0], [0.0], [0.0], [0.0], [0.0]], [[0.0], [0.0], [0.0], [0.0], [0.0]], [[0.0], [0.0], [0.0], [0.0], [0.0]], [[0.0], [0.0], [0.0], [0.0], [0.0]], [[0.0], [0.0], [0.0], [0.0], [0.0]], [[0.0], [0.0], [0.0], [0.0], [0.0]], [[0.0], [0.0], [0.0], [0.0], [0.0]], [[0.0], [0.0], [0.0], [0.0], [0.0]], [[0.0], [0.0], [0.0], [0.0], [0.0]], [[0.0], [0.0], [0.0], [0.0], [0.0]], [[0.0], [0.0], [0.0], [0.0], [0.0]], [[0.0], [0.0], [0.0], [0.0], [0.0]], [[0.0], [0.0], [0.0], [0.0], [0.0]], [[0.0], [0.0], [0.0], [0.0], [0.0]], [[0.0], [0.0], [0.0], [0.0], [0.0]], [[0.0], [0.0], [0.0], [0.0], [0.0]], [[0.0], [0.0], [0.0], [0.0], [0.0]], [[0.0], [0.0], [0.0], [0.0], [0.0]], [[0.0], [0.0], [0.0], [0.0], [0.0]], [[0.0], [0.0], [0.0], [0.0], [0.0]], [[0.0], [0.0], [0.0], [0.0], [0.0]], [[0.0], [0.0], [0.0], [0.0], [0.0]], [[0.0], [0.0], [0.0], [0.0], [0.0]], [[0.0], [0.0], [0.0], [0.0], [0.0]], [[0.0], [0.0], [0.0], [0.0], [0.0]], [[0.0], [0.0], [0.0], [0.0], [0.0]], [[0.0], [0.0], [0.0], [0.0], [0.0]], [[0.0], [0.0], [0.0], [0.0], [0.0]], [[0.0], [0.0], [0.0], [0.0], [0.0]], [[0.0], [0.0], [0.0], [0.0], [0.0]], [[0.0], [0.0], [0.0], [0.0], [0.0]], [[0.0], [0.0], [0.0], [0.0], [0.0]], [[0.0], [0.0], [0.0], [0.0], [0.0]], [[2.7755575615628914e-17], [0.0], [-2.7755575615628914e-17], [0.0], [0.0]], [[0.0], [0.0], [0.0], [0.0], [0.0]], [[0.0], [0.0], [0.0], [0.0], [0.0]], [[0.0], [0.0], [0.0], [0.0], [0.0]], [[0.0], [0.0], [0.0], [0.0], [0.0]], [[0.0], [0.0], [0.0], [0.0], [0.0]], [[0.0], [0.0], [0.0], [0.0], [0.0]], [[0.0], [0.0], [0.0], [0.0], [0.0]], [[0.0], [0.0], [0.0], [0.0], [0.0]], [[0.0], [0.0], [0.0], [0.0], [0.0]], [[0.0], [0.0], [0.0], [0.0], [0.0]], [[0.0], [0.0], [0.0], [0.0], [0.0]], [[0.0], [0.0], [0.0], [0.0], [0.0]], [[0.0], [0.0], [0.0], [0.0], [0.0]], [[0.0], [0.0], [0.0], [0.0], [0.0]], [[0.0], [0.0], [0.0], [0.0], [0.0]], [[0.0], [0.0], [0.0], [0.0], [0.0]], [[0.0], [0.0], [0.0], [0.0], [0.0]], [[0.0], [0.0], [0.0], [0.0], [0.0]], [[0.0], [0.0], [0.0], [0.0], [0.0]], [[0.0], [0.0], [0.0], [0.0], [0.0]], [[0.0], [0.0], [0.0], [0.0], [0.0]], [[0.0], [0.0], [0.0], [0.0], [0.0]], [[0.0], [0.0], [0.0], [0.0], [0.0]], [[0.0], [0.0], [0.0], [0.0], [0.0]], [[0.0], [0.0], [0.0], [0.0], [0.0]], [[0.0], [0.0], [0.0], [0.0], [0.0]], [[0.0], [0.0], [0.0], [0.0], [0.0]], [[0.0], [0.0], [0.0], [0.0], [0.0]], [[0.0], [0.0], [0.0], [0.0], [0.0]], [[0.0], [0.0], [0.0], [0.0], [0.0]], [[0.0], [0.0], [0.0], [0.0], [0.0]], [[0.0], [0.0], [0.0], [0.0], [0.0]], [[0.0], [0.0], [0.0], [0.0], [0.0]], [[0.0], [0.0], [0.0], [0.0], [0.0]], [[0.0], [0.0], [0.0], [0.0], [0.0]], [[0.0], [0.0], [0.0], [0.0], [0.0]], [[0.0], [0.0], [0.0], [0.0], [0.0]], [[0.0], [0.0], [0.0], [0.0], [0.0]], [[0.0], [0.0], [0.0], [0.0], [0.0]], [[5.551115123125783e-17], [0.0], [5.551115123125783e-17], [0.0], [5.551115123125783e-17]], [[-5.551115123125783e-17], [-5.551115123125783e-17], [-5.551115123125783e-17], [-5.551115123125783e-17], [-5.551115123125783e-17]], [[0.0], [0.0], [0.0], [0.0], [0.0]], [[0.0], [0.0], [0.0], [0.0], [0.0]], [[0.0], [0.0], [0.0], [0.0], [0.0]]], [[[0.0], [0.0], [0.0], [0.0], [0.0]], [[0.006014469032053882], [0.006014469032053882], [0.006014469032053882], [0.006014469032053882], [0.006014469032053882]], [[0.010391777650816132], [0.010391777650816132], [0.010391777650816132], [0.010391777650816132], [0.010391777650816132]], [[0.012431091001836855], [0.012440224077290382], [0.01244113071813567], [0.012441506331431082], [0.01244222592335209]], [[0.01520808857228953], [0.015016685841413968], [0.014997589476624384], [0.014989401894239862], [0.014973650725836299]], [[0.01861332956464552], [0.018134822737456466], [0.018087081825482583], [0.018066612869521208], [0.018027234948512348]], [[0.020223934331574427], [0.01945832340807204], [0.01938193794891381], [0.019349187619375624], [0.019286182945761468]], [[0.01982459026604879], [0.018887178661038437], [0.018793259826633574], [0.018751862759204985], [0.01867239575839269]], [[0.021735789620602367], [0.020987813609719012], [0.020909054557321755], [0.020863218986670408], [0.020806895977423884]], [[0.02335481808105086], [0.02278860007751138], [0.022724538688159865], [0.02267444703233247], [0.022637632432472438]], [[0.024325517088512633], [0.02391238681093877], [0.023860939357700145], [0.023807247126171716], [0.02378691011949577]], [[0.023499543369144615], [0.02315830746008457], [0.02311292387561406], [0.02305750289220959], [0.02304501874240189]], [[0.022213710757019223], [0.021936632261523092], [0.02189680643139444], [0.021839833108338896], [0.021834399415461475]], [[0.021385625652815515], [0.021185020854874226], [0.021152147211939643], [0.0210933202852292], [0.021096305996900294]], [[0.020923245533689516], [0.02074390027592421], [0.020713079620379854], [0.02065380970229133], [0.020659130497399952]], [[0.020451048817530404], [0.020310427989828322], [0.020283553232885637], [0.020223553150651635], [0.020233129017055623]], [[0.020141069519902022], [0.020030928025276007], [0.020007421025536057], [0.019946837926787045], [0.01995974581255483]], [[0.01992836094995462], [0.019847804527857588], [0.019827953789851707], [0.019766846788019043], [0.019783135101784186]], [[0.01976033913984014], [0.019690660692997283], [0.01967234837310146], [0.019611390526280165], [0.01962873362952304]], [[0.01970001119267832], [0.01964385805763036], [0.019627595871936312], [0.019566679982631813], [0.01958543646415767]], [[0.019643197662341308], [0.019599743642070552], [0.019585636716793378], [0.01952480194548034], [0.019544896296698644]], [[0.019621042912828943], [0.01958259596990654], [0.019569460804656505], [0.01950906830468417], [0.01952950382233208]], [[0.019615141749233622], [0.019580588050366526], [0.019568258555327435], [0.01950835356446541], [0.019528988298942937]], [[0.0194915108383963], [0.019461889567270955], [0.01945061841146071], [0.01939113296812133], [0.019412122655444917]], [[0.01934627406157382], [0.019317032257657074], [0.019305903703311193], [0.019247158613975412], [0.019267821761857963]], [[0.019224525563275037], [0.01919457770881146], [0.01918335867205436], [0.019125332093195155], [0.019145553615206465]], [[0.019049253959330138], [0.019018646294223753], [0.019007367170503445], [0.018950254469089958], [0.018969942572493258]], [[0.018952897477585294], [0.01892176929372067], [0.018910418962255288], [0.01885372125141794], [0.018873139620050276]], [[0.0188205037751921], [0.018786530369022635], [0.018774699735127204], [0.018718973892799484], [0.018737559063550197]], [[0.018457757323276043], [0.018421214663672008], [0.018408976183780585], [0.01835410025238904], [0.018371956617893766]], [[0.018004298628688423], [0.01796522137860546], [0.017952608027598516], [0.017898602504241842], [0.017915712818972144]], [[0.017582465442652403], [0.017546973261218037], [0.01753501347816231], [0.01748097198164671], [0.01749812165473096]], [[0.016896911180990595], [0.016867383406908625], [0.01685655483421108], [0.016802064259656323], [0.01681961334424598]], [[0.016036094511739325], [0.016011346998526053], [0.016001526882694364], [0.015946787192295114], [0.01596456890230693]], [[0.015338948265745903], [0.015317421371838745], [0.015308338464455024], [0.015253446500047896], [0.015271274233556145]], [[0.014655341696555645], [0.01463555805239359], [0.01462689805739905], [0.014571946366244322], [0.014589649366457392]], [[0.013879165019493635], [0.013861895513056804], [0.013853875373057718], [0.013798813449415255], [0.013816488975654795]], [[0.01313474201419202], [0.013118396541260895], [0.013110623824174009], [0.013055552157809062], [0.013072997505615615]], [[0.012427819136699499], [0.012409527721331769], [0.012401250350004209], [0.012346351502323986], [0.012363200246286801]], [[0.011693014852347479], [0.011673327108798967], [0.011664703771007617], [0.011609939771148908], [0.011626266279113485]], [[0.010965963624901029], [0.010944293832804056], [0.010935198361079972], [0.01088060971196219], [0.01089633623440018]], [[0.010259366783568133], [0.010232011258847339], [0.010221666147067418], [0.01016750211643034], [0.010182147145558158]], [[0.00956085232447064], [0.009527081514194083], [0.00951548125601303], [0.009461779550087514], [0.009475266938479915]], [[0.008874674001851164], [0.008834950453664885], [0.008822298105365431], [0.008769015715467045], [0.008781421880213226]], [[0.008168624573261812], [0.008118983453831205], [0.008104363561257814], [0.008049609868040847], [0.008060975017398858]], [[0.007463762099756917], [0.007402516955636554], [0.0073863956951130474], [0.0073326187164544365], [0.007342180392808838]], [[0.006745926357536403], [0.006674037810436437], [0.00665656997100186], [0.006603694631083568], [0.006611530688372107]], [[0.005950515582713197], [0.00586894204898202], [0.005850392315087487], [0.005798624346312058], [0.005804694538708785]], [[0.005186236015154236], [0.005096369298793611], [0.005077023731630626], [0.0050265984749396355], [0.005030850398703151]], [[0.004279256172763221], [0.004179730975920891], [0.004159491686387014], [0.004110428887366992], [0.0041127765229348225]], [[0.003047252734188941], [0.00294106490252491], [0.00292034056117777], [0.0028727370417866663], [0.0028733964530507495]], [[0.0028106509369274415], [0.0027055676354901807], [0.0026850222812228202], [0.0026377196244752074], [0.0026382268880273886]], [[0.0026418256169486766], [0.002539514650166046], [0.0025193316543585535], [0.002472312626769231], [0.002472810408580913]], [[0.0025191383772348044], [0.0024208991873783713], [0.0024012251981390836], [0.002354479083257843], [0.0023550781091021887]], [[0.0024210186648585047], [0.002327780587502804], [0.0023087260404464826], [0.00226224752435462], [0.002263026822238743]], [[0.0023259233939337287], [0.002238245009026693], [0.002219883644970572], [0.0021736727350168657], [0.0021746796693190855]], [[0.0022123207446350206], [0.0021303898786443664], [0.002112757150135867], [0.002066819610929587], [0.0020680697895999614]], [[0.0020586995775929637], [0.0019823335962454555], [0.0019654237945230433], [0.0019197714963666256], [0.001921248636974565]], [[0.001843607857092995], [0.0017722539911431802], [0.0017560160846558394], [0.001710666460934209], [0.0017123223375195757]], [[0.00154252613600207], [0.001475407142053231], [0.0014597662260328048], [0.0014147895784910828], [0.0014165567191686624]], [[0.0011335639509630303], [0.0010701960881541774], [0.0010551224166023138], [0.0010106714994863528], [0.0010125079502795835]], [[0.0006090825979272116], [0.000549221308418165], [0.0005347019299562217], [0.0004908569403193584], [0.0004927419650041474]], [[3.444260421552395e-05], [3.410457887642951e-05], [3.4022484040673734e-05], [3.377217038120356e-05], [3.3783236594035065e-05]], [[2.4548649902223288e-05], [2.435162076526963e-05], [2.4302464984074165e-05], [2.4147825807781936e-05], [2.4154994598825363e-05]], [[1.5351823610087936e-05], [1.5259442436874136e-05], [1.5235577591797902e-05], [1.5157379418259415e-05], [1.5161236331039888e-05]], [[7.4685365911621865e-06], [7.4405618938786985e-06], [7.432985110232462e-06], [7.406735416129202e-06], [7.408138941990706e-06]], [[1.4999153400193505e-06], [1.4983057448863905e-06], [1.4978400550464017e-06], [1.4960948371608301e-06], [1.4961980022761695e-06]], [[-0.0026717309086599847], [-0.0026717309086599847], [-0.0026717309086599847], [-0.0026717309086599847], [-0.0026717309086599847]], [[-0.004269751748408962], [-0.004269751748408962], [-0.004269751748408962], [-0.004269751748408962], [-0.004269751748408962]], [[-0.004386780021474065], [-0.004386780021474065], [-0.004386780021474065], [-0.004386780021474065], [-0.004386780021474065]], [[-0.004496624587925019], [-0.004496624587925019], [-0.004496624587925019], [-0.004496624587925019], [-0.004496624587925019]], [[-0.004609777367068302], [-0.004609777367068302], [-0.004609777367068302], [-0.004609777367068302], [-0.004609777367068302]], [[-0.0047031328435362535], [-0.0047031328435362535], [-0.0047031328435362535], [-0.0047031328435362535], [-0.0047031328435362535]], [[-0.004810116233512074], [-0.004810116233512074], [-0.004810116233512074], [-0.004810116233512074], [-0.004810116233512074]], [[-0.004911119612340045], [-0.004911119612340045], [-0.004911119612340045], [-0.004911119612340045], [-0.004911119612340045]], [[-0.004976842712604346], [-0.004976842712604346], [-0.004976842712604346], [-0.004976842712604346], [-0.004976842712604346]], [[-0.005046539534222266], [-0.005046539534222266], [-0.005046539534222266], [-0.005046539534222266], [-0.005046539534222266]], [[-0.00511193646294239], [-0.00511193646294239], [-0.00511193646294239], [-0.00511193646294239], [-0.00511193646294239]], [[-0.00516086755049161], [-0.00516086755049161], [-0.00516086755049161], [-0.00516086755049161], [-0.00516086755049161]], [[-0.005210879394035375], [-0.005210879394035375], [-0.005210879394035375], [-0.005210879394035375], [-0.005210879394035375]], [[-0.0052806500510164806], [-0.0052806500510164806], [-0.0052806500510164806], [-0.0052806500510164806], [-0.0052806500510164806]], [[-0.005334751397961607], [-0.005334751397961607], [-0.005334751397961607], [-0.005334751397961607], [-0.005334751397961607]], [[-0.0051660662160202125], [-0.005025545888179439], [-0.005015341451182362], [-0.005096498848402062], [-0.005081360017170675]], [[-0.004844667295988141], [-0.0046968213058049685], [-0.004685922028034244], [-0.004764461231633876], [-0.00475063501081982]], [[-0.004852672351690936], [-0.0047061652349767655], [-0.004695273195280854], [-0.004769254575434846], [-0.004757377091845698]], [[-0.005043088766209708], [-0.004908464151859172], [-0.004898141078307237], [-0.004952898400312544], [-0.004949090698786143]], [[-0.0051855888342226125], [-0.005061246848747855], [-0.0050514161350980885], [-0.005089537747773862], [-0.005092713303773533]], [[-0.005269428978453658], [-0.005154835131835872], [-0.005145471185269909], [-0.005167821811120382], [-0.005177617635619566]], [[-0.0053617772696760435], [-0.005256931561915298], [-0.005248034382433098], [-0.005254614021458284], [-0.0052710301144569816]], [[-0.005459433791255949], [-0.005381293063470724], [-0.005370522160087848], [-0.005361330812287707], [-0.005384367173785931]], [[-0.0053720362886092166], [-0.0053720362886092166], [-0.0053720362886092166], [-0.005363947918650844], [-0.0053720362886092166]], [[-0.0052568870547034935], [-0.0052568870547034935], [-0.0052568870547034935], [-0.0052568870547034935], [-0.0052568870547034935]], [[-0.005056730020665645], [-0.005056730020665645], [-0.005056730020665645], [-0.005056730020665645], [-0.005056730020665645]], [[-0.004795366635436699], [-0.004795366635436699], [-0.004795366635436699], [-0.004795366635436699], [-0.004795366635436699]], [[-0.0032259153627989187], [-0.0031940164098017906], [-0.003179752323820305], [-0.00308663722728212], [-0.0031500272019028275]], [[-0.0011830012519191346], [-0.001154753429138728], [-0.0011413588726284383], [-0.0010468788685166898], [-0.001101081410929063]], [[-8.933415262946456e-06], [-8.851945761877492e-06], [-8.824122059136394e-06], [-8.696844875278557e-06], [-8.72852645258178e-06]], [[-5.333351878271907e-07], [-5.327383120091057e-07], [-5.325427863244869e-07], [-5.316916247641995e-07], [-5.319039956942859e-07]], [[0.0007678688027299325], [0.0007678688027299325], [0.0007678688027299325], [0.0007678688027299325], [0.0007678688027299325]], [[0.0005552757202971839], [0.0005552757202971839], [0.0005552757202971839], [0.0005552757202971839], [0.0005552757202971839]], [[0.00035109696114464344], [0.00035109696114464344], [0.00035109696114464344], [0.00035109696114464344], [0.00035109696114464344]], [[0.00017284542952130267], [0.00017284542952130267], [0.00017284542952130267], [0.00017284542952130267], [0.00017284542952130267]], [[-7.63530012609843e-08], [-7.634055958875298e-08], [-7.633665326532745e-08], [-7.632049636382716e-08], [-7.63190088180635e-08]], [[-7.421169182534812e-07], [-7.408713717520395e-07], [-7.405190136197844e-07], [-7.392305550974008e-07], [-7.393112647858992e-07]], [[-1.546260754817317e-06], [-1.5436305608952823e-06], [-1.5425168002243528e-06], [-1.5358416342692131e-06], [-1.5355840047967702e-06]], [[-2.3566545309314235e-06], [-2.353082685038581e-06], [-2.351212578181449e-06], [-2.3364731505598826e-06], [-2.3336050927959436e-06]], [[-3.3365733798787836e-06], [-3.3301500824045767e-06], [-3.3269327998292422e-06], [-3.302945082228354e-06], [-3.2927882125878723e-06]], [[-4.245318024644756e-06], [-4.237745677934147e-06], [-4.233622810522527e-06], [-4.1987852205274505e-06], [-4.1795021624851936e-06]], [[-5.4230272128054195e-06], [-5.415737417567915e-06], [-5.411388887884439e-06], [-5.3568095719058045e-06], [-5.324130682543473e-06]], [[-6.4327474144278834e-06], [-6.430660259885371e-06], [-6.429205018634084e-06], [-6.348296051893708e-06], [-6.3005754262707506e-06]], [[-7.524094913176783e-06], [-7.490928036943054e-06], [-7.477381630800403e-06], [-7.3998015752661794e-06], [-7.349831205288003e-06]], [[-8.450913830496424e-06], [-8.325036758198914e-06], [-8.305757069305367e-06], [-8.273089809252097e-06], [-8.239055792471934e-06]], [[-9.608581695222406e-06], [-9.473710249582531e-06], [-9.447199862066451e-06], [-9.38394255298701e-06], [-9.369007356849028e-06]], [[-1.039840375697431e-05], [-1.0254011644519239e-05], [-1.0222991576953411e-05], [-1.0140534947763449e-05], [-1.0128543343780431e-05]], [[-1.1444314830141985e-05], [-1.126268862437874e-05], [-1.1226575848387695e-05], [-1.11390422746869e-05], [-1.1091506464610992e-05]], [[-1.2220750614846173e-05], [-1.2019413516648056e-05], [-1.1979318061211227e-05], [-1.1881912418436964e-05], [-1.1844511115208646e-05]], [[-1.3376925043224585e-05], [-1.315485387383842e-05], [-1.3108466694492036e-05], [-1.298907348410783e-05], [-1.299519599741927e-05]], [[-1.4168293086084215e-05], [-1.3932523941024167e-05], [-1.3884593391110152e-05], [-1.3765317953096795e-05], [-1.3719107936677969e-05]], [[-1.5147066488781571e-05], [-1.4855579128458113e-05], [-1.4799730933631565e-05], [-1.4670215764637541e-05], [-1.4594178685631547e-05]], [[-1.6307579828058957e-05], [-1.5879002622833267e-05], [-1.5804090464270094e-05], [-1.564805953115176e-05], [-1.569313755151163e-05]], [[-1.7221761069857733e-05], [-1.6696243290008003e-05], [-1.66104345449428e-05], [-1.6446431073549074e-05], [-1.6584605162864308e-05]], [[-1.860132584865365e-05], [-1.7991666198646783e-05], [-1.7906068913156256e-05], [-1.7776261479661437e-05], [-1.7943678115566603e-05]], [[-1.965939632664858e-05], [-1.88489920613117e-05], [-1.8760551651706564e-05], [-1.8681774353188768e-05], [-1.8979741541955142e-05]], [[-2.1137217280926823e-05], [-2.0093722508137193e-05], [-2.000135390506884e-05], [-1.9969285850797783e-05], [-2.0351916325283062e-05]], [[-2.3093841863473102e-05], [-2.1919978549309743e-05], [-2.1811831769153606e-05], [-2.1762129333798702e-05], [-2.2064217033608557e-05]], [[-0.0001572692596862081], [-2.3615543826339264e-05], [-2.3465213517561562e-05], [-2.324075288777025e-05], [-2.3661081458715982e-05]], [[-0.00033007834598925215], [-0.00020555300361527022], [-0.00018351312577673598], [-0.00013925186431297185], [-0.0001989287608346827]], [[-0.0004191656251292704], [-0.00031392686832949594], [-0.000304860184508593], [-0.0003055732723858968], [-0.0003018756239466479]], [[-0.00052350421226468], [-0.0004401361391466827], [-0.000433082342998636], [-0.000439072906694888], [-0.0004227790862719443]], [[-0.0005925858906562116], [-0.0005463980751407669], [-0.0005364606702120359], [-0.0005105837212044939], [-0.000504564543519357]], [[-0.0006425145627896719], [-0.000620145139407044], [-0.0006121708494159148], [-0.0005734746190993231], [-0.0005749888309353954]], [[-0.0006177523559262425], [-0.0006146402457875714], [-0.0006126349900427786], [-0.0005713065299874052], [-0.0005814538469924128]], [[-2.981269502227296e-05], [-2.9672587388902827e-05], [-2.962294730579282e-05], [-2.938455676815971e-05], [-2.9390372790316643e-05]], [[-2.8573738444469254e-05], [-2.8377292139832727e-05], [-2.8324862450520433e-05], [-2.8146328817185012e-05], [-2.8125346819549146e-05]], [[-2.8844300716368565e-05], [-2.8626706434397436e-05], [-2.8573663436767816e-05], [-2.8411446444324973e-05], [-2.838701064114893e-05]], [[-2.9401799295974973e-05], [-2.9166210835256112e-05], [-2.9112172171455453e-05], [-2.8958483106640565e-05], [-2.893306150404673e-05]], [[-3.0362107588138842e-05], [-3.0106994887330735e-05], [-3.005093815145604e-05], [-2.989954923993815e-05], [-2.9874342121340852e-05]], [[-3.153043687823334e-05], [-3.125482214529074e-05], [-3.119618135041455e-05], [-3.104390593581391e-05], [-3.10197385785492e-05]], [[-3.2808550534765835e-05], [-3.2511598142929976e-05], [-3.245006631611563e-05], [-3.2295394363380386e-05], [-3.227270362548065e-05]], [[-3.4374466720554775e-05], [-3.405182868627607e-05], [-3.398658351577363e-05], [-3.382746332228348e-05], [-3.380598802298421e-05]], [[-3.59875292286517e-05], [-3.563747072646631e-05], [-3.556843441588145e-05], [-3.540529319575811e-05], [-3.5384454399160076e-05]], [[-3.781169061362055e-05], [-3.742916532711513e-05], [-3.7355812228471313e-05], [-3.718855718793171e-05], [-3.7167013429220686e-05]], [[-4.1498481470819e-05], [-4.1048125527267526e-05], [-4.0964499090575396e-05], [-4.078157823554293e-05], [-4.075690520139244e-05]], [[-4.685183247794128e-05], [-4.6296087228996086e-05], [-4.619626612756278e-05], [-4.598725525914449e-05], [-4.595742302272027e-05]], [[-5.365120262593864e-05], [-5.295149552966838e-05], [-5.2829705618047396e-05], [-5.258521214695361e-05], [-5.2548277917514874e-05]], [[-0.0004442021525828954], [-0.0003201970684996516], [-0.00029864948042852835], [-0.0002565260037580702], [-0.0002497860475993083]], [[-0.0009292552540257661], [-0.0007974192043846209], [-0.0007749883506989463], [-0.0007324767433263615], [-0.0007254334743572316]], [[-0.0014095892721352338], [-0.001271436794171521], [-0.0012482820936243026], [-0.0012053770407525373], [-0.0011981603586878088]], [[-0.001850855357329333], [-0.001708544706041988], [-0.0016848864216394213], [-0.0016415859295401646], [-0.0016343793202865872]], [[-0.002218573239625604], [-0.0020749136455807966], [-0.002051035250141083], [-0.0020073418639385797], [-0.0020003828081856263]], [[-0.003782184392508597], [-0.00364730537205048], [-0.003623940319196052], [-0.003578455143703222], [-0.0035738272402744613]], [[-0.005069409662839178], [-0.004946168244698503], [-0.004923664610987265], [-0.004876436532742941], [-0.004874327770720122]], [[-0.006095568540350927], [-0.005982499885180209], [-0.005960752738618923], [-0.0059117602278058], [-0.0059121163955823015]], [[-0.007078802666589903], [-0.0069787226272846475], [-0.00695817213842536], [-0.006907731675184008], [-0.00691052005613998]], [[-0.007947038073414806], [-0.007861407578166245], [-0.007842364895902294], [-0.007790674673852662], [-0.007795868956306944]], [[-0.008708521859631904], [-0.008637578984699468], [-0.008620217263342951], [-0.00856720738740116], [-0.008574919701707737]], [[-0.009459215973546778], [-0.009400731159115015], [-0.00938496679402804], [-0.009330847630660236], [-0.00934074294024638]], [[-0.010180406199019748], [-0.010131782043421016], [-0.010117326490067767], [-0.010062433029589056], [-0.010073982151256718]], [[-0.010855615119243454], [-0.010817678206212766], [-0.010805331706421686], [-0.010751923196333585], [-0.010764688514507868]], [[-0.011521595164743013], [-0.011492113187521483], [-0.011481334107537801], [-0.01142730329321022], [-0.011441627143061822]], [[-0.01220172757435549], [-0.012175953004353278], [-0.012165936948505367], [-0.012111609056016222], [-0.012126835340676018]], [[-0.012869660625178296], [-0.012846845864638558], [-0.012837481136479943], [-0.012782907837823189], [-0.01279893306992276]], [[-0.013513830247581834], [-0.013494624291176746], [-0.013486115198294728], [-0.013431248445360533], [-0.013448171184832741]], [[-0.01418271395180732], [-0.01416353632672153], [-0.014155030386959963], [-0.01410010323037128], [-0.014117431797938555]], [[-0.014866142057607612], [-0.014844955661822788], [-0.014835957589771954], [-0.014781104006826754], [-0.0147985551033392]], [[-0.015497189082464228], [-0.015474932416544549], [-0.015465679087734472], [-0.01541083692294366], [-0.015428538590353452]], [[-0.016144007715003947], [-0.016119040387535095], [-0.01610917207185486], [-0.016054447058037727], [-0.01607218784749795]], [[-0.016928728068476076], [-0.016899015280881745], [-0.016888149661328], [-0.01683367120445643], [-0.016851187988692482]], [[-0.0175813174131189], [-0.017545769328529394], [-0.017533798832427974], [-0.017479755096137705], [-0.01749689656515581]], [[-0.01800435110200302], [-0.017965273851920066], [-0.017952660500913122], [-0.017898654977556435], [-0.01791576529228675]], [[-0.018451995015472827], [-0.01841542002049429], [-0.01840317629397999], [-0.018348308279780408], [-0.018366158018166358]], [[-0.018816248129432594], [-0.018782274723263083], [-0.01877044408936771], [-0.018714718247039987], [-0.018733303417790642]], [[-0.01895250952143677], [-0.018921381337572134], [-0.01891003100610676], [-0.018853333295269416], [-0.01887275166390174]], [[-0.01904925395933015], [-0.019018646294223753], [-0.019007367170503445], [-0.018950254469089958], [-0.018969942572493258]], [[-0.019224525563275037], [-0.01919457770881146], [-0.01918335867205436], [-0.019125332093195155], [-0.019145553615206465]], [[-0.019346274061573833], [-0.019317032257657074], [-0.019305903703311193], [-0.01924715861397542], [-0.019267821761857963]], [[-0.019491510838396307], [-0.01946188956727095], [-0.019450618411460716], [-0.019391132968121325], [-0.019412122655444924]], [[-0.01961514174923363], [-0.019580588050366526], [-0.019568258555327435], [-0.01950835356446541], [-0.019528988298942937]], [[-0.019621042912828943], [-0.019582595969906566], [-0.019569460804656505], [-0.01950906830468417], [-0.01952950382233208]], [[-0.019643197662341308], [-0.019599743642070566], [-0.019585636716793378], [-0.019524801945480355], [-0.019544896296698658]], [[-0.01970001119267832], [-0.019643858057630373], [-0.01962759587193634], [-0.0195666799826318], [-0.019585436464157682]], [[-0.019760339139840155], [-0.019690660692997297], [-0.019672348373101473], [-0.019611390526280165], [-0.01962873362952304]], [[-0.01992836094995462], [-0.019847804527857615], [-0.019827953789851707], [-0.019766846788019057], [-0.019783135101784144]], [[-0.020141069519902036], [-0.020030928025276007], [-0.020007421025536057], [-0.01994683792678706], [-0.019959745812554844]], [[-0.020451048817530404], [-0.020310427989828322], [-0.020283553232885637], [-0.020223553150651635], [-0.020233129017055623]], [[-0.020923245533689516], [-0.02074390027592421], [-0.02071307962037988], [-0.02065380970229136], [-0.020659130497399952]], [[-0.02138344640522094], [-0.021182841607279623], [-0.021149967964345068], [-0.021091141037634625], [-0.02109412674930572]], [[-0.022191353546707537], [-0.021914275051211407], [-0.02187444922108278], [-0.021817475898027267], [-0.021812042205149845]], [[-0.023465499106890747], [-0.023124263197830675], [-0.023078879613360193], [-0.023023458629955668], [-0.023010974480148022]], [[-0.024325508984271077], [-0.023912378706697185], [-0.02386093125345856], [-0.023807239021930104], [-0.023786902015254185]], [[-0.023441968370474048], [-0.022875750366934594], [-0.022811688977583067], [-0.022761597321755644], [-0.022724782721895653]], [[-0.02191767083314411], [-0.021169694822260752], [-0.02109093576986349], [-0.021045100199212158], [-0.020988777189965623]], [[-0.020066595779626863], [-0.01912918417461648], [-0.01903526534021162], [-0.01899386827278303], [-0.018917215508837598]], [[-0.019950214860987324], [-0.01918460393748493], [-0.01910821847832668], [-0.01907546814878852], [-0.01901246347517427]], [[-0.018997616868311487], [-0.018519110041122527], [-0.018471369129148665], [-0.018450900173187276], [-0.018411522252178417]], [[-0.01701332248497367], [-0.01681414664670479], [-0.016794289760965322], [-0.016785776921794004], [-0.01676940140239251]], [[-0.016086479919567714], [-0.016100750349963847], [-0.016102166976284693], [-0.016102753872058687], [-0.016103878234435307]], [[-0.015045474827221739], [-0.015045474827221739], [-0.015045474827221739], [-0.015045474827221739], [-0.0 | 4D array with the moment coefficients of the airfoils. Dimension 0 is along the blade span for n_span stations, dimension 1 is along the angles of attack, dimension 2 is along the Reynolds number, dimension 3 is along the number of tabs, which may describe multiple sets at the same station, for example in presence of a flap.
blade.interp_airfoils.coord_xy_interp | output |  | [[[1.0, -5.228022875725102e-16], [0.9994296839925829, -0.022259740711558177], [0.998063017832965, -0.04445803489546769], [0.9955739142666737, -0.0665618134473914], [0.9920863097495596, -0.08851982053258164], [0.9876861486750572, -0.11027527223126012], [0.9823305251706395, -0.1317843709197388], [0.9760119083356917, -0.15300661763508847], [0.9687874672983805, -0.17388680280547386], [0.9606748602592399, -0.19437934848935778], [0.9516753587636768, -0.2144496858898974], [0.9418276527462444, -0.23405837873056085], [0.9311752953551308, -0.25315297586530683], [0.9197303974311781, -0.2717058715241765], [0.9075245591947199, -0.2896910384273745], [0.8946104080703081, -0.3070575403137143], [0.8810096964994353, -0.3237794960574165], [0.866747905197194, -0.339839087916958], [0.8518902581712055, -0.355200475411866], [0.8364694626214207, -0.3698431374689817], [0.820513485943698, -0.3837614939542973], [0.8040738322175812, -0.39691489811790015], [0.7871915298856534, -0.4092893400643106], [0.7698979191015535, -0.4208940017028426], [0.7522523412351593, -0.4317036404757956], [0.7342913491785575, -0.44170411642042817], [0.7160449249557642, -0.4509162950105447], [0.6975716400331089, -0.4593111923915063], [0.6789061864336874, -0.46689183369931203], [0.6600803126205398, -0.4736931268620854], [0.6411475171372123, -0.4796641292900073], [0.6221376509688521, -0.48484343347152115], [0.6030879981944149, -0.48926892453206955], [0.5840450421189749, -0.49287710440089977], [0.5650308976870032, -0.4957710179013429], [0.5460886027795995, -0.49790677272002765], [0.5272486739168989, -0.4992052309653694], [0.508535950506088, -0.4999001471231513], [0.48999235547038833, -0.49986512233616714], [0.4716321145068305, -0.49915299052333634], [0.4534925037443476, -0.4978655748478763], [0.43559330289767306, -0.49584922139645754], [0.41795606561694243, -0.49322020425743757], [0.40060974844257646, -0.4900340177148858], [0.38356093160600935, -0.48624065438121056], [0.3668432157337161, -0.4819531220757106], [0.35045731632050314, -0.4771070365916879], [0.33443448400863013, -0.4718016171476336], [0.3187741003293152, -0.4659975031053569], [0.3034996231212948, -0.45977183363997315], [0.2886112935656476, -0.45311101277459814], [0.27412438666566624, -0.4460714726760404], [0.26004145552371905, -0.4386539965865653], [0.2463748720159175, -0.4308972880761414], [0.23312344393883352, -0.4228128921543159], [0.22029377781042306, -0.41444216059030164], [0.20788328296533118, -0.4057907314202666], [0.19590295639164576, -0.39689711005990247], [0.18434125306662855, -0.38776302893280623], [0.17321393095416077, -0.37843278185751145], [0.16249917612963843, -0.3689016855353163], [0.15221460277725932, -0.35922081920480586], [0.14233175939897136, -0.3493817949754996], [0.13287211153919, -0.33942867829019185], [0.12380643962975978, -0.3293594524047539], [0.11514762338607656, -0.3192023645100907], [0.10688720880274838, -0.30897183476900875], [0.09900711152156343, -0.2986754406431281], [0.09152340438534401, -0.28834653723959136], [0.08439704281722242, -0.2779791205220024], [0.0776464790199521, -0.26760420577043886], [0.0712479082120208, -0.2572292124527742], [0.06518786629737473, -0.24686109008276283], [0.05948747212742032, -0.23652443301269652], [0.05410024641809, -0.22621390127387142], [0.049037878670187655, -0.21594907486257175], [0.044300349757333976, -0.2057452464738149], [0.039842359734680484, -0.19559765442820762], [0.035689975243613004, -0.1855255033033041], [0.031829235005065896, -0.1755359887530568], [0.028220007205789974, -0.16562693673246215], [0.024892524779269766, -0.15581522149021937], [0.021828668303003517, -0.1461056218157035], [0.018984694713133153, -0.13649533799824295], [0.016392191702033498, -0.1269983005811027], [0.014044634634199048, -0.11762077059006065], [0.011879824984634942, -0.10835684703907963], [0.00993094518736226, -0.09921662146203765], [0.008219407957347494, -0.0902084101294225], [0.0066583862213787865, -0.08132543510984099], [0.005267741928506431, -0.07257222340427001], [0.004095157538529609, -0.06395640173157158], [0.0030987885971364196, -0.055478013021100045], [0.0021966077355110324, -0.04713200469997591], [0.0014626417630186888, -0.03892440526041703], [0.0009644846082979224, -0.030860610171394718], [0.0005993738679828514, -0.022936235945969063], [0.0002900866455990823, -0.015148765877396714], [7.807077883024657e-05, -0.007502222076493378], [0.0, 0.0], [7.804120611659719e-05, 0.007500736220690077], [0.0002898787241920041, 0.015142758486887441], [0.000598775316682048, 0.02292258456141937], [0.0009633263516348351, 0.03083611939777482], [0.0014596682128281925, 0.03888574897117924], [0.002190976364499905, 0.047075815990683056], [0.0030899784195977838, 0.05540088812816734], [0.0040827111247031585, 0.06385488643689734], [0.005248531243836643, 0.07244263446468859], [0.006631282230012606, 0.08116423659691048], [0.008183684298590573, 0.09001209900857182], [0.009883614168490653, 0.09898142028662286], [0.011817640154723611, 0.10807902374749315], [0.01396619932168302, 0.1172968915532844], [0.016295142079104163, 0.1266248185078847], [0.018863193778115264, 0.13606823481979585], [0.02168071375327755, 0.1456217410739376], [0.02471591629586298, 0.15527150565279574], [0.028006440010586352, 0.16501912653915243], [0.031576255891496444, 0.17486145042023293], [0.03539483961687758, 0.18478174850035556], [0.03949498254800754, 0.19478045115068363], [0.04389792827815823, 0.20485282604936875], [0.04857580757377652, 0.21497933573681455], [0.053567991613811754, 0.2251632488767036], [0.058881821148870805, 0.23539257539832661], [0.06450016290273135, 0.24564586185495754], [0.07046920463911448, 0.2559288096954281], [0.07677403099247092, 0.2662200889663396], [0.08341621271683673, 0.2765073937902718], [0.09042901951906561, 0.28678971177956086], [0.0977906533229447, 0.29703436159541413], [0.10553618719874776, 0.30724577033016703], [0.11365876004177941, 0.31739779819794195], [0.12216148331893956, 0.32747251411893785], [0.1310674986027348, 0.3374671550918847], [0.14035464992188373, 0.3473464005305412], [0.15005511078613856, 0.35711729389225577], [0.16014896266156226, 0.36673682914626515], [0.17065818789963985, 0.3762090161783657], [0.181574957422924, 0.3854954202777727], [0.19290757140963555, 0.39458324766597075], [0.20465763457781186, 0.4034522528592034], [0.21681735306942437, 0.4120736546751029], [0.22939648396347811, 0.4204412604055216], [0.24237780069407988, 0.4285157291249229], [0.25577362426833844, 0.43629701405132887], [0.2695667856328992, 0.4437307842367116], [0.2837657972261352, 0.4508257189736273], [0.29834798288780395, 0.457529313046837], [0.3133189787852679, 0.46384827499917675], [0.3286584618928104, 0.4697270339484696], [0.3443649416455463, 0.4751660894880115], [0.3604197737256814, 0.480124895665173], [0.37681123376695697, 0.48458015694873546], [0.3935252510207292, 0.48853802379954264], [0.41053864255357086, 0.49191628687198], [0.4278432324908231, 0.4947936897726825], [0.4454066634681981, 0.49700186546594965], [0.46322225410302975, 0.4986945279258362], [0.4812515456557157, 0.4995759574617022], [0.49948102667173666, 0.49999959595885196], [0.5178795830856975, 0.49960989996393285], [0.53641763136701, 0.49871925440459125], [0.5550757049095608, 0.4969470954598008], [0.5738084272426077, 0.494546807361687], [0.5925967311050585, 0.49134249558479953], [0.6114013775535108, 0.48742771367820337], [0.6301864306052414, 0.48276379079159115], [0.648926781663159, 0.4772994360273941], [0.6675702064249728, 0.4710909063826163], [0.6860884295909518, 0.46408556444857973], [0.7044453890439168, 0.45628515353038346], [0.722592093722966, 0.4477211541323308], [0.7405018004535244, 0.43835712852367326], [0.7581254571228347, 0.4282123442390851], [0.7754210143761534, 0.4173028842750689], [0.7923623735876, 0.40561397611120953], [0.8088945461516955, 0.3931735469910263], [0.8249746330148909, 0.37999039194943635], [0.840576952273409, 0.36606263907410247], [0.8556527588088183, 0.3514331465234179], [0.8701628988827119, 0.3361178636958033], [0.8840850330712717, 0.32012561483558377], [0.8973612142623708, 0.3034905059583089], [0.9099546800766618, 0.28624096866093407], [0.9218514714025469, 0.26839650792968384], [0.9330128366584267, 0.2500014055184513], [0.9433892789690503, 0.23108884233257734], [0.9529731538505595, 0.2116848082416565], [0.9617431308270605, 0.19183234032607036], [0.9696406906754642, 0.17157715881862903], [0.976664215898664, 0.15095167052848085], [0.9828150771120139, 0.12999562103203396], [0.9880284400451029, 0.1087652991581767], [0.9923048366037509, 0.08729993375043676], [0.9956935187759139, 0.06563977190440677], [0.9981204893400154, 0.043839458141428], [0.9994430379087047, 0.021949651396883253], [1.0, -5.262717345244639e-16]], [[1.0, -0.0004638118459895953], [0.9984671733845202, -0.022176073806829073], [0.9962010189226616, -0.044351395222738545], [0.9929026769529263, -0.06634546047691313], [0.9886921791534908, -0.08835128540674543], [0.9836417003030666, -0.11016186981181435], [0.9776935270191353, -0.13166614881679514], [0.9708332396137559, -0.15288392077035748], [0.9631054519385788, -0.1737598287607129], [0.954532118302001, -0.1942484639483162], [0.9450948827272965, -0.21431485989644075], [0.9348365135795949, -0.2339197139318746], [0.9237922165624115, -0.2530104348178591], [0.9119678731501509, -0.2715592588317117], [0.8994040293865623, -0.2895255546496477], [0.8861439850623914, -0.30676257525251216], [0.8722139273132252, -0.3233331078794496], [0.8576405013890981, -0.3392208212500267], [0.8424918463138651, -0.35439498446765005], [0.8268017658276134, -0.36883894361410424], [0.8105945479290707, -0.38253690406162383], [0.7939227340691527, -0.3954518514729365], [0.7768322401803981, -0.4075848533740013], [0.7593482453756809, -0.4189206804928453], [0.7415376393986641, -0.4294645249422542], [0.7234312051733087, -0.43917633044306814], [0.705064134628845, -0.4480974501783146], [0.6864948073590625, -0.4562062936146256], [0.6677567468827389, -0.4634961629040646], [0.6488816855296917, -0.4699964056434572], [0.6299233101319794, -0.47568642538005484], [0.6109107600460605, -0.4805696742550079], [0.5918808588686519, -0.48470898820901515], [0.5728785950404724, -0.4880432475178806], [0.5539269984789256, -0.4906676163064863], [0.5350676946300881, -0.49253453011194503], [0.5163311532459858, -0.49357637071225186], [0.49773819674912345, -0.4940322652122179], [0.47933306660787195, -0.49376498314870565], [0.4611285998354018, -0.4928308092881163], [0.44315932912926065, -0.4913347518591997], [0.4254476850733872, -0.4891175241862929], [0.4080096040923348, -0.4863082497256368], [0.3908777222269456, -0.4829469700751172], [0.37405439787754124, -0.4789965744435154], [0.3575737836368038, -0.47456307703290074], [0.34143815925513366, -0.46958203525468334], [0.3256707636257218, -0.46416144069790816], [0.31027963353432836, -0.4582498364766646], [0.29527935033472164, -0.45193415045643265], [0.28067513168210884, -0.4451943605070709], [0.26647890456738466, -0.4380893792040086], [0.25268936761168936, -0.4306246469372193], [0.23932380454759788, -0.42283149436736955], [0.22637249324966888, -0.4147302870857254], [0.21384162583594854, -0.40636054651531306], [0.20172964390601206, -0.3977263749246579], [0.19004270401008846, -0.38886847357967336], [0.17878051391940514, -0.3797791829451586], [0.16794719268130187, -0.37050981375349185], [0.1575156104719489, -0.36105917021098194], [0.14751757926659972, -0.35146658922371105], [0.13791727522783742, -0.3417287941527196], [0.12873263379551803, -0.3318898962587249], [0.11993293273125566, -0.32194856962266255], [0.11152631628830112, -0.31193375629085474], [0.1035129018182118, -0.3018548344067732], [0.09586967710637402, -0.29172118538198283], [0.08861022310916078, -0.2815652950964024], [0.08169699278465405, -0.2713805684570672], [0.07515353791922992, -0.26119428841162695], [0.0689536742727614, -0.2510145000882887], [0.06308392696199935, -0.2408477975730364], [0.0575662813086175, -0.23071713950277656], [0.05235457470435836, -0.2206175141857337], [0.04745787224483998, -0.210568128140777], [0.042876780986014475, -0.20058378207747635], [0.03856735485208224, -0.19065910899054278], [0.03455089898704609, -0.1808132710703352], [0.030813599295340163, -0.17105300680166907], [0.027320880179595934, -0.161375236688796], [0.024102217770986714, -0.15179591407869095], [0.02113765490830785, -0.14231956568402285], [0.01838287969958718, -0.13294369100743667], [0.015870108077630753, -0.12368126864619768], [0.013595936204282798, -0.11453780557129871], [0.011500582795211394, -0.10550742459297964], [0.009614318272012281, -0.09659991246456354], [0.007957053891586519, -0.08782330704853379], [0.0064445289752556685, -0.07917089161949087], [0.005098087130931879, -0.07064680861546084], [0.00396431543475112, -0.062258207100183136], [0.0030004062476149847, -0.05400512757964083], [0.002125683476350713, -0.045882739179928946], [0.001409007077869603, -0.037896849780697024], [0.0009233128284636501, -0.03005224200938579], [0.0005719431369820731, -0.022344335003813873], [0.0002750881655745939, -0.01477069658801215], [7.41662246608336e-05, -0.007334963563321715], [0.0, 0.0], [7.347445324379198e-05, 0.007252611896674817], [0.0002745659257330717, 0.014683235244873173], [0.0005728883741955862, 0.02224903247250814], [0.00092888574053064, 0.029945982797076012], [0.0014135718626495971, 0.03777665537698494], [0.002122126409694201, 0.04574559215698956], [0.002991086641440035, 0.05384759271643007], [0.003950335703883144, 0.062076742716421635], [0.005078543629372844, 0.07043767696000137], [0.006419595456864862, 0.07893061415193242], [0.007924025833754341, 0.087548563081347], [0.009569149536340523, 0.09628715057146045], [0.011440070855323989, 0.1051529476558098], [0.01352107571228472, 0.11413795167113061], [0.015780697958844073, 0.12323244795107474], [0.018272094317778625, 0.13244220060624826], [0.021001590178729122, 0.1417625212927189], [0.023939614041401977, 0.15118003060948984], [0.02712533771965366, 0.16069604484578753], [0.03058370542078846, 0.17030771763782235], [0.034282621134373775, 0.17999938680277952], [0.038250043752213414, 0.18977241343674528], [0.042506169459466475, 0.19962249533533663], [0.04702849014627919, 0.20953041486422877], [0.05185734038696555, 0.2194994442798542], [0.0569971055718374, 0.22951870376683936], [0.06243435872093425, 0.23956671277975136], [0.06821537188347812, 0.24964859552216043], [0.0743257263211002, 0.2597442634918527], [0.08076670668052384, 0.2698418898118907], [0.08757095714437121, 0.27994049711580676], [0.09471580228559101, 0.29000962360221166], [0.10223139417679081, 0.3000553899215217], [0.1101157796798437, 0.3100511882893672], [0.11837331562223306, 0.31997939522976504], [0.12702402951280237, 0.3298390388299363], [0.13604234189662803, 0.33959842844845023], [0.14546864117305108, 0.3492604455213171], [0.15528494465845252, 0.3587829681182552], [0.16551112908835186, 0.3681710582651799], [0.17613934088294245, 0.3773882768662191], [0.18717687765731914, 0.3864235117978308], [0.19862630083322627, 0.39525686713693636], [0.2104861574450254, 0.4038567451745826], [0.22276407416847543, 0.4122190506206185], [0.2354400780902196, 0.4203090489617321], [0.24853083896880593, 0.42812311595611435], [0.26202139615928166, 0.43560738319454445], [0.275922264161973, 0.4427685504481824], [0.2902119763985298, 0.4495554523831977], [0.3048988924919414, 0.4559708561960908], [0.3199612214964364, 0.4619638966216653], [0.33539825377575, 0.46753317300933045], [0.3511959428693748, 0.4726349444795142], [0.3673386940107639, 0.47725206347213606], [0.3838166511021187, 0.48138502078055556], [0.4006080126231038, 0.4849517901466881], [0.4177036587735642, 0.4880306800018812], [0.43507265499822245, 0.49045773635660583], [0.45271021057379146, 0.492376417191462], [0.47057983694609773, 0.49349658001198776], [0.48866904746183576, 0.49415462050041453], [0.5069452861228687, 0.4940125776377233], [0.5253797149747718, 0.4933713024806604], [0.5439536005872413, 0.4918556497537658], [0.5626217226887857, 0.4897172072337827], [0.581366344599658, 0.48677077316982476], [0.6001470362911642, 0.4831253040200702], [0.6189295288327601, 0.4787219228681121], [0.6376880328744812, 0.47352020444549037], [0.6563716919801897, 0.46757844348681354], [0.6749507081188533, 0.46083005314765507], [0.6933911532444501, 0.453291236651978], [0.7116437134755846, 0.44498612009123784], [0.7296816422460073, 0.4358788942802349], [0.7474551985791178, 0.42597909598145167], [0.7649245875788055, 0.41531469067365273], [0.7820616618200305, 0.40386138003606425], [0.798812848987524, 0.39164888166776], [0.8151339357669349, 0.37867995890959544], [0.8310004341502942, 0.36495817685594373], [0.8463690868703138, 0.35053704946112146], [0.8611939760746471, 0.33541049830407976], [0.8754588797550087, 0.3196102269575249], [0.8890984683928713, 0.3031452164959244], [0.9020836386545227, 0.2860633390985634], [0.9143932627540562, 0.2683667571004267], [0.9259908906206432, 0.2500314310413086], [0.9368323126596996, 0.23112446983111865], [0.9469028490122432, 0.2117258711840455], [0.9561823522364571, 0.19187870465591542], [0.9646151024331149, 0.1716287150318257], [0.972199006376436, 0.15100830860478814], [0.9789264086424856, 0.1300570542579335], [0.9847409503350865, 0.10883136825772055], [0.9896477740655049, 0.08737054466842599], [0.9936826075080232, 0.06571457999407904], [0.9967768773419313, 0.04391797850773191], [0.9987746570413105, 0.02221192451065693], [1.0, 0.00030387842938652644]], [[1.0, -0.0038492654100905654], [0.9906314389460237, -0.02124358659915649], [0.980995553124424, -0.04244577814857979], [0.9710008406108143, -0.06310906534007898], [0.9607347862368819, -0.08485651608924341], [0.9501792391917762, -0.10652681256063543], [0.9391845966882083, -0.12758610905981918], [0.9277995368785148, -0.14839146457103897], [0.9159038272676024, -0.16887438898026688], [0.9035141573243257, -0.1890037103413512], [0.8904468618951541, -0.208710153716595], [0.8767805360441657, -0.2279657306584762], [0.8624805867331169, -0.24670559288775049], [0.8475002499100438, -0.26488825755621626], [0.8319554654799055, -0.2824033900682671], [0.8158100483185959, -0.2985340525300442], [0.7991269475008924, -0.31385984705471537], [0.7819419403062059, -0.3283715643196321], [0.7644682065620801, -0.34207141771900273], [0.7466978182593739, -0.3549679404068633], [0.7285739051584692, -0.3669729053145124], [0.7101536021654689, -0.37807327094489135], [0.6915143604167835, -0.3883736003485406], [0.6726384146150914, -0.39768719440107136], [0.6536412557053597, -0.4062305770385771], [0.6345131129076632, -0.4137811572647527], [0.615323229055061, -0.4205214427943107], [0.596126572356429, -0.4264829884701754], [0.5769480723498308, -0.43159065692971227], [0.5578186579572891, -0.4358329197265611], [0.5387913863253592, -0.43940857473661116], [0.5198897638790065, -0.4420677482815376], [0.5011462344316633, -0.44405256903897117], [0.48259385067647853, -0.4453220824349519], [0.4642611970179106, -0.44591203961647646], [0.44617850202456144, -0.445750259131233], [0.4283746969138166, -0.4448547889659564], [0.41084238403684853, -0.4435012838411975], [0.39363953193770973, -0.44147600071340914], [0.37676894327880944, -0.43886041796553904], [0.36024464511130966, -0.43578236543881144], [0.3441059338423623, -0.4320439150892622], [0.32832948285124114, -0.4278700026783168], [0.3129711586135177, -0.42318309006261184], [0.2980041030124043, -0.4180460343231093], [0.28346453492660506, -0.4125097566618625], [0.26936493895716, -0.4065109824384164], [0.2556723177436471, -0.4002248600725336], [0.24245317350983242, -0.39350712426247714], [0.2296601817209233, -0.3865205744767801], [0.21733188517170945, -0.3791956647649773], [0.20545654102184577, -0.37161042362860786], [0.19400623382802176, -0.36380782369123815], [0.18303065934450896, -0.3557608800302213], [0.1724619270321827, -0.347560782845731], [0.16230260093815232, -0.33923308524626017], [0.15255786993540327, -0.330770341418764], [0.14319991949640398, -0.3222315174535497], [0.13430460980079792, -0.31353360600231606], [0.12579565098828285, -0.3047849760015768], [0.11761032140899376, -0.2960136089458755], [0.10987482830100964, -0.28716335343151594], [0.10250435995139098, -0.27827298967604236], [0.09549136892073187, -0.26938727146052477], [0.08879593608379883, -0.26051098276089724], [0.0823928594350354, -0.2516791754983756], [0.07634012755417957, -0.24285989591584695], [0.07058159332805487, -0.2340776567921387], [0.06511243318139044, -0.2253579579426124], [0.059906033680536076, -0.21668948471465066], [0.05501808413281354, -0.2080686181293706], [0.05040703017899897, -0.1995086707196503], [0.0460594727365491, -0.1910133484040329], [0.04200137752342239, -0.18259204908666743], [0.038190520600419914, -0.17424252787596434], [0.03461821539846002, -0.16598095373833968], [0.031289454806718686, -0.1578180939885877], [0.028170498848183758, -0.1497435283648734], [0.025248988962446994, -0.1417761277855701], [0.022512461371877582, -0.1339188430913707], [0.019966251255758776, -0.12616101984850572], [0.017632080973324565, -0.11851094490945735], [0.015477217692402382, -0.11097103228125127], [0.013455210215236183, -0.1035412762154026], [0.011599797126485104, -0.09622671007114368], [0.009928204933218046, -0.08902653939993885], [0.00840056410254185, -0.08193507288052719], [0.0070261998710542, -0.07495955655561092], [0.005813462782772512, -0.06810569259296805], [0.0047001793171034595, -0.06136722973565946], [0.0037165290656212173, -0.05474506019366022], [0.0028990707281673442, -0.04824229266186361], [0.0022008941413638504, -0.041858831832156496], [0.0015542474400432613, -0.0355914811305357], [0.000988580836623855, -0.02944385159682524], [0.0006091360604109956, -0.02341501561864388], [0.00036597639590064723, -0.017497409334086188], [0.000165611320396738, -0.011685487338261911], [4.5666118543716746e-05, -0.0059642851265530004], [0.0, 0.0], [4.014082900951357e-05, 0.005281422899381116], [0.00016279480870046823, 0.010945239440763484], [0.00037851499417319666, 0.01672203449534614], [0.0006622704146375419, 0.022608614969762773], [0.00104709805559685, 0.028608805371302486], [0.0015688518452929335, 0.03472838241824101], [0.0021937433449480677, 0.040964099784372314], [0.0028817466864851644, 0.04731162112973881], [0.0037029097672634987, 0.05377415681354311], [0.0046995106542463486, 0.06035279465462601], [0.005809874442838592, 0.06704518628471319], [0.007008280012794275, 0.07385026468778995], [0.00836584180261431, 0.08077267721902089], [0.009892945439214583, 0.08780525497673816], [0.01157701075089403, 0.09495343785950609], [0.01343100653654625, 0.10222377683574566], [0.01543453764579356, 0.1096088166293537], [0.017575258817925734, 0.11709889762589731], [0.019901009644738878, 0.1246929162173274], [0.022443785806502765, 0.13239065360045627], [0.025163848620985106, 0.14018539077631315], [0.02805406936169285, 0.14808639292104409], [0.031127498442044772, 0.15609292868671448], [0.03440011578315609, 0.16418836221794472], [0.03791771873930052, 0.1723759661436091], [0.04166468499265604, 0.18065416284370714], [0.04565125370520231, 0.18900094869104078], [0.049922589206024506, 0.1974165704509935], [0.05446983389298282, 0.2058913226712703], [0.059291826018414456, 0.21441728945757682], [0.06441601453042958, 0.22299374661286886], [0.06981593053664034, 0.23160874284610145], [0.07548789460725183, 0.2402825353191704], [0.08146424698611672, 0.24898435468193852], [0.08775806636504947, 0.25769896101817813], [0.09436786071299282, 0.2664401621421328], [0.1012467800874717, 0.275206180039123], [0.10849002217751959, 0.28396490640097627], [0.11609447165506347, 0.2926813104590941], [0.12406510998175785, 0.30136887481049046], [0.13239547721678413, 0.3100072752201922], [0.1410865002275745, 0.31859871781531546], [0.15014768536053966, 0.32712556143120763], [0.15962181347198764, 0.3355326175753227], [0.16950261548391105, 0.3438322705678387], [0.1797528846708961, 0.35202649337321773], [0.19041852470159515, 0.36008162371812785], [0.20150073130625645, 0.36794699882477], [0.21302411645911587, 0.37561229569109705], [0.22497702790582438, 0.38303655621411475], [0.2373861191687035, 0.39019032513164387], [0.25022082763435244, 0.3970598343756056], [0.2634861570111782, 0.40362758541791155], [0.27720040533012097, 0.40982444567227433], [0.2913226974307258, 0.41568046514385326], [0.30587260591080706, 0.4211508537147743], [0.3208389075970025, 0.4261554605236767], [0.3362064282008572, 0.4307672026764393], [0.3519555372882918, 0.4348576609716632], [0.3680945114975877, 0.43848863009687317], [0.3846020319378581, 0.441417500753063], [0.4014730231986048, 0.44384580878176005], [0.418666628201559, 0.4455747667228921], [0.43616041174034154, 0.44681230742966915], [0.453941459200437, 0.44723280949710426], [0.47196777613371316, 0.44706813623183483], [0.49023145773982235, 0.4460693792812879], [0.5086858348979305, 0.4444564829983118], [0.5273095594386221, 0.4420242863041082], [0.5460733366040098, 0.43881344160405034], [0.5649381076488049, 0.4348960345284188], [0.5838649319580301, 0.43010682437603664], [0.6028359242041601, 0.4245661871759532], [0.6218018943608895, 0.41824533943083686], [0.6407371995020832, 0.41111455854241086], [0.6595897126062468, 0.403114925242496], [0.6783367399983431, 0.3943585297117821], [0.696937311976513, 0.3847552526306849], [0.7153500342062019, 0.3743477337755536], [0.7335236058593024, 0.3630973652547802], [0.7514427112318648, 0.35104695941282343], [0.7692130233527315, 0.33832286618363333], [0.7866736081435598, 0.32476727221308627], [0.8038038311219764, 0.3105699809571209], [0.8204756376716864, 0.29556698766425793], [0.8367251523607223, 0.27993982928064265], [0.8524710660361113, 0.26357207163912655], [0.8676967796274241, 0.24604959799133103], [0.882402647448648, 0.22764559018296313], [0.8965154283399627, 0.20873659595659286], [0.9100253257802211, 0.18936836958348877], [0.9229002170792276, 0.16958869848734337], [0.9351342843715338, 0.14942992424432947], [0.9466456698095422, 0.12891625384268313], [0.9574484730749383, 0.1081150859641732], [0.9675856886175663, 0.08707152450759312], [0.9769820845192789, 0.06580400971611246], [0.9856138077621519, 0.04435605363602719], [0.9932185198378127, 0.02412630736972231], [1.0, 0.002830484587919512]], [[1.0, -0.006982023820252598], [0.9808347678739969, -0.01901797966962391], [0.9618522559950746, -0.03633209758528676], [0.9431799234064913, -0.053687711825284326], [0.9248624266119182, -0.07287087626535042], [0.9068300243521396, -0.09232697786698986], [0.8888989675852842, -0.11134459500309918], [0.8714451338156342, -0.13026518299085982], [0.8540303907540221, -0.14896463561562434], [0.8365799116076857, -0.16746330024339437], [0.8187151726269655, -0.18555851734726225], [0.8005585880595272, -0.203263972652651], [0.7819906967033577, -0.22046532006342387], [0.7629002588379569, -0.23706675395467622], [0.7434892681716995, -0.2530075051114365], [0.7236219820019522, -0.26744799560364085], [0.7034014716292504, -0.28103549286716833], [0.6828709209459031, -0.29375498158119356], [0.6626594132942717, -0.30562525584483824], [0.6426034368031602, -0.31666850413180225], [0.6224455993938789, -0.3267367507146735], [0.6022379272454653, -0.3358320443904242], [0.58207404530183, -0.34413288877091675], [0.5619028162624872, -0.35131862527265906], [0.5418642928678292, -0.35776344729922754], [0.5219160871804512, -0.3631019385507439], [0.5021464538431742, -0.36761627018078524], [0.48260088561497005, -0.3713834465476635], [0.4632961557796841, -0.3742760349437542], [0.4442602953270343, -0.37624578625589944], [0.42553948148278853, -0.37767971916796633], [0.4071506299461746, -0.3781151196885583], [0.38911893084005383, -0.37794201869316396], [0.3714631729452564, -0.3771474686340873], [0.35421354839623437, -0.37570710174727795], [0.3373863231698063, -0.37353734260789184], [0.32100524297114985, -0.37073588423818893], [0.3050402551234105, -0.3675956196384267], [0.2895519865601909, -0.3638493208412111], [0.27453427484716164, -0.35959896723481494], [0.25998066114719154, -0.3549878783796773], [0.24593824531682978, -0.3497983500724409], [0.23235283018791478, -0.3443388847391759], [0.21929038182931626, -0.33841744528517526], [0.2067020322918878, -0.33220054593001497], [0.19461974541647994, -0.3256767328228881], [0.18306163750974225, -0.3187914179197124], [0.17194972085445812, -0.31178188537942], [0.16138979605462123, -0.3044149612329277], [0.1512863198708931, -0.29692739128831286], [0.1416992487544208, -0.2892017944723992], [0.1325973499451836, -0.2813329510163203], [0.12393285842490266, -0.27340525257581294], [0.11577465145339322, -0.2653292032133031], [0.10801387366334961, -0.2572726944880007], [0.10064783615164011, -0.24924659160244722], [0.0936854971186438, -0.24123285625692584], [0.08707188080966617, -0.2333105955131236], [0.08093451253020931, -0.22531608057924937], [0.07513697956067937, -0.21741969328736546], [0.06959371162551795, -0.20968427527904293], [0.06448923965905638, -0.20194628359372963], [0.05970857977223947, -0.19429284132320468], [0.05522149627392817, -0.18676834047763044], [0.050985125831038675, -0.17938576230036554], [0.04694723901459181, -0.1721870083974209], [0.04320463003862244, -0.16509328077788246], [0.039679396865029457, -0.1581468301659687], [0.03634900713875162, -0.1513643967078719], [0.03319697375496396, -0.14473042427183253], [0.0302927452406545, -0.13820502630969825], [0.027586822670489994, -0.13180744344638265], [0.025066362706665363, -0.1255378921877804], [0.02275364843963458, -0.1193892598490384], [0.02061521368271477, -0.1133628429391083], [0.018630358163189524, -0.10747024959679867], [0.016807552564789774, -0.10171677072310688], [0.0151235191285546, -0.09608665712050225], [0.01353817776520616, -0.0905976189850368], [0.01204118148163914, -0.08524781897017472], [0.010672770056620937, -0.08001786766833646], [0.009440484436401003, -0.07490635839508233], [0.008301775561705159, -0.06991322692855306], [0.007214537000819152, -0.06504135248240071], [0.006204291569485305, -0.06028590382339772], [0.005300603608578719, -0.055638436100884245], [0.0044891552547148324, -0.051093478003863754], [0.0037608645587776865, -0.04665469498761816], [0.0031114948879704236, -0.04232453811065489], [0.002509852137766974, -0.03809736723562504], [0.0019880740051367394, -0.03396987847357642], [0.0015670512483296024, -0.029939924490971038], [0.0012052778087769014, -0.026006903304232762], [0.000856579862332953, -0.022169162796216838], [0.0005086105773252692, -0.01842667793645134], [0.0002754994429219221, -0.014770325346458944], [0.0001573326667396193, -0.011186373649525202], [6.430598539356502e-05, -0.007657723029707693], [1.9293301596626775e-05, -0.004115568793796027], [0.0, 0.0], [9.295274733288345e-06, 0.0029543487771489956], [5.936644961438565e-05, 0.006280106469536732], [0.00018162034936621102, 0.00968888033557104], [0.00036770969101606075, 0.013179140691322108], [0.0006136866710648747, 0.016755616839372958], [0.0008974820526736672, 0.02042453841900087], [0.0012186332038077426, 0.02418528859462175], [0.0015712920218760409, 0.028036174286855096], [0.0020061856693502854, 0.03197894080513214], [0.002558101830692648, 0.03601558916682735], [0.0031658299639152464, 0.0401488347784168], [0.0038041887904869767, 0.04438123681180258], [0.004520966152898694, 0.048715404184728174], [0.005344434024390781, 0.05314721138205051], [0.006277285828421874, 0.05772340230440866], [0.0072967431253652655, 0.06244715589629561], [0.008366244274283976, 0.06728998608197595], [0.00949272877530388, 0.07224718857247366], [0.010724127767605675, 0.07731475200865474], [0.012098798041619717, 0.08249560185820384], [0.013581961688216748, 0.08779434868920691], [0.015134604318136827, 0.09322973629767085], [0.016764733398881997, 0.09880543709832701], [0.01852192089305424, 0.10450822784692348], [0.020452088235371556, 0.11034118538825215], [0.022526013458850764, 0.11631402319395188], [0.024765193023317117, 0.12240533824285948], [0.027208352287488965, 0.12860927003440162], [0.0298578636229339, 0.1349289077621021], [0.032709176428345164, 0.1413615350767055], [0.03578295441913553, 0.14790659496468755], [0.039057421253393856, 0.15457481443799806], [0.042504151738333384, 0.16140232532538623], [0.04618240951729052, 0.16835388152889735], [0.05011218694055444, 0.17541731458557533], [0.054275882785306435, 0.1826231202895812], [0.058618647840629784, 0.19000473470442877], [0.06327020655262171, 0.19748813243716548], [0.06824351772408657, 0.2050474195430617], [0.0735312688771196, 0.2127046954916619], [0.0791332308641262, 0.2204581263496313], [0.08504741155014664, 0.2283238173688102], [0.09128962365659636, 0.23628580637005925], [0.09793713980610144, 0.24426172873312701], [0.10497603117996618, 0.2522801707935244], [0.11236198065510394, 0.26038328397590893], [0.12016006143034333, 0.26850150438664244], [0.12838653521548518, 0.2765884107494485], [0.13707743788988175, 0.2846109394329305], [0.14623329519970152 | 3D array of the non-dimensional x and y airfoil coordinates of the airfoils interpolated along span for n_span stations. The leading edge is place at x=0 and y=0.
blade.opt_var.s_opt_twist | output |  | [0.0, 0.3333333333333333, 0.6666666666666666, 1.0]
blade.opt_var.s_opt_chord | output |  | [0.0, 0.3333333333333333, 0.6666666666666666, 1.0]
blade.opt_var.twist_opt | output | rad | [0.3491, 0.08744168043599518, 0.0380512790835414, -0.0816609481217366]
blade.opt_var.chord_opt | output | m | [4.5, 4.75, 3.0279581512580416, 0.5000000000000002]
blade.opt_var.af_position | output |  | [0.0, 0.02, 0.18, 0.29632121, 0.4824137, 0.76458948, 0.87235063, 1.0]
blade.opt_var.s_opt_layer_0 | output |  | [0.0, 0.034482758620689655, 0.06896551724137931, 0.10344827586206896, 0.13793103448275862, 0.1724137931034483, 0.20689655172413793, 0.24137931034482757, 0.27586206896551724, 0.3103448275862069, 0.3448275862068966, 0.3793103448275862, 0.41379310344827586, 0.4482758620689655, 0.48275862068965514, 0.5172413793103449, 0.5517241379310345, 0.5862068965517241, 0.6206896551724138, 0.6551724137931034, 0.6896551724137931, 0.7241379310344828, 0.7586206896551724, 0.7931034482758621, 0.8275862068965517, 0.8620689655172413, 0.896551724137931, 0.9310344827586207, 0.9655172413793103, 1.0]
blade.opt_var.layer_0_opt | output | m | [0.001, 0.001, 0.001, 0.001, 0.001, 0.001, 0.001, 0.001, 0.001, 0.001, 0.001, 0.001, 0.001, 0.001, 0.001, 0.001, 0.001, 0.001, 0.001, 0.001, 0.001, 0.001, 0.001, 0.001, 0.001, 0.001, 0.001, 0.001, 0.001, 0.001]
blade.opt_var.s_opt_layer_1 | output |  | [0.0, 0.3333333333333333, 0.6666666666666666, 1.0]
blade.opt_var.layer_1_opt | output | m | [0.041, 0.004466854440546635, 0.0032271593686329005, 0.001]
blade.opt_var.s_opt_layer_2 | output |  | [0.0, 0.034482758620689655, 0.06896551724137931, 0.10344827586206896, 0.13793103448275862, 0.1724137931034483, 0.20689655172413793, 0.24137931034482757, 0.27586206896551724, 0.3103448275862069, 0.3448275862068966, 0.3793103448275862, 0.41379310344827586, 0.4482758620689655, 0.48275862068965514, 0.5172413793103449, 0.5517241379310345, 0.5862068965517241, 0.6206896551724138, 0.6551724137931034, 0.6896551724137931, 0.7241379310344828, 0.7586206896551724, 0.7931034482758621, 0.8275862068965517, 0.8620689655172413, 0.896551724137931, 0.9310344827586207, 0.9655172413793103, 1.0]
blade.opt_var.layer_2_opt | output | m | [0.0, 0.010363863922080815, 0.018021234480601413, 0.025361659590798752, 0.03206819380434953, 0.03782389167293049, 0.042311807748218355, 0.045214996581889856, 0.046216512725621724, 0.04569526776353126, 0.04403017327973565, 0.041600140858352265, 0.038784082083498365, 0.03596090853929123, 0.03350953180984813, 0.0313580742821214, 0.02943465834306337, 0.027667406379626357, 0.025984440778762663, 0.02431388392742465, 0.022583858212564614, 0.0208042751114363, 0.018985046101293482, 0.01713608265938962, 0.01526729626297836, 0.013388598389313434, 0.011509900515648486, 0.009631202641983529, 0.007752504768318578, 0.005873806894653622]
blade.opt_var.s_opt_layer_3 | output |  | [0.0, 0.034482758620689655, 0.06896551724137931, 0.10344827586206896, 0.13793103448275862, 0.1724137931034483, 0.20689655172413793, 0.24137931034482757, 0.27586206896551724, 0.3103448275862069, 0.3448275862068966, 0.3793103448275862, 0.41379310344827586, 0.4482758620689655, 0.48275862068965514, 0.5172413793103449, 0.5517241379310345, 0.5862068965517241, 0.6206896551724138, 0.6551724137931034, 0.6896551724137931, 0.7241379310344828, 0.7586206896551724, 0.7931034482758621, 0.8275862068965517, 0.8620689655172413, 0.896551724137931, 0.9310344827586207, 0.9655172413793103, 1.0]
blade.opt_var.layer_3_opt | output | m | [0.0, 0.012478059721382662, 0.01761157401713909, 0.022745088312895515, 0.027664175500095572, 0.03215440847018287, 0.03600136011460119, 0.03899060332479406, 0.04090771099220513, 0.0415382560082781, 0.041101726495636016, 0.03981761057690187, 0.03790539637469875, 0.03558457201164968, 0.033074625610377724, 0.030595045293505926, 0.02815655274214637, 0.02576986963741116, 0.023445717660412414, 0.021194818492262218, 0.019027893814072678, 0.016955665306955872, 0.014962350275733031, 0.01303216602522535, 0.01114932986025402, 0.009298059085640267, 0.007462571006205302, 0.005627082926770338, 0.0037915948473353817, 0.0019561067679004216]
blade.opt_var.s_opt_layer_4 | output |  | [0.0, 0.034482758620689655, 0.06896551724137931, 0.10344827586206896, 0.13793103448275862, 0.1724137931034483, 0.20689655172413793, 0.24137931034482757, 0.27586206896551724, 0.3103448275862069, 0.3448275862068966, 0.3793103448275862, 0.41379310344827586, 0.4482758620689655, 0.48275862068965514, 0.5172413793103449, 0.5517241379310345, 0.5862068965517241, 0.6206896551724138, 0.6551724137931034, 0.6896551724137931, 0.7241379310344828, 0.7586206896551724, 0.7931034482758621, 0.8275862068965517, 0.8620689655172413, 0.896551724137931, 0.9310344827586207, 0.9655172413793103, 1.0]
blade.opt_var.layer_4_opt | output | m | [0.0, 0.0, 0.0, 0.0, 0.0, 0.0, 0.0, 0.0, 0.0, 0.0, 0.0, 0.0, 0.0, 0.0, 0.0, 0.0, 0.0, 0.0, 0.0, 0.001, 0.04347561483135778, 0.001, -8.131516293641283e-20, 0.0, 0.0, 0.0, 0.0, 0.0, 0.0, 0.0]
blade.opt_var.s_opt_layer_5 | output |  | [0.0, 0.034482758620689655, 0.06896551724137931, 0.10344827586206896, 0.13793103448275862, 0.1724137931034483, 0.20689655172413793, 0.24137931034482757, 0.27586206896551724, 0.3103448275862069, 0.3448275862068966, 0.3793103448275862, 0.41379310344827586, 0.4482758620689655, 0.48275862068965514, 0.5172413793103449, 0.5517241379310345, 0.5862068965517241, 0.6206896551724138, 0.6551724137931034, 0.6896551724137931, 0.7241379310344828, 0.7586206896551724, 0.7931034482758621, 0.8275862068965517, 0.8620689655172413, 0.896551724137931, 0.9310344827586207, 0.9655172413793103, 1.0]
blade.opt_var.layer_5_opt | output | m | [0.0, 0.0, 0.0, 0.0, 0.0, 0.0, 0.0, 0.0, 0.0, 0.0, 0.0, 0.0, 0.0, 0.0, 0.0, 0.0, 0.0, 0.0, 0.0, 0.001, 0.04347561483135778, 0.001, -8.131516293641283e-20, 0.0, 0.0, 0.0, 0.0, 0.0, 0.0, 0.0]
blade.opt_var.s_opt_layer_6 | output |  | [0.0, 0.034482758620689655, 0.06896551724137931, 0.10344827586206896, 0.13793103448275862, 0.1724137931034483, 0.20689655172413793, 0.24137931034482757, 0.27586206896551724, 0.3103448275862069, 0.3448275862068966, 0.3793103448275862, 0.41379310344827586, 0.4482758620689655, 0.48275862068965514, 0.5172413793103449, 0.5517241379310345, 0.5862068965517241, 0.6206896551724138, 0.6551724137931034, 0.6896551724137931, 0.7241379310344828, 0.7586206896551724, 0.7931034482758621, 0.8275862068965517, 0.8620689655172413, 0.896551724137931, 0.9310344827586207, 0.9655172413793103, 1.0]
blade.opt_var.layer_6_opt | output | m | [0.0, 0.0, 0.006650033728755581, 0.008148123658263425, 0.009646213587771253, 0.011144303517279089, 0.01260256197570184, 0.013981157491954431, 0.015240258594951785, 0.016340033813608823, 0.017240651676840472, 0.01790228071356164, 0.018327608985325365, 0.018519324553684678, 0.018480115480192617, 0.01821266982640221, 0.017719675653866496, 0.0170038210241385, 0.016105782583305264, 0.015066236977453804, 0.013925860852671158, 0.012725330855044377, 0.011505323630660504, 0.010306515825606558, 0.009125374203327537, 0.00795836552726849, 0.0068019565608744125, 0.005652614067590332, 0.0045068048108612615, 0.003360995554132208]
blade.opt_var.s_opt_layer_7 | output |  | [0.0, 0.034482758620689655, 0.06896551724137931, 0.10344827586206896, 0.13793103448275862, 0.1724137931034483, 0.20689655172413793, 0.24137931034482757, 0.27586206896551724, 0.3103448275862069, 0.3448275862068966, 0.3793103448275862, 0.41379310344827586, 0.4482758620689655, 0.48275862068965514, 0.5172413793103449, 0.5517241379310345, 0.5862068965517241, 0.6206896551724138, 0.6551724137931034, 0.6896551724137931, 0.7241379310344828, 0.7586206896551724, 0.7931034482758621, 0.8275862068965517, 0.8620689655172413, 0.896551724137931, 0.9310344827586207, 0.9655172413793103, 1.0]
blade.opt_var.layer_7_opt | output | m | [0.0, 0.0, 0.023343227487567127, 0.02514806479023719, 0.02695290209290725, 0.028757739395577298, 0.03056257669824736, 0.032367414000917416, 0.03399537923059806, 0.03526960031429983, 0.03601320517903334, 0.0360493217518092, 0.03520107795963813, 0.03329160172953063, 0.030593866909944815, 0.02738084734933888, 0.023925516896170944, 0.020500849398899176, 0.017379818705981716, 0.014835398665876708, 0.012771487503115443, 0.01109198344222918, 0.009700784707749164, 0.008501789524206603, 0.007398896116132821, 0.006296002708059051, 0.00519310929998528, 0.004090215891911514, 0.0029873224838377426, -2.168404344971009e-19]
blade.opt_var.s_opt_layer_8 | output |  | [0.0, 0.034482758620689655, 0.06896551724137931, 0.10344827586206896, 0.13793103448275862, 0.1724137931034483, 0.20689655172413793, 0.24137931034482757, 0.27586206896551724, 0.3103448275862069, 0.3448275862068966, 0.3793103448275862, 0.41379310344827586, 0.4482758620689655, 0.48275862068965514, 0.5172413793103449, 0.5517241379310345, 0.5862068965517241, 0.6206896551724138, 0.6551724137931034, 0.6896551724137931, 0.7241379310344828, 0.7586206896551724, 0.7931034482758621, 0.8275862068965517, 0.8620689655172413, 0.896551724137931, 0.9310344827586207, 0.9655172413793103, 1.0]
blade.opt_var.layer_8_opt | output | m | [0.0, 0.0, 0.023343227487567127, 0.02514806479023719, 0.02695290209290725, 0.028757739395577298, 0.03056257669824736, 0.032367414000917416, 0.03399537923059806, 0.03526960031429983, 0.03601320517903334, 0.0360493217518092, 0.03520107795963813, 0.03329160172953063, 0.030593866909944815, 0.02738084734933888, 0.023925516896170944, 0.020500849398899176, 0.017379818705981716, 0.014835398665876708, 0.012771487503115443, 0.01109198344222918, 0.009700784707749164, 0.008501789524206603, 0.007398896116132821, 0.006296002708059051, 0.00519310929998528, 0.004090215891911514, 0.0029873224838377426, -2.168404344971009e-19]
blade.opt_var.s_opt_layer_9 | output |  | [0.0, 0.034482758620689655, 0.06896551724137931, 0.10344827586206896, 0.13793103448275862, 0.1724137931034483, 0.20689655172413793, 0.24137931034482757, 0.27586206896551724, 0.3103448275862069, 0.3448275862068966, 0.3793103448275862, 0.41379310344827586, 0.4482758620689655, 0.48275862068965514, 0.5172413793103449, 0.5517241379310345, 0.5862068965517241, 0.6206896551724138, 0.6551724137931034, 0.6896551724137931, 0.7241379310344828, 0.7586206896551724, 0.7931034482758621, 0.8275862068965517, 0.8620689655172413, 0.896551724137931, 0.9310344827586207, 0.9655172413793103, 1.0]
blade.opt_var.layer_9_opt | output | m | [0.0, 0.0, 0.018640217490227647, 0.022904385684442738, 0.027168553878657818, 0.0312820798151019, 0.035094321236003936, 0.03845463588359295, 0.041212381500097914, 0.04321691582774788, 0.04431759660877182, 0.044631775714407025, 0.044276805015890965, 0.04337003638446096, 0.04202882169135447, 0.040370512807808824, 0.03851246160506139, 0.03646387880311415, 0.03423397512196914, 0.03183196128162837, 0.02926704800209385, 0.026548446003367625, 0.023685366005451677, 0.02070188767487763, 0.01762209067817712, 0.014470054681881742, 0.01126985935252313, 0.008045584356632905, 0.0048213093607426755, 0.0015970343648524527]
blade.opt_var.s_opt_layer_10 | output |  | [0.0, 0.034482758620689655, 0.06896551724137931, 0.10344827586206896, 0.13793103448275862, 0.1724137931034483, 0.20689655172413793, 0.24137931034482757, 0.27586206896551724, 0.3103448275862069, 0.3448275862068966, 0.3793103448275862, 0.41379310344827586, 0.4482758620689655, 0.48275862068965514, 0.5172413793103449, 0.5517241379310345, 0.5862068965517241, 0.6206896551724138, 0.6551724137931034, 0.6896551724137931, 0.7241379310344828, 0.7586206896551724, 0.7931034482758621, 0.8275862068965517, 0.8620689655172413, 0.896551724137931, 0.9310344827586207, 0.9655172413793103, 1.0]
blade.opt_var.layer_10_opt | output | m | [0.0, 0.0, 0.010678322708722262, 0.013027749686046041, 0.015377176663369818, 0.017726603640693592, 0.02007603061801737, 0.022343664312566913, 0.024447711441567942, 0.026306378722246202, 0.02783787287182743, 0.0289604006075374, 0.029592168646601816, 0.029791678876096843, 0.02961743318309853, 0.02912793345468304, 0.028381681577926424, 0.027437179439904813, 0.02635292892769433, 0.025110640888752044, 0.02369202617053485, 0.02207879562049976, 0.020252660086103807, 0.01819533041480395, 0.015888517454057182, 0.01337380175210471, 0.010692763857187702, 0.007886984317547073, 0.004998043681424268, 0.0020675224970603053]
blade.opt_var.s_opt_layer_11 | output |  | [0.0, 0.034482758620689655, 0.06896551724137931, 0.10344827586206896, 0.13793103448275862, 0.1724137931034483, 0.20689655172413793, 0.24137931034482757, 0.27586206896551724, 0.3103448275862069, 0.3448275862068966, 0.3793103448275862, 0.41379310344827586, 0.4482758620689655, 0.48275862068965514, 0.5172413793103449, 0.5517241379310345, 0.5862068965517241, 0.6206896551724138, 0.6551724137931034, 0.6896551724137931, 0.7241379310344828, 0.7586206896551724, 0.7931034482758621, 0.8275862068965517, 0.8620689655172413, 0.896551724137931, 0.9310344827586207, 0.9655172413793103, 1.0]
blade.opt_var.layer_11_opt | output | m | [0.0, 0.0, 0.011714132383639313, 0.014764947347625046, 0.017815762311610757, 0.02086657727559648, 0.023917392239582207, 0.02696820720356794, 0.030019022167553665, 0.03295298719726778, 0.035653252358438574, 0.03800296771679428, 0.03988528333806326, 0.04118334928797394, 0.04178031563225458, 0.041727364564737766, 0.04107567827925614, 0.039876438969642325, 0.03818082882972886, 0.03604003005334837, 0.03350522483433343, 0.030642080913123152, 0.027516266030156573, 0.02419344792587278, 0.020739294340710836, 0.01721947301510983, 0.013699651689508844, 0.010179830363907818, 0.006660009038306791, 0.0031401877127057915]
blade.opt_var.s_opt_layer_12 | output |  | [0.0, 0.034482758620689655, 0.06896551724137931, 0.10344827586206896, 0.13793103448275862, 0.1724137931034483, 0.20689655172413793, 0.24137931034482757, 0.27586206896551724, 0.3103448275862069, 0.3448275862068966, 0.3793103448275862, 0.41379310344827586, 0.4482758620689655, 0.48275862068965514, 0.5172413793103449, 0.5517241379310345, 0.5862068965517241, 0.6206896551724138, 0.6551724137931034, 0.6896551724137931, 0.7241379310344828, 0.7586206896551724, 0.7931034482758621, 0.8275862068965517, 0.8620689655172413, 0.896551724137931, 0.9310344827586207, 0.9655172413793103, 1.0]
blade.opt_var.layer_12_opt | output | m | [0.0, 0.0, 0.035987381471276024, 0.04397734379711533, 0.051967306122954644, 0.059630209740332625, 0.06663899594078779, 0.07266660601585875, 0.07738598125708404, 0.0804700629560023, 0.08159179240415206, 0.08099668674906287, 0.0789302631382641, 0.07563803871928527, 0.07136553063965596, 0.06635825604690564, 0.06086173208856376, 0.05503573124453716, 0.04904002599473268, 0.04303438881905716, 0.037178592197417475, 0.03163240860972047, 0.026555610535872978, 0.02186996705690011, 0.017497247253826908, 0.01335922020767848, 0.009377654999479916, 0.005474320710256289, 0.0015709864210326626, 0.001]
blade.opt_var.s_opt_layer_13 | output |  | [0.0, 0.034482758620689655, 0.06896551724137931, 0.10344827586206896, 0.13793103448275862, 0.1724137931034483, 0.20689655172413793, 0.24137931034482757, 0.27586206896551724, 0.3103448275862069, 0.3448275862068966, 0.3793103448275862, 0.41379310344827586, 0.4482758620689655, 0.48275862068965514, 0.5172413793103449, 0.5517241379310345, 0.5862068965517241, 0.6206896551724138, 0.6551724137931034, 0.6896551724137931, 0.7241379310344828, 0.7586206896551724, 0.7931034482758621, 0.8275862068965517, 0.8620689655172413, 0.896551724137931, 0.9310344827586207, 0.9655172413793103, 1.0]
blade.opt_var.layer_13_opt | output | m | [0.041, 0.033, 0.026, 0.02, 0.015315621882346286, 0.012614052419141646, 0.010089285411055738, 0.007829722085647882, 0.0059237636704776095, 0.004459811393104192, 0.003526266481086949, 0.0030162506695686785, 0.0028228856936921773, 0.002839293288600149, 0.0029585951894353707, 0.0030739131313404964, 0.0030783688494581463, 0.0029930342735692765, 0.00283898133345475, 0.002637281958895433, 0.002409008079672189, 0.0021752316255659585, 0.00195702452635758, 0.0017517918895640714, 0.0015569388227024443, 0.0013698704332897418, 0.0011879918288430328, 0.0010087081168792522, 0.001, 0.001]
blade.opt_var.s_opt_layer_14 | output |  | [0.0, 0.034482758620689655, 0.06896551724137931, 0.10344827586206896, 0.13793103448275862, 0.1724137931034483, 0.20689655172413793, 0.24137931034482757, 0.27586206896551724, 0.3103448275862069, 0.3448275862068966, 0.3793103448275862, 0.41379310344827586, 0.4482758620689655, 0.48275862068965514, 0.5172413793103449, 0.5517241379310345, 0.5862068965517241, 0.6206896551724138, 0.6551724137931034, 0.6896551724137931, 0.7241379310344828, 0.7586206896551724, 0.7931034482758621, 0.8275862068965517, 0.8620689655172413, 0.896551724137931, 0.9310344827586207, 0.9655172413793103, 1.0]
blade.opt_var.layer_14_opt | output | m | [0.0, 0.0, 0.0, 0.0021642290748897794, 0.0022101615271658773, 0.0022560939794419753, 0.002302026431718077, 0.002347958883994179, 0.0023857856093980226, 0.0024074008810573743, 0.002404698972099977, 0.0023695741556535783, 0.0022939207048459304, 0.0021696328928047836, 0.002012922173274681, 0.0018400000000000736, 0.0016670778267254723, 0.0015103671071953555, 0.0013860792951542347, 0.001310425844346601, 0.0012753010279002088, 0.0012725991189427679, 0.001294214390602067, 0.001332041116005865, 0.0013779735682819148, 0.0014239060205579876, 0.0014698384728340475, 0.0015157709251100578, 0.0015617033773860887, 1.0842021724855044e-19]
blade.opt_var.s_opt_layer_15 | output |  | [0.0, 0.034482758620689655, 0.06896551724137931, 0.10344827586206896, 0.13793103448275862, 0.1724137931034483, 0.20689655172413793, 0.24137931034482757, 0.27586206896551724, 0.3103448275862069, 0.3448275862068966, 0.3793103448275862, 0.41379310344827586, 0.4482758620689655, 0.48275862068965514, 0.5172413793103449, 0.5517241379310345, 0.5862068965517241, 0.6206896551724138, 0.6551724137931034, 0.6896551724137931, 0.7241379310344828, 0.7586206896551724, 0.7931034482758621, 0.8275862068965517, 0.8620689655172413, 0.896551724137931, 0.9310344827586207, 0.9655172413793103, 1.0]
blade.opt_var.layer_15_opt | output | m | [0.0, 0.0, 0.0, 0.03748906121529216, 0.03611723351773886, 0.03474540582018555, 0.03336309557167681, 0.03195982022125724, 0.03052509721797137, 0.02904844401086386, 0.02751937804897927, 0.02592741678136225, 0.024337449781140424, 0.022814366621441057, 0.021423056875391283, 0.020228410116118648, 0.019295315916750478, 0.018688663850414115, 0.018346790223235213, 0.018208031341339345, 0.02, 0.02, 0.02, 0.02, 0.02, 0.02, 0.02, 0.02, 0.02, 5.204170427930421e-18]
blade.opt_var.s_opt_layer_16 | output |  | [0.0, 0.034482758620689655, 0.06896551724137931, 0.10344827586206896, 0.13793103448275862, 0.1724137931034483, 0.20689655172413793, 0.24137931034482757, 0.27586206896551724, 0.3103448275862069, 0.3448275862068966, 0.3793103448275862, 0.41379310344827586, 0.4482758620689655, 0.48275862068965514, 0.5172413793103449, 0.5517241379310345, 0.5862068965517241, 0.6206896551724138, 0.6551724137931034, 0.6896551724137931, 0.7241379310344828, 0.7586206896551724, 0.7931034482758621, 0.8275862068965517, 0.8620689655172413, 0.896551724137931, 0.9310344827586207, 0.9655172413793103, 1.0]
blade.opt_var.layer_16_opt | output | m | [0.0, 0.0, 0.0, 0.0020723641703378447, 0.002118296622613882, 0.0021642290748899273, 0.002210161527165972, 0.0022560939794420165, 0.0023020264317180615, 0.0023479588839941056, 0.0023857856093979176, 0.0024074008810572537, 0.002404698972099874, 0.0023695741556534785, 0.0022939207048458332, 0.0021696328928047324, 0.0020129221732746467, 0.0018400000000000569, 0.0016670778267254514, 0.0015103671071953343, 0.0013860792951542029, 0.0013104258443465565, 0.0012753010279001407, 0.001272599118942723, 0.001294214390602057, 0.0013320411160058796, 0.001377973568281959, 0.0014239060205580112, 0.001469838472834042, 1.0842021724855044e-19]
blade.opt_var.s_opt_layer_17 | output |  | [0.0, 0.034482758620689655, 0.06896551724137931, 0.10344827586206896, 0.13793103448275862, 0.1724137931034483, 0.20689655172413793, 0.24137931034482757, 0.27586206896551724, 0.3103448275862069, 0.3448275862068966, 0.3793103448275862, 0.41379310344827586, 0.4482758620689655, 0.48275862068965514, 0.5172413793103449, 0.5517241379310345, 0.5862068965517241, 0.6206896551724138, 0.6551724137931034, 0.6896551724137931, 0.7241379310344828, 0.7586206896551724, 0.7931034482758621, 0.8275862068965517, 0.8620689655172413, 0.896551724137931, 0.9310344827586207, 0.9655172413793103, 1.0]
blade.opt_var.layer_17_opt | output | m | [0.0, 0.0, 0.0, 0.002517599968446932, 0.002445129913471889, 0.002372659858496847, 0.0023001898035218114, 0.002227719748546781, 0.0021544904794845205, 0.0020797427822478514, 0.0020027174427495156, 0.0019226552469023392, 0.0018387969806191531, 0.0017503834298127764, 0.0016614674579192518, 0.0015761019283747073, 0.0014983397046152694, 0.0014322336500771126, 0.0013818366281962682, 0.0013512015024089593, 0.0013370346233662143, 0.001336042341719111, 0.0013449310081187766, 0.001360406973216308, 0.0013791765876627789, 0.0013979462021092215, 0.0014167158165556374, 0.001435485431002038, 0.0014542550454484536, 2.168404344971009e-19]
blade.opt_var.s_opt_layer_18 | output |  | [0.0, 0.034482758620689655, 0.06896551724137931, 0.10344827586206896, 0.13793103448275862, 0.1724137931034483, 0.20689655172413793, 0.24137931034482757, 0.27586206896551724, 0.3103448275862069, 0.3448275862068966, 0.3793103448275862, 0.41379310344827586, 0.4482758620689655, 0.48275862068965514, 0.5172413793103449, 0.5517241379310345, 0.5862068965517241, 0.6206896551724138, 0.6551724137931034, 0.6896551724137931, 0.7241379310344828, 0.7586206896551724, 0.7931034482758621, 0.8275862068965517, 0.8620689655172413, 0.896551724137931, 0.9310344827586207, 0.9655172413793103, 1.0]
blade.opt_var.layer_18_opt | output | m | [0.0, 0.0, 0.0, 0.0377066146348917, 0.03634612196662573, 0.03498562929835977, 0.03361391516359078, 0.03221975809581581, 0.030791936628531906, 0.029319229295236043, 0.027790414629425268, 0.026194271164596574, 0.02459555683654566, 0.0230590295810682, 0.021649447333959928, 0.02043156803101652, 0.02, 0.02, 0.02, 0.02, 0.02, 0.02, 0.02, 0.02, 0.02, 0.02, 0.02, 0.02, 0.02, 5.204170427930421e-18]
blade.opt_var.s_opt_layer_19 | output |  | [0.0, 0.034482758620689655, 0.06896551724137931, 0.10344827586206896, 0.13793103448275862, 0.1724137931034483, 0.20689655172413793, 0.24137931034482757, 0.27586206896551724, 0.3103448275862069, 0.3448275862068966, 0.3793103448275862, 0.41379310344827586, 0.4482758620689655, 0.48275862068965514, 0.5172413793103449, 0.5517241379310345, 0.5862068965517241, 0.6206896551724138, 0.6551724137931034, 0.6896551724137931, 0.7241379310344828, 0.7586206896551724, 0.7931034482758621, 0.8275862068965517, 0.8620689655172413, 0.896551724137931, 0.9310344827586207, 0.9655172413793103, 1.0]
blade.opt_var.layer_19_opt | output | m | [0.0, 0.0, 0.0, 0.0026625400783972237, 0.0025900700234221716, 0.0025175999684471195, 0.0024451299134720674, 0.0023726598584970127, 0.002300189803521959, 0.002227719748546904, 0.002154490479484672, 0.0020797427822479954, 0.002002717442749689, 0.0019226552469024875, 0.0018387969806192307, 0.0017503834298126966, 0.001661467457919111, 0.0015761019283745596, 0.0014983397046151392, 0.0014322336500769564, 0.0013818366281961518, 0.0013512015024088637, 0.0013370346233662605, 0.0013360423417192616, 0.0013449310081189907, 0.0013604069732165167, 0.001379176587662875, 0.0013979462021091273, 0.0014167158165554958, 3.2526065174565133e-19]
blade.outer_shape_bem.af_position | output |  | [0.0, 0.02, 0.18, 0.29632121, 0.4824137, 0.76458948, 0.87235063, 1.0] | 1D array of the non dimensional positions of the airfoils af_used defined along blade span.
blade.outer_shape_bem.s | output |  | [0.0, 0.034482758620689655, 0.06896551724137931, 0.10344827586206896, 0.13793103448275862, 0.1724137931034483, 0.20689655172413793, 0.24137931034482757, 0.27586206896551724, 0.3103448275862069, 0.3448275862068966, 0.3793103448275862, 0.41379310344827586, 0.4482758620689655, 0.48275862068965514, 0.5172413793103449, 0.5517241379310345, 0.5862068965517241, 0.6206896551724138, 0.6551724137931034, 0.7, 0.7241379310344828, 0.7586206896551724, 0.7931034482758621, 0.8275862068965517, 0.8620689655172413, 0.896551724137931, 0.9310344827586207, 0.9655172413793103, 1.0] | 1D array of the non-dimensional spanwise grid defined along blade axis (0-blade root, 1-blade tip)
blade.outer_shape_bem.chord | output | m | [4.5, 4.516534551546473, 4.592554552493484, 4.720268647024349, 4.75, 4.75, 4.75, 4.75, 4.75, 4.75, 4.75, 4.7, 4.64, 4.48, 4.30815493183957, 4.071095673436996, 3.830786554698718, 3.5937778702371683, 3.353572396827501, 3.1097268095527446, 2.7901044270071376, 2.6178045741630256, 2.372555490428877, 2.1253660784426107, 1.873608174226736, 1.6133977045902357, 1.3455144660008225, 1.0705044824934318, 0.7881317167515849, 0.5000000000000002] | 1D array of the chord values defined along blade span.
blade.outer_shape_bem.twist | output | rad | [0.3491, 0.32625117093725764, 0.30085552622478245, 0.2731956053054779, 0.24355394762224736, 0.20577589884786782, 0.1576145108901439, 0.1136986486334804, 0.08888556174463991, 0.08740227021440287, 0.08747036236925905, 0.08755245976654401, 0.08760934772745713, 0.08649735156799883, 0.08026523138581591, 0.0709071911194134, 0.06112252537717545, 0.05334185864146969, 0.0468397267304825, 0.04037517185557232, 0.030440134476388537, 0.023562445954621404, 0.00966270163050956, -0.007145978052090492, -0.02406407624641657, -0.038338165876185194, -0.050562117073935514, -0.06194147336869993, -0.07234987147859483, -0.0816609481217366] | 1D array of the twist values defined along blade span. The twist is defined positive for negative rotations around the z axis (the same as in BeamDyn).
blade.outer_shape_bem.pitch_axis | output |  | [0.5, 0.49816955, 0.48992341, 0.47666778, 0.47368421, 0.47368421, 0.47368421, 0.47368421, 0.47368421, 0.47368421, 0.47368421, 0.46808511, 0.4612069, 0.44196429, 0.43251806, 0.42095775, 0.41010371, 0.40195138, 0.39522149, 0.39116278, 0.3900843600747744, 0.39134099, 0.39523274, 0.40007425, 0.40504215, 0.41113787, 0.41946139, 0.43201533, 0.45321411, 0.49999999999999994] | 1D array of the chordwise position of the pitch axis (0-LE, 1-TE), defined along blade span.
blade.outer_shape_bem.r_thick_yaml_interp | output |  | [0.0, 0.0, 0.0, 0.0, 0.0, 0.0, 0.0, 0.0, 0.0, 0.0, 0.0, 0.0, 0.0, 0.0, 0.0, 0.0, 0.0, 0.0, 0.0, 0.0, 0.0, 0.0, 0.0, 0.0, 0.0, 0.0, 0.0, 0.0, 0.0, 0.0] | 1D array of the relative thickness values defined along blade span.
blade.outer_shape_bem.ref_axis | output | m | [[0.0, 0.0, 0.0], [0.01458960863306122, 0.0, 3.4481471658071863], [0.05222307680765803, 0.0, 6.8962943316143726], [0.10814189079154829, 0.0, 10.34444149742156], [0.17425050028042421, 0.0, 13.792588663228745], [0.24113677336298817, 0.0, 17.240735829035934], [0.3000855814876169, 0.0, 20.68888299484312], [0.34265121339954685, 0.0, 24.137030160650305], [0.35982107219826126, 0.0, 27.58517732645749], [0.34758647247479363, 0.0, 31.03332449226468], [0.3145081037342804, 0.0, 34.48147165807187], [0.2668581446781227, 0.0, 37.929618823879046], [0.2108704900449745, 0.0, 41.37776598968624], [0.14047729704289402, 0.0, 44.825913155493424], [0.038047053391842355, 0.0, 48.2740603213006], [-0.09075291861109813, 0.0, 51.722207487107795], [-0.23512381066742405, 0.0, 55.17035465291498], [-0.3941373321774326, 0.0, 58.618501818722166], [-0.585777112144827, 0.0, 62.06664898452936], [-0.8052918056877612, 0.0, 65.51479615033654], [-1.1155553024383709, 0.0, 69.99738746588586], [-1.2912172307106229, 0.0, 72.41109048195092], [-1.5637296993685719, 0.0, 75.8592376477581], [-1.8590358827384128, 0.0, 79.30738481356529], [-2.1706742111500468, 0.0, 82.75553197937248], [-2.4983777867013965, 0.0, 86.20367914517965], [-2.8433553645576635, 0.0, 89.65182631098685], [-3.2095215196586184, 0.0, 93.09997347679402], [-3.5968444286312473, 0.0, 96.5481206426012], [-3.999999999999999, 0.0, 99.9962678084084]] | 2D array of the coordinates (x,y,z) of the blade reference axis, defined along blade span. The coordinate system is the one of BeamDyn: it is placed at blade root with x pointing the suction side of the blade, y pointing the trailing edge and z along the blade span. A standard configuration will have negative x values (prebend), if swept positive y values, and positive z values.
blade.pa.twist_param | output | rad | [0.3491, 0.3114934045448675, 0.27508930274397464, 0.24036879013276702, 0.20781296224669032, 0.17790291462119023, 0.15111974279171242, 0.12794454229370256, 0.10885840866260629, 0.09434243743386928, 0.08467866412070991, 0.07751109858855132, 0.07174551696809414, 0.0670216091336815, 0.06297906495965645, 0.05925757432036209, 0.055496827090141476, 0.05133651314333774, 0.046416322354293896, 0.040375944597353074, 0.030428901826682387, 0.024154881392254437, 0.014166154833436244, 0.0030579678924415373, -0.009072556686845751, -0.022128296160541808, -0.03601212778476281, -0.05062692881562482, -0.06587557650924403, -0.08166094812173662] | 1D array of the twist values defined along blade span. The twist is the result of the parameterization.
blade.pa.chord_param | output | m | [4.5, 4.569836811677395, 4.6252818893763585, 4.667995817786707, 4.699639181598262, 4.721872565500841, 4.736356554184264, 4.744751732338349, 4.748718684652918, 4.749917995817786, 4.746350277168625, 4.694350910089418, 4.587985743035093, 4.436524130451718, 4.2492354267853685, 4.035388986482111, 3.8042541639880216, 3.5651003137491686, 3.327196790211623, 3.099812947821457, 2.81761793304188, 2.6586234754155402, 2.422139578466035, 2.1751137063147445, 1.9180534126372155, 1.6514662511089901, 1.3758597754056112, 1.091741539202625, 0.7996190961755736, 0.4999999999999999] | 1D array of the chord values defined along blade span. The chord is the result of the parameterization.
blade.pa.max_chord_constr | output |  | [0.9473684210526315, 0.9996346255194203, 0.6372274335028867, 0.10526315789473684] | 1D array of the ratio between chord values and maximum chord along blade span.
blade.pa.slope_chord_constr | output |  | [-1.0, -1.7220418487419584, -2.5279581512580416] | 1D array of the difference between one chord point and the other. If larger than 0, chord is growing along span. It can be used as constraint to achieve monotically decreasing chord
blade.ps.layer_thickness_param | output | m | [[0.001, 0.001, 0.001, 0.001, 0.001, 0.001, 0.001, 0.001, 0.001, 0.001, 0.001, 0.001, 0.001, 0.001, 0.001, 0.001, 0.001, 0.001, 0.001, 0.001, 0.001, 0.001, 0.001, 0.001, 0.001, 0.001, 0.001, 0.001, 0.001, 0.001], [0.041, 0.035425835209311626, 0.029985983652080977, 0.024789966887490536, 0.019947306474722766, 0.015567523972960132, 0.011760140941385113, 0.008634678939180167, 0.006300659525527771, 0.004867604259610386, 0.004387276711806136, 0.0041829191193396825, 0.0040223165002349105, 0.0038954294608578334, 0.003792218607574469, 0.0037026445467508275, 0.003616667884752925, 0.0035242492279467753, 0.0034153491826983923, 0.00327992835537379, 0.0030602703347641963, 0.0029302220775327295, 0.002731742440835592, 0.002519166548136594, 0.0022934285098660284, 0.0020554624364541915, 0.0018062024383313747, 0.0015465826259278754, 0.001277537109673986, 0.001], [0.0, 0.010363863922080815, 0.018021234480601413, 0.025361659590798752, 0.03206819380434953, 0.03782389167293049, 0.042311807748218355, 0.045214996581889856, 0.046216512725621724, 0.04569526776353126, 0.04403017327973565, 0.041600140858352265, 0.038784082083498365, 0.03596090853929123, 0.03350953180984813, 0.0313580742821214, 0.02943465834306337, 0.027667406379626357, 0.025984440778762663, 0.02431388392742465, 0.0220549122718989, 0.0208042751114363, 0.018985046101293482, 0.01713608265938962, 0.01526729626297836, 0.013388598389313434, 0.011509900515648486, 0.009631202641983529, 0.007752504768318578, 0.005873806894653622], [0.0, 0.012478059721382662, 0.01761157401713909, 0.022745088312895515, 0.027664175500095572, 0.03215440847018287, 0.03600136011460119, 0.03899060332479406, 0.04090771099220513, 0.0415382560082781, 0.041101726495636016, 0.03981761057690187, 0.03790539637469875, 0.03558457201164968, 0.033074625610377724, 0.030595045293505926, 0.02815655274214637, 0.02576986963741116, 0.023445717660412414, 0.021194818492262218, 0.018396886548685744, 0.016955665306955872, 0.014962350275733031, 0.01303216602522535, 0.01114932986025402, 0.009298059085640267, 0.007462571006205302, 0.005627082926770338, 0.0037915948473353817, 0.0019561067679004216], [0.0, 0.0, 0.0, 0.0, 0.0, 0.0, 0.0, 0.0, 0.0, 0.0, 0.0, 0.0, 0.0, 0.0, 0.0, 0.0, 0.0, 0.0, 0.0, 0.001, 0.03442398385140485, 0.001, -8.131516293641283e-20, 0.0, 0.0, 0.0, 0.0, 0.0, 0.0, 0.0], [0.0, 0.0, 0.0, 0.0, 0.0, 0.0, 0.0, 0.0, 0.0, 0.0, 0.0, 0.0, 0.0, 0.0, 0.0, 0.0, 0.0, 0.0, 0.0, 0.001, 0.03442398385140485, 0.001, -8.131516293641283e-20, 0.0, 0.0, 0.0, 0.0, 0.0, 0.0, 0.0], [0.0, 0.0, 0.006650033728755581, 0.008148123658263425, 0.009646213587771253, 0.011144303517279089, 0.01260256197570184, 0.013981157491954431, 0.015240258594951785, 0.016340033813608823, 0.017240651676840472, 0.01790228071356164, 0.018327608985325365, 0.018519324553684678, 0.018480115480192617, 0.01821266982640221, 0.017719675653866496, 0.0170038210241385, 0.016105782583305264, 0.015066236977453804, 0.013570845372449021, 0.012725330855044377, 0.011505323630660504, 0.010306515825606558, 0.009125374203327537, 0.00795836552726849, 0.0068019565608744125, 0.005652614067590332, 0.0045068048108612615, 0.003360995554132208], [0.0, 0.0, 0.023343227487567127, 0.02514806479023719, 0.02695290209290725, 0.028757739395577298, 0.03056257669824736, 0.032367414000917416, 0.03399537923059806, 0.03526960031429983, 0.03601320517903334, 0.0360493217518092, 0.03520107795963813, 0.03329160172953063, 0.030593866909944815, 0.02738084734933888, 0.023925516896170944, 0.020500849398899176, 0.017379818705981716, 0.014835398665876708, 0.01223234944423054, 0.01109198344222918, 0.009700784707749164, 0.008501789524206603, 0.007398896116132821, 0.006296002708059051, 0.00519310929998528, 0.004090215891911514, 0.0029873224838377426, -6.505213034913027e-19], [0.0, 0.0, 0.023343227487567127, 0.02514806479023719, 0.02695290209290725, 0.028757739395577298, 0.03056257669824736, 0.032367414000917416, 0.03399537923059806, 0.03526960031429983, 0.03601320517903334, 0.0360493217518092, 0.03520107795963813, 0.03329160172953063, 0.030593866909944815, 0.02738084734933888, 0.023925516896170944, 0.020500849398899176, 0.017379818705981716, 0.014835398665876708, 0.01223234944423054, 0.01109198344222918, 0.009700784707749164, 0.008501789524206603, 0.007398896116132821, 0.006296002708059051, 0.00519310929998528, 0.004090215891911514, 0.0029873224838377426, -6.505213034913027e-19], [0.0, 0.0, 0.018640217490227647, 0.022904385684442738, 0.027168553878657818, 0.0312820798151019, 0.035094321236003936, 0.03845463588359295, 0.041212381500097914, 0.04321691582774788, 0.04431759660877182, 0.044631775714407025, 0.044276805015890965, 0.04337003638446096, 0.04202882169135447, 0.040370512807808824, 0.03851246160506139, 0.03646387880311415, 0.03423397512196914, 0.03183196128162837, 0.028467525364800895, 0.026548446003367625, 0.023685366005451677, 0.02070188767487763, 0.01762209067817712, 0.014470054681881742, 0.01126985935252313, 0.008045584356632905, 0.0048213093607426755, 0.0015970343648524527], [0.0, 0.0, 0.010678322708722262, 0.013027749686046041, 0.015377176663369818, 0.017726603640693592, 0.02007603061801737, 0.022343664312566913, 0.024447711441567942, 0.026306378722246202, 0.02783787287182743, 0.0289604006075374, 0.029592168646601816, 0.029791678876096843, 0.02961743318309853, 0.02912793345468304, 0.028381681577926424, 0.027437179439904813, 0.02635292892769433, 0.025110640888752044, 0.0232295708259792, 0.02207879562049976, 0.020252660086103807, 0.01819533041480395, 0.015888517454057182, 0.01337380175210471, 0.010692763857187702, 0.007886984317547073, 0.004998043681424268, 0.0020675224970603053], [0.0, 0.0, 0.011714132383639313, 0.014764947347625046, 0.017815762311610757, 0.02086657727559648, 0.023917392239582207, 0.02696820720356794, 0.030019022167553665, 0.03295298719726778, 0.035653252358438574, 0.03800296771679428, 0.03988528333806326, 0.04118334928797394, 0.04178031563225458, 0.041727364564737766, 0.04107567827925614, 0.039876438969642325, 0.03818082882972886, 0.03604003005334837, 0.032679793711968524, 0.030642080913123152, 0.027516266030156573, 0.02419344792587278, 0.020739294340710836, 0.01721947301510983, 0.013699651689508844, 0.010179830363907818, 0.006660009038306791, 0.0031401877127057915], [0.0, 0.0, 0.035987381471276024, 0.04397734379711533, 0.051967306122954644, 0.059630209740332625, 0.06663899594078779, 0.07266660601585875, 0.07738598125708404, 0.0804700629560023, 0.08159179240415206, 0.08099668674906287, 0.0789302631382641, 0.07563803871928527, 0.07136553063965596, 0.06635825604690564, 0.06086173208856376, 0.05503573124453716, 0.04904002599473268, 0.04303438881905716, 0.03547715954202539, 0.03163240860972047, 0.026555610535872978, 0.02186996705690011, 0.017497247253826908, 0.01335922020767848, 0.009377654999479916, 0.005474320710256289, 0.0015709864210326626, 0.001], [0.041, 0.033, 0.026, 0.02, 0.015315621882346286, 0.012614052419141646, 0.010089285411055738, 0.007829722085647882, 0.0059237636704776095, 0.004459811393104192, 0.003526266481086949, 0.0030162506695686785, 0.0028228856936921773, 0.002839293288600149, 0.0029585951894353707, 0.0030739131313404964, 0.0030783688494581463, 0.0029930342735692765, 0.00283898133345475, 0.002637281958895433, 0.0023387770706268904, 0.0021752316255659585, 0.00195702452635758, 0.0017517918895640714, 0.0015569388227024443, 0.0013698704332897418, 0.0011879918288430328, 0.0010087081168792522, 0.001, 0.001], [0.0, 0.0, 0.0, 0.0021642290748897794, 0.0022101615271658773, 0.0022560939794419753, 0.002302026431718077, 0.002347958883994179, 0.0023857856093980226, 0.0024074008810573743, 0.002404698972099977, 0.0023695741556535783, 0.0022939207048459304, 0.0021696328928047836, 0.002012922173274681, 0.0018400000000000736, 0.0016670778267254723, 0.0015103671071953555, 0.0013860792951542347, 0.001310425844346601, 0.0012739797944200206, 0.0012725991189427679, 0.001294214390602067, 0.001332041116005865, 0.0013779735682819148, 0.0014239060205579876, 0.0014698384728340475, 0.0015157709251100578, 0.0015617033773860887, 1.0842021724855044e-19], [0.0, 0.0, 0.0, 0.03748906121529216, 0.03611723351773886, 0.03474540582018555, 0.03336309557167681, 0.03195982022125724, 0.03052509721797137, 0.02904844401086386, 0.02751937804897927, 0.02592741678136225, 0.024337449781140424, 0.022814366621441057, 0.021423056875391283, 0.020228410116118648, 0.019295315916750478, 0.018688663850414115, 0.018346790223235213, 0.018208031341339345, 0.02, 0.02, 0.02, 0.02, 0.02, 0.02, 0.02, 0.02, 0.02, 6.938893903907228e-18], [0.0, 0.0, 0.0, 0.0020723641703378447, 0.002118296622613882, 0.0021642290748899273, 0.002210161527165972, 0.0022560939794420165, 0.0023020264317180615, 0.0023479588839941056, 0.0023857856093979176, 0.0024074008810572537, 0.002404698972099874, 0.0023695741556534785, 0.0022939207048458332, 0.0021696328928047324, 0.0020129221732746467, 0.0018400000000000569, 0.0016670778267254514, 0.0015103671071953343, 0.0013589344180927612, 0.0013104258443465565, 0.0012753010279001407, 0.001272599118942723, 0.001294214390602057, 0.0013320411160058796, 0.001377973568281959, 0.0014239060205580112, 0.001469838472834042, 1.0842021724855044e-19], [0.0, 0.0, 0.0, 0.002517599968446932, 0.002445129913471889, 0.002372659858496847, 0.0023001898035218114, 0.002227719748546781, 0.0021544904794845205, 0.0020797427822478514, 0.0020027174427495156, 0.0019226552469023392, 0.0018387969806191531, 0.0017503834298127764, 0.0016614674579192518, 0.0015761019283747073, 0.0014983397046152694, 0.0014322336500771126, 0.0013818366281962682, 0.0013512015024089593, 0.0013365476557123661, 0.001336042341719111, 0.0013449310081187766, 0.001360406973216308, 0.0013791765876627789, 0.0013979462021092215, 0.0014167158165556374, 0.001435485431002038, 0.0014542550454484536, 2.168404344971009e-19], [0.0, 0.0, 0.0, 0.0377066146348917, 0.03634612196662573, 0.03498562929835977, 0.03361391516359078, 0.03221975809581581, 0.030791936628531906, 0.029319229295236043, 0.027790414629425268, 0.026194271164596574, 0.02459555683654566, 0.0230590295810682, 0.021649447333959928, 0.02043156803101652, 0.02, 0.02, 0.02, 0.02, 0.02, 0.02, 0.02, 0.02, 0.02, 0.02, 0.02, 0.02, 0.02, 6.938893903907228e-18], [0.0, 0.0, 0.0, 0.0026625400783972237, 0.0025900700234221716, 0.0025175999684471195, 0.0024451299134720674, 0.0023726598584970127, 0.002300189803521959, 0.002227719748546904, 0.002154490479484672, 0.0020797427822479954, 0.002002717442749689, 0.0019226552469024875, 0.0018387969806192307, 0.0017503834298126966, 0.001661467457919111, 0.0015761019283745596, 0.0014983397046151392, 0.0014322336500769564, 0.0013708383916703005, 0.0013512015024088637, 0.0013370346233662605, 0.0013360423417192616, 0.0013449310081189907, 0.0013604069732165167, 0.001379176587662875, 0.0013979462021091273, 0.0014167158165554958, 6.505213034913027e-19]] | 2D array of the thickness of the layers of the blade structure after the parametrization. The first dimension represents each layer, the second dimension represents each entry along blade span.
bos.plant_turbine_spacing | output |  | 7 | Distance between turbines in rotor diameters
bos.plant_row_spacing | output |  | 7 | Distance between turbine rows in rotor diameters
bos.commissioning_cost_kW | output | USD/kW | 44
bos.decommissioning_cost_kW | output | USD/kW | 58
bos.distance_to_substation | output | km | 50
bos.distance_to_interconnection | output | km | 8
bos.interconnect_voltage | output | kV | 130
configuration.rated_power | output | W | 5000000 | Electrical rated power of the generator.
configuration.lifetime | output | year | 25 | Turbine design lifetime.
configuration.rotor_diameter_user | output | m | 205.9925 | Diameter of the rotor specified by the user. It is defined as two times the blade length plus the hub diameter.
configuration.hub_height_user | output | m | 140 | Height of the hub center over the ground (land-based) or the mean sea level (offshore) specified by the user.
configuration.ws_class | output | n/a | III | IEC wind turbine class. I - offshore, II coastal, III - land-based, IV - low wind speed site.
configuration.turb_class | output | n/a | A | IEC wind turbine category. A - high turbulence intensity (land-based), B - mid turbulence, C - low turbulence (offshore).
configuration.gearbox_type | output | n/a | constant_eff | Gearbox configuration (geared, direct-drive, etc.).
configuration.rotor_orientation | output | n/a | upwind | Rotor orientation, either upwind or downwind.
configuration.upwind | output | n/a | TRUE | Convenient boolean for upwind (True) or downwind (False).
configuration.n_blades | output | n/a | 3 | Number of blades of the rotor.
control.V_in | output | m/s | 4 | Cut in wind speed. This is the wind speed where region II begins.
control.V_out | output | m/s | 25 | Cut out wind speed. This is the wind speed where region III ends.
control.minOmega | output | rad/s | 0 | Minimum allowed rotor speed.
control.maxOmega | output | rad/s | 2 | Maximum allowed rotor speed.
control.max_TS | output | m/s | 85 | Maximum allowed blade tip speed.
control.max_pitch_rate | output | rad/s | 0.034889 | Maximum allowed blade pitch rate
control.max_torque_rate | output | N*m/s | 4500000 | Maximum allowed generator torque rate
control.rated_TSR | output |  | 10.5 | Constant tip speed ratio in region II.
control.rated_pitch | output | rad | 0 | Constant pitch angle in region II.
control.ps_percent | output |  | 0.8 | Scalar applied to the max thrust within RotorSE for peak thrust shaving.
control.fix_pitch_regI12 | output | n/a | FALSE | If True, pitch is fixed in region I1/2, i.e. when min rpm is enforced.
costs.offset_tcc_per_kW | output | USD/kW | 0 | Offset to turbine capital cost
costs.bos_per_kW | output | USD/kW | 441 | Balance of station/plant capital cost
costs.opex_per_kW | output | USD/kW/year | 43 | Average annual operational expenditures of the turbine
costs.wake_loss_factor | output |  | 0.15 | The losses in AEP due to waked conditions
costs.fixed_charge_rate | output |  | 0.0578 | Fixed charge rate for coe calculation
costs.labor_rate | output | USD/h | 58.8
costs.painting_rate | output | USD/m**2 | 30
costs.blade_mass_cost_coeff | output | USD/kg | 14.6
costs.hub_mass_cost_coeff | output | USD/kg | 3.9
costs.pitch_system_mass_cost_coeff | output | USD/kg | 22.1
costs.spinner_mass_cost_coeff | output | USD/kg | 11.1
costs.lss_mass_cost_coeff | output | USD/kg | 11.9
costs.bearing_mass_cost_coeff | output | USD/kg | 4.5
costs.gearbox_torque_cost | output | USD/kN/m | 50
costs.hss_mass_cost_coeff | output | USD/kg | 6.8
costs.generator_mass_cost_coeff | output | USD/kg | 12.4
costs.bedplate_mass_cost_coeff | output | USD/kg | 2.9
costs.yaw_mass_cost_coeff | output | USD/kg | 8.3
costs.converter_mass_cost_coeff | output | USD/kg | 18.8
costs.transformer_mass_cost_coeff | output | USD/kg | 18.8
costs.hvac_mass_cost_coeff | output | USD/kg | 124
costs.cover_mass_cost_coeff | output | USD/kg | 5.7
costs.elec_connec_machine_rating_cost_coeff | output | USD/kW | 41.85
costs.platforms_mass_cost_coeff | output | USD/kg | 17.1
costs.tower_mass_cost_coeff | output | USD/kg | 2.9
costs.controls_machine_rating_cost_coeff | output | USD/kW | 21.15
costs.crane_cost | output | USD | 12000
costs.electricity_price | output | USD/kW/h | 0.04
costs.reserve_margin_price | output | USD/kW/year | 120
costs.capacity_credit | output |  | 1
costs.benchmark_price | output | USD/kW/h | 0.071
costs.turbine_number | output | n/a | 120 | Number of turbines at plant
env.rho_air | output | kg/m**3 | 1.225 | Density of air
env.mu_air | output | kg/m/s | 1.81e-05 | Dynamic viscosity of air
env.shear_exp | output |  | 0.2 | Shear exponent of the wind.
env.speed_sound_air | output | m/s | 340 | Speed of sound in air.
env.weibull_k | output |  | 2 | Shape parameter of the Weibull probability density function of the wind.
env.rho_water | output | kg/m**3 | 1025 | Density of ocean water
env.mu_water | output | kg/m/s | 0.0013351 | Dynamic viscosity of ocean water
env.water_depth | output | m | 0 | Water depth for analysis. Values > 0 mean offshore
env.Hsig_wave | output | m | 0 | Significant wave height
env.Tsig_wave | output | s | 0 | Significant wave period
env.G_soil | output | N/m**2 | 140000000 | Shear stress of soil
env.nu_soil | output |  | 0.4 | Poisson ratio of soil
generator.generator_mass_user | output | kg | 0
generator.generator_radius_user | output | m | 0
generator.generator_efficiency_user | output |  | [[0.0, 0.95], [0.05263157894736842, 0.95], [0.10526315789473684, 0.95], [0.15789473684210525, 0.95], [0.21052631578947367, 0.95], [0.2631578947368421, 0.95], [0.3157894736842105, 0.95], [0.3684210526315789, 0.95], [0.42105263157894735, 0.95], [0.47368421052631576, 0.95], [0.5263157894736842, 0.95], [0.5789473684210527, 0.95], [0.631578947368421, 0.95], [0.6842105263157894, 0.95], [0.7368421052631579, 0.95], [0.7894736842105263, 0.95], [0.8421052631578947, 0.95], [0.894736842105263, 0.95], [0.9473684210526315, 0.95], [1.0, 0.95]]
high_level_tower_props.tower_ref_axis | output | m | [[0.0, 0.0, 0.0], [0.0, 0.0, 13.7], [0.0, 0.0, 27.4], [0.0, 0.0, 41.1], [0.0, 0.0, 54.8], [0.0, 0.0, 68.5], [0.0, 0.0, 82.2], [0.0, 0.0, 95.9], [0.0, 0.0, 109.6], [0.0, 0.0, 123.29999999999998], [0.0, 0.0, 137.0]] | 2D array of the coordinates (x,y,z) of the tower reference axis. The coordinate system is the global coordinate system of OpenFAST: it is placed at tower base with x pointing downwind, y pointing on the side and z pointing vertically upwards. A standard tower configuration will have zero x and y values and positive z values.
high_level_tower_props.hub_height | output | m | 140 | Height of the hub in the global reference system, i.e. distance rotor center to ground.
hub.radius | output | m | 3 | Radius of the hub. It defines the distance of the blade root from the rotor center along the coned line.
hub.cone | output | rad | 0.034907 | Cone angle of the rotor. It defines the angle between the rotor plane and the blade pitch axis. A standard machine has positive values.
hub.flange_t2shell_t | output |  | 4
hub.flange_OD2hub_D | output |  | 0.5
hub.flange_ID2flange_OD | output |  | 0.8
hub.hub_stress_concentration | output |  | 2.5
hub.clearance_hub_spinner | output | m | 0.75
hub.spin_hole_incr | output |  | 1.2
hub.pitch_system_scaling_factor | output |  | 0.54
hub.hub_in2out_circ | output |  | 1.2
hub.hub_shell_mass_user | output | kg | 0
hub.spinner_mass_user | output | kg | 0
hub.pitch_system_mass_user | output | kg | 0
hub.n_front_brackets | output | n/a | 3
hub.n_rear_brackets | output | n/a | 3
hub.hub_material | output | n/a | steel
hub.spinner_material | output | n/a | glass_biax
materials.ply_t | output | m | [0.0, 0.0, 0.005, 0.005, 0.001, 0.001, 0.0, 0.0, 0.0, 0.0] | 1D array of the ply thicknesses of the materials. Non-composite materials are kept at 0.
materials.fvf | output |  | [0.0, 0.0, 0.57, 0.6923076923076923, 0.57, 0.57, 0.0, 0.0, 0.0, 0.0] | 1D array of the non-dimensional fiber volume fraction of the composite materials. Non-composite materials are kept at 0.
materials.fwf | output |  | [0.0, 0.0, 0.7450682696347697, 0.7788461538461539, 0.7450682696347697, 0.7450682696347697, 0.0, 0.0, 0.0, 0.0] | 1D array of the non-dimensional fiber weight- fraction of the composite materials. Non-composite materials are kept at 0.
materials.E | output | Pa | [[3440000000.0, 3440000000.0, 3440000000.0], [4560000.0, 4560000.0, 4560000.0], [43700000000.0, 16500000000.0, 15450000000.0], [157599000000.0, 9100000000.0, 9100000000.0], [11023100000.0, 11023100000.0, 16047700000.0], [28211400000.0, 16238800000.0, 15835500000.0], [142500000.0, 142500000.0, 142500000.0], [1000000.0, 1000000.0, 1000000.0], [200000000000.0, 200000000000.0, 200000000000.0], [210000000000.0, 210000000000.0, 210000000000.0]] | 2D array of the Youngs moduli of the materials. Each row represents a material, the three columns represent E11, E22 and E33.
materials.G | output | Pa | [[1323000000.0, 1323000000.0, 1323000000.0], [1450000.0, 1450000.0, 1450000.0], [3265000000.0, 3495000000.0, 3480000000.0], [4131000000.0, 4131000000.0, 2689000000.0], [13231400000.0, 3487480000.0, 3487480000.0], [8248220000.0, 3491240000.0, 3491240000.0], [54000000000.0, 54000000000.0, 54000000000.0], [312500.0, 312500.0, 312500.0], [79300000000.0, 79300000000.0, 79300000000.0], [83900000000.0, 83900000000.0, 83900000000.0]] | 2D array of the shear moduli of the materials. Each row represents a material, the three columns represent G12, G13 and G23.
materials.nu | output |  | [[0.3, 0.3, 0.3], [0.3, 0.3, 0.3], [0.262, 0.264, 0.35], [0.3133, 0.3133, 0.47066], [0.688074, 0.117173, 0.117173], [0.497511, 0.18091, 0.27481], [0.3194, 0.3194, 0.3194], [0.3, 0.3, 0.3], [0.3, 0.3, 0.3], [0.283, 0.283, 0.283]] | 2D array of the Poisson ratio of the materials. Each row represents a material, the three columns represent nu12, nu13 and nu23.
materials.Xt | output | Pa | [[0.0, 0.0, 0.0], [61510000.0, 61510000.0, 61510000.0], [640230000.0, 38100000.0, 0.0], [1285200000.0, 38100000.0, 0.0], [46210000.0, 46210000.0, 46210000.0], [435630000.0, 76440000.0, 0.0], [2083000.0, 2083000.0, 2083000.0], [0.0, 0.0, 0.0], [450000000.0, 450000000.0, 450000000.0], [1790000000.0, 1790000000.0, 1790000000.0]] | 2D array of the Ultimate Tensile Strength (UTS) of the materials. Each row represents a material, the three columns represent Xt12, Xt13 and Xt23.
materials.Xc | output | Pa | [[0.0, 0.0, 0.0], [65360000.0, 65360000.0, 65360000.0], [370690000.0, 82180000.0, 0.0], [878210000.0, 82180000.0, 0.0], [70690000.0, 70690000.0, 70690000.0], [343100000.0, 174710000.0, 0.0], [1563000.0, 1563000.0, 1563000.0], [0.0, 0.0, 0.0], [450000000.0, 450000000.0, 450000000.0], [1790000000.0, 1790000000.0, 1790000000.0]] | 2D array of the Ultimate Compressive Strength (UCS) of the materials. Each row represents a material, the three columns represent Xc12, Xc13 and Xc23.
materials.S | output | Pa | [[0.0, 0.0, 0.0], [36610000.0, 36610000.0, 36610000.0], [30170000.0, 18970000.0, 6210000.0], [30170000.0, 18970000.0, 6210000.0], [124460000.0, 18970000.0, 6210000.0], [85060000.0, 18970000.0, 6210000.0], [1250000.0, 1250000.0, 1250000.0], [0.0, 0.0, 0.0], [0.0, 0.0, 0.0], [0.0, 0.0, 0.0]] | 2D array of the Ultimate Shear Strength (USS) of the materials. Each row represents a material, the three columns represent S12, S13 and S23.
materials.sigma_y | output | Pa | [0.0, 0.0, 0.0, 0.0, 0.0, 0.0, 0.0, 0.0, 345000000.0, 1650000000.0] | Yield stress of the material (in the principle direction for composites).
materials.wohler_exp | output |  | [1.0, 1.0, 10.0, 16.1, 10.0, 10.0, 1.0, 1.0, 3.0, 1.0] | Exponent of S-N Wohler fatigue curve in the form of S = A*N^-(1/m).
materials.wohler_intercept | output |  | [0.0, 65360000.0, 640230000.0, 1285200000.0, 70690000.0, 435630000.0, 2083000.0, 0.0, 35534648443.719765, 1790000000.0] | Stress-intercept (A) of S-N Wohler fatigue curve in the form of S = A*N^-(1/m), taken as ultimate stress unless otherwise specified.
materials.unit_cost | output | USD/kg | [7.23, 7.23, 1.87, 20.08, 3.0, 2.86, 13.0, 3.63, 0.7, 2.0] | 1D array of the unit costs of the materials.
materials.waste | output |  | [0.25, 0.25, 0.05, 0.05, 0.15, 0.15, 0.2, 0.0, 0.0, 0.0] | 1D array of the non-dimensional waste fraction of the materials.
materials.roll_mass | output | kg | [0.0, 0.0, 0.0, 0.0, 181.4368, 181.4368, 0.0, 0.0, 0.0, 0.0] | 1D array of the roll mass of the composite fabrics. Non-composite materials are kept at 0.
materials.orth | output | n/a | [0.0, 0.0, 1.0, 1.0, 1.0, 1.0, 0.0, 0.0, 0.0, 0.0] | 1D array of flags to set whether a material is isotropic (0) or orthtropic (1). Each entry represents a material.
nacelle.uptilt | output | rad | 0.069813 | Nacelle uptilt angle. A standard machine has positive values.
nacelle.distance_tt_hub | output | m | 3 | Vertical distance from tower top plane to hub flange
nacelle.overhang | output | m | 7 | Horizontal distance from tower top edge to hub flange
nacelle.gearbox_efficiency | output |  | 0.95 | Efficiency of the gearbox. Set to 1.0 for direct-drive
nacelle.gearbox_mass_user | output | kg | 0 | User override of gearbox mass.
nacelle.gearbox_torque_density | output | N*m/kg | 200 | Torque density of the gearbox.
nacelle.gearbox_radius_user | output | m | 0 | User override of gearbox radius (only used if gearbox_mass_user is > 0).
nacelle.gearbox_length_user | output | m | 0 | User override of gearbox length (only used if gearbox_mass_user is > 0).
nacelle.gear_ratio | output |  | 96.76 | Total gear ratio of drivetrain (use 1.0 for direct)
nacelle.distance_hub_mb | output | m | 1.912 | Distance from hub flange to first main bearing along shaft
nacelle.distance_mb_mb | output | m | 0.368 | Distance from first to second main bearing along shaft
nacelle.L_generator | output | m | 2 | Generator length along shaft
nacelle.lss_diameter | output | m | [0.577, 0.577] | Diameter of low speed shaft
nacelle.lss_wall_thickness | output | m | [0.288, 0.288] | Thickness of low speed shaft
nacelle.damping_ratio | output |  | 0.005 | Damping ratio for the drivetrain system
nacelle.brake_mass_user | output | kg | 0 | Override regular regression-based calculation of brake mass with this value
nacelle.hvac_mass_coeff | output | kg/kW/m | 0.08 | Regression-based scaling coefficient on machine rating to get HVAC system mass
nacelle.converter_mass_user | output | kg | 0 | Override regular regression-based calculation of converter mass with this value
nacelle.transformer_mass_user | output | kg | 0 | Override regular regression-based calculation of transformer mass with this value
nacelle.mb1_mass_user | output | kg | 0 | Override regular regression-based calculation of first main bearing mass with this value
nacelle.mb2_mass_user | output | kg | 0 | Override regular regression-based calculation of second main bearing mass with this value
nacelle.bedplate_mass_user | output | kg | 0 | Override bottom-up calculation of bedplate mass with this value
nacelle.hss_length | output | m | 1.5 | Length of high speed shaft
nacelle.hss_diameter | output | m | [0.288, 0.288] | Diameter of high speed shaft
nacelle.hss_wall_thickness | output | m | [0.144, 0.144] | Wall thickness of high speed shaft
nacelle.bedplate_flange_width | output | m | 1 | Bedplate I-beam flange width
nacelle.bedplate_flange_thickness | output | m | 0.05 | Bedplate I-beam flange thickness
nacelle.bedplate_web_thickness | output | m | 0.05 | Bedplate I-beam web thickness
nacelle.mb1Type | output | n/a | CARB | Type of main bearing: CARB / CRB / SRB / TRB
nacelle.mb2Type | output | n/a | SRB | Type of main bearing: CARB / CRB / SRB / TRB
nacelle.uptower | output | n/a | TRUE | If power electronics are located uptower (True) or at tower base (False)
nacelle.lss_material | output | n/a | steel | Material name identifier for the low speed shaft
nacelle.hss_material | output | n/a | steel | Material name identifier for the high speed shaft
nacelle.bedplate_material | output | n/a | steel | Material name identifier for the bedplate
nacelle.gear_configuration | output | n/a | eep | 3-letter string of Es or Ps to denote epicyclic or parallel gear configuration
nacelle.planet_numbers | output | n/a | [3, 3, 1] | Number of planets for epicyclic stages (use 0 for parallel)
tower.ref_axis | output | m | [[0.0, 0.0, 0.0], [0.0, 0.0, 13.7], [0.0, 0.0, 27.4], [0.0, 0.0, 41.1], [0.0, 0.0, 54.8], [0.0, 0.0, 68.5], [0.0, 0.0, 82.2], [0.0, 0.0, 95.9], [0.0, 0.0, 109.6], [0.0, 0.0, 123.3], [0.0, 0.0, 137.0]] | 2D array of the coordinates (x,y,z) of the tower reference axis. The coordinate system is the global coordinate system of OpenFAST: it is placed at tower base with x pointing downwind, y pointing on the side and z pointing vertically upwards. A standard tower configuration will have zero x and y values and positive z values.
tower.diameter | output | m | [6.0, 6.0, 6.0, 6.0, 6.0, 6.0, 6.0, 6.0, 6.0, 5.89079213, 5.53032592] | 1D array of the outer diameter values defined along the tower axis.
tower.cd | output |  | [1.0, 1.0, 1.0, 1.0, 1.0, 1.0, 1.0, 1.0, 1.0, 1.0, 1.0] | 1D array of the drag coefficients defined along the tower height.
tower.layer_thickness | output | m | [[0.06515525, 0.05866464, 0.05197538, 0.04607753, 0.04094533, 0.03582223, 0.03074005, 0.02575014, 0.02129438, 0.01803766, 0.01803766]] | 2D array of the thickness of the layers of the tower structure. The first dimension represents each layer, the second dimension represents each piecewise-constant entry of the tower sections.
tower.outfitting_factor | output |  | 1.07 | Multiplier that accounts for secondary structure mass inside of tower
tower.tower_mass_user | output | kg | 0 | Override bottom-up calculation of total tower mass with this value
tower.layer_name | output | n/a | tower_wall | 1D array of the names of the layers modeled in the tower structure.
tower.layer_mat | output | n/a | steel | 1D array of the names of the materials of each layer modeled in the tower structure.
tower_grid.s | output |  | [0.0, 0.09999999999999999, 0.19999999999999998, 0.3, 0.39999999999999997, 0.5, 0.6, 0.7000000000000001, 0.7999999999999999, 0.8999999999999999, 1.0] | 1D array of the non-dimensional grid defined along the tower axis (0-tower base, 1-tower top)
tower_grid.height | output | m | 137 | Scalar of the tower height computed along the z axis.
tower_grid.length | output | m | 137 | Scalar of the tower length computed along its curved axis. A standard straight tower will be as high as long.
tower_grid.foundation_height | output | m | 0 | Foundation height in respect to the ground level.
drivese.bear1.mb_max_defl_ang | output | rad | 0.0087266
drivese.bear1.mb_mass | output | kg | 1480.5536
drivese.bear1.mb_I | output | kg*m**2 | [134.02030141105146, 70.60698288392041, 70.60698288392041]
drivese.bear2.mb_max_defl_ang | output | rad | 0.078
drivese.bear2.mb_mass | output | kg | 1349.6241
drivese.bear2.mb_I | output | kg*m**2 | [118.75932276225049, 61.522018282783314, 61.522018282783314]
drivese.mb1_deflection | output | m | 0.00033206
drivese.mb2_deflection | output | m | 0.00026842
drivese.stator_deflection | output | m | 0.00041144
drivese.mb1_angle | output | rad | -2.9189e-05
drivese.mb2_angle | output | rad | -2.6178e-05
drivese.stator_angle | output | rad | 7.4462e-05
drivese.base_F | output | N | [[2052445.9198520305], [52892.49029072765], [-3508616.9225332364]]
drivese.base_M | output | N*m | [[15885332.513790704], [-2062316.852312668], [1110263.9813024732]]
drivese.bedplate_axial_stress | output | Pa | [[57418.675770803144], [852350.795848084], [393926.8339674859], [1439064.3916389686], [3371698.8489583386], [5604197.777984964], [4981807.1372106215], [6994230.964631498], [5472455.283331055], [52475.35075071241], [2.3688247431408875], [57416.89344538869], [346639.19504312164], [1193871.5484628335], [2239008.762128551], [5019336.588307548], [11608040.4571935], [11664308.54848103], [6942911.096911675], [5455347.888978666], [52478.9924878733], [2.100619398948476]]
drivese.bedplate_shear_stress | output | Pa | [[289702.91034105583], [562708.3837941092], [779240.708249433], [996516.742276884], [1447192.0813369832], [22532249.784851238], [22501953.566376843], [21382982.5264], [21329675.444484055], [276962.8108590901], [12.244913250470248], [289693.93903314543], [5944044.039484427], [6160720.982565473], [6377994.084772831], [6828050.878267988], [20693525.61724628], [20663387.09307932], [21382953.212538127], [21329649.90367227], [276942.8347347814], [8.863697313785357]]
drivese.bedplate_bending_stress | output | Pa | [[0.0], [0.0], [0.0], [0.0], [0.0], [0.0], [0.0], [0.0], [0.0], [0.0], [0.0], [0.0], [0.0], [0.0], [0.0], [0.0], [0.0], [0.0], [0.0], [0.0], [0.0], [0.0]]
drivese.constr_bedplate_vonmises | output |  | [[0.0025691912149684725], [0.006586428287845311], [0.007152243855192964], [0.011431561873994264], [0.021372148994642737], [0.20056508270071044], [0.19987481070803673], [0.19173272193685034], [0.18998355418832708], [0.0024548392431190604], [1.0855916009083617e-07], [0.002569111651689482], [0.0524018592171859], [0.054619980951453], [0.05733827888055334], [0.06535513319765261], [0.19165155856580554], [0.19148744915866475], [0.19168419513851212], [0.18997059942785538], [0.0024546662945674697], [7.882451979847544e-08]]
drivese.constr_mb1_defl | output |  | -0.0033448
drivese.constr_mb2_defl | output |  | -0.00033562
drivese.constr_stator_deflection | output |  | 7.2207
drivese.constr_stator_angle | output |  | 0.13068
drivese.drivetrain_spring_constant | output | N*m/rad | 362183458.5605
drivese.drivetrain_damping_coefficient | output | N*m*s/rad | 2726305.8105
drivese.stage_ratios | output |  | [0.0, 0.0, 0.0]
drivese.D_gearbox | output | m | 2.4719
drivese.generator_efficiency | output |  | [0.95, 0.95, 0.95, 0.95, 0.95, 0.95, 0.95, 0.95, 0.95, 0.95, 0.95, 0.95, 0.95, 0.95, 0.95, 0.95, 0.95, 0.95, 0.95, 0.95]
drivese.hss_axial_stress | output | Pa | [[686152.1240274147], [0.01387114192549962]]
drivese.hss_shear_stress | output | Pa | [[87192519.75307907], [84298434.9971289]]
drivese.hss_bending_stress | output | Pa | [[0.0], [0.0]]
drivese.constr_hss_vonmises | output |  | [[0.7682496373051876], [0.7427423118429411]]
drivese.hub_system_cost | output | USD | 11257.1292
drivese.constr_hub_diameter | output | m | -0.23538
drivese.spinner.spinner_diameter | output | m | 7.5
drivese.L_lss | output | m | 2.38
drivese.constr_length | output | m | 2.1756
drivese.torq_deflection | output | m | 0.00014979
drivese.torq_angle | output | rad | 1.0773e-06
drivese.lss_axial_stress | output | Pa | [[1307998.0933242298], [123181474.39024219], [121396737.4708536], [285560393.5530891]]
drivese.lss_shear_stress | output | Pa | [[1016326019.913441], [1017171143.4287148], [1017202726.5257275], [1030535562.0641524]]
drivese.constr_lss_vonmises | output |  | [[8.954716016117157], [8.984039162771415], [8.983688110654999], [9.195376241396337]]
drivese.lss_axial_load2stress | output | m**2 | [3.824369066990949, 0.0, 0.0, 0.0, 53.024021906197184, 53.024021906197184]
drivese.lss_shear_load2stress | output | m**2 | [0.0, 4.299870732647848, 4.299870732647848, 26.512010953098592, 0.0, 0.0]
drivese.constr_shaft_deflection | output |  | 2.6289
drivese.constr_shaft_angle | output |  | 0.0018906
drivese.hub_E | output | Pa | 200000000000
drivese.hub_G | output | Pa | 79300000000
drivese.hub_rho | output | kg/m**3 | 7800
drivese.hub_Xy | output | Pa | 345000000
drivese.hub_wohler_exp | output |  | 3
drivese.hub_wohler_A | output |  | 35534648443.7198
drivese.hub_mat_cost | output | USD/kg | 0.7
drivese.spinner_rho | output | kg/m**3 | 1940
drivese.spinner_Xt | output | Pa | 46210000
drivese.spinner_mat_cost | output | USD/kg | 3
drivese.lss_Xt | output | Pa | 450000000
drivese.lss_wohler_exp | output |  | 3
drivese.lss_wohler_A | output |  | 35534648443.7198
drivese.lss_cost | output | USD/kg | 0.7
drivese.hss_Xt | output | Pa | 450000000
drivese.hss_wohler_exp | output |  | 3
drivese.hss_wohler_A | output |  | 35534648443.7198
drivese.hss_cost | output | USD/kg | 0.7
drivese.bedplate_mat_cost | output | USD/kg | 0.7
drivese.cover_length | output | m | 13.1348
drivese.cover_height | output | m | 4.081
drivese.cover_width | output | m | 3.3989
drivese.mean_bearing_mass | output | kg | 1415.0888
drivese.total_bedplate_mass | output | kg | 37394.9966
drivese.above_yaw_mass | output | kg | 172256.1716
drivese.above_yaw_cm | output | m | [0.13092671467435962, -0.1823729213041835, 1.355222848570061]
drivese.nacelle_I | output | kg*m**2 | [975926.4589208325, 1532931.7903563303, 2108219.0094780973, -3765.2135565081944, -35901.62158252408, 9560.464143935134]
drivese.above_yaw_I | output | kg*m**2 | [948687.1885095873, 1505927.317152183, 2107484.7919436055, -4113.0445713324025, -33316.87086755999, 5960.064180463098]
drivese.above_yaw_I_TT | output | kg*m**2 | [1270787.083335384, 1825250.7736017015, 2116166.7935930146, 3.637978807091713e-12, -63881.12317209804, 48534.2018888795]
drivese.rotor_mass | output | kg | 193742.0648
drivese.rna_mass | output | kg | 383716.4629
drivese.rna_cm | output | m | [-6.21289078643088, -0.08186998540005304, 2.1400782579988933]
drivese.rna_I_TT | output | kg*m**2 | [207772341.73092812, 136167520.60664862, 135177180.8790857, -35.777810982817755, 100731.38860621676, 48163.86565126492]
drivese.hss_rpm | output | rpm | [9.676000000000002, 49.30061045274558, 88.92522090549114, 128.54983135823673, 168.1744418109823, 207.79905226372787, 247.42366271647344, 287.04827316921904, 326.6728836219646, 366.29749407471013, 405.9221045274557, 445.5467149802013, 485.17132543294684, 524.7959358856924, 564.420546338438, 604.0451567911836, 643.6697672439292, 683.2943776966747, 722.9189881494202, 762.5435986021658]
rotorse.rc_in.sect_perimeter | output | m | [14.136399909537225, 14.234019623558716, 13.472934166614879, 12.51666817919333, 11.744896158738305, 11.233050309796747, 10.984702788253944, 10.790867100393175, 10.652460969645759, 10.564358078680048, 10.479016151338465, 10.30045103370745, 10.017067179272974, 9.645371971079518, 9.201507880083245, 8.705552460534372, 8.179158469615306, 7.6412436028245745, 7.110596038723279, 6.60593966239882, 5.98218155474652] | Perimeter of the section along the blade span
rotorse.rc_in.layer_volume | output | m**3 | [0.7116859822830027, 9.015961779187608, 1.806484716258382, 1.6632568807264778, 0.13258918141414155, 0.13258918141414155, 0.29862667897395073, 1.0714278394339458, 1.0714278394339458, 4.5839015977009465, 2.045291681290567, 2.3039960479282233, 8.883669658016016, 7.771814706494113, 0.206124377417789, 2.780178687731042, 0.20896721729765602, 0.20065568185748095, 2.871224657534737, 0.21501275522157354] | Volumes of each layer used in the blade, ignoring the scrap factor
rotorse.rc_in.mat_volume | output | m**3 | [0.7116859822830027, 0.0, 2.441482357841842, 3.4697415969848597, 0.8307600317944994, 17.052954848510005, 23.46826233020153, 0.0, 0.0, 0.0] | Volumes of each material used in the blade, ignoring the scrap factor. For laminates, this is the wet volume
rotorse.rc_in.mat_mass | output | kg | [878.9321881195084, 200.26255571403124, 4736.475774213173, 5551.586555175775, 1611.674461681329, 33082.73240610941, 3050.8741029261987, 0.0, 0.0, 0.0] | Masses of each material used in the blade, ignoring the scrap factor. For laminates, this is the wet mass.
rotorse.rc_in.mat_cost | output | USD | [6354.679720104046, 1447.898277812446, 6599.225903316228, 86822.54327175282, 3602.4225071383703, 70495.83737942476, 39661.36333804058, 40946.17443429557, 0.0, 0.0] | Costs of each material used in the blade, ignoring the scrap factor. For laminates, this is the cost of the dry fabric.
rotorse.rc_in.mat_cost_scrap | output | USD | [7943.349650130058, 1447.898277812446, 6929.18719848204, 91163.67043534046, 4142.785883209125, 81070.21298633846, 47593.636005648696, 40946.17443429557, 0.0, 0.0] | Same as mat_cost, now including the scrap factor.
rotorse.rc_in.total_labor_hours | output | h | 1903.5185 | Total amount of labor hours per blade.
rotorse.rc_in.total_skin_mold_gating_ct | output | h | 23.9999 | Total amount of gating cycle time per blade. This is the cycle time required in the main mold that cannot be parallelized unless the number of molds is increased.
rotorse.rc_in.total_non_gating_ct | output | h | 210.2266 | Total amount of non-gating cycle time per blade. This cycle time can happen in parallel.
rotorse.rc_in.total_metallic_parts_cost | output | USD | 6481.9357 | Cost of the metallic parts (bolts, nuts, lightining protection system), excluding the blade joint.
rotorse.rc_in.total_consumable_cost_w_waste | output | USD | 9144.7012 | Cost of the consumables including the waste.
rotorse.rc_in.total_blade_mat_cost_w_waste | output | USD | 296863.5517 | Total blade material costs including the waste per blade.
rotorse.rc_in.total_cost_labor | output | USD | 112635.3538 | Total labor costs per blade.
rotorse.rc_in.total_cost_utility | output | USD | 2115.776 | Total utility costs per blade.
rotorse.rc_in.blade_variable_cost | output | USD | 411614.6815 | Total blade variable costs per blade (material, labor, utility).
rotorse.rc_in.total_cost_equipment | output | USD | 11475.9417 | Total equipment cost per blade.
rotorse.rc_in.total_cost_tooling | output | USD | 21085.1234 | Total tooling cost per blade.
rotorse.rc_in.total_cost_building | output | USD | 1171.0407 | Total builting cost per blade.
rotorse.rc_in.total_maintenance_cost | output | USD | 9369.2452 | Total maintenance cost per blade.
rotorse.rc_in.total_labor_overhead | output | USD | 33790.6061 | Total labor overhead cost per blade.
rotorse.rc_in.cost_capital | output | USD | 21435.8193 | Cost of capital per blade.
rotorse.rc_in.blade_fixed_cost | output | USD | 98327.7764 | Total blade fixed cost per blade (equipment, tooling, building, maintenance, labor, capital).
rotorse.rc_in.total_blade_cost | output | USD | 509942.4579 | Total blade cost (variable and fixed)
rotorse.rc_out.sect_perimeter | output | m | [5.98218155474652, 5.632663442074042, 5.114949685883713, 4.575370933383492, 4.016939247735621, 3.445517150731012, 2.8626174736245416, 2.2662624850134065, 1.6570519505743946, 1.0351940918943936] | Perimeter of the section along the blade span
rotorse.rc_out.layer_volume | output | m**3 | [0.10825113525623879, 0.25403194474897217, 0.30681048317044557, 0.22236178803628023, 0.0716333203474621, 0.0716333203474621, 0.07227527828462105, 0.06161732172080984, 0.06161732172080985, 0.3365242285605767, 0.0918021276454134, 0.13500648917632174, 0.36726656751556874, 0.16231464469701853, 0.013079073096340571, 0.19208950449953682, 0.012712199777361084, 0.012942444463547097, 0.189389028678935, 0.01281808618973584] | Volumes of each layer used in the blade, ignoring the scrap factor
rotorse.rc_out.mat_volume | output | m**3 | [0.10825113525623879, 0.0, 0.19550992172624074, 0.5291722712067258, 0.051551803526984595, 0.5596132301409149, 1.3120779460763525, 0.0, 0.0, 0.0] | Volumes of each material used in the blade, ignoring the scrap factor. For laminates, this is the wet volume
rotorse.rc_out.mat_mass | output | kg | [133.69015204145492, 95.20678878208045, 379.289248148907, 846.6756339307614, 100.01049884235012, 1085.649666473375, 170.57013298992584, 0.0, 0.0, 0.0] | Masses of each material used in the blade, ignoring the scrap factor. For laminates, this is the wet mass.
rotorse.rc_out.mat_cost | output | USD | [966.5797992597192, 688.3450828944417, 528.4552377235385, 13241.35562572793, 223.54394795333982, 2313.4057187066032, 2217.411728869036, 2127.9090303135627, 0.0, 0.0] | Costs of each material used in the blade, ignoring the scrap factor. For laminates, this is the cost of the dry fabric.
rotorse.rc_out.mat_cost_scrap | output | USD | [1208.224749074649, 688.3450828944417, 554.8779996097155, 13903.423407014328, 257.07554014634076, 2660.4165765125936, 2660.894074642843, 2127.9090303135627, 0.0, 0.0] | Same as mat_cost, now including the scrap factor.
rotorse.rc_out.total_labor_hours | output | h | 351.8325 | Total amount of labor hours per blade.
rotorse.rc_out.total_skin_mold_gating_ct | output | h | 23.9999 | Total amount of gating cycle time per blade. This is the cycle time required in the main mold that cannot be parallelized unless the number of molds is increased.
rotorse.rc_out.total_non_gating_ct | output | h | 69.6726 | Total amount of non-gating cycle time per blade. This cycle time can happen in parallel.
rotorse.rc_out.total_metallic_parts_cost | output | USD | 3451.6105 | Cost of the metallic parts (bolts, nuts, lightining protection system), excluding the blade joint.
rotorse.rc_out.total_consumable_cost_w_waste | output | USD | 2910.6184 | Cost of the consumables including the waste.
rotorse.rc_out.total_blade_mat_cost_w_waste | output | USD | 30423.3954 | Total blade material costs including the waste per blade.
rotorse.rc_out.total_cost_labor | output | USD | 20729.9751 | Total labor costs per blade.
rotorse.rc_out.total_cost_utility | output | USD | 168.8847 | Total utility costs per blade.
rotorse.rc_out.blade_variable_cost | output | USD | 51322.2551 | Total blade variable costs per blade (material, labor, utility).
rotorse.rc_out.total_cost_equipment | output | USD | 1502.6805 | Total equipment cost per blade.
rotorse.rc_out.total_cost_tooling | output | USD | 2555.2093 | Total tooling cost per blade.
rotorse.rc_out.total_cost_building | output | USD | 180.7111 | Total builting cost per blade.
rotorse.rc_out.total_maintenance_cost | output | USD | 1226.759 | Total maintenance cost per blade.
rotorse.rc_out.total_labor_overhead | output | USD | 6218.9925 | Total labor overhead cost per blade.
rotorse.rc_out.cost_capital | output | USD | 2808.1743 | Cost of capital per blade.
rotorse.rc_out.blade_fixed_cost | output | USD | 14492.5267 | Total blade fixed cost per blade (equipment, tooling, building, maintenance, labor, capital).
rotorse.rc_out.total_blade_cost | output | USD | 65814.7819 | Total blade cost (variable and fixed)
rotorse.rp.AEP | output | kW*h | 24366830.3868 | annual energy production
rotorse.rp.cdf.F | output | m/s | [0.20020684760703322, 0.20970199538827405, 0.21932722661133042, 0.22907500786682922, 0.23893778504234808, 0.24890799291659038, 0.25897806464946294, 0.2691404411518038, 0.27938758031897226, 0.2897119661130192, 0.3001061174786914, 0.3105625970790834, 0.3210740198373446, 0.3316330612714642, 0.34223246560979315, 0.3528650536756276, 0.3635237305298471, 0.3742014928613081, 0.3848914361153918, 0.39558676135183424, 0.406280781823695, 0.4169669292700602, 0.42763875991582345, 0.4382899601726328, 0.44891435203584484, 0.4595058981730753, 0.47005870670068195, 0.48056703564525405, 0.49102529708792475, 0.5014280609900391, 0.5117700586994323, 0.5220461861372736, 0.5322515066661222, 0.5423812536405079, 0.5524308326420173, 0.5623958234014894, 0.5722719814115557, 0.5820552392333447, 0.5917417075017521, 0.6013276756342218, 0.6108096122485152, 0.6201841652954373, 0.629448161912972, 0.6385986080087163, 0.647632687577927, 0.6565477617648885, 0.6653413676756592, 0.6740112169506078, 0.6825551941054355, 0.6909713546496723, 0.699257922991869, 0.7074132901409378, 0.7154360112132678, 0.7233248027554173, 0.7310785398923021, 0.7386962533109164, 0.7461771260896881, 0.7535204903836271, 0.7607258239754453, 0.7677927467028246, 0.7747210167719838, 0.781510526967642, 0.7881613007694036, 0.7946734883844886, 0.8010473627066225, 0.8072833152107481, 0.8133818517930795, 0.8193435885658237, 0.825169247615719, 0.8308596527353156, 0.8364157251357046, 0.8418384791491619, 0.8471290179299176, 0.8522885291610012, 0.8573182807748336, 0.8622196166949562, 0.866993952605989, 0.8716427717586149, 0.8761676208160729, 0.8805701057483385, 0.8848518877798444, 0.8890146793962821, 0.8930602404156984, 0.8969903741287767, 0.9008069235128727, 0.9045117675240488, 0.9081068174710274, 0.9115940134746678, 0.9149753210162529, 0.918252727577556, 0.921428239375357, 0.9245038781927667, 0.9274816783094245, 0.9303636835323443, 0.9331519443288973, 0.9358485150631457, 0.9384554513364729, 0.9409748074331935, 0.9434086338715796, 0.9457589750604912, 0.9480278670615728, 0.9502173354567485, 0.9523293933205389, 0.9543660392965192, 0.9563292557770406, 0.9582210071851609, 0.9600432383575516, 0.9617978730269897, 0.9634868124028906, 0.9651119338481937, 0.9666750896507871, 0.968178105887529, 0.9696227813788194, 0.9710108867315713, 0.9723441634683373, 0.9736243232402707, 0.9748530471215242, 0.9760319849826262, 0.9771627549403215, 0.9782469428813165, 0.9792861020573344, 0.9802817527488484, 0.9812353819948527, 0.9821484433860019, 0.9830223569184546, 0.9838585089057494, 0.9846582519460519, 0.9854229049421203, 0.9861537531713584, 0.9868520484033478, 0.9875190090622779, 0.9881558204317286, 0.9887636348992992, 0.9893435722386151, 0.9898967199262951, 0.9904241334915089, 0.9909268368958076, 0.9914058229409674, 0.9918620537026415, 0.9922964609876807, 0.9927099468130408, 0.993103383904263, 0.9934776162115774, 0.9938334594417475, 0.9941717016038413, 0.9944931035671825, 0.9947983996298068, 0.9950882980958149, 0.9953634818600852, 0.9956246089988785, 0.9958723133649348, 0.9961072051857331, 0.9963298716636514, 0.9965408775768312, 0.9967407658796188, 0.9969300583015205, 0.9971092559436697, 0.9972788398718737, 0.9974392717053604, 0.9975909942004144, 0.997734431828143, 0.9978699913456734, 0.9979980623601372, 0.9981190178848508, 0.9982332148871521, 0.9983409948274057, 0.9984426841887333, 0.9985385949970768, 0.9986290253312419, 0.9987142598226152, 0.9987945701442872, 0.9988702154893533, 0.998941443038201, 0.9990084884146269, 0.9990715761306612, 0.999130920020008, 0.9991867236600389, 0.9992391807823081, 0.9992884756715796, 0.9993347835533857, 0.9993782709701552, 0.9994190961459757, 0.999457409340069, 0.9994933531890814, 0.9995270630383057, 0.9995586672619675, 0.9995882875727224, 0.999616039320525, 0.9996420317810394, 0.9996663684337754, 0.9996891472301406, 0.9997104608516079, 0.9997303969582058, 0.9997490384275444, 0.9997664635845963, 0.9997827464224537, 0.9997979568142894, 0.9998121607167505, 0.9998254203650161, 0.9998377944597517] | magnitude of wind speed at each z location
rotorse.rp.gust.V_gust | output | m/s | 18.7925 | gust wind speed
rotorse.rp.powercurve.pitch | output | deg | [0.0, 0.0, 0.0, 0.0, 0.0, 0.7202910407962603, 0.8547463568656435, 1.6902765015014594, 2.6488057560877487, 3.2192894763719524, 4.546633166808742, 6.982939093106615, 9.295281241611006, 11.591419621569127, 13.907834761723024, 16.252356939243963, 18.615066490451323, 20.97419126871693, 23.299506993594747, 25.558386187122135] | rotor pitch schedule
rotorse.rp.powercurve.P_aero | output | W | [587842.4568369902, 1305304.4705165946, 2197162.1772323702, 3085272.055519709, 3779946.8565469696, 4079641.6299455776, 4134938.281931072, 4492777.375691745, 5127052.125621857, 5540166.20499456, 5540167.671471849, 5540167.7127375845, 5540166.262523473, 5540172.692652497, 5540168.020108198, 5540165.555395029, 5540168.661513007, 5540174.820270288, 5540175.43837094, 5540172.327987463] | rotor mechanical power
rotorse.rp.powercurve.T | output | N | [243223.41773442755, 414017.6340970177, 585964.6941006631, 734892.1373922768, 841495.850424885, 842480.011003809, 842420.5729879418, 842480.2634072906, 842481.3896074011, 842482.5951747823, 768586.5210388531, 652326.1823750741, 563471.1746092095, 493465.8570259584, 438523.495604113, 396125.58592819946, 363918.63634206937, 339772.3375285545, 321814.57280073577, 308540.619319213] | rotor aerodynamic thrust
rotorse.rp.powercurve.Q | output | N*m | [1441561.4074651282, 2455580.5246601366, 3476573.8194925757, 4360736.50527839, 4993524.445314562, 5232958.713629568, 5273214.365459222, 5507370.240943147, 6212555.691743746, 6713134.613561334, 6713136.3905223645, 6713136.440524914, 6713134.683270315, 6713142.474791385, 6713136.812972279, 6713133.8264280725, 6713137.590175827, 6713145.0528701125, 6713145.801835527, 6713142.032919179] | rotor aerodynamic torque
rotorse.rp.powercurve.M | output | N*m | [5512696.37879795, 9382096.551886646, 13276078.465621883, 16648441.753157197, 19062395.959606435, 19054340.037748963, 19047254.578071028, 19011447.555415574, 18811918.532747958, 18657417.710233852, 16797406.340093948, 13740139.445889633, 11239563.196533402, 9109145.710714577, 7281579.513454108, 5722441.998013438, 4396655.697536508, 3270366.4426743677, 2309679.0695038484, 1485547.0370668164] | blade root moment
rotorse.rp.powercurve.Cp | output |  | [0.4076968003647917, 0.40869436632440453, 0.4093453851214846, 0.40968717266833116, 0.40983582044611117, 0.40490921106038635, 0.4033183458900076, 0.38919099529169, 0.361122887685677, 0.3410732996444912, 0.2963410191688089, 0.21484563784845678, 0.15170079833070868, 0.10601908131521874, 0.07421831255478563, 0.052478714803839616, 0.03768579545656548, 0.027578610699327794, 0.020607287052508364, 0.015738363620711297] | rotor electrical power coefficient
rotorse.rp.powercurve.Cp_aero | output |  | [0.4517416070524008, 0.4528469432957391, 0.45356829376341784, 0.45394700572668273, 0.45411171240566334, 0.4486528654408713, 0.44689013395014693, 0.43123655987998893, 0.40013616364063936, 0.37792055362270494, 0.32835569991003755, 0.23805610841934272, 0.16808952723624232, 0.11747266627725068, 0.08223635740142451, 0.05814816044746772, 0.041757114079296935, 0.030558017395377057, 0.022833559060951098, 0.017438630050649637] | rotor aerodynamic power coefficient
rotorse.rp.powercurve.Ct_aero | output |  | [0.7476434294407966, 0.7489421762249888, 0.7498853528802377, 0.7504142974264082, 0.7506538053380823, 0.7085245969608853, 0.7003038167945036, 0.6470878175506938, 0.5637112936590123, 0.5153264754775058, 0.42806550930756226, 0.29320551010836926, 0.2008260198192461, 0.13850618391888628, 0.09704128210740347, 0.0695736452380986, 0.05125611222344902, 0.03886203393869205, 0.03030926980963863, 0.024279595459175095] | rotor aerodynamic thrust coefficient
rotorse.rp.powercurve.Cq_aero | output |  | [0.04310769709213713, 0.04321317442523844, 0.04328200969959112, 0.043318148501823917, 0.04333386572936218, 0.04281295218552009, 0.0426447425409564, 0.04115099142551525, 0.040438892761412874, 0.039946562666104066, 0.03637269533698508, 0.02935386771802404, 0.023275883716004447, 0.018330337462288963, 0.014451791852269134, 0.011470166178613036, 0.009198128131508148, 0.007469578249176379, 0.006150754431944255, 0.005139104827515643] | rotor aerodynamic torque coefficient
rotorse.rp.powercurve.Cm_aero | output |  | [0.1648487843996974, 0.1651056321303978, 0.1652820813698261, 0.16538024512930047, 0.1654237034462911, 0.15589126412139595, 0.15403607957120388, 0.1420532633748557, 0.12245091938462876, 0.11102111735461731, 0.09101065548472166, 0.060080148719621654, 0.03896998620229538, 0.024872660679788272, 0.015675514206836775, 0.009777454518527438, 0.006024158139593102, 0.003638869390524017, 0.0021161865379469877, 0.001137229320079179] | rotor aerodynamic moment coefficient
rotorse.rp.powercurve.ax_induct_rotor | output |  | [0.2650805088731265, 0.2658617422833726, 0.26644760286104247, 0.26681103363797914, 0.26700060287686256, 0.24507649369017148, 0.24111773094999356, 0.21730712244566922, 0.18389011420176496, 0.1660419099454199, 0.13641272989366174, 0.0943853790910038, 0.06707510818758386, 0.048684587196511434, 0.03603830458737238, 0.027174193949387342, 0.02085422461293244, 0.01628690319183055, 0.012957864547776012, 0.010517661376180586] | rotor aerodynamic induction
rotorse.rp.powercurve.V_R25 | output | m/s | 8.0952 | region 2.5 transition wind speed
rotorse.rp.powercurve.rated_V | output | m/s | 8.9669 | rated wind speed
rotorse.rp.powercurve.rated_Omega | output | rpm | 7.8808 | rotor rotation speed at rated
rotorse.rp.powercurve.rated_pitch | output | deg | 3.2193 | pitch setting at rated
rotorse.rp.powercurve.rated_T | output | N | 842482.5952 | rotor aerodynamic thrust at rated
rotorse.rp.powercurve.rated_Q | output | N*m | 6713134.6136 | rotor aerodynamic torque at rated
rotorse.rp.powercurve.rated_mech | output | W | 5540166.205 | Mechanical shaft power at rated
rotorse.rp.powercurve.ax_induct_regII | output |  | [0.10715225498176578, 0.05424859180983815, 0.06907781619957429, 0.09628865983517122, 0.11626740749760589, 0.15476341293551354, 0.18375763079580745, 0.22266950602531463, 0.2575409647238911, 0.28335652966781544, 0.3061120963190209, 0.3249869985296553, 0.33622121802085586, 0.34077464544867864, 0.3370046653928001, 0.3272728326404033, 0.3152362443307867, 0.3028025739865827, 0.29125244470576267, 0.28255855125385143, 0.2760352165196292, 0.27246249671914236, 0.2666101876671321, 0.25844864655003325, 0.2497781465444842, 0.23787462092410733, 0.228321193745476, 0.22492857145134962, 0.2381120915670604, 0.292544430955818] | rotor axial induction at cut-in wind speed along blade span
rotorse.rp.powercurve.tang_induct_regII | output |  | [-0.10715225498176577, -0.047295489254171444, 0.0037710368385335696, 0.019168939801727066, 0.022308434814977407, 0.02636456815686272, 0.024213673224351657, 0.02224450223718828, 0.019711998597072917, 0.016959411204811273, 0.01471122765194907, 0.012819441670966963, 0.011174114094982993, 0.009714504654271212, 0.008483421260253685, 0.007291642433371415, 0.006360665072069793, 0.005576434635067884, 0.0049197935121027365, 0.004385633013587795, 0.0038448717719515024, 0.0035933118261648827, 0.00326902037187976, 0.002976824581674951, 0.002690220078687032, 0.002466025020660462, 0.0022262900814577383, 0.002037894272307477, 0.001958986151482191, 0.002082510014361429] | rotor tangential induction at cut-in wind speed along blade span
rotorse.rp.powercurve.aoa_regII | output | deg | [47.921556490870806, 38.86672716266352, 27.198057030061793, 19.77492035425731, 15.381744484644976, 12.07678211386206, 10.12513333455247, 8.552923245668161, 7.410952978550658, 6.569721200599052, 5.776772458549592, 5.104314010715263, 4.607934788242024, 4.246039264401853, 4.020526383725424, 3.8968511944513597, 3.837076246140787, 3.83396430243825, 3.8910213726839697, 4.0094784528790175, 4.276029985745814, 4.486637626086954, 4.867507521505599, 5.345441989434918, 5.898524672051359, 6.537468398145794, 7.216341541947012, 7.905428305665343, 8.537453231802688, 9.004973345774957] | angle of attack distribution along blade span at cut-in wind speed
rotorse.rp.powercurve.L_D | output |  | [-4.5701555731560105e-18, 0.06432823944136122, 1.1982202927623127, 2.9647222934307536, 5.998048653430167, 17.03491540194165, 35.251441473230734, 61.19880182411036, 79.36772844819912, 78.64749000378067, 82.38816730203142, 86.84659705437122, 92.11535132921217, 91.99768317320412, 97.84885656328842, 86.90011993645768, 87.87934233436732, 89.36295857962538, 91.34450496687589, 94.08294108984202, 99.18276024053418, 102.6084755370622, 108.30656090375813, 118.02490388479133, 117.72376904752748, 148.65395590716847, 145.4283817245613, 133.4551188666603, 122.07536491068223, 109.05261290323396] | Lift over drag distribution along blade span at cut-in wind speed
rotorse.rp.powercurve.Cp_regII | output |  | 0.45285 | power coefficient at cut-in wind speed
rotorse.rp.powercurve.Ct_regII | output |  | 0.74894 | thrust coefficient at cut-in wind speed
rotorse.rp.powercurve.cl_regII | output |  | [-2.2850777865780053e-18, 0.03214516980779636, 0.4730322489820519, 0.7640769641216818, 0.8577119093685734, 0.9965030240015657, 1.0231604516186044, 1.0639299324591034, 1.0690744039350304, 1.0416839794023371, 1.0078723586399347, 0.9787416487454565, 0.9525481734452512, 0.9315100184353754, 0.9124571490198392, 0.8963063532774588, 0.8854085523323161, 0.8801659108157129, 0.8805496075480678, 0.8882868489853508, 0.9124935118652487, 0.9321851920000377, 0.9688887939823986, 1.0135317231370042, 1.0716741813797641, 1.1346801213809097, 1.2173177853610342, 1.3265444445559222, 1.4439676741197052, 1.5504556297197998] | lift coefficient distribution along blade span at cut-in wind speed
rotorse.rp.powercurve.cd_regII | output |  | [0.5, 0.49970541844376876, 0.39477903340424053, 0.2577229461979381, 0.14299849149740804, 0.05849767964729568, 0.029024641514179574, 0.0173848163811591, 0.013469887885638335, 0.013244974243326293, 0.012233217361725243, 0.0112697754654993, 0.01034081898076823, 0.010125363882062342, 0.009325169256624516, 0.010314213075112528, 0.010075275130797786, 0.009849337184057706, 0.009639874975154554, 0.009441529343104875, 0.009200122174985904, 0.009084875173526305, 0.008945799644061813, 0.008587439512989155, 0.009103294857533039, 0.007633030109804111, 0.008370565435202407, 0.009940004218806468, 0.01182849361274652, 0.014217500969881124] | drag coefficient distribution along blade span at cut-in wind speed
rotorse.rp.powercurve.rated_efficiency | output |  | 0.9025 | Efficiency at rated conditions
rotorse.rp.powercurve.V_spline | output | m/s | [4.0, 4.105527638190955, 4.211055276381909, 4.316582914572864, 4.422110552763819, 4.527638190954773, 4.633165829145729, 4.738693467336684, 4.844221105527638, 4.949748743718593, 5.055276381909548, 5.160804020100502, 5.266331658291457, 5.371859296482413, 5.477386934673367, 5.582914572864322, 5.688442211055277, 5.793969849246231, 5.899497487437186, 6.005025125628141, 6.110552763819095, 6.21608040201005, 6.321608040201005, 6.427135678391959, 6.532663316582914, 6.638190954773869, 6.743718592964824, 6.849246231155779, 6.954773869346734, 7.060301507537688, 7.165829145728644, 7.2713567839195985, 7.376884422110553, 7.482412060301508, 7.5879396984924625, 7.693467336683417, 7.798994974874372, 7.9045226130653266, 8.010050251256281, 8.115577889447236, 8.22110552763819, 8.326633165829145, 8.4321608040201, 8.537688442211056, 8.64321608040201, 8.748743718592966, 8.854271356783919, 8.959798994974875, 9.065326633165828, 9.170854271356784, 9.276381909547737, 9.381909547738694, 9.487437185929648, 9.592964824120603, 9.698492462311558, 9.804020100502512, 9.909547738693467, 10.015075376884422, 10.120603015075377, 10.226130653266331, 10.331658291457288, 10.43718592964824, 10.542713567839197, 10.64824120603015, 10.753768844221106, 10.85929648241206, 10.964824120603016, 11.070351758793969, 11.175879396984925, 11.28140703517588, 11.386934673366834, 11.492462311557789, 11.597989949748744, 11.703517587939698, 11.809045226130653, 11.914572864321608, 12.020100502512562, 12.125628140703517, 12.231155778894472, 12.336683417085426, 12.442211055276381, 12.547738693467336, 12.65326633165829, 12.758793969849247, 12.864321608040202, 12.969849246231156, 13.075376884422111, 13.180904522613066, 13.28643216080402, 13.391959798994975, 13.49748743718593, 13.603015075376884, 13.708542713567839, 13.814070351758794, 13.919597989949748, 14.025125628140703, 14.130653266331658, 14.236180904522612, 14.341708542713567, 14.447236180904522, 14.552763819095476, 14.658291457286433, 14.763819095477388, 14.869346733668342, 14.974874371859297, 15.080402010050252, 15.185929648241206, 15.291457286432161, 15.396984924623116, 15.50251256281407, 15.608040201005025, 15.71356783919598, 15.819095477386934, 15.924623115577889, 16.030150753768844, 16.1356783919598, 16.241206030150753, 16.346733668341706, 16.452261306532662, 16.55778894472362, 16.663316582914575, 16.768844221105528, 16.87437185929648, 16.979899497487438, 17.085427135678394, 17.190954773869347, 17.2964824120603, 17.402010050251256, 17.507537688442213, 17.613065326633166, 17.71859296482412, 17.824120603015075, 17.92964824120603, 18.035175879396984, 18.140703517587937, 18.246231155778894, 18.35175879396985, 18.457286432160803, 18.56281407035176, 18.668341708542712, 18.77386934673367, 18.879396984924625, 18.984924623115578, 19.09045226130653, 19.195979899497488, 19.301507537688444, 19.407035175879397, 19.51256281407035, 19.618090452261306, 19.723618090452263, 19.829145728643216, 19.93467336683417, 20.040201005025125, 20.14572864321608, 20.251256281407034, 20.35678391959799, 20.462311557788944, 20.5678391959799, 20.673366834170853, 20.77889447236181, 20.884422110552762, 20.98994974874372, 21.09547738693467, 21.201005025125628, 21.30653266331658, 21.412060301507537, 21.517587939698494, 21.623115577889447, 21.728643216080403, 21.834170854271356, 21.939698492462313, 22.045226130653266, 22.150753768844222, 22.256281407035175, 22.36180904522613, 22.467336683417084, 22.57286432160804, 22.678391959798994, 22.78391959798995, 22.889447236180903, 22.99497487437186, 23.100502512562812, 23.20603015075377, 23.311557788944725, 23.417085427135678, 23.522613065326635, 23.628140703517587, 23.733668341708544, 23.839195979899497, 23.944723618090453, 24.050251256281406, 24.155778894472363, 24.261306532663315, 24.366834170854272, 24.472361809045225, 24.57788944723618, 24.683417085427134, 24.78894472361809, 24.894472361809044, 25.0] | wind vector
rotorse.rp.powercurve.P_spline | output | W | [530527.8172953837, 572037.4140347058, 616961.9158790492, 665110.6539763835, 716292.9594746788, 770318.163521905, 826995.5972660325, 886134.5918550299, 947544.4784368678, 1011034.5881595161, 1076414.2521709448, 1143492.8016191232, 1212493.899748716, 1285720.1886191962, 1363273.0708053925, 1444812.0243580954, 1529996.5273280956, 1618486.0577661833, 1709940.0937231486, 1804018.1132497815, 1900379.594396873, 1998733.752953041, 2101190.5472927303, 2208630.139166574, 2320518.078119595, 2436319.913696819, 2555501.1954432703, 2677527.4729039716, 2801958.722824619, 2933458.812042037, 3071646.0991731365, 3212029.5206144582, 3350118.012762546, 3482695.3948254907, 3611890.794502993, 3733640.704757336, 3846078.3230118947, 3955060.963180659, 4062883.737294309, 4170502.5941746086, 4277438.185856446, 4383505.584303997, 4488519.861481438, 4592296.089352944, 4704065.480788067, 4835613.6786720315, 4948188.823689484, 4999760.359397585, 5000000.540218421, 5000000.958485381, 5000001.2164640315, 5000001.320753323, 5000001.330339434, 5000001.3373013, 5000001.343216931, 5000001.348150628, 5000001.35216669, 5000001.355329417, 5000001.357703107, 5000001.3593520615, 5000001.360340581, 5000001.360732962, 5000001.345383312, 5000001.285248806, 5000001.187707119, 5000001.06142383, 5000000.915064522, 5000000.757294774, 5000000.596780168, 5000000.442186284, 5000000.302178701, 5000000.1854230035, 5000000.100584771, 5000000.056329582, 5000000.08118331, 5000000.255355443, 5000000.5648904415, 5000000.98505793, 5000001.491127528, 5000002.058368858, 5000002.662051541, 5000003.277445195, 5000003.879819447, 5000004.444443915, 5000004.94658822, 5000005.3615219835, 5000005.664514828, 5000005.830836373, 5000005.846701428, 5000005.774845283, 5000005.636651985, 5000005.44069845, 5000005.1955615925, 5000004.909818329, 5000004.5920455735, 5000004.250820243, 5000003.8947192505, 5000003.532319516, 5000003.172197951, 5000002.822931472, 5000002.493096995, 5000002.1912714355, 5000001.926031709, 5000001.70595473, 5000001.527084046, 5000001.34905058, 5000001.1694431, 5000000.989921371, 5000000.81214516, 5000000.637774228, 5000000.468468343, 5000000.305887268, 5000000.151690767, 5000000.007538606, 4999999.875090549, 4999999.756006361, 4999999.651945807, 4999999.564568651, 4999999.495534658, 4999999.446503593, 4999999.41913522, 4999999.415249976, 4999999.43759374, 4999999.485240925, 4999999.556345426, 4999999.649061139, 4999999.761541962, 4999999.891941788, 5000000.038414516, 5000000.199114042, 5000000.372194262, 5000000.555809072, 5000000.748112369, 5000000.947258049, 5000001.151400007, 5000001.35869214, 5000001.567288346, 5000001.775342518, 5000001.981008556, 5000002.182440354, 5000002.394129163, 5000002.643273993, 5000002.925472785, 5000003.235576874, 5000003.568437601, 5000003.918906308, 5000004.281834334, 5000004.652073018, 5000005.0244737035, 5000005.393887729, 5000005.755166435, 5000006.103161162, 5000006.432723248, 5000006.738704036, 5000007.015954865, 5000007.259327077, 5000007.463672009, 5000007.623841004, 5000007.734685401, 5000007.795604103, 5000007.844863251, 5000007.892187569, 5000007.937506666, 5000007.980750147, 5000008.021847624, 5000008.0607287, 5000008.097322985, 5000008.131560087, 5000008.163369612, 5000008.192681169, 5000008.219424366, 5000008.24352881, 5000008.264924108, 5000008.28353987, 5000008.299305701, 5000008.312151209, 5000008.322006004, 5000008.328799691, 5000008.33246188, 5000008.331931107, 5000008.316061197, 5000008.282368872, 5000008.23164162, 5000008.164666927, 5000008.082232278, 5000007.98512516, 5000007.874133061, 5000007.750043464, 5000007.613643859, 5000007.465721729, 5000007.307064564, 5000007.138459849, 5000006.960695069, 5000006.7745577125, 5000006.580835264, 5000006.380315212, 5000006.173785041, 5000005.962032239, 5000005.7458442915, 5000005.526008685] | rotor electrical power
rotorse.rp.powercurve.Omega_spline | output | rpm | [3.8940290277084553, 3.9967609492937286, 4.0994928708790015, 4.202224792464275, 4.304956714049548, 4.4076886356348215, 4.510420557220096, 4.613152478805368, 4.7158844003906415, 4.818616321975915, 4.921348243561188, 5.0240801651464615, 5.126812086731735, 5.229544008317009, 5.332275929902282, 5.435007851487555, 5.537739773072828, 5.6404716946581015, 5.743203616243375, 5.845935537828648, 5.9486674594139215, 6.051399380999195, 6.154131302584468, 6.256863224169741, 6.359595145755014, 6.462327067340287, 6.565058988925561, 6.667790910510835, 6.770522832096108, 6.873254753681381, 6.975986675266656, 7.078718596851928, 7.181450518437202, 7.284182440022476, 7.386914361607749, 7.489652623791685, 7.6088613655434285, 7.726280514602667, 7.792411333277731, 7.820810297525991, 7.844315823883431, 7.862417521601468, 7.874604999931518, 7.880367868124997, 7.880773032267112, 7.880773032267112, 7.880773032267112, 7.880773032267112, 7.880773032267112, 7.880773032267112, 7.880773032267112, 7.880773032267112, 7.880773032267112, 7.880773032267112, 7.880773032267112, 7.880773032267112, 7.880773032267112, 7.880773032267112, 7.880773032267112, 7.880773032267112, 7.880773032267112, 7.880773032267112, 7.880773032267112, 7.880773032267112, 7.880773032267112, 7.880773032267112, 7.880773032267112, 7.880773032267112, 7.880773032267112, 7.880773032267112, 7.880773032267112, 7.880773032267112, 7.880773032267112, 7.880773032267112, 7.880773032267112, 7.880773032267112, 7.880773032267112, 7.880773032267112, 7.880773032267112, 7.880773032267112, 7.880773032267112, 7.880773032267112, 7.880773032267112, 7.880773032267112, 7.880773032267112, 7.880773032267112, 7.880773032267112, 7.880773032267112, 7.880773032267112, 7.880773032267112, 7.880773032267112, 7.880773032267112, 7.880773032267112, 7.880773032267112, 7.880773032267112, 7.880773032267112, 7.880773032267112, 7.880773032267112, 7.880773032267112, 7.880773032267112, 7.880773032267112, 7.880773032267112, 7.880773032267112, 7.880773032267112, 7.880773032267112, 7.880773032267112, 7.880773032267112, 7.880773032267112, 7.880773032267112, 7.880773032267112, 7.880773032267112, 7.880773032267112, 7.880773032267112, 7.880773032267112, 7.880773032267112, 7.880773032267112, 7.880773032267112, 7.880773032267112, 7.880773032267112, 7.880773032267112, 7.880773032267112, 7.880773032267112, 7.880773032267112, 7.880773032267112, 7.880773032267112, 7.880773032267112, 7.880773032267112, 7.880773032267112, 7.880773032267112, 7.880773032267112, 7.880773032267112, 7.880773032267112, 7.880773032267112, 7.880773032267112, 7.880773032267112, 7.880773032267112, 7.880773032267112, 7.880773032267112, 7.880773032267112, 7.880773032267112, 7.880773032267112, 7.880773032267112, 7.880773032267112, 7.880773032267112, 7.880773032267112, 7.880773032267112, 7.880773032267112, 7.880773032267112, 7.880773032267112, 7.880773032267112, 7.880773032267112, 7.880773032267112, 7.880773032267112, 7.880773032267112, 7.880773032267112, 7.880773032267112, 7.880773032267112, 7.880773032267112, 7.880773032267112, 7.880773032267112, 7.880773032267112, 7.880773032267112, 7.880773032267112, 7.880773032267112, 7.880773032267112, 7.880773032267112, 7.880773032267112, 7.880773032267112, 7.880773032267112, 7.880773032267112, 7.880773032267112, 7.880773032267112, 7.880773032267112, 7.880773032267112, 7.880773032267112, 7.880773032267112, 7.880773032267112, 7.880773032267112, 7.880773032267112, 7.880773032267112, 7.880773032267112, 7.880773032267112, 7.880773032267112, 7.880773032267112, 7.880773032267112, 7.880773032267112, 7.880773032267112, 7.880773032267112, 7.880773032267112, 7.880773032267112, 7.880773032267112, 7.880773032267112, 7.880773032267112, 7.880773032267112, 7.880773032267112, 7.880773032267112, 7.880773032267112, 7.880773032267112, 7.880773032267112, 7.880773032267112] | omega
rotorse.rs.aero_gust.loads_r | output | m | [3.0, 6.448147165807186, 9.896294331614373, 13.34444149742156, 16.792588663228745, 20.240735829035934, 23.68888299484312, 27.13703016065031, 30.58517732645749, 34.03332449226468, 37.48147165807187, 40.929618823879046, 44.37776598968624, 47.825913155493424, 51.2740603213006, 54.722207487107795, 58.17035465291498, 61.618501818722166, 65.06664898452937, 68.51479615033654, 72.99738746588586, 75.41109048195092, 78.8592376477581, 82.30738481356529, 85.75553197937248, 89.20367914517963, 92.65182631098685, 96.09997347679402, 99.5481206426012, 102.9962678084084]
rotorse.rs.aero_gust.loads_Px | output | N/m | [400.6852438991634, 492.35426822478024, 734.1403285562342, 1146.148270811811, 1715.3254453539694, 2271.9050147583234, 2834.607572650553, 3493.9401739324967, 4180.003674900936, 4969.7645537726685, 5878.958488358572, 7013.409774095426, 8364.53790817201, 9699.474099219244, 10671.192654656015, 11290.574752055612, 11661.454348445428, 11851.858556995949, 11934.991743579794, 11972.986901245387, 11971.668990655146, 11920.139462003823, 11758.332138571732, 11448.195109361177, 10845.241020376374, 10128.723433931797, 9254.112999025216, 8076.8606117655245, 6482.530976786005, 4308.392751380233]
rotorse.rs.aero_gust.loads_Py | output | N/m | [70.00433942907522, 110.10914351416024, -88.63841561258606, -520.2528122249495, -1064.0507892131354, -1460.8403348302631, -1731.594377857698, -1981.683900053389, -2202.300583299548, -2476.9164771209557, -2786.9780619552294, -3179.8592000909503, -3635.1568705152026, -4018.7960695071292, -4190.948546330719, -4213.664311530872, -4152.687728080422, -4037.059349655137, -3894.96388384301, -3747.5366549462715, -3554.516904545374, -3442.535366277706, -3267.8122295943513, -3065.8244191691515, -2808.8888201279306, -2522.903171205018, -2225.0031731151935, -1870.1515047517528, -1433.5863739889776, -905.5559311616381]
rotorse.rs.aero_gust.loads_Pz | output | N/m | [0.0, 0.0, 0.0, 0.0, 0.0, 0.0, 0.0, 0.0, 0.0, 0.0, 0.0, 0.0, 0.0, 0.0, 0.0, 0.0, 0.0, 0.0, 0.0, 0.0, 0.0, 0.0, 0.0, 0.0, 0.0, 0.0, 0.0, 0.0, 0.0, 0.0]
rotorse.rs.aero_hub_loads.P | output | W | 31573311.3533 | Rotor aerodynamic power
rotorse.rs.aero_hub_loads.Mb | output | N/m | 44037218.0494 | Aerodynamic blade root flapwise moment
rotorse.rs.aero_hub_loads.Fhub | output | N | [2058769.5869641586, 52892.446112221194, 18760.746927648695] | Aerodynamic forces at hub center in the hub c.s.
rotorse.rs.aero_hub_loads.Mhub | output | N*m | [38258038.020546794, 7188242.800058642, 2024591.4334303886] | Aerodynamic moments at hub center in the hub c.s.
rotorse.rs.aero_hub_loads.CP | output |  | 0.23398 | Rotor aerodynamic power coefficient
rotorse.rs.aero_hub_loads.CMb | output |  | 0.059661 | Aerodynamic blade root flapwise moment coefficient
rotorse.rs.aero_hub_loads.CFhub | output |  | [0.2867133602531136, 0.007366036030872105, 0.0026127046108234925] | Aerodynamic force coefficients at hub center in the hub c.s.
rotorse.rs.aero_hub_loads.CMhub | output |  | [0.05183169630248734, 0.009738576180019588, 0.0027429009364731034] | Aerodynamic moment coefficients at hub center in the hub c.s.
rotorse.rs.bjs.t_reinf_joint | output | m | 0 | Required reinforcement layer thickness at joint. [float]
rotorse.rs.bjs.w_reinf_joint | output | m | 0 | Required reinforcement layer width at joint. [float]
rotorse.rs.bjs.w_reinf_ratio_joint | output |  | 1 | Ratio of joint-required to nominal reinforcement layer width
rotorse.rs.bjs.t_reinf_ratio_joint | output |  | 1.4386 | Ratio of joint-required to nominal reinforcement layer thickness
rotorse.rs.bjs.L_transition_joint | output | m | 0.12078 | Required length to accommodate reinforcement layer size increase at joint. [float]
rotorse.rs.bjs.n_joint_bolt | output |  | 35.9579 | Required number of bolts for joint. [float]
rotorse.rs.bjs.joint_mass | output | kg | 407.2044 | Mass of bolts + inserts minus mass of reinforcement layer cutouts at joint. [float]
rotorse.rs.bjs.joint_material_cost | output | USD | 1755.239 | cost of joint metallic parts (bolts, washers, and inserts)
rotorse.rs.bjs.joint_total_cost | output | USD | 20355.239 | Total cost of the bolted joint (metallic parts and nonmaterial costs)
rotorse.rs.brs.d_r | output | m | 5.463 | Root fastener circle diameter
rotorse.rs.brs.ratio | output |  | 1.2253 | Ratio of recommended diameter over actual diameter. It can be constrained to be smaller than 1
rotorse.rs.constr.constr_max_strainU_spar | output |  | [0.2271670185978409, 0.28568115181895476, 0.40714305530507117, 0.46490866697898015, 0.5873747480311238, 0.661691408034879, 0.691369377715702, 0.7220086160820748, 0.7449831513780085, 0.7451782713696008, 0.7341752869122636, 0.7248604192870114, 0.7198587312886964, 0.7137499831281887, 0.7088581672811414, 0.7018592723796847, 0.6920730588686704, 0.6784466146346474, 0.6595173343071578, 0.586332013338352, 0.4700813291730926, 0.5242620723952426, 0.5302383721183194, 0.4932343839862821, 0.47206523867040934, 0.4364548926836192, 0.37468805446157477, 0.2783393849791689, 0.13748574689319545, 9.962517296358682e-05] | constraint for maximum strain in spar cap suction side
rotorse.rs.constr.constr_max_strainL_spar | output |  | [0.2271670185978409, 0.27207425657483447, 0.41461498008028885, 0.4967513297002559, 0.5874311901980409, 0.6674048831627539, 0.6996117275263415, 0.7355883544903855, 0.7516843011166152, 0.7392434760370684, 0.7151427131748048, 0.6943069972839292, 0.6809450123128202, 0.6710527317812152, 0.6703258211020794, 0.6721258488761888, 0.6749009286716695, 0.677253546382326, 0.6763793108295727, 0.660890068337094, 0.5035681671301103, 0.6238036453620668, 0.6125126500109973, 0.592360298230017, 0.5793366030987005, 0.5489791231813747, 0.4870109867048892, 0.3785691910365563, 0.1968003502783289, 0.00016380012710578664] | constraint for maximum strain in spar cap pressure side
rotorse.rs.constr.constr_max_strainU_te | output |  | [0.2271670185978409, 0.19916622793222546, 0.14947847951087012, 0.18651345565557076, 0.06650935904007528, 0.019564621624480225, 0.019846957003267406, 0.04744499245032997, 0.06433753311290823, 0.06754600297637568, 0.060414192349560046, 0.04991876239522672, 0.040503546823206116, 0.033000869717246625, 0.02853381097781577, 0.061635400977068884, 0.06829905884956222, 0.07810243755804745, 0.0887784737791202, 0.097932438881022, 0.08432983890679133, 0.1117147865913656, 0.1149129427964583, 0.11758872150322579, 0.12603404350044703, 0.13094743088287167, 0.13752254764623936, 0.11320255547383858, 0.0611466484740396, 0.00010778343012901165] | constraint for maximum strain in trailing edge suction side
rotorse.rs.constr.constr_max_strainL_te | output |  | [0.2271670185978409, 0.19916622793222546, 0.032791538655520494, 0.056702766411156985, 0.09162502920261266, 0.16107721144674284, 0.2051503749736151, 0.22033470719926915, 0.22290677156489902, 0.21650223131432503, 0.2005751627027336, 0.18296638919306835, 0.1687039092633349, 0.1567193335571569, 0.14931113900581713, 0.16221668312913393, 0.1638443328387922, 0.1684269766100078, 0.17318309275803223, 0.17518118976504657, 0.1391192715422036, 0.17200599019729335, 0.16655156526624415, 0.16164171075945882, 0.16051509464706604, 0.15770163022133724, 0.15190750112395146, 0.13321113536122992, 0.07391061579379761, 0.00010778343012901165] | constraint for maximum strain in trailing edge pressure side
rotorse.rs.constr.constr_flap_f_margin | output |  | [-0.14729211015592525, -1.0672959471336572, -2.4079291511124596, -4.067922684454598, -6.378165242417107] | constraint on flap blade frequency such that ratio of 3P/f is above or below gamma with constraint <= 0
rotorse.rs.constr.constr_edge_f_margin | output |  | [-0.4105378303425832, -2.1257149482483584, -4.601477112663797, -8.200378475246639, -12.25091523784847] | constraint on edge blade frequency such that ratio of 3P/f is above or below gamma with constraint <= 0
rotorse.rs.curvature.s | output | m | [3.0, 6.4481780310396095, 9.896530558695531, 13.345131114112394, 16.793911945843035, 20.24270777201063, 23.691358789298903, 27.139768670691225, 30.587958584416292, 34.036127455352656, 37.48443327931066, 40.93290966688563, 44.38151133923567, 47.83037696124607, 51.28004518179692, 54.730597066619424, 58.18176525022585, 61.63357697410176, 65.08704547436786, 68.54217290729204, 73.03548886988071, 75.45557551353748, 78.91447446011546, 82.37524382818964, 85.83744505353737, 89.30112929296986, 92.76649051602986, 96.2340251633269, 99.70385771157461, 103.17549324713849] | cumulative path length along blade
rotorse.rs.curvature.blades_cg_hubcc | output | m | 0.88008 | cg of all blades relative to hub along shaft axis. Distance is should be interpreted as negative for upwind and positive for downwind turbines
rotorse.rs.frame.root_F | output | N | [-836139.4767584801, -208517.7965514348, 484109.55268888874] | Blade root forces in blade c.s.
rotorse.rs.frame.root_M | output | N*m | [11188755.865430908, -48429624.730686635, -0.0] | Blade root moment in blade c.s.
rotorse.rs.frame.flap_mode_shapes | output |  | [[0.02750745055764241, 1.3904741903746038, -0.2456919929038223, -0.5304948637422997, 0.35820521571387215], [-0.20802718149502575, -0.7508051334411697, -0.32513793952009107, 1.6510453443677757, 0.6329249100885093], [0.383557927372556, 0.24087026258111793, 9.604786125300874, -31.430007658823758, 22.200793343569206], [8.81093920987227, -87.2058595404238, 269.71840698031036, -331.40581097387076, 141.08232432411197], [30.48400873251119, -224.3687339161354, 577.556757069365, -625.0778571953844, 242.4058253096437]] | 6-degree polynomial coefficients of mode shapes in the flap direction (x^2..x^6, no linear or constant term)
rotorse.rs.frame.edge_mode_shapes | output |  | [[0.4063875349799398, 3.0391406854369722, -6.002610195810205, 5.261959095844994, -1.704877120451706], [-1.176912477420189, 1.65371850408204, -2.9795338654322356, 5.521132677739439, -2.018404838969053], [-0.20940633247257684, 16.318092574218074, -55.41773285066765, 57.74890461419019, -17.439858005268036], [-3.9426387856391485, 6.578220971395839, 34.75826298094667, -87.31827447572793, 50.92442930902457], [23.50771397311439, -179.69192240466813, 475.49080360537886, -525.9492658924817, 207.6426707186565]] | 6-degree polynomial coefficients of mode shapes in the edge direction (x^2..x^6, no linear or constant term)
rotorse.rs.frame.tors_mode_shapes | output |  | [[13.423392879560925, -49.495149395755, 87.05507350422937, -74.10736749175179, 24.124050503716497], [0.0, 0.0, 0.0, 0.0, 0.0], [0.0, 0.0, 0.0, 0.0, 0.0], [0.0, 0.0, 0.0, 0.0, 0.0], [0.0, 0.0, 0.0, 0.0, 0.0]] | 6-degree polynomial coefficients of mode shapes in the torsional direction (x^2..x^6, no linear or constant term)
rotorse.rs.frame.all_mode_shapes | output |  | [[0.02750745055764241, 1.3904741903746038, -0.2456919929038223, -0.5304948637422997, 0.35820521571387215], [0.4063875349799398, 3.0391406854369722, -6.002610195810205, 5.261959095844994, -1.704877120451706], [-0.20802718149502575, -0.7508051334411697, -0.32513793952009107, 1.6510453443677757, 0.6329249100885093], [-1.176912477420189, 1.65371850408204, -2.9795338654322356, 5.521132677739439, -2.018404838969053], [0.383557927372556, 0.24087026258111793, 9.604786125300874, -31.430007658823758, 22.200793343569206], [-0.20940633247257684, 16.318092574218074, -55.41773285066765, 57.74890461419019, -17.439858005268036], [8.81093920987227, -87.2058595404238, 269.71840698031036, -331.40581097387076, 141.08232432411197], [-3.9426387856391485, 6.578220971395839, 34.75826298094667, -87.31827447572793, 50.92442930902457], [30.48400873251119, -224.3687339161354, 577.556757069365, -625.0778571953844, 242.4058253096437], [23.50771397311439, -179.69192240466813, 475.49080360537886, -525.9492658924817, 207.6426707186565]] | 6-degree polynomial coefficients of mode shapes in the edge direction (x^2..x^6, no linear or constant term)
rotorse.rs.frame.flap_mode_freqs | output | Hz | [0.60147862418809, 1.6237051097189033, 3.1132975585842395, 4.957734817853282, 7.524670993367181] | Frequencies associated with mode shapes in the flap direction
rotorse.rs.frame.edge_mode_freqs | output | Hz | [0.893973868839932, 2.7997262220685712, 5.550573071419059, 9.549352363177773, 14.049948766068697] | Frequencies associated with mode shapes in the edge direction
rotorse.rs.frame.tors_mode_freqs | output | Hz | [22.611647304347233, 0.0, 0.0, 0.0, 0.0] | Frequencies associated with mode shapes in the torsional direction
rotorse.rs.frame.freqs | output | Hz | [0.60147862418809, 0.893973868839932, 1.6237051097189033, 2.7997262220685712, 3.1132975585842395, 4.957734817853282, 5.550573071419059, 7.524670993367181, 9.549352363177773, 10.594658320190725] | ration of 2nd and 1st natural frequencies, should be ratio of edgewise to flapwise
rotorse.rs.frame.freq_distance | output |  | 1.4863 | ration of 2nd and 1st natural frequencies, should be ratio of edgewise to flapwise
rotorse.rs.frame.dx | output | m | [-0.0, 0.003584045697708373, 0.014365105700283327, 0.033609045889981905, 0.06447462142136579, 0.11170343657916225, 0.18069393099426373, 0.2762701942568108, 0.4028439109584747, 0.5642387917207604, 0.7627698124121088, 0.999617306920204, 1.2758188044283294, 1.5927358890339385, 1.9521950062263855, 2.356745099917687, 2.8096600627090744, 3.314779458486039, 3.876381967063696, 4.498907377091006, 5.3997287528568485, 5.924954634709591, 6.735378274225735, 7.625685738124601, 8.604138513421741, 9.682157983092399, 10.87230816424885, 12.18390430571978, 13.6151000453167, 15.12385054220852] | deflection of blade section in airfoil x-direction
rotorse.rs.frame.dy | output | m | [0.0, -0.0009799866966828307, -0.004042209316349081, -0.009817549190122355, -0.019312875292005156, -0.03369492969281007, -0.05401409007268067, -0.08087012553404942, -0.114578935727736, -0.15522710911927118, -0.2026260904709595, -0.25646001957255543, -0.31644736309103233, -0.38238402362626894, -0.45413684264420723, -0.5316849170917324, -0.6151093109869297, -0.7045179098530202, -0.8000067930237802, -0.9016059773910502, -1.042128125353262, -1.1212053676811944, -1.2383233908620868, -1.3599034999214263, -1.484932007431988, -1.6120625966897448, -1.7394651454916072, -1.8648562119084948, -1.985725581681143, -2.101966935150953] | deflection of blade section in airfoil y-direction
rotorse.rs.frame.dz | output | m | [-0.0, -5.55539728007528e-05, -0.00012103199950026027, -0.00019664045742032827, -0.00028339396623053173, -0.00037750302263297943, -0.0004753703568282965, -0.0005754349935815661, -0.0006770000212700664, -0.0007793242620552682, -0.0008813085281301258, -0.0009821183260566618, -0.0010816367796389855, -0.0011798138937893954, -0.0012763192516497149, -0.0013710568741858663, -0.0014638280178884326, -0.0015545005466227643, -0.0016432351808891045, -0.0017296765446731823, -0.0018133049597956411, -0.00184568371156184, -0.0018963875111256553, -0.0019410473204297565, -0.001980185643457593, -0.0020139668737479714, -0.002041843360050256, -0.0020631704605710744, -0.002077379180279093, -0.0020831619672344805] | deflection of blade section in airfoil z-direction
rotorse.rs.frame.EI11 | output | N*m**2 | [79807747966.9001, 69003520706.20618, 54598644795.21135, 38683532753.379196, 25519780108.43155, 17758355906.57096, 13987335212.466074, 10964360963.746298, 8866915748.181751, 7614580009.620028, 6687492437.248168, 5817874721.629298, 4950878559.242158, 4159055026.5875907, 3377632832.1510525, 2687192514.459519, 2099554961.178816, 1612171547.958497, 1220117236.7137325, 915071280.1992164, 851606209.4247385, 481229537.0080513, 326263055.11702096, 206553193.30961257, 117045022.08375578, 60810504.18016147, 28287057.021786306, 10921422.220065584, 3013584.887133909, 405745.09632417344] | stiffness w.r.t principal axis 1
rotorse.rs.frame.EI22 | output | N*m**2 | [79811099575.35461, 82030890255.7982, 64916567436.55262, 49212558582.21952, 39534671692.97314, 33721698952.12263, 29452008649.349476, 25781988200.425766, 23096695201.715847, 21312243542.507153, 20275698208.230778, 19252897401.3167, 17758797982.618916, 16233389640.061548, 14011569119.94466, 11336905239.178488, 9112908030.426022, 6905035761.503504, 5100437535.429063, 3732308094.040151, 3225835857.480089, 1934601775.4207125, 1347293589.4048104, 911268269.7127258, 562001747.8418467, 331950572.5180916, 181058318.37472385, 88900627.51775904, 36299697.425607696, 5896419.1058054585] | stiffness w.r.t principal axis 2
rotorse.rs.frame.alpha | output | deg | [12.07607196435951, 70.86432866591434, 50.758820740739495, 21.877324768552043, 12.611850260881328, 8.086271055694748, 6.500806722013862, 5.291087938201983, 4.4289817377949205, 3.9043480365850263, 3.541461752085399, 3.235398136870462, 2.99699197139205, 2.7321556863766117, 2.4907318521453057, 2.3216022139401016, 2.1047474894860096, 1.8743097142869325, 1.6240175116834978, 1.3436715104875672, 1.2171042549174134, 0.6863964342877495, 0.3167963672200557, -0.11881737782465496, -0.4569277288718521, -0.7024918952645316, -0.824665653956973, -0.8067504856144923, -1.1167108035700257, -1.4332137510064393] | Angle between blade c.s. and principal axes
rotorse.rs.frame.M1 | output | N*m | [-33653312.6182404, -31609207.923331503, -18681156.194048844, -32074909.594761733, -36253712.41396661, -34735358.5058364, -32271254.95448694, -29617976.309669416, -26964038.772713948, -24362841.577118535, -21847530.33443963, -19434578.076003898, -17135917.250735283, -14964627.184933841, -12933741.370847953, -11053686.758713188, -9328879.868986754, -7760772.0921809655, -6349767.080912988, -5094910.992337378, -3704061.7405156516, -3046973.0213924735, -2227308.3089902145, -1550705.8687577883, -1011425.769731089, -600876.4796028516, -308502.2350738975, -121877.41599976919, -25568.289816629265, 4.727022373653199] | distribution along blade span of bending moment w.r.t principal axis 1
rotorse.rs.frame.M2 | output | N*m | [36579679.68107957, 34435900.81506538, 39618256.59488948, 25352750.820723087, 11386583.86269027, 5424324.681218552, 2442465.083425371, 847330.7335574956, -217121.40054831578, -834883.3822459376, -1120445.5553863922, -1216156.104712126, -1211863.9267294614, -1155893.6530857168, -1073107.5686206436, -966665.2297713956, -855551.4183471521, -752016.1184334286, -655167.3860552969, -566108.1742861497, -444490.51407353114, -403226.3190699172, -325532.0451351072, -250808.18313574838, -180357.98809322057, -116841.08662235728, -64742.38627056038, -27381.42376567691, -6283.799759408949, 0.11095205274796172] | distribution along blade span of bending moment w.r.t principal axis 2
rotorse.rs.frame.F2 | output | N | [594386.0001903239, 592747.3025325426, 381771.2165999717, 677504.4427790164, 806222.4147712323, 821149.5421055127, 814596.9346548042, 801090.0345381296, 783751.4606944558, 763226.6785101391, 739612.0217447352, 712376.5234891889, 680706.2160476127, 644187.2940388817, 603471.5066445227, 560006.1202944966, 514946.1705927839, 469021.49108617735, 422781.4995532767, 376487.7385231308, 310197.4257953012, 277294.59550396603, 233931.13135690658, 190180.70308059987, 148563.72423966226, 109904.49384842871, 74634.2305220298, 43547.999242376485, 17812.502062631615, -818.3716546564319] | distribution along blade span of force w.r.t principal axis 2
rotorse.rs.frame.F3 | output | N | [484109.55268888874, 532468.2730409838, 559022.1397670993, 569181.560124771, 567764.1359416638, 558470.8787733322, 543900.9091412846, 525817.2988324155, 505396.3135233774, 483111.2095833927, 458776.8511991384, 432162.1300820003, 403464.5367797389, 373091.98630307923, 341565.1487138528, 309765.4462581118, 278379.5314369402, 247957.10406564875, 219134.19220338756, 192090.30822207802, 129197.88238803248, 96761.89240898329, 75877.1011428783, 57349.65314491068, 41350.92194995573, 28022.614914000173, 17297.015027113077, 9124.95337583232, 3352.0075654111038, -7.366907084360719e-11] | axial resultant along blade span
rotorse.rs.strains.strainU_spar | output |  | [0.0007950845650924432, -0.0009998840313663417, -0.001425000693567749, -0.0016271803344264305, -0.0020558116181089332, -0.0023159199281220766, -0.0024197928220049568, -0.0025270301562872618, -0.0026074410298230297, -0.0026081239497936027, -0.0025696135041929228, -0.00253701146750454, -0.0025195055595104376, -0.0024981249409486606, -0.002481003585483995, -0.0024565074533288967, -0.0024222557060403467, -0.002374563151221266, -0.0023083106700750524, -0.002052162046684232, -0.0015232214337323028, -0.0018349172533833492, -0.0018558343024141178, -0.0017263203439519875, -0.0016522283353464326, -0.0015275921243926673, -0.0013114081906155117, -0.0009741878474270911, -0.00048120011412618413, 3.486881053725539e-07] | strain in spar cap on upper surface at location xu,yu_strain with loads P_strain
rotorse.rs.strains.strainL_spar | output |  | [0.0007950845650924432, 0.0009522598980119207, 0.001451152430281011, 0.0017386296539508956, 0.0020560091656931434, 0.0023359170910696387, 0.0024486410463421954, 0.0025745592407163493, 0.0026308950539081534, 0.0025873521661297395, 0.002502999496111817, 0.0024300744904937523, 0.002383307543094871, 0.0023486845612342533, 0.002346140373857278, 0.002352440471066661, 0.0023621532503508434, 0.0023703874123381413, 0.0023673275879035043, 0.002313115239179829, 0.0015973005886880552, 0.0021833127587672337, 0.0021437942750384908, 0.0020732610438050597, 0.002027678110845452, 0.0019214269311348111, 0.0017045384534671122, 0.001324992168627947, 0.0006888012259741511, -5.733004448702533e-07] | strain in spar cap on lower surface at location xl,yl_strain with loads P_strain
rotorse.rs.strains.strainU_te | output |  | [0.0007950845650924432, -0.0006970817977627891, -0.0005231746782880455, -0.0006527970947944977, -0.0002327827566402635, -6.847617568568079e-05, 6.946434951143592e-05, 0.0001660574735761549, 0.0002251813658951788, 0.00023641101041731492, 0.00021144967322346016, 0.00017471566838329352, 0.0001417624138812214, 0.00011550304401036318, 9.986833842235519e-05, 0.0002157239034197411, 0.00023904670597346778, 0.0002733585314531661, 0.0003107246582269207, 0.000342763536083577, 0.00028087170620082755, 0.00039100175306977964, 0.0004021952997876041, 0.00041156052526129024, 0.0004411191522515646, 0.0004583160080900508, 0.0004813289167618378, 0.000396208944158435, 0.0002140132696591386, -3.772420054515408e-07] | strain in trailing-edge panels on upper surface at location xu,yu_te with loads P_te
rotorse.rs.strains.strainL_te | output |  | [0.0007950845650924432, -0.0006970817977627891, -0.00011477038529432174, -0.00019845968243904945, 0.0003206876022091443, 0.0005637702400636, 0.0007180263124076529, 0.000771171475197442, 0.0007801737004771466, 0.0007577578096001377, 0.0007020130694595676, 0.0006403823621757393, 0.0005904636824216722, 0.0005485176674500491, 0.00052258898652036, 0.0005677583909519687, 0.0005734551649357728, 0.0005894944181350273, 0.0006061408246531129, 0.000613134164177663, 0.00044905243626372797, 0.0006020209656905268, 0.0005829304784318545, 0.0005657459876581059, 0.0005618028312647311, 0.0005519557057746804, 0.0005316762539338302, 0.0004662389737643047, 0.00025868715527829165, -3.772420054515408e-07] | strain in trailing-edge panels on lower surface at location xl,yl_te with loads P_te
rotorse.rs.strains.axial_root_sparU_load2stress | output | m**2 | [0.0, 0.0, -0.8522815460926468, 0.7867868281256258, 9.199686554942078e-06, 0.0] | Linear conversion factors between loads [Fx-z; Mx-z] and axial stress in the upper spar cap at blade root
rotorse.rs.strains.axial_root_sparL_load2stress | output | m**2 | [0.0, 0.0, -0.8522815460926468, 0.7867868281256258, 9.199686554942078e-06, 0.0] | Linear conversion factors between loads [Fx-z; Mx-z] and axial stress in the lower spar cap at blade root
rotorse.rs.strains.axial_maxc_teU_load2stress | output | m**2 | [0.0, 0.0, -1.4265011620034447, -2.5934586276911564, 0.011948542475714165, 0.0] | Linear conversion factors between loads [Fx-z; Mx-z] and axial stress in the upper trailing edge at blade max chord
rotorse.rs.strains.axial_maxc_teL_load2stress | output | m**2 | [0.0, 0.0, -1.4265011620034447, -2.626846234275184, -0.48329888100815704, 0.0] | Linear conversion factors between loads [Fx-z; Mx-z] and axial stress in the lower trailing edge at blade max chord
rotorse.rs.tip_pos.tip_deflection | output | m | 14.6177 | deflection at tip in yaw x-direction
rotorse.rs.tot_loads_gust.Px_af | output | N/m | [1270.177165374831, 1389.3655715592351, 1667.1511376463025, 2125.433356375716, 2677.8005279840595, 3208.352013249589, 3738.113239932953, 4380.743093614953, 5074.270414287293, 5901.687367567129, 6872.553364820862, 8076.086403870945, 9501.043887843034, 10927.234964440633, 11976.416030769124, 12609.670962770831, 12968.042810375575, 13136.604916227805, 13195.8413227103, 13187.38256449312, 14754.132379495148, 12973.510636034114, 12719.099874514273, 12304.905600745733, 11569.197404878021, 10719.437465495936, 9711.837225997551, 8402.430081592249, 6686.350700549677, 4382.387450450267] | total distributed loads in airfoil x-direction
rotorse.rs.tot_loads_gust.Py_af | output | N/m | [621.1316062562255, 653.1753228808643, 479.68458664743036, 105.46249315126556, -378.40451255830726, -736.7311278686208, -983.2488430510257, -1199.8837259167453, -1387.4660143510723, -1610.0961042596828, -1840.2969481949385, -2122.2537867368937, -2442.9396893669073, -2696.3078327117223, -2786.9036294958746, -2779.6775535007673, -2724.346667670354, -2642.5439281541644, -2556.845186762485, -2487.6887154802494, -2286.7413957798226, -2409.1085160160756, -2379.6054764544137, -2341.352462141751, -2266.526979051242, -2159.133638437912, -2029.4924602986252, -1823.460135294117, -1498.4355618551215, -1017.5098071009388] | total distributed loads in airfoil y-direction
rotorse.rs.tot_loads_gust.Pz_af | output | N/m | [-17576.86641259515, -10472.247097030675, -4929.575754972791, -963.1097604665101, 1785.2467028965457, 3605.045154264433, 4845.855251777765, 5643.032595021304, 6201.585160380659, 6724.26187644318, 7390.1978710856, 8046.921260040545, 8598.309216997251, 9018.4314788298, 9267.820924648291, 9176.700028114936, 9027.814347429736, 8617.858480331695, 8100.059069425211, 7585.984389049731, 20474.766950555728, 6401.781844204381, 5711.853046223361, 5034.47109640992, 4245.141863183327, 3485.5671962157962, 2735.515242346561, 2004.4591183173295, 1343.9753951077275, 600.2622705713991] | total distributed loads in airfoil z-direction
rotorse.split.blade_length_inner | output | m | 70.1228 | Length of inner blade portion
rotorse.split.s_inner | output |  | [0.0, 0.04926108374384237, 0.09852216748768473, 0.1477832512315271, 0.19704433497536947, 0.24630541871921185, 0.2955665024630542, 0.3448275862068966, 0.39408866995073893, 0.44334975369458135, 0.4926108374384237, 0.541871921182266, 0.5911330049261084, 0.6403940886699508, 0.6896551724137931, 0.7389162561576356, 0.7881773399014779, 0.8374384236453202, 0.8866995073891627, 0.935960591133005, 1.0] | Inner blade nondimensional span location
rotorse.split.chord_inner | output | m | [4.5, 4.569836811677395, 4.6252818893763585, 4.667995817786707, 4.699639181598262, 4.721872565500841, 4.736356554184264, 4.744751732338349, 4.748718684652918, 4.749917995817786, 4.746350277168625, 4.694350910089418, 4.587985743035093, 4.436524130451718, 4.2492354267853685, 4.035388986482111, 3.8042541639880216, 3.5651003137491686, 3.327196790211623, 3.099812947821457, 2.81761793304188] | Inner blade chord distribution
rotorse.split.coord_xy_interp_inner | output |  | [[[1.0, -5.228022875725102e-16], [0.9994296839925829, -0.022259740711558177], [0.998063017832965, -0.04445803489546769], [0.9955739142666737, -0.0665618134473914], [0.9920863097495596, -0.08851982053258164], [0.9876861486750572, -0.11027527223126012], [0.9823305251706395, -0.1317843709197388], [0.9760119083356917, -0.15300661763508847], [0.9687874672983805, -0.17388680280547386], [0.9606748602592399, -0.19437934848935778], [0.9516753587636768, -0.2144496858898974], [0.9418276527462444, -0.23405837873056085], [0.9311752953551308, -0.25315297586530683], [0.9197303974311781, -0.2717058715241765], [0.9075245591947199, -0.2896910384273745], [0.8946104080703081, -0.3070575403137143], [0.8810096964994353, -0.3237794960574165], [0.866747905197194, -0.339839087916958], [0.8518902581712055, -0.355200475411866], [0.8364694626214207, -0.3698431374689817], [0.820513485943698, -0.3837614939542973], [0.8040738322175812, -0.39691489811790015], [0.7871915298856534, -0.4092893400643106], [0.7698979191015535, -0.4208940017028426], [0.7522523412351593, -0.4317036404757956], [0.7342913491785575, -0.44170411642042817], [0.7160449249557642, -0.4509162950105447], [0.6975716400331089, -0.4593111923915063], [0.6789061864336874, -0.46689183369931203], [0.6600803126205398, -0.4736931268620854], [0.6411475171372123, -0.4796641292900073], [0.6221376509688521, -0.48484343347152115], [0.6030879981944149, -0.48926892453206955], [0.5840450421189749, -0.49287710440089977], [0.5650308976870032, -0.4957710179013429], [0.5460886027795995, -0.49790677272002765], [0.5272486739168989, -0.4992052309653694], [0.508535950506088, -0.4999001471231513], [0.48999235547038833, -0.49986512233616714], [0.4716321145068305, -0.49915299052333634], [0.4534925037443476, -0.4978655748478763], [0.43559330289767306, -0.49584922139645754], [0.41795606561694243, -0.49322020425743757], [0.40060974844257646, -0.4900340177148858], [0.38356093160600935, -0.48624065438121056], [0.3668432157337161, -0.4819531220757106], [0.35045731632050314, -0.4771070365916879], [0.33443448400863013, -0.4718016171476336], [0.3187741003293152, -0.4659975031053569], [0.3034996231212948, -0.45977183363997315], [0.2886112935656476, -0.45311101277459814], [0.27412438666566624, -0.4460714726760404], [0.26004145552371905, -0.4386539965865653], [0.2463748720159175, -0.4308972880761414], [0.23312344393883352, -0.4228128921543159], [0.22029377781042306, -0.41444216059030164], [0.20788328296533118, -0.4057907314202666], [0.19590295639164576, -0.39689711005990247], [0.18434125306662855, -0.38776302893280623], [0.17321393095416077, -0.37843278185751145], [0.16249917612963843, -0.3689016855353163], [0.15221460277725932, -0.35922081920480586], [0.14233175939897136, -0.3493817949754996], [0.13287211153919, -0.33942867829019185], [0.12380643962975978, -0.3293594524047539], [0.11514762338607656, -0.3192023645100907], [0.10688720880274838, -0.30897183476900875], [0.09900711152156343, -0.2986754406431281], [0.09152340438534401, -0.28834653723959136], [0.08439704281722242, -0.2779791205220024], [0.0776464790199521, -0.26760420577043886], [0.0712479082120208, -0.2572292124527742], [0.06518786629737473, -0.24686109008276283], [0.05948747212742032, -0.23652443301269652], [0.05410024641809, -0.22621390127387142], [0.049037878670187655, -0.21594907486257175], [0.044300349757333976, -0.2057452464738149], [0.039842359734680484, -0.19559765442820762], [0.035689975243613004, -0.1855255033033041], [0.031829235005065896, -0.1755359887530568], [0.028220007205789974, -0.16562693673246215], [0.024892524779269766, -0.15581522149021937], [0.021828668303003517, -0.1461056218157035], [0.018984694713133153, -0.13649533799824295], [0.016392191702033498, -0.1269983005811027], [0.014044634634199048, -0.11762077059006065], [0.011879824984634942, -0.10835684703907963], [0.00993094518736226, -0.09921662146203765], [0.008219407957347494, -0.0902084101294225], [0.0066583862213787865, -0.08132543510984099], [0.005267741928506431, -0.07257222340427001], [0.004095157538529609, -0.06395640173157158], [0.0030987885971364196, -0.055478013021100045], [0.0021966077355110324, -0.04713200469997591], [0.0014626417630186888, -0.03892440526041703], [0.0009644846082979224, -0.030860610171394718], [0.0005993738679828514, -0.022936235945969063], [0.0002900866455990823, -0.015148765877396714], [7.807077883024657e-05, -0.007502222076493378], [0.0, 0.0], [7.804120611659719e-05, 0.007500736220690077], [0.0002898787241920041, 0.015142758486887441], [0.000598775316682048, 0.02292258456141937], [0.0009633263516348351, 0.03083611939777482], [0.0014596682128281925, 0.03888574897117924], [0.002190976364499905, 0.047075815990683056], [0.0030899784195977838, 0.05540088812816734], [0.0040827111247031585, 0.06385488643689734], [0.005248531243836643, 0.07244263446468859], [0.006631282230012606, 0.08116423659691048], [0.008183684298590573, 0.09001209900857182], [0.009883614168490653, 0.09898142028662286], [0.011817640154723611, 0.10807902374749315], [0.01396619932168302, 0.1172968915532844], [0.016295142079104163, 0.1266248185078847], [0.018863193778115264, 0.13606823481979585], [0.02168071375327755, 0.1456217410739376], [0.02471591629586298, 0.15527150565279574], [0.028006440010586352, 0.16501912653915243], [0.031576255891496444, 0.17486145042023293], [0.03539483961687758, 0.18478174850035556], [0.03949498254800754, 0.19478045115068363], [0.04389792827815823, 0.20485282604936875], [0.04857580757377652, 0.21497933573681455], [0.053567991613811754, 0.2251632488767036], [0.058881821148870805, 0.23539257539832661], [0.06450016290273135, 0.24564586185495754], [0.07046920463911448, 0.2559288096954281], [0.07677403099247092, 0.2662200889663396], [0.08341621271683673, 0.2765073937902718], [0.09042901951906561, 0.28678971177956086], [0.0977906533229447, 0.29703436159541413], [0.10553618719874776, 0.30724577033016703], [0.11365876004177941, 0.31739779819794195], [0.12216148331893956, 0.32747251411893785], [0.1310674986027348, 0.3374671550918847], [0.14035464992188373, 0.3473464005305412], [0.15005511078613856, 0.35711729389225577], [0.16014896266156226, 0.36673682914626515], [0.17065818789963985, 0.3762090161783657], [0.181574957422924, 0.3854954202777727], [0.19290757140963555, 0.39458324766597075], [0.20465763457781186, 0.4034522528592034], [0.21681735306942437, 0.4120736546751029], [0.22939648396347811, 0.4204412604055216], [0.24237780069407988, 0.4285157291249229], [0.25577362426833844, 0.43629701405132887], [0.2695667856328992, 0.4437307842367116], [0.2837657972261352, 0.4508257189736273], [0.29834798288780395, 0.457529313046837], [0.3133189787852679, 0.46384827499917675], [0.3286584618928104, 0.4697270339484696], [0.3443649416455463, 0.4751660894880115], [0.3604197737256814, 0.480124895665173], [0.37681123376695697, 0.48458015694873546], [0.3935252510207292, 0.48853802379954264], [0.41053864255357086, 0.49191628687198], [0.4278432324908231, 0.4947936897726825], [0.4454066634681981, 0.49700186546594965], [0.46322225410302975, 0.4986945279258362], [0.4812515456557157, 0.4995759574617022], [0.49948102667173666, 0.49999959595885196], [0.5178795830856975, 0.49960989996393285], [0.53641763136701, 0.49871925440459125], [0.5550757049095608, 0.4969470954598008], [0.5738084272426077, 0.494546807361687], [0.5925967311050585, 0.49134249558479953], [0.6114013775535108, 0.48742771367820337], [0.6301864306052414, 0.48276379079159115], [0.648926781663159, 0.4772994360273941], [0.6675702064249728, 0.4710909063826163], [0.6860884295909518, 0.46408556444857973], [0.7044453890439168, 0.45628515353038346], [0.722592093722966, 0.4477211541323308], [0.7405018004535244, 0.43835712852367326], [0.7581254571228347, 0.4282123442390851], [0.7754210143761534, 0.4173028842750689], [0.7923623735876, 0.40561397611120953], [0.8088945461516955, 0.3931735469910263], [0.8249746330148909, 0.37999039194943635], [0.840576952273409, 0.36606263907410247], [0.8556527588088183, 0.3514331465234179], [0.8701628988827119, 0.3361178636958033], [0.8840850330712717, 0.32012561483558377], [0.8973612142623708, 0.3034905059583089], [0.9099546800766618, 0.28624096866093407], [0.9218514714025469, 0.26839650792968384], [0.9330128366584267, 0.2500014055184513], [0.9433892789690503, 0.23108884233257734], [0.9529731538505595, 0.2116848082416565], [0.9617431308270605, 0.19183234032607036], [0.9696406906754642, 0.17157715881862903], [0.976664215898664, 0.15095167052848085], [0.9828150771120139, 0.12999562103203396], [0.9880284400451029, 0.1087652991581767], [0.9923048366037509, 0.08729993375043676], [0.9956935187759139, 0.06563977190440677], [0.9981204893400154, 0.043839458141428], [0.9994430379087047, 0.021949651396883253], [1.0, -5.262717345244639e-16]], [[1.0, -0.0004638118459895953], [0.9984671733845202, -0.022176073806829073], [0.9962010189226616, -0.044351395222738545], [0.9929026769529263, -0.06634546047691313], [0.9886921791534908, -0.08835128540674543], [0.9836417003030666, -0.11016186981181435], [0.9776935270191353, -0.13166614881679514], [0.9708332396137559, -0.15288392077035748], [0.9631054519385788, -0.1737598287607129], [0.954532118302001, -0.1942484639483162], [0.9450948827272965, -0.21431485989644075], [0.9348365135795949, -0.2339197139318746], [0.9237922165624115, -0.2530104348178591], [0.9119678731501509, -0.2715592588317117], [0.8994040293865623, -0.2895255546496477], [0.8861439850623914, -0.30676257525251216], [0.8722139273132252, -0.3233331078794496], [0.8576405013890981, -0.3392208212500267], [0.8424918463138651, -0.35439498446765005], [0.8268017658276134, -0.36883894361410424], [0.8105945479290707, -0.38253690406162383], [0.7939227340691527, -0.3954518514729365], [0.7768322401803981, -0.4075848533740013], [0.7593482453756809, -0.4189206804928453], [0.7415376393986641, -0.4294645249422542], [0.7234312051733087, -0.43917633044306814], [0.705064134628845, -0.4480974501783146], [0.6864948073590625, -0.4562062936146256], [0.6677567468827389, -0.4634961629040646], [0.6488816855296917, -0.4699964056434572], [0.6299233101319794, -0.47568642538005484], [0.6109107600460605, -0.4805696742550079], [0.5918808588686519, -0.48470898820901515], [0.5728785950404724, -0.4880432475178806], [0.5539269984789256, -0.4906676163064863], [0.5350676946300881, -0.49253453011194503], [0.5163311532459858, -0.49357637071225186], [0.49773819674912345, -0.4940322652122179], [0.47933306660787195, -0.49376498314870565], [0.4611285998354018, -0.4928308092881163], [0.44315932912926065, -0.4913347518591997], [0.4254476850733872, -0.4891175241862929], [0.4080096040923348, -0.4863082497256368], [0.3908777222269456, -0.4829469700751172], [0.37405439787754124, -0.4789965744435154], [0.3575737836368038, -0.47456307703290074], [0.34143815925513366, -0.46958203525468334], [0.3256707636257218, -0.46416144069790816], [0.31027963353432836, -0.4582498364766646], [0.29527935033472164, -0.45193415045643265], [0.28067513168210884, -0.4451943605070709], [0.26647890456738466, -0.4380893792040086], [0.25268936761168936, -0.4306246469372193], [0.23932380454759788, -0.42283149436736955], [0.22637249324966888, -0.4147302870857254], [0.21384162583594854, -0.40636054651531306], [0.20172964390601206, -0.3977263749246579], [0.19004270401008846, -0.38886847357967336], [0.17878051391940514, -0.3797791829451586], [0.16794719268130187, -0.37050981375349185], [0.1575156104719489, -0.36105917021098194], [0.14751757926659972, -0.35146658922371105], [0.13791727522783742, -0.3417287941527196], [0.12873263379551803, -0.3318898962587249], [0.11993293273125566, -0.32194856962266255], [0.11152631628830112, -0.31193375629085474], [0.1035129018182118, -0.3018548344067732], [0.09586967710637402, -0.29172118538198283], [0.08861022310916078, -0.2815652950964024], [0.08169699278465405, -0.2713805684570672], [0.07515353791922992, -0.26119428841162695], [0.0689536742727614, -0.2510145000882887], [0.06308392696199935, -0.2408477975730364], [0.0575662813086175, -0.23071713950277656], [0.05235457470435836, -0.2206175141857337], [0.04745787224483998, -0.210568128140777], [0.042876780986014475, -0.20058378207747635], [0.03856735485208224, -0.19065910899054278], [0.03455089898704609, -0.1808132710703352], [0.030813599295340163, -0.17105300680166907], [0.027320880179595934, -0.161375236688796], [0.024102217770986714, -0.15179591407869095], [0.02113765490830785, -0.14231956568402285], [0.01838287969958718, -0.13294369100743667], [0.015870108077630753, -0.12368126864619768], [0.013595936204282798, -0.11453780557129871], [0.011500582795211394, -0.10550742459297964], [0.009614318272012281, -0.09659991246456354], [0.007957053891586519, -0.08782330704853379], [0.0064445289752556685, -0.07917089161949087], [0.005098087130931879, -0.07064680861546084], [0.00396431543475112, -0.062258207100183136], [0.0030004062476149847, -0.05400512757964083], [0.002125683476350713, -0.045882739179928946], [0.001409007077869603, -0.037896849780697024], [0.0009233128284636501, -0.03005224200938579], [0.0005719431369820731, -0.022344335003813873], [0.0002750881655745939, -0.01477069658801215], [7.41662246608336e-05, -0.007334963563321715], [0.0, 0.0], [7.347445324379198e-05, 0.007252611896674817], [0.0002745659257330717, 0.014683235244873173], [0.0005728883741955862, 0.02224903247250814], [0.00092888574053064, 0.029945982797076012], [0.0014135718626495971, 0.03777665537698494], [0.002122126409694201, 0.04574559215698956], [0.002991086641440035, 0.05384759271643007], [0.003950335703883144, 0.062076742716421635], [0.005078543629372844, 0.07043767696000137], [0.006419595456864862, 0.07893061415193242], [0.007924025833754341, 0.087548563081347], [0.009569149536340523, 0.09628715057146045], [0.011440070855323989, 0.1051529476558098], [0.01352107571228472, 0.11413795167113061], [0.015780697958844073, 0.12323244795107474], [0.018272094317778625, 0.13244220060624826], [0.021001590178729122, 0.1417625212927189], [0.023939614041401977, 0.15118003060948984], [0.02712533771965366, 0.16069604484578753], [0.03058370542078846, 0.17030771763782235], [0.034282621134373775, 0.17999938680277952], [0.038250043752213414, 0.18977241343674528], [0.042506169459466475, 0.19962249533533663], [0.04702849014627919, 0.20953041486422877], [0.05185734038696555, 0.2194994442798542], [0.0569971055718374, 0.22951870376683936], [0.06243435872093425, 0.23956671277975136], [0.06821537188347812, 0.24964859552216043], [0.0743257263211002, 0.2597442634918527], [0.08076670668052384, 0.2698418898118907], [0.08757095714437121, 0.27994049711580676], [0.09471580228559101, 0.29000962360221166], [0.10223139417679081, 0.3000553899215217], [0.1101157796798437, 0.3100511882893672], [0.11837331562223306, 0.31997939522976504], [0.12702402951280237, 0.3298390388299363], [0.13604234189662803, 0.33959842844845023], [0.14546864117305108, 0.3492604455213171], [0.15528494465845252, 0.3587829681182552], [0.16551112908835186, 0.3681710582651799], [0.17613934088294245, 0.3773882768662191], [0.18717687765731914, 0.3864235117978308], [0.19862630083322627, 0.39525686713693636], [0.2104861574450254, 0.4038567451745826], [0.22276407416847543, 0.4122190506206185], [0.2354400780902196, 0.4203090489617321], [0.24853083896880593, 0.42812311595611435], [0.26202139615928166, 0.43560738319454445], [0.275922264161973, 0.4427685504481824], [0.2902119763985298, 0.4495554523831977], [0.3048988924919414, 0.4559708561960908], [0.3199612214964364, 0.4619638966216653], [0.33539825377575, 0.46753317300933045], [0.3511959428693748, 0.4726349444795142], [0.3673386940107639, 0.47725206347213606], [0.3838166511021187, 0.48138502078055556], [0.4006080126231038, 0.4849517901466881], [0.4177036587735642, 0.4880306800018812], [0.43507265499822245, 0.49045773635660583], [0.45271021057379146, 0.492376417191462], [0.47057983694609773, 0.49349658001198776], [0.48866904746183576, 0.49415462050041453], [0.5069452861228687, 0.4940125776377233], [0.5253797149747718, 0.4933713024806604], [0.5439536005872413, 0.4918556497537658], [0.5626217226887857, 0.4897172072337827], [0.581366344599658, 0.48677077316982476], [0.6001470362911642, 0.4831253040200702], [0.6189295288327601, 0.4787219228681121], [0.6376880328744812, 0.47352020444549037], [0.6563716919801897, 0.46757844348681354], [0.6749507081188533, 0.46083005314765507], [0.6933911532444501, 0.453291236651978], [0.7116437134755846, 0.44498612009123784], [0.7296816422460073, 0.4358788942802349], [0.7474551985791178, 0.42597909598145167], [0.7649245875788055, 0.41531469067365273], [0.7820616618200305, 0.40386138003606425], [0.798812848987524, 0.39164888166776], [0.8151339357669349, 0.37867995890959544], [0.8310004341502942, 0.36495817685594373], [0.8463690868703138, 0.35053704946112146], [0.8611939760746471, 0.33541049830407976], [0.8754588797550087, 0.3196102269575249], [0.8890984683928713, 0.3031452164959244], [0.9020836386545227, 0.2860633390985634], [0.9143932627540562, 0.2683667571004267], [0.9259908906206432, 0.2500314310413086], [0.9368323126596996, 0.23112446983111865], [0.9469028490122432, 0.2117258711840455], [0.9561823522364571, 0.19187870465591542], [0.9646151024331149, 0.1716287150318257], [0.972199006376436, 0.15100830860478814], [0.9789264086424856, 0.1300570542579335], [0.9847409503350865, 0.10883136825772055], [0.9896477740655049, 0.08737054466842599], [0.9936826075080232, 0.06571457999407904], [0.9967768773419313, 0.04391797850773191], [0.9987746570413105, 0.02221192451065693], [1.0, 0.00030387842938652644]], [[1.0, -0.0038492654100905654], [0.9906314389460237, -0.02124358659915649], [0.980995553124424, -0.04244577814857979], [0.9710008406108143, -0.06310906534007898], [0.9607347862368819, -0.08485651608924341], [0.9501792391917762, -0.10652681256063543], [0.9391845966882083, -0.12758610905981918], [0.9277995368785148, -0.14839146457103897], [0.9159038272676024, -0.16887438898026688], [0.9035141573243257, -0.1890037103413512], [0.8904468618951541, -0.208710153716595], [0.8767805360441657, -0.2279657306584762], [0.8624805867331169, -0.24670559288775049], [0.8475002499100438, -0.26488825755621626], [0.8319554654799055, -0.2824033900682671], [0.8158100483185959, -0.2985340525300442], [0.7991269475008924, -0.31385984705471537], [0.7819419403062059, -0.3283715643196321], [0.7644682065620801, -0.34207141771900273], [0.7466978182593739, -0.3549679404068633], [0.7285739051584692, -0.3669729053145124], [0.7101536021654689, -0.37807327094489135], [0.6915143604167835, -0.3883736003485406], [0.6726384146150914, -0.39768719440107136], [0.6536412557053597, -0.4062305770385771], [0.6345131129076632, -0.4137811572647527], [0.615323229055061, -0.4205214427943107], [0.596126572356429, -0.4264829884701754], [0.5769480723498308, -0.43159065692971227], [0.5578186579572891, -0.4358329197265611], [0.5387913863253592, -0.43940857473661116], [0.5198897638790065, -0.4420677482815376], [0.5011462344316633, -0.44405256903897117], [0.48259385067647853, -0.4453220824349519], [0.4642611970179106, -0.44591203961647646], [0.44617850202456144, -0.445750259131233], [0.4283746969138166, -0.4448547889659564], [0.41084238403684853, -0.4435012838411975], [0.39363953193770973, -0.44147600071340914], [0.37676894327880944, -0.43886041796553904], [0.36024464511130966, -0.43578236543881144], [0.3441059338423623, -0.4320439150892622], [0.32832948285124114, -0.4278700026783168], [0.3129711586135177, -0.42318309006261184], [0.2980041030124043, -0.4180460343231093], [0.28346453492660506, -0.4125097566618625], [0.26936493895716, -0.4065109824384164], [0.2556723177436471, -0.4002248600725336], [0.24245317350983242, -0.39350712426247714], [0.2296601817209233, -0.3865205744767801], [0.21733188517170945, -0.3791956647649773], [0.20545654102184577, -0.37161042362860786], [0.19400623382802176, -0.36380782369123815], [0.18303065934450896, -0.3557608800302213], [0.1724619270321827, -0.347560782845731], [0.16230260093815232, -0.33923308524626017], [0.15255786993540327, -0.330770341418764], [0.14319991949640398, -0.3222315174535497], [0.13430460980079792, -0.31353360600231606], [0.12579565098828285, -0.3047849760015768], [0.11761032140899376, -0.2960136089458755], [0.10987482830100964, -0.28716335343151594], [0.10250435995139098, -0.27827298967604236], [0.09549136892073187, -0.26938727146052477], [0.08879593608379883, -0.26051098276089724], [0.0823928594350354, -0.2516791754983756], [0.07634012755417957, -0.24285989591584695], [0.07058159332805487, -0.2340776567921387], [0.06511243318139044, -0.2253579579426124], [0.059906033680536076, -0.21668948471465066], [0.05501808413281354, -0.2080686181293706], [0.05040703017899897, -0.1995086707196503], [0.0460594727365491, -0.1910133484040329], [0.04200137752342239, -0.18259204908666743], [0.038190520600419914, -0.17424252787596434], [0.03461821539846002, -0.16598095373833968], [0.031289454806718686, -0.1578180939885877], [0.028170498848183758, -0.1497435283648734], [0.025248988962446994, -0.1417761277855701], [0.022512461371877582, -0.1339188430913707], [0.019966251255758776, -0.12616101984850572], [0.017632080973324565, -0.11851094490945735], [0.015477217692402382, -0.11097103228125127], [0.013455210215236183, -0.1035412762154026], [0.011599797126485104, -0.09622671007114368], [0.009928204933218046, -0.08902653939993885], [0.00840056410254185, -0.08193507288052719], [0.0070261998710542, -0.07495955655561092], [0.005813462782772512, -0.06810569259296805], [0.0047001793171034595, -0.06136722973565946], [0.0037165290656212173, -0.05474506019366022], [0.0028990707281673442, -0.04824229266186361], [0.0022008941413638504, -0.041858831832156496], [0.0015542474400432613, -0.0355914811305357], [0.000988580836623855, -0.02944385159682524], [0.0006091360604109956, -0.02341501561864388], [0.00036597639590064723, -0.017497409334086188], [0.000165611320396738, -0.011685487338261911], [4.5666118543716746e-05, -0.0059642851265530004], [0.0, 0.0], [4.014082900951357e-05, 0.005281422899381116], [0.00016279480870046823, 0.010945239440763484], [0.00037851499417319666, 0.01672203449534614], [0.0006622704146375419, 0.022608614969762773], [0.00104709805559685, 0.028608805371302486], [0.0015688518452929335, 0.03472838241824101], [0.0021937433449480677, 0.040964099784372314], [0.0028817466864851644, 0.04731162112973881], [0.0037029097672634987, 0.05377415681354311], [0.0046995106542463486, 0.06035279465462601], [0.005809874442838592, 0.06704518628471319], [0.007008280012794275, 0.07385026468778995], [0.00836584180261431, 0.08077267721902089], [0.009892945439214583, 0.08780525497673816], [0.01157701075089403, 0.09495343785950609], [0.01343100653654625, 0.10222377683574566], [0.01543453764579356, 0.1096088166293537], [0.017575258817925734, 0.11709889762589731], [0.019901009644738878, 0.1246929162173274], [0.022443785806502765, 0.13239065360045627], [0.025163848620985106, 0.14018539077631315], [0.02805406936169285, 0.14808639292104409], [0.031127498442044772, 0.15609292868671448], [0.03440011578315609, 0.16418836221794472], [0.03791771873930052, 0.1723759661436091], [0.04166468499265604, 0.18065416284370714], [0.04565125370520231, 0.18900094869104078], [0.049922589206024506, 0.1974165704509935], [0.05446983389298282, 0.2058913226712703], [0.059291826018414456, 0.21441728945757682], [0.06441601453042958, 0.22299374661286886], [0.06981593053664034, 0.23160874284610145], [0.07548789460725183, 0.2402825353191704], [0.08146424698611672, 0.24898435468193852], [0.08775806636504947, 0.25769896101817813], [0.09436786071299282, 0.2664401621421328], [0.1012467800874717, 0.275206180039123], [0.10849002217751959, 0.28396490640097627], [0.11609447165506347, 0.2926813104590941], [0.12406510998175785, 0.30136887481049046], [0.13239547721678413, 0.3100072752201922], [0.1410865002275745, 0.31859871781531546], [0.15014768536053966, 0.32712556143120763], [0.15962181347198764, 0.3355326175753227], [0.16950261548391105, 0.3438322705678387], [0.1797528846708961, 0.35202649337321773], [0.19041852470159515, 0.36008162371812785], [0.20150073130625645, 0.36794699882477], [0.21302411645911587, 0.37561229569109705], [0.22497702790582438, 0.38303655621411475], [0.2373861191687035, 0.39019032513164387], [0.25022082763435244, 0.3970598343756056], [0.2634861570111782, 0.40362758541791155], [0.27720040533012097, 0.40982444567227433], [0.2913226974307258, 0.41568046514385326], [0.30587260591080706, 0.4211508537147743], [0.3208389075970025, 0.4261554605236767], [0.3362064282008572, 0.4307672026764393], [0.3519555372882918, 0.4348576609716632], [0.3680945114975877, 0.43848863009687317], [0.3846020319378581, 0.441417500753063], [0.4014730231986048, 0.44384580878176005], [0.418666628201559, 0.4455747667228921], [0.43616041174034154, 0.44681230742966915], [0.453941459200437, 0.44723280949710426], [0.47196777613371316, 0.44706813623183483], [0.49023145773982235, 0.4460693792812879], [0.5086858348979305, 0.4444564829983118], [0.5273095594386221, 0.4420242863041082], [0.5460733366040098, 0.43881344160405034], [0.5649381076488049, 0.4348960345284188], [0.5838649319580301, 0.43010682437603664], [0.6028359242041601, 0.4245661871759532], [0.6218018943608895, 0.41824533943083686], [0.6407371995020832, 0.41111455854241086], [0.6595897126062468, 0.403114925242496], [0.6783367399983431, 0.3943585297117821], [0.696937311976513, 0.3847552526306849], [0.7153500342062019, 0.3743477337755536], [0.7335236058593024, 0.3630973652547802], [0.7514427112318648, 0.35104695941282343], [0.7692130233527315, 0.33832286618363333], [0.7866736081435598, 0.32476727221308627], [0.8038038311219764, 0.3105699809571209], [0.8204756376716864, 0.29556698766425793], [0.8367251523607223, 0.27993982928064265], [0.8524710660361113, 0.26357207163912655], [0.8676967796274241, 0.24604959799133103], [0.882402647448648, 0.22764559018296313], [0.8965154283399627, 0.20873659595659286], [0.9100253257802211, 0.18936836958348877], [0.9229002170792276, 0.16958869848734337], [0.9351342843715338, 0.14942992424432947], [0.9466456698095422, 0.12891625384268313], [0.9574484730749383, 0.1081150859641732], [0.9675856886175663, 0.08707152450759312], [0.9769820845192789, 0.06580400971611246], [0.9856138077621519, 0.04435605363602719], [0.9932185198378127, 0.02412630736972231], [1.0, 0.002830484587919512]], [[1.0, -0.006982023820252598], [0.9808347678739969, -0.01901797966962391], [0.9618522559950746, -0.03633209758528676], [0.9431799234064913, -0.053687711825284326], [0.9248624266119182, -0.07287087626535042], [0.9068300243521396, -0.09232697786698986], [0.8888989675852842, -0.11134459500309918], [0.8714451338156342, -0.13026518299085982], [0.8540303907540221, -0.14896463561562434], [0.8365799116076857, -0.16746330024339437], [0.8187151726269655, -0.18555851734726225], [0.8005585880595272, -0.203263972652651], [0.7819906967033577, -0.22046532006342387], [0.7629002588379569, -0.23706675395467622], [0.7434892681716995, -0.2530075051114365], [0.7236219820019522, -0.26744799560364085], [0.7034014716292504, -0.28103549286716833], [0.6828709209459031, -0.29375498158119356], [0.6626594132942717, -0.30562525584483824], [0.6426034368031602, -0.31666850413180225], [0.6224455993938789, -0.3267367507146735], [0.6022379272454653, -0.3358320443904242], [0.58207404530183, -0.34413288877091675], [0.5619028162624872, -0.35131862527265906], [0.5418642928678292, -0.35776344729922754], [0.5219160871804512, -0.3631019385507439], [0.5021464538431742, -0.36761627018078524], [0.48260088561497005, -0.3713834465476635], [0.4632961557796841, -0.3742760349437542], [0.4442602953270343, -0.37624578625589944], [0.42553948148278853, -0.37767971916796633], [0.4071506299461746, -0.3781151196885583], [0.38911893084005383, -0.37794201869316396], [0.3714631729452564, -0.3771474686340873], [0.35421354839623437, -0.37570710174727795], [0.3373863231698063, -0.37353734260789184], [0.32100524297114985, -0.37073588423818893], [0.3050402551234105, -0.3675956196384267], [0.2895519865601909, -0.3638493208412111], [0.27453427484716164, -0.35959896723481494], [0.25998066114719154, -0.3549878783796773], [0.24593824531682978, -0.3497983500724409], [0.23235283018791478, -0.3443388847391759], [0.21929038182931626, -0.33841744528517526], [0.2067020322918878, -0.33220054593001497], [0.19461974541647994, -0.3256767328228881], [0.18306163750974225, -0.3187914179197124], [0.17194972085445812, -0.31178188537942], [0.16138979605462123, -0.3044149612329277], [0.1512863198708931, -0.29692739128831286], [0.1416992487544208, -0.2892017944723992], [0.1325973499451836, -0.2813329510163203], [0.12393285842490266, -0.27340525257581294], [0.11577465145339322, -0.2653292032133031], [0.10801387366334961, -0.2572726944880007], [0.10064783615164011, -0.24924659160244722], [0.0936854971186438, -0.24123285625692584], [0.08707188080966617, -0.2333105955131236], [0.08093451253020931, -0.22531608057924937], [0.07513697956067937, -0.21741969328736546], [0.06959371162551795, -0.20968427527904293], [0.06448923965905638, -0.20194628359372963], [0.05970857977223947, -0.19429284132320468], [0.05522149627392817, -0.18676834047763044], [0.050985125831038675, -0.17938576230036554], [0.04694723901459181, -0.1721870083974209], [0.04320463003862244, -0.16509328077788246], [0.039679396865029457, -0.1581468301659687], [0.03634900713875162, -0.1513643967078719], [0.03319697375496396, -0.14473042427183253], [0.0302927452406545, -0.13820502630969825], [0.027586822670489994, -0.13180744344638265], [0.025066362706665363, -0.1255378921877804], [0.02275364843963458, -0.1193892598490384], [0.02061521368271477, -0.1133628429391083], [0.018630358163189524, -0.10747024959679867], [0.016807552564789774, -0.10171677072310688], [0.0151235191285546, -0.09608665712050225], [0.01353817776520616, -0.0905976189850368], [0.01204118148163914, -0.08524781897017472], [0.010672770056620937, -0.08001786766833646], [0.009440484436401003, -0.07490635839508233], [0.008301775561705159, -0.06991322692855306], [0.007214537000819152, -0.06504135248240071], [0.006204291569485305, -0.06028590382339772], [0.005300603608578719, -0.055638436100884245], [0.0044891552547148324, -0.051093478003863754], [0.0037608645587776865, -0.04665469498761816], [0.0031114948879704236, -0.04232453811065489], [0.002509852137766974, -0.03809736723562504], [0.0019880740051367394, -0.03396987847357642], [0.0015670512483296024, -0.029939924490971038], [0.0012052778087769014, -0.026006903304232762], [0.000856579862332953, -0.022169162796216838], [0.0005086105773252692, -0.01842667793645134], [0.0002754994429219221, -0.014770325346458944], [0.0001573326667396193, -0.011186373649525202], [6.430598539356502e-05, -0.007657723029707693], [1.9293301596626775e-05, -0.004115568793796027], [0.0, 0.0], [9.295274733288345e-06, 0.0029543487771489956], [5.936644961438565e-05, 0.006280106469536732], [0.00018162034936621102, 0.00968888033557104], [0.00036770969101606075, 0.013179140691322108], [0.0006136866710648747, 0.016755616839372958], [0.0008974820526736672, 0.02042453841900087], [0.0012186332038077426, 0.02418528859462175], [0.0015712920218760409, 0.028036174286855096], [0.0020061856693502854, 0.03197894080513214], [0.002558101830692648, 0.03601558916682735], [0.0031658299639152464, 0.0401488347784168], [0.0038041887904869767, 0.04438123681180258], [0.004520966152898694, 0.048715404184728174], [0.005344434024390781, 0.05314721138205051], [0.006277285828421874, 0.05772340230440866], [0.0072967431253652655, 0.06244715589629561], [0.008366244274283976, 0.06728998608197595], [0.00949272877530388, 0.07224718857247366], [0.010724127767605675, 0.07731475200865474], [0.012098798041619717, 0.08249560185820384], [0.013581961688216748, 0.08779434868920691], [0.015134604318136827, 0.09322973629767085], [0.016764733398881997, 0.09880543709832701], [0.01852192089305424, 0.10450822784692348], [0.020452088235371556, 0.11034118538825215], [0.022526013458850764, 0.11631402319395188], [0.024765193023317117, 0.12240533824285948], [0.027208352287488965, 0.12860927003440162], [0.0298578636229339, 0.1349289077621021], [0.032709176428345164, 0.1413615350767055], [0.03578295441913553, 0.14790659496468755], [0.039057421253393856, 0.15457481443799806], [0.042504151738333384, 0.16140232532538623], [0.04618240951729052, 0.16835388152889735], [0.05011218694055444, 0.17541731458557533], [0.054275882785306435, 0.1826231202895812], [0.058618647840629784, 0.19000473470442877], [0.06327020655262171, 0.19748813243716548], [0.06824351772408657, 0.2050474195430617], [0.0735312688771196, 0.2127046954916619], [0.0791332308641262, 0.2204581263496313], [0.08504741155014664, 0.2283238173688102], [0.09128962365659636, 0.23628580637005925], [0.09793713980610144, 0.24426172873312701], [0.10497603117996618, 0.2522801707935244], [0.11236198065510394, 0.26038328397590893], [0.12016006143034333, 0.26850150438664244], [0.12838653521548518, 0.2765884107494485], [0.13707743788988175, 0.2846109394329305], [0.14623329519970152 | Inner blade 3D array of the non-dimensional x and y airfoil coordinates of the airfoils interpolated along span for n_span stations.
rotorse.split.web_start_nd_inner | output |  | [[0.19443410767975144, 0.20023460757117875, 0.20346479957500643, 0.30413488315073417, 0.31603729775067796, 0.32770278531889674, 0.33485214691580556, 0.340291261212841, 0.3442365804064847, 0.3462073751855843, 0.3474035987114561, 0.3514700224072142, 0.35661221422747347, 0.3679748435189824, 0.37529967926304125, 0.38400002853818316, 0.39261293882605686, 0.40002525050832394, 0.4065893939795302, 0.4112578652362273, 0.414200976019537], [0.19443410767975144, 0.20023460757117875, 0.20346479957500643, 0.2458660520092779, 0.25496389095794403, 0.26384287092064335, 0.2692235739767745, 0.2729814867234528, 0.2751719089558081, 0.2755001414276442, 0.2749897793960374, 0.2766672199506383, 0.27859764735550957, 0.2858968683982217, 0.28835342631114214, 0.2913514533693663, 0.2935327022584897, 0.29395553955485715, 0.2931984119543738, 0.2906728832071752, 0.2846606867861176]] | Inner blade 2D array of the non-dimensional start point defined along the outer profile of a web. The TE suction side is 0, the TE pressure side is 1. The first dimension represents each web, the second dimension represents each entry along blade span.
rotorse.split.web_end_nd_inner | output |  | [[0.6944435148559402, 0.7007786469384956, 0.7110607507127815, 0.6268687562340564, 0.6322463499829241, 0.634397572345059, 0.6365481398662971, 0.6388313032210091, 0.6405317255227074, 0.642035091251335, 0.6430346942782335, 0.6406079113274985, 0.6367657971140079, 0.6265222545090697, 0.6200792870270592, 0.6121063054189241, 0.6041354560539123, 0.5973261213721843, 0.5913943865538832, 0.5873651821688441, 0.5852708171802156], [0.6944435148559402, 0.7007786469384956, 0.7110607507127815, 0.6847883098187881, 0.6925822687061829, 0.6976273550863874, 0.7019251528603279, 0.7064729592906881, 0.7102250877904401, 0.7134011870011177, 0.7160455250419805, 0.7158722673036214, 0.7151083905373146, 0.7086762973835954, 0.7069555802144785, 0.7044980009855972, 0.7027650481813433, 0.7027955611186811, 0.7040688445209565, 0.7072119182631674, 0.7141795256509537]] | Inner blade 2D array of the non-dimensional end point defined along the outer profile of a web. The TE suction side is 0, the TE pressure side is 1. The first dimension represents each web, the second dimension represents each entry along blade span.
rotorse.split.layer_thickness_inner | output | m | [[0.001, 0.001, 0.001, 0.001, 0.001, 0.001, 0.001, 0.001, 0.001, 0.001, 0.001, 0.001, 0.001, 0.001, 0.001, 0.001, 0.001, 0.001, 0.001, 0.001, 0.001], [0.041, 0.035425835209311626, 0.029985983652080977, 0.024789966887490536, 0.019947306474722766, 0.015567523972960132, 0.011760140941385113, 0.008634678939180167, 0.006300659525527771, 0.004867604259610386, 0.004387276711806136, 0.0041829191193396825, 0.0040223165002349105, 0.0038954294608578334, 0.003792218607574469, 0.0037026445467508275, 0.003616667884752925, 0.0035242492279467753, 0.0034153491826983923, 0.00327992835537379, 0.0030602703347641963], [0.0, 0.010363863922080815, 0.018021234480601413, 0.025361659590798752, 0.03206819380434953, 0.03782389167293049, 0.042311807748218355, 0.045214996581889856, 0.046216512725621724, 0.04569526776353126, 0.04403017327973565, 0.041600140858352265, 0.038784082083498365, 0.03596090853929123, 0.03350953180984813, 0.0313580742821214, 0.02943465834306337, 0.027667406379626357, 0.025984440778762663, 0.02431388392742465, 0.0220549122718989], [0.0, 0.012478059721382662, 0.01761157401713909, 0.022745088312895515, 0.027664175500095572, 0.03215440847018287, 0.03600136011460119, 0.03899060332479406, 0.04090771099220513, 0.0415382560082781, 0.041101726495636016, 0.03981761057690187, 0.03790539637469875, 0.03558457201164968, 0.033074625610377724, 0.030595045293505926, 0.02815655274214637, 0.02576986963741116, 0.023445717660412414, 0.021194818492262218, 0.018396886548685744], [0.0, 0.0, 0.0, 0.0, 0.0, 0.0, 0.0, 0.0, 0.0, 0.0, 0.0, 0.0, 0.0, 0.0, 0.0, 0.0, 0.0, 0.0, 0.0, 0.001, 0.03442398385140485], [0.0, 0.0, 0.0, 0.0, 0.0, 0.0, 0.0, 0.0, 0.0, 0.0, 0.0, 0.0, 0.0, 0.0, 0.0, 0.0, 0.0, 0.0, 0.0, 0.001, 0.03442398385140485], [0.0, 0.0, 0.006650033728755581, 0.008148123658263425, 0.009646213587771253, 0.011144303517279089, 0.01260256197570184, 0.013981157491954431, 0.015240258594951785, 0.016340033813608823, 0.017240651676840472, 0.01790228071356164, 0.018327608985325365, 0.018519324553684678, 0.018480115480192617, 0.01821266982640221, 0.017719675653866496, 0.0170038210241385, 0.016105782583305264, 0.015066236977453804, 0.013570845372449021], [0.0, 0.0, 0.023343227487567127, 0.02514806479023719, 0.02695290209290725, 0.028757739395577298, 0.03056257669824736, 0.032367414000917416, 0.03399537923059806, 0.03526960031429983, 0.03601320517903334, 0.0360493217518092, 0.03520107795963813, 0.03329160172953063, 0.030593866909944815, 0.02738084734933888, 0.023925516896170944, 0.020500849398899176, 0.017379818705981716, 0.014835398665876708, 0.01223234944423054], [0.0, 0.0, 0.023343227487567127, 0.02514806479023719, 0.02695290209290725, 0.028757739395577298, 0.03056257669824736, 0.032367414000917416, 0.03399537923059806, 0.03526960031429983, 0.03601320517903334, 0.0360493217518092, 0.03520107795963813, 0.03329160172953063, 0.030593866909944815, 0.02738084734933888, 0.023925516896170944, 0.020500849398899176, 0.017379818705981716, 0.014835398665876708, 0.01223234944423054], [0.0, 0.0, 0.018640217490227647, 0.022904385684442738, 0.027168553878657818, 0.0312820798151019, 0.035094321236003936, 0.03845463588359295, 0.041212381500097914, 0.04321691582774788, 0.04431759660877182, 0.044631775714407025, 0.044276805015890965, 0.04337003638446096, 0.04202882169135447, 0.040370512807808824, 0.03851246160506139, 0.03646387880311415, 0.03423397512196914, 0.03183196128162837, 0.028467525364800895], [0.0, 0.0, 0.010678322708722262, 0.013027749686046041, 0.015377176663369818, 0.017726603640693592, 0.02007603061801737, 0.022343664312566913, 0.024447711441567942, 0.026306378722246202, 0.02783787287182743, 0.0289604006075374, 0.029592168646601816, 0.029791678876096843, 0.02961743318309853, 0.02912793345468304, 0.028381681577926424, 0.027437179439904813, 0.02635292892769433, 0.025110640888752044, 0.0232295708259792], [0.0, 0.0, 0.011714132383639313, 0.014764947347625046, 0.017815762311610757, 0.02086657727559648, 0.023917392239582207, 0.02696820720356794, 0.030019022167553665, 0.03295298719726778, 0.035653252358438574, 0.03800296771679428, 0.03988528333806326, 0.04118334928797394, 0.04178031563225458, 0.041727364564737766, 0.04107567827925614, 0.039876438969642325, 0.03818082882972886, 0.03604003005334837, 0.032679793711968524], [0.0, 0.0, 0.035987381471276024, 0.04397734379711533, 0.051967306122954644, 0.059630209740332625, 0.06663899594078779, 0.07266660601585875, 0.07738598125708404, 0.0804700629560023, 0.08159179240415206, 0.08099668674906287, 0.0789302631382641, 0.07563803871928527, 0.07136553063965596, 0.06635825604690564, 0.06086173208856376, 0.05503573124453716, 0.04904002599473268, 0.04303438881905716, 0.03547715954202539], [0.041, 0.033, 0.026, 0.02, 0.015315621882346286, 0.012614052419141646, 0.010089285411055738, 0.007829722085647882, 0.0059237636704776095, 0.004459811393104192, 0.003526266481086949, 0.0030162506695686785, 0.0028228856936921773, 0.002839293288600149, 0.0029585951894353707, 0.0030739131313404964, 0.0030783688494581463, 0.0029930342735692765, 0.00283898133345475, 0.002637281958895433, 0.0023387770706268904], [0.0, 0.0, 0.0, 0.0021642290748897794, 0.0022101615271658773, 0.0022560939794419753, 0.002302026431718077, 0.002347958883994179, 0.0023857856093980226, 0.0024074008810573743, 0.002404698972099977, 0.0023695741556535783, 0.0022939207048459304, 0.0021696328928047836, 0.002012922173274681, 0.0018400000000000736, 0.0016670778267254723, 0.0015103671071953555, 0.0013860792951542347, 0.001310425844346601, 0.0012739797944200206], [0.0, 0.0, 0.0, 0.03748906121529216, 0.03611723351773886, 0.03474540582018555, 0.03336309557167681, 0.03195982022125724, 0.03052509721797137, 0.02904844401086386, 0.02751937804897927, 0.02592741678136225, 0.024337449781140424, 0.022814366621441057, 0.021423056875391283, 0.020228410116118648, 0.019295315916750478, 0.018688663850414115, 0.018346790223235213, 0.018208031341339345, 0.02], [0.0, 0.0, 0.0, 0.0020723641703378447, 0.002118296622613882, 0.0021642290748899273, 0.002210161527165972, 0.0022560939794420165, 0.0023020264317180615, 0.0023479588839941056, 0.0023857856093979176, 0.0024074008810572537, 0.002404698972099874, 0.0023695741556534785, 0.0022939207048458332, 0.0021696328928047324, 0.0020129221732746467, 0.0018400000000000569, 0.0016670778267254514, 0.0015103671071953343, 0.0013589344180927612], [0.0, 0.0, 0.0, 0.002517599968446932, 0.002445129913471889, 0.002372659858496847, 0.0023001898035218114, 0.002227719748546781, 0.0021544904794845205, 0.0020797427822478514, 0.0020027174427495156, 0.0019226552469023392, 0.0018387969806191531, 0.0017503834298127764, 0.0016614674579192518, 0.0015761019283747073, 0.0014983397046152694, 0.0014322336500771126, 0.0013818366281962682, 0.0013512015024089593, 0.0013365476557123661], [0.0, 0.0, 0.0, 0.0377066146348917, 0.03634612196662573, 0.03498562929835977, 0.03361391516359078, 0.03221975809581581, 0.030791936628531906, 0.029319229295236043, 0.027790414629425268, 0.026194271164596574, 0.02459555683654566, 0.0230590295810682, 0.021649447333959928, 0.02043156803101652, 0.02, 0.02, 0.02, 0.02, 0.02], [0.0, 0.0, 0.0, 0.0026625400783972237, 0.0025900700234221716, 0.0025175999684471195, 0.0024451299134720674, 0.0023726598584970127, 0.002300189803521959, 0.002227719748546904, 0.002154490479484672, 0.0020797427822479954, 0.002002717442749689, 0.0019226552469024875, 0.0018387969806192307, 0.0017503834298126966, 0.001661467457919111, 0.0015761019283745596, 0.0014983397046151392, 0.0014322336500769564, 0.0013708383916703005]] | Inner blade 2D array of the thickness of the layers of the blade structure. The first dimension represents each layer, the second dimension represents each entry along blade span.
rotorse.split.layer_start_nd_inner | output |  | [[0.0, 0.0, 0.0, 0.0, 0.0, 0.0, 0.0, 0.0, 0.0, 0.0, 0.0, 0.0, 0.0, 0.0, 0.0, 0.0, 0.0, 0.0, 0.0, 0.0, 0.0], [0.0, 0.0, 0.0, 0.0, 0.0, 0.0, 0.0, 0.0, 0.0, 0.0, 0.0, 0.0, 0.0, 0.0, 0.0, 0.0, 0.0, 0.0, 0.0, 0.0, 0.0], [0.1661383603494756, 0.1721329180569982, 0.17377564685939562, 0.24236738580842945, 0.24840211308668556, 0.2548319408384722, 0.25831651342611567, 0.2606315985100249, 0.2618565482554758, 0.26161263545947144, 0.2608255110298736, 0.26233365183032475, 0.26415389258995337, 0.2713417056182181, 0.273731827991058, 0.2766543479403207, 0.27873160957663906, 0.27899075332963685, 0.27796372512404427, 0.275009345992242, 0.26800048297386564], [0.6661477675256644, 0.672676957424315, 0.6813715979971707, 0.6245759982914605, 0.631116366982938, 0.6352534496388976, 0.6396975069096146, 0.6442144318355925, 0.6479319046636637, 0.6511151367955627, 0.6534904549209594, 0.6522295173180722, 0.6494258292766177, 0.6400664797538979, 0.6344290555315119, 0.6271120774113227, 0.6195876133196373, 0.6129106422135674, 0.6066585019818796, 0.6016586827446041, 0.5970459290788663], [0.19443410767975144, 0.20023460757117875, 0.20346479957500643, 0.2098591265083231, 0.21680988489263117, 0.2247325230650248, 0.23047317526637112, 0.2351125382352078, 0.23881547352704685, 0.241316773024131, 0.24339399476677143, 0.24777115326902938, 0.2524536554996741, 0.2626956956789571, 0.26823323767580476, 0.2746099313011371, 0.28054094653270095, 0.2851575864456106, 0.28912312840582455, 0.26917496430391313, 0.151505199078591], [0.6944435148559402, 0.7007786469384956, 0.7110607507127815, 0.7210051043922406, 0.7318130656562722, 0.7380579252120172, 0.741923090289789, 0.7455523752355223, 0.7475631948258167, 0.7482953455611178, 0.7481306839791549, 0.7451102302413193, 0.7414871554767406, 0.732060806260843, 0.7272110212958073, 0.7213408932679656, 0.7158277819927257, 0.7116335575763543, 0.7081587052087256, 0.6832940571365783, 0.5631588166957914], [0.4890559543162311, 0.48906665771765906, 0.48804593520280803, 0.48693176932858634, 0.48654490080352, 0.4856839237902836, 0.4849805914627213, 0.48529503636651933, 0.48563866562045227, 0.4857921427132882, 0.4861080161977992, 0.48625364321694964, 0.48610004360337067, 0.48563564187326924, 0.4848330964512694, 0.48367569610826, 0.4822570531738344, 0.48061529302863554, 0.4787766274463288, 0.4767715865902846, 0.47384639976917864], [0.0, 0.0, 0.0, 0.0, 0.0, 0.0, 0.0, 0.0, 0.0, 0.0, 0.0, 0.0, 0.0, 0.0, 0.0, 0.0, 0.0, 0.0, 0.0, 0.0, 0.0], [0.9592541238444028, 0.9594316984750911, 0.9568765056805753, 0.9533701787373248, 0.9500336152769322, 0.9474897749291151, 0.9454286555080036, 0.943910902213044, 0.94255318073976, 0.9418942452131747, 0.941607113572218, 0.9408618129432776, 0.9394433531148559, 0.9371408379253887, 0.9339836461679469, 0.9298608557276422, 0.9246682892514028, 0.924272797717625, 0.9244296825366438, 0.9248403670977967, 0.9257014562985106], [0.04074587615559723, 0.040568301524908895, 0.04312349431942471, 0.04662982126267525, 0.04996638472306782, 0.05251022507088482, 0.054571344491996444, 0.05608909778695604, 0.05744681926023994, 0.05810575478682538, 0.05839288642778198, 0.059138187056722386, 0.06055664688514411, 0.06285916207461127, 0.06601635383205305, 0.07013914427235782, 0.07533171074859724, 0.07572720228237496, 0.07557031746335613, 0.07515963290220323, 0.0742985437014893], [0.2227298550100273, 0.2283362970853593, 0.23315395229061725, 0.3062821583778464, 0.31651680641284086, 0.3260503523951525, 0.33114506558825957, 0.33476836551467554, 0.336956565263715, 0.3373389592021778, 0.33716855587743955, 0.3400001537516544, 0.3440175877896159, 0.35428303773052056, 0.3606740998910374, 0.36854972202791686, 0.37654118289300326, 0.38368575346080414, 0.3904718743204431, 0.39611248057786663, 0.40173096117462265], [0.5109427148761995, 0.5108033145568777, 0.511010494828333, 0.5116508076198083, 0.5128882584474106, 0.5132276444598297, 0.5131470340114305, 0.513967431005568, 0.5146835971983887, 0.5150792984207798, 0.5156336887925953, 0.5162911628350239, 0.5169873277218402, 0.5177132020677022, 0.5184580201085863, 0.5192162320366378, 0.5200849056539383, 0.5211060843293644, 0.5222891541480361, 0.5236082238912749, 0.5255666622133214], [0.7227392621862161, 0.7288803364526761, 0.7407499034283923, 0.6884907708608774, 0.6992310603090934, 0.7064718611955779, 0.7125260590717585, 0.7183511988402431, 0.7230319216719029, 0.726841460538269, 0.7298334997685253, 0.7298960192394018, 0.7292895244762803, 0.7230078118662003, 0.7213713274314911, 0.719007451498919, 0.7173971866360015, 0.7176056423447347, 0.7191666511782785, 0.7227618173302287, 0.7307764072796235], [0.0, 0.0, 0.0, 0.0, 0.0, 0.0, 0.0, 0.0, 0.0, 0.0, 0.0, 0.0, 0.0, 0.0, 0.0, 0.05, 0.05, 0.05, 0.05, 0.05, 0.05], [0.0, 0.0, 0.0, 0.0, 0.0, 0.0, 0.0, 0.0, 0.0, 0.0, 0.0, 0.0, 0.0, 0.0, 0.0, 0.0, 0.0, 0.0, 0.0, 0.0, 0.0], [0.0, 0.0, 0.0, 0.0, 0.0, 0.0, 0.0, 0.0, 0.0, 0.0, 0.0, 0.0, 0.0, 0.0, 0.0, 0.0, 0.0, 0.0, 0.0, 0.0, 0.0], [0.0, 0.0, 0.0, 0.0, 0.0, 0.0, 0.0, 0.0, 0.0, 0.0, 0.0, 0.0, 0.0, 0.0, 0.0, 0.0, 0.0, 0.0, 0.0, 0.0, 0.0], [0.0, 0.0, 0.0, 0.0, 0.0, 0.0, 0.0, 0.0, 0.0, 0.0, 0.0, 0.0, 0.0, 0.0, 0.0, 0.0, 0.0, 0.0, 0.0, 0.0, 0.0], [0.0, 0.0, 0.0, 0.0, 0.0, 0.0, 0.0, 0.0, 0.0, 0.0, 0.0, 0.0, 0.0, 0.0, 0.0, 0.0, 0.0, 0.0, 0.0, 0.0, 0.0], [0.0, 0.0, 0.0, 0.0, 0.0, 0.0, 0.0, 0.0, 0.0, 0.0, 0.0, 0.0, 0.0, 0.0, 0.0, 0.0, 0.0, 0.0, 0.0, 0.0, 0.0]] | Inner blade 2D array of the non-dimensional start point defined along the outer profile of a layer. The TE suction side is 0, the TE pressure side is 1. The first dimension represents each layer, the second dimension represents each entry along blade span.
rotorse.split.layer_end_nd_inner | output |  | [[1.0, 1.0, 1.0, 1.0, 1.0, 1.0, 1.0, 1.0, 1.0, 1.0, 1.0, 1.0, 1.0, 1.0, 1.0, 1.0, 1.0, 1.0, 1.0, 1.0, 1.0], [1.0, 1.0, 1.0, 1.0, 1.0, 1.0, 1.0, 1.0, 1.0, 1.0, 1.0, 1.0, 1.0, 1.0, 1.0, 1.0, 1.0, 1.0, 1.0, 1.0, 1.0], [0.2227298550100273, 0.2283362970853593, 0.23315395229061725, 0.3062821583778464, 0.31651680641284086, 0.3260503523951525, 0.33114506558825957, 0.33476836551467554, 0.336956565263715, 0.3373389592021778, 0.33716855587743955, 0.3400001537516544, 0.3440175877896159, 0.35428303773052056, 0.3606740998910374, 0.36854972202791686, 0.37654118289300326, 0.38368575346080414, 0.3904718743204431, 0.39611248057786663, 0.40173096117462265], [0.7227392621862161, 0.7288803364526761, 0.7407499034283923, 0.6884907708608774, 0.6992310603090934, 0.7064718611955779, 0.7125260590717585, 0.7183511988402431, 0.7230319216719029, 0.726841460538269, 0.7298334997685253, 0.7298960192394018, 0.7292895244762803, 0.7230078118662003, 0.7213713274314911, 0.719007451498919, 0.7173971866360015, 0.7176056423447347, 0.7191666511782785, 0.7227618173302287, 0.7307764072796235], [0.19443410767975144, 0.20023460757117875, 0.20346479957500643, 0.2098591265083231, 0.21680988489263117, 0.2247325230650248, 0.23047317526637112, 0.2351125382352078, 0.23881547352704685, 0.241316773024131, 0.24339399476677143, 0.24777115326902938, 0.2524536554996741, 0.2626956956789571, 0.26823323767580476, 0.2746099313011371, 0.28054094653270095, 0.2851575864456106, 0.28912312840582455, 0.3145886397735223, 0.43568246525519966], [0.6944435148559402, 0.7007786469384956, 0.7110607507127815, 0.7210051043922406, 0.7318130656562722, 0.7380579252120172, 0.741923090289789, 0.7455523752355223, 0.7475631948258167, 0.7482953455611178, 0.7481306839791549, 0.7451102302413193, 0.7414871554767406, 0.732060806260843, 0.7272110212958073, 0.7213408932679656, 0.7158277819927257, 0.7116335575763543, 0.7081587052087256, 0.7287077326061876, 0.8473360828724], [0.5109427148761995, 0.5108033145568777, 0.511010494828333, 0.5116508076198083, 0.5128882584474106, 0.5132276444598297, 0.5131470340114305, 0.513967431005568, 0.5146835971983887, 0.5150792984207798, 0.5156336887925953, 0.5162911628350239, 0.5169873277218402, 0.5177132020677022, 0.5184580201085863, 0.5192162320366378, 0.5200849056539383, 0.5211060843293644, 0.5222891541480361, 0.5236082238912749, 0.5255666622133214], [0.04074587615559723, 0.040568301524908895, 0.04312349431942471, 0.04662982126267525, 0.04996638472306782, 0.05251022507088482, 0.054571344491996444, 0.05608909778695604, 0.05744681926023994, 0.05810575478682538, 0.05839288642778198, 0.059138187056722386, 0.06055664688514411, 0.06285916207461127, 0.06601635383205305, 0.07013914427235782, 0.07533171074859724, 0.07572720228237496, 0.07557031746335613, 0.07515963290220323, 0.0742985437014893], [1.0, 1.0, 1.0, 1.0, 1.0, 1.0, 1.0, 1.0, 1.0, 1.0, 1.0, 1.0, 1.0, 1.0, 1.0, 1.0, 1.0, 1.0, 1.0, 1.0, 1.0], [0.1661383603494756, 0.1721329180569982, 0.17377564685939562, 0.24236738580842945, 0.24840211308668556, 0.2548319408384722, 0.25831651342611567, 0.2606315985100249, 0.2618565482554758, 0.26161263545947144, 0.2608255110298736, 0.26233365183032475, 0.26415389258995337, 0.2713417056182181, 0.273731827991058, 0.2766543479403207, 0.27873160957663906, 0.27899075332963685, 0.27796372512404427, 0.275009345992242, 0.26800048297386564], [0.4890559543162311, 0.48906665771765906, 0.48804593520280803, 0.48693176932858634, 0.48654490080352, 0.4856839237902836, 0.4849805914627213, 0.48529503636651933, 0.48563866562045227, 0.4857921427132882, 0.4861080161977992, 0.48625364321694964, 0.48610004360337067, 0.48563564187326924, 0.4848330964512694, 0.48367569610826, 0.4822570531738344, 0.48061529302863554, 0.4787766274463288, 0.4767715865902846, 0.47384639976917864], [0.6661477675256644, 0.672676957424315, 0.6813715979971707, 0.6245759982914605, 0.631116366982938, 0.6352534496388976, 0.6396975069096146, 0.6442144318355925, 0.6479319046636637, 0.6511151367955627, 0.6534904549209594, 0.6522295173180722, 0.6494258292766177, 0.6400664797538979, 0.6344290555315119, 0.6271120774113227, 0.6195876133196373, 0.6129106422135674, 0.6066585019818796, 0.6016586827446041, 0.5970459290788663], [0.9592541238444028, 0.9594316984750911, 0.9568765056805753, 0.9533701787373248, 0.9500336152769322, 0.9474897749291151, 0.9454286555080036, 0.943910902213044, 0.94255318073976, 0.9418942452131747, 0.941607113572218, 0.9408618129432776, 0.9394433531148559, 0.9371408379253887, 0.9339836461679469, 0.9298608557276422, 0.9246682892514028, 0.924272797717625, 0.9244296825366438, 0.9248403670977967, 0.9257014562985106], [1.0, 1.0, 1.0, 1.0, 1.0, 1.0, 1.0, 1.0, 1.0, 1.0, 1.0, 1.0, 1.0, 1.0, 1.0, 0.95, 0.95, 0.95, 0.95, 0.95, 0.95], [0.0, 0.0, 0.0, 0.0, 0.0, 0.0, 0.0, 0.0, 0.0, 0.0, 0.0, 0.0, 0.0, 0.0, 0.0, 0.0, 0.0, 0.0, 0.0, 0.0, 0.0], [0.0, 0.0, 0.0, 0.0, 0.0, 0.0, 0.0, 0.0, 0.0, 0.0, 0.0, 0.0, 0.0, 0.0, 0.0, 0.0, 0.0, 0.0, 0.0, 0.0, 0.0], [0.0, 0.0, 0.0, 0.0, 0.0, 0.0, 0.0, 0.0, 0.0, 0.0, 0.0, 0.0, 0.0, 0.0, 0.0, 0.0, 0.0, 0.0, 0.0, 0.0, 0.0], [0.0, 0.0, 0.0, 0.0, 0.0, 0.0, 0.0, 0.0, 0.0, 0.0, 0.0, 0.0, 0.0, 0.0, 0.0, 0.0, 0.0, 0.0, 0.0, 0.0, 0.0], [0.0, 0.0, 0.0, 0.0, 0.0, 0.0, 0.0, 0.0, 0.0, 0.0, 0.0, 0.0, 0.0, 0.0, 0.0, 0.0, 0.0, 0.0, 0.0, 0.0, 0.0], [0.0, 0.0, 0.0, 0.0, 0.0, 0.0, 0.0, 0.0, 0.0, 0.0, 0.0, 0.0, 0.0, 0.0, 0.0, 0.0, 0.0, 0.0, 0.0, 0.0, 0.0]] | Inner blade 2D array of the non-dimensional end point defined along the outer profile of a layer. The TE suction side is 0, the TE pressure side is 1. The first dimension represents each layer, the second dimension represents each entry along blade span.
rotorse.split.blade_length_outer | output | m | 30.0526 | Length of outer blade portion
rotorse.split.s_outer | output |  | [0.0, 0.08045977011494268, 0.1954022988505747, 0.31034482758620713, 0.4252873563218391, 0.5402298850574712, 0.6551724137931035, 0.7701149425287356, 0.8850574712643676, 1.0] | Outer blade nondimensional span location
rotorse.split.chord_outer | output | m | [2.81761793304188, 2.6586234754155402, 2.422139578466035, 2.1751137063147445, 1.9180534126372155, 1.6514662511089901, 1.3758597754056112, 1.091741539202625, 0.7996190961755736, 0.4999999999999999] | Outer blade chord distribution
rotorse.split.coord_xy_interp_outer | output |  | [[[1.0, 0.002291808642755829], [0.981362427285575, 0.002414808009798383], [0.9568202729708017, 0.00287220681787454], [0.9322346846998559, 0.0035243716356562326], [0.9076577405117002, 0.004703383053417692], [0.8831585360118829, 0.004667231614596238], [0.8588102108038103, 0.003535841971454534], [0.8346707937000384, 0.0014099828313022288], [0.8107942745051582, -0.0016404157105059448], [0.7872350472991659, -0.005606626688773517], [0.7640477316302945, -0.010480152388215114], [0.7412573050686296, -0.01613426520847734], [0.7188749824290005, -0.022377790409544556], [0.6968651890253366, -0.0290574408289947], [0.6752253172639296, -0.03606484040158457], [0.6540013501690319, -0.04326966407665235], [0.6331681773138312, -0.05055162723965939], [0.6126955632929945, -0.05779036741853331], [0.5925595564140995, -0.06488626918131504], [0.572744339122185, -0.07176060155443056], [0.5532374308165187, -0.07834154404374373], [0.534030860407566, -0.08456951699405664], [0.5151211288314823, -0.09039477832621705], [0.496513602186034, -0.09578947689587063], [0.47821621009413934, -0.10072688413609736], [0.460235742315659, -0.10518176644267727], [0.44258351427286324, -0.10914745111458421], [0.42527539526322367, -0.11263874945888727], [0.4083243390150374, -0.1156627302085367], [0.3917417236462916, -0.11823059484521434], [0.37554095891685313, -0.12036734063890919], [0.3597295425877804, -0.12207300265722625], [0.3443182804923204, -0.12337831190727981], [0.3293146680675531, -0.12430439963114807], [0.3147252902154981, -0.12488210905131261], [0.30055376003648443, -0.12512909434331124], [0.286803594914494, -0.12504912649853445], [0.2734768175474118, -0.12468581185630495], [0.26057249671620203, -0.12405623488834007], [0.24809063980350995, -0.12317696741724649], [0.236028956755192, -0.12206466827973235], [0.2243834722416182, -0.12074717541040134], [0.21315124212028685, -0.11923320699875942], [0.202328514597171, -0.11753214249899846], [0.1919073102985247, -0.11567649638172088], [0.18188465536058604, -0.11366581107253408], [0.17225038683149263, -0.1115310463870297], [0.16299847996644873, -0.10928003335750738], [0.15412093089975257, -0.10692598630931358], [0.1456087190765642, -0.10448405426844924], [0.13745256385620208, -0.10196786929312487], [0.12964136310098265, -0.09939539832821728], [0.12216775385372512, -0.09677184588578322], [0.1150222773670337, -0.0941069009199536], [0.10819328031971255, -0.09141429971082154], [0.10167028243812605, -0.08870417238537052], [0.09544528603129236, -0.08597958185041392], [0.08950564157540168, -0.08325498121136488], [0.08384048593991213, -0.08053870115471688], [0.07844243342600342, -0.0778317051893583], [0.0733031441485911, -0.07513657260669082], [0.06840912377833136, -0.07246616933200205], [0.06375329632467384, -0.0698212362785986], [0.05932892746918643, -0.06720150145248767], [0.055126859817251815, -0.064610459766906], [0.051135613151913326, -0.06205577796191944], [0.04734631127389298, -0.05954137557756227], [0.043752720464523914, -0.05706660838658794], [0.04034701006674768, -0.05463286690884055], [0.0371219867549865, -0.05224109998966744], [0.034074745569843974, -0.0498878006719998], [0.03119592899698033, -0.047577282988050904], [0.02848156837973552, -0.045307512836911215], [0.025926633430886727, -0.043076887467499145], [0.02352024781851797, -0.04089213354001716], [0.021262423833138543, -0.038747455627997446], [0.0191443572235899, -0.03664609854217609], [0.017156205229088936, -0.03459260881090222], [0.015292825002239413, -0.03258635053095512], [0.013567496524837281, -0.030612513963029823], [0.01197143071635018, -0.028673666165501332], [0.010495233429263695, -0.02677465948438104], [0.009129785447743947, -0.024919590069679746], [0.00788695258555457, -0.023099631649825387], [0.006760021380054401, -0.021316217431064103], [0.005732014276580462, -0.019577736573407098], [0.004728033823560463, -0.017928043141060515], [0.0038230147987243063, -0.016315764518347254], [0.0030628167921668507, -0.014720494290891055], [0.002434540211307503, -0.013148390780135862], [0.0019123070328683795, -0.011611917759481167], [0.0015114622383369625, -0.010114217130566906], [0.001200776153831405, -0.008661813048976343], [0.0009706055623378552, -0.007259583873536886], [0.0007776931075179186, -0.005912581413532291], [0.0006041819496970496, -0.004623306337935465], [0.00044216623372980604, -0.003389366147892736], [0.0002897103096027109, -0.0022087514005141667], [0.00014319325725895585, -0.0010795802127814072], [0.0, 0.0], [0.00013387124900626307, 0.0010800488463546458], [0.0002613133295048607, 0.0022105660094323787], [0.00038594129970962956, 0.003392819443408659], [0.0005140472716031712, 0.004628308443962538], [0.0006446643148903724, 0.0059196149637128275], [0.0007886157563806083, 0.007267623394161237], [0.0009630767360074842, 0.008673582067483202], [0.001176869667795604, 0.010138440592914301], [0.0014644649711110284, 0.011654856597161194], [0.0018474856758173392, 0.013224620852628259], [0.002295295651667596, 0.014850144210805456], [0.002830883287713752, 0.016527362742138358], [0.003477049503612898, 0.018248629132793272], [0.004209056605412259, 0.020023990226697284], [0.005011306752251064, 0.02185961260606933], [0.00589635602530072, 0.023754632173602363], [0.006903367734203257, 0.025691605212830346], [0.008026236446217763, 0.027673510709801844], [0.009257168442768436, 0.02970835467464735], [0.010580730044996826, 0.03180802892528657], [0.012029299207160555, 0.03395401893787311], [0.013605865753248117, 0.03614738277743005], [0.015313140443691274, 0.03838982755359184], [0.017146741512648615, 0.0406880404306521], [0.019124808271835474, 0.043030345318956886], [0.021252455619785917, 0.04541667836665107], [0.023537957130721678, 0.04784375805425918], [0.02599031742482521, 0.050307372347441086], [0.02861354208446021, 0.0528067222212363], [0.03140794459217185, 0.05534754240151337], [0.034381441033987326, 0.05792669174232083], [0.037544002286458704, 0.06053877853199749], [0.04089976385023398, 0.06318442933167324], [0.04445779106821625, 0.0658581447480198], [0.04822669425658337, 0.0685557174785719], [0.05221341277756616, 0.07127509468859264], [0.05642503399297964, 0.07401422214488208], [0.060866725978753346, 0.07677351338195716], [0.06554955309103844, 0.07954376751116148], [0.07048232821341424, 0.08231983127426593], [0.07567311084668699, 0.08509750716495837], [0.08112988938495366, 0.08787253655948053], [0.08686094064382903, 0.09064023777123552], [0.09287574150506203, 0.09339176077459005], [0.09918471886184935, 0.09611625195946616], [0.10579565150101601, 0.09880841242153303], [0.11271646920981797, 0.10146266321387812], [0.11995640395137844, 0.10406942961122276], [0.12752285405615718, 0.1066236291065331], [0.13542566173937232, 0.10910951177593414], [0.14367566073942561, 0.11150717673578985], [0.15227889594376542, 0.11381201011131314], [0.16123861543136345, 0.11603033607296777], [0.1705679967615138, 0.11812483032396139], [0.18027148672293627, 0.12009422587774543], [0.19035504215614157, 0.12192741969620449], [0.20082515523685676, 0.12360667948931504], [0.2116867688839798, 0.12511748167126258], [0.2229441931974864, 0.12644965448757858], [0.23459933315284184, 0.12760605451600568], [0.24665608743409248, 0.1285743838900753], [0.2591175650366898, 0.12934421468783494], [0.2719863190661801, 0.12989324151589526], [0.28526437733219057, 0.13018566202220566], [0.29895138679849176, 0.1302679056106223], [0.31304754768925924, 0.13013784965621208], [0.32755270244660195, 0.12970619217829066], [0.3424666795442843, 0.1290647430270687], [0.35778707971640716, 0.12815149389319277], [0.37351331031231894, 0.1269960257974734], [0.38964274604321064, 0.12558807316153445], [0.4061739779369703, 0.12394106881811355], [0.42310082921408776, 0.12202418618112318], [0.44042289715209526, 0.11987502173307629], [0.45813290746404767, 0.11746904114707664], [0.4762291375575676, 0.11483689975307713], [0.4947007278903791, 0.11194676523357054], [0.5135434894373102, 0.10881988613639919], [0.5327532389831617, 0.10548116061863196], [0.5523211383543264, 0.10193076998072213], [0.572236246350713, 0.09816477516431214], [0.5924903250654057, 0.09419838660467816], [0.6130739041635694, 0.09004489804356779], [0.6339739816191338, 0.08570498749834733], [0.6551813568102789, 0.08120418836312979], [0.6766826294904897, 0.07655065796450461], [0.6984688123032375, 0.07177566339257094], [0.7205218276184034, 0.06687885706674637], [0.7428278424219217, 0.06187708082253653], [0.7653757053773426, 0.0568079378531838], [0.7881470505617865, 0.0516800630077076], [0.8111249181588027, 0.04651262331048253], [0.8342923716246217, 0.04132657680670632], [0.8576295603284119, 0.03613450615520361], [0.8811170844722935, 0.030955450153538552], [0.9047365864482585, 0.02581398750319117], [0.9284636628527877, 0.02071649511489773], [0.9522748184652725, 0.01564259465380235], [0.9761301998369506, 0.010587320255659949], [0.9999999999999999, 0.005565364803178693]], [[1.0, 0.0033794842604596416], [0.981907666959585, 0.0034107017945123135], [0.9573836544291662, 0.003553400840584002], [0.9328301757026497, 0.0038133056844789114], [0.9082863245594256, 0.005038889395278891], [0.8838174053072801, 0.0050786361833187925], [0.8594952479820277, 0.004058508223407478], [0.8353770434452094, 0.0020716047408410767], [0.8115156678046987, -0.0008160816655549454], [0.7879652139414274, -0.004598611558476992], [0.7647807163457027, -0.009272309622001302], [0.7419906811885931, -0.014722835264993529], [0.719606750913458, -0.020765465166169873], [0.6976011072134308, -0.02724950218199302], [0.6759733990094399, -0.03407128353274623], [0.6547592907084903, -0.041103816688513865], [0.63393598677009, -0.04822742942037555], [0.6134752335755006, -0.05532166175209249], [0.59335493945365, -0.06228814804022939], [0.5735598035892066, -0.06904754285565945], [0.5540769312861042, -0.075525928970234], [0.5348989806759035, -0.08166504874516635], [0.5160217874902615, -0.08741319772700247], [0.4974500727006749, -0.09274193418023761], [0.47919043694541597, -0.0976222084844499], [0.46124863357599316, -0.10202613847325724], [0.4436353539981562, -0.1059448691009969], [0.42636608146380534, -0.10939269936717846], [0.4094539345625268, -0.1123778644725567], [0.39291024060757546, -0.11491211394173859], [0.3767482486013204, -0.1170206433967026], [0.36097538639077087, -0.11870408828312323], [0.34560209114435675, -0.11999227399098554], [0.33063581193725416, -0.12090820592612554], [0.31608279542575884, -0.12148181756685733], [0.3019464925594372, -0.1217283162313532], [0.28823018283322827, -0.12165545313662293], [0.2749356397803771, -0.1213082296917417], [0.2620617575831806, -0.12069932822507685], [0.2496082208532622, -0.11984811270025547], [0.23757244180483328, -0.11877112272402121], [0.22595032490892947, -0.11749547124637955], [0.21473866226463, -0.11602977711689069], [0.20393348117384333, -0.1143829542099978], [0.19352661929257609, -0.11258789689556824], [0.18351508585632054, -0.1106425543515472], [0.17388841706215158, -0.10857887600954964], [0.1646407736517657, -0.10640305726978289], [0.155764167627186, -0.10412753922436471], [0.14724941244722428, -0.10176771807976709], [0.1390872864533884, -0.09933661910130422], [0.1312668944536782, -0.09685152343450111], [0.12378086273758417, -0.0943173588232262], [0.11661991272036634, -0.09174303700378104], [0.10977277135901573, -0.08914139951274298], [0.10322905286017114, -0.08652243073984954], [0.0969809778180219, -0.08388850966474311], [0.09101600900757223, -0.0812542871503947], [0.0853235671804905, -0.07862758543742962], [0.07989617774627845, -0.07600947981921206], [0.07472559421180744, -0.07340221535466677], [0.06979869100485092, -0.07081835082014953], [0.0651083710888666, -0.06825866148654257], [0.06064797054175132, -0.06572273286456597], [0.05640844682921253, -0.06321396908496299], [0.05237848137784268, -0.06074007589442664], [0.04854939810488824, -0.058304742226871285], [0.04491507085825904, -0.055907126797283796], [0.041467942850663894, -0.05354832607274906], [0.03820064735774609, -0.05122952847079131], [0.0351097586545411, -0.04894766386694218], [0.03218644884312789, -0.04670650872808074], [0.029426256391601843, -0.0445043605201918], [0.026824578579064055, -0.04233915763794103], [0.024370780411925006, -0.040217669920515696], [0.022064800784789586, -0.038134022741392125], [0.01989811656090156, -0.03609123305756889], [0.017860888686019396, -0.034094181591046366], [0.015948686598987283, -0.032141755917428856], [0.014174100670008667, -0.030218820112101898], [0.012529780041531031, -0.028327229950690227], [0.011006112413948117, -0.02647235260913767], [0.009594223928952724, -0.024658412704903987], [0.008304929626779426, -0.022876276787997127], [0.007132915415169648, -0.021126877557315127], [0.006061064504928417, -0.019419214581247936], [0.005011225262400927, -0.017801393001242876], [0.004062821156822976, -0.01621714799932157], [0.003260563622865933, -0.014645078774885707], [0.0025959116506085234, -0.013090426013663123], [0.0020427966341864602, -0.011567312094768942], [0.0016148819245064374, -0.010079373241728841], [0.0012824376577838935, -0.00863428119866635], [0.0010375727275643352, -0.007237170967221023], [0.0008311986143403465, -0.005894508570523567], [0.0006449880558831722, -0.004609353408565273], [0.0004717565453566282, -0.003379215111730653], [0.000308928970186169, -0.002202172274317802], [0.00015250297712507586, -0.0010764050547977817], [0.0, 0.0], [0.00014211322934258542, 0.0010766031115543658], [0.0002774631560388204, 0.002204200902681255], [0.00040953709197986645, 0.0033834203768116], [0.0005451423054260807, 0.004615771157209207], [0.0006838653364238368, 0.0059037989866837165], [0.0008363132788401142, 0.007248314172419027], [0.0010198430594494984, 0.00865055742124396], [0.0012433990641579078, 0.010111041660639405], [0.001545491282025989, 0.011621480586889813], [0.0019455973236784095, 0.013183893185201441], [0.0024111692491965613, 0.014800988986187513], [0.002966455516245121, 0.016467751423458465], [0.0036353669087239335, 0.018176557608770034], [0.004388692504248829, 0.01993824127258923], [0.005216764849943381, 0.021757997647862508], [0.006128421218679978, 0.023635633858954157], [0.007164332501214691, 0.02555221821286682], [0.008317269925092848, 0.02751145350891811], [0.009579119766587822, 0.029521633699653566], [0.010934312264767078, 0.03159506676356916], [0.012415662602939932, 0.03371253623105789], [0.014025633948456998, 0.035875092806441064], [0.01576669314775243, 0.03808470279000722], [0.017634978946757838, 0.040347837370000535], [0.019648293288956387, 0.04265274771090103], [0.021811353886404972, 0.044999438141785655], [0.02413220124973265, 0.04738464119435897], [0.02661965331399447, 0.049804262582780166], [0.029277552134878527, 0.05225765698122606], [0.03210529957118176, 0.05475148617839973], [0.03511088629823945, 0.057282493889410244], [0.03830434876436422, 0.05984528018887774], [0.04169021119062706, 0.06244024140871656], [0.04527734377920543, 0.06506194756806742], [0.049074110072397405, 0.06770646447866334], [0.05308748647197208, 0.07037174981144198], [0.05732427938346287, 0.07305616897425538], [0.0617895727825463, 0.07576042530635702], [0.06649422398437348, 0.07847554422078074], [0.07144689003718381, 0.0811966677593207], [0.07665573124491429, 0.08391956449700666], [0.08212881394208943, 0.08663997817196938], [0.08787428497037521, 0.08935349198929848], [0.09390147720599483, 0.09205164509377792], [0.10022042515976251, 0.09472460155463189], [0.10683924426238875, 0.0973665678510815], [0.11376578229431827, 0.09997232336708244], [0.1210088324285068, 0.10253366103973356], [0.12857618468656531, 0.1050446738118821], [0.13647762816847284, 0.10749031560018915], [0.14472368220402382, 0.1098520173309383], [0.15332068012144076, 0.1121248276068021], [0.16227250248452352, 0.11431304285281862], [0.17159133873260551, 0.11638440995458355], [0.1812823952136486, 0.11833507133779039], [0.1913518829951903, 0.1201536500608067], [0.20180631299382015, 0.12182333954247458], [0.21265076737601252, 0.12333011201161856], [0.22388958486533087, 0.12466511205355403], [0.23552540497776617, 0.12582699603328973], [0.2475622745605994, 0.12680248156104967], [0.2600033012786937, 0.12758204312300364], [0.2728511204916799, 0.12814307383864956], [0.2861078244175814, 0.12845388141811698], [0.29977319202061853, 0.1285502172052224], [0.31384749268486395, 0.12843502793314482], [0.32833046201086324, 0.12802045871789297], [0.34322188637603074, 0.12739169409074502], [0.35851939409167743, 0.1264927943995238], [0.3742223570793808, 0.12535098661173685], [0.3903280809449543, 0.12395590544469684], [0.40683522087470764, 0.12232165322960661], [0.4237379857359861, 0.1204217585580502], [0.44103517411600796, 0.1182856761767593], [0.4587202423729514, 0.11589576493441242], [0.47679092010464935, 0.11327800793512767], [0.49523683043031835, 0.11040439088867993], [0.514054163130327, 0.10729812497672048], [0.5332378866486873, 0.10397881775123083], [0.552779287329981, 0.10044754896529469], [0.5726676832103667, 0.09670165434163111], [0.5928947827349375, 0.09275608232738146], [0.6134510436814459, 0.08862379509785648], [0.63432354067985, 0.08430580983369222], [0.6555036362373572, 0.07983018085056022], [0.6769781586480513, 0.07520607884682057], [0.6987380577584145, 0.07046490821819873], [0.7207657834202827, 0.06560784037299627], [0.7430471547796033, 0.060650655219424615], [0.7655715194633891, 0.055632997418785204], [0.7883203318549722, 0.050562375650585564], [0.8112765873645396, 0.045457499899326924], [0.834423763776084, 0.04034150117230355], [0.8577411407551715, 0.03522280953003088], [0.8812090583231185, 0.030118946101156334], [0.9048092690667224, 0.025055271936026795], [0.9285169437473493, 0.02003475540936466], [0.9523085317725325, 0.01503829789399158], [0.9761455328740682, 0.010060466111770536], [0.9999999999999999, 0.005115520501748213]], [[1.0, 0.004231115137152331], [0.9823319729639053, 0.0042140620776506725], [0.9578203733474215, 0.004204227142683789], [0.9332907051242184, 0.004202820376238899], [0.9087715842065823, 0.005410376615556763], [0.884325370380973, 0.00548518643769741], [0.8600228938309715, 0.004564689843151107], [0.8359206880564086, 0.0027339560163980895], [0.8120707071164065, 5.3757872155310077e-05], [0.7885267606434814, -0.003470337896839682], [0.7653441699664835, -0.007838105227686727], [0.7425542077379961, -0.01294988046030099], [0.7201688048859128, -0.018646580750274352], [0.6981843106062602, -0.024789721844579636], [0.6766037447283868, -0.03128371216269298], [0.6554265783275621, -0.03800842329632433], [0.6346358664772684, -0.044846945432943985], [0.6142091760556437, -0.05168119187495075], [0.5941284595851006, -0.05841475301251733], [0.5743796861343177, -0.06496685025419903], [0.5549496271722484, -0.07126007921318178], [0.5358321394219668, -0.07723801770769483], [0.5170227312816214, -0.08284711768819779], [0.49852460699426665, -0.08805730852677479], [0.4803409944204218, -0.09283383604931304], [0.46247590104022274, -0.09714454217623206], [0.44493942584236823, -0.10097826074435157], [0.42774598872688185, -0.10434731205097562], [0.4109089087802223, -0.10726138681482789], [0.3944395498540263, -0.10973295080883373], [0.3783510196206036, -0.11178800258827976], [0.36265080032081964, -0.11342865529434532], [0.3473486082328774, -0.11468227902382011], [0.3324518903423879, -0.11557529114409902], [0.31796636457641975, -0.11613563113232224], [0.3038953080561355, -0.1163727606259769], [0.29024161570596935, -0.116307922004416], [0.27700669281851376, -0.11597943280671344], [0.2641892501899733, -0.11539740862241579], [0.2517884403127041, -0.11458502860023644], [0.23980127475531954, -0.11355881179489609], [0.22822363650644606, -0.11234368134325824], [0.21705182437271398, -0.11094894756946014], [0.20628145754779442, -0.10938335700216988], [0.19590434893455047, -0.10767914219898833], [0.18591726523078236, -0.10583273859467152], [0.17630970414104039, -0.10387614813490317], [0.1670757756824688, -0.10181432385157184], [0.1582074041506826, -0.09965897753814054], [0.1496954414523531, -0.09742500329350658], [0.14153075128217846, -0.09512448897922743], [0.13370258429223567, -0.09277415612348992], [0.12620346191475232, -0.09037864172734458], [0.11902447511626618, -0.08794542999534169], [0.11215479887001553, -0.08548620279106876], [0.10558421990268158, -0.08301060747737352], [0.09930526768979285, -0.0805199242947332], [0.09330568818668952, -0.07802881383287463], [0.08757530277080414, -0.07554433273452894], [0.08210649489411967, -0.07306770839105481], [0.07689112460654707, -0.07060076403779125], [0.07191682384210334, -0.06815520393927411], [0.06717638970706458, -0.06573193463962528], [0.06266314080640452, -0.06333047299520393], [0.058368227798519634, -0.06095405176216991], [0.05428070109649653, -0.05861025084125012], [0.05039225641496277, -0.0563022608843322], [0.046696898216468455, -0.05402894647823926], [0.04318749261001757, -0.051790909754099515], [0.039856575589434104, -0.04958959267081282], [0.03670004189043492, -0.047422537140834796], [0.0337097407628432, -0.04529281272861417], [0.03088072861639246, -0.043199058989984926], [0.028208782865986853, -0.04113878790130038], [0.02568381199730648, -0.03911860703981087], [0.02330535270671982, -0.03713274840839912], [0.021065503488593585, -0.03518374527388196], [0.0189544706044966, -0.03327696681135004], [0.016968622165497063, -0.031410702554686615], [0.015119254148701036, -0.02956956770435141], [0.013400841946052547, -0.02775438445054413], [0.011803233800197427, -0.025971526570782142], [0.010318412147951563, -0.02422502807441368], [0.008956113137456995, -0.022505082768934592], [0.007713395249537748, -0.020811596056398252], [0.0065725970320389465, -0.019154925135240485], [0.005453356748145345, -0.01758841284386754], [0.004437909312088657, -0.01605018964641369], [0.0035707893754948375, -0.014516441856264262], [0.0028493019828199416, -0.012991028875600125], [0.002247253697816985, -0.011490620617280591], [0.0017769979344799199, -0.01001938259996528], [0.0014108662197528075, -0.008586747292479095], [0.0011427046071430934, -0.007198350586127276], [0.0009151523851371246, -0.005863155868573968], [0.0007093215116478787, -0.0045850260812139295], [0.0005185040659981219, -0.003361410463092675], [0.00033929351300015083, -0.0021905311293505835], [0.00016721120043773705, -0.0010707179658874409], [0.0, 0.0], [0.00015553613961864204, 0.0010716368449861318], [0.0003035784306715175, 0.002193883941855423], [0.0004477097284745123, 0.0033677745180548157], [0.0005953904525197399, 0.004594674761082293], [0.0007470588598203818, 0.0058770222898054305], [0.0009132082029775948, 0.007215464793266833], [0.0011116639715045154, 0.008611221517913228], [0.0013517965800247107, 0.010063991366200285], [0.0016784359106974986, 0.011563838681963878], [0.0021078088006878004, 0.013113244829316051], [0.0026044622447658613, 0.014715311187146288], [0.003194703281895285, 0.016363466567504863], [0.0039034118192662493, 0.018050259096321245], [0.00469540587576478, 0.01978773801800537], [0.005568008345439836, 0.02158033474534364], [0.006526031800663814, 0.02342802658118938], [0.007611440607762631, 0.025310097010839222], [0.008815539944864722, 0.027231188008318696], [0.010129579360698183, 0.029200112505068647], [0.011538057123291978, 0.031229549375576374], [0.01307378745961508, 0.033299584548749275], [0.014738880068000452, 0.03541112138130832], [0.016535164019800604, 0.037566662015019715], [0.018459717567511427, 0.039772209322068514], [0.020529547271208266, 0.04201617987350538], [0.022748913384502998, 0.04429866772770636], [0.025125359457809162, 0.04661673738711863], [0.0276674370714318, 0.04896645013503714], [0.030378793841020272, 0.05134740774805588], [0.03325796122274941, 0.053767249554989176], [0.03631300352339037, 0.056222556796443966], [0.039553843867789956, 0.05870813018008472], [0.04298549897688257, 0.06122408642531605], [0.04661656346216349, 0.06376519509448206], [0.05045482289450301, 0.06632829463007399], [0.05450732278628197, 0.06891138242186459], [0.058780608969348544, 0.07151329059514688], [0.06327980766949534, 0.07413493146133228], [0.06801541528669974, 0.07676782768490589], [0.0729959015808486, 0.0794075524361838], [0.07822951858311884, 0.08204996462141963], [0.08372442039613524, 0.08469091856441048], [0.08948871571863828, 0.0873261220006549], [0.09553130676449413, 0.0899483216725908], [0.10186165482172091, 0.09254934015306479], [0.10848838081961569, 0.09512270643284491], [0.11541959414929667, 0.09766288555284267], [0.12266345608268991, 0.10016369466126225], [0.1302285303042306, 0.10261731476751022], [0.13812414002570664, 0.10501118705347849], [0.1463600662573793, 0.10733003990347609], [0.15494332401664418, 0.10956754730777274], [0.16388017610845118, 0.11171934227942334], [0.17317921106801998, 0.11376977395146323], [0.1828479058025737, 0.11570606754957675], [0.19289297141165979, 0.1175157853559108], [0.20332083994299288, 0.11918404399228923], [0.21413655917289734, 0.1206995210030906], [0.2253444500105901, 0.1220556234759041], [0.23694900026250348, 0.12323905624198926], [0.24895425406276125, 0.12423555022323701], [0.261363092977681, 0.12503826169054533], [0.27417817392290955, 0.12562592992964258], [0.2874015787510089, 0.1259765017673587], [0.301033456351135, 0.12609813945062842], [0.31507413882551555, 0.12600665268232958], [0.32952301448308513, 0.1256220519136032], [0.3443797260360801, 0.12500695307030285], [0.35964211827766257, 0.12412809120795884], [0.37530922368380765, 0.12300117302262448], [0.3913782613428653, 0.12161749711753808], [0.40784786441836945, 0.11999151090705318], [0.42471340494983195, 0.11811006824171492], [0.44197146315253827, 0.11598004739571734], [0.459617610230358, 0.11360390007175997], [0.4776476342655956, 0.1109918048773501], [0.49605291712224314, 0.108129415911867], [0.5148305116833461, 0.10504435673891244], [0.5339728971527125, 0.10174066834618496], [0.5534723414143209, 0.0982257259088384], [0.5733186108741444, 0.09449898733018978], [0.5935029736613723, 0.09057317775894637], [0.6140157835265855, 0.08646096684831354], [0.6348442141679418, 0.08216395016874546], [0.6559809376734168, 0.0777157530947528], [0.6774129451791889, 0.07312614840423914], [0.6991305497251722, 0.06842490835612715], [0.7211179835581899, 0.06361881988587302], [0.743359829928216, 0.05871976460190321], [0.7658466151974259, 0.05377170343678672], [0.7885596996335127, 0.048780976917053485], [0.8114821892675759, 0.04376600805546118], [0.8345979888849416, 0.038752474687351504], [0.8578851430072556, 0.0337429661408125], [0.8813238372785345, 0.02875329608321937], [0.9048958568747989, 0.023809732547718204], [0.9285764809965642, 0.01891152004715191], [0.9523425852332015, 0.01404419319857276], [0.9761588912038618, 0.00919923405624296], [0.9999999999999999, 0.004391658193619381]], [[1.0, 0.0033958939875023287], [0.981478127529005, 0.0035123071884891562], [0.9570364005662177, 0.003945982810058712], [0.9325938569581518, 0.004562149304180122], [0.9081659976834937, 0.0056691120506487435], [0.8838130269975532, 0.005691955449050986], [0.8596027443681469, 0.00480464028564102], [0.8355900196850744, 0.003085020537124127], [0.8118246359926662, 0.0005907872015453922], [0.788357960449488, -0.002664843536896892], [0.7652418824599334, -0.006675409689699561], [0.7425054234563017, -0.011345433846674958], [0.7201624225574167, -0.01657765247546805], [0.6982298450213585, -0.022331170832958956], [0.67671413425118, -0.0284307720335916], [0.6555885753518039, -0.034772307115219635], [0.634842751543041, -0.04124943766043361], [0.6144616829390119, -0.04775212690159574], [0.5944321591217735, -0.0541884325729201], [0.5747420508670522, -0.06047552074326775], [0.5553784681200453, -0.06653081806855007], [0.536337068904046, -0.07230169652645392], [0.5176142251403067, -0.07773508560617044], [0.49921154051206457, -0.08279818879615455], [0.48112741340883025, -0.08744388173683962], [0.46336348805463945, -0.09163314700055843], [0.4459294316549559, -0.09535534570917771], [0.4288376235032319, -0.09861747357161502], [0.41210123659204984, -0.10143021188139005], [0.3957317750648347, -0.10380848407269931], [0.37974217087653833, -0.10577972889930681], [0.3641401396929058, -0.10734966780740356], [0.3489343997288421, -0.10854208268028392], [0.3341324640925203, -0.10938935758285907], [0.31973928089002535, -0.10991349052528802], [0.30575800099406286, -0.11011065825608465], [0.292191021851306, -0.11004182115632005], [0.2790392827991073, -0.1097126495187625], [0.26630136408980737, -0.10914081161687483], [0.25397567257773557, -0.10835333152730525], [0.24205878574446338, -0.10736704838942879], [0.23054681345468472, -0.10620149500052375], [0.21943516908504881, -0.1048711523636983], [0.2087187858444201, -0.10338561708717414], [0.19838992836288866, -0.10177208801588926], [0.18844466971015766, -0.100027380323239], [0.17887318279426295, -0.0981799065603989], [0.16966877030729177, -0.09623756177264936], [0.1608229979448535, -0.09421215083741191], [0.15232735940466252, -0.09211513057234631], [0.14417281545505206, -0.08995720896840335], [0.13634838581774292, -0.08775600638296975], [0.12884619148232512, -0.0855167850761035], [0.12165801263605455, -0.08324425266032673], [0.11477329034798897, -0.08094919735724519], [0.10818206271143854, -0.07864056277651128], [0.1018772425623936, -0.07631791012421946], [0.09584714271342816, -0.07399504620416486], [0.0900819126889644, -0.07167856028203089], [0.08457363479453327, -0.06937033492822836], [0.07931411721394756, -0.06707239174688298], [0.07429242564803958, -0.06479368883869038], [0.06950107590304395, -0.06253550544238186], [0.06493308646378845, -0.06029776770791459], [0.060579849740034566, -0.058083528041001885], [0.05643109649243611, -0.05589975628237156], [0.05247913428464532, -0.05374853833538572], [0.04871804231325743, -0.05162846294236991], [0.045141236104518784, -0.0495393026470159], [0.041741441898898723, -0.047482594786850456], [0.03851378069351733, -0.04545681891365849], [0.035450654949768595, -0.04346444564934283], [0.032547091310580846, -0.04150404156743401], [0.0297986435289632, -0.03957366341448502], [0.027196321945352805, -0.03767876910251845], [0.024738564063040206, -0.03581446869315151], [0.022418928005158954, -0.03398177932844827], [0.020227553234966358, -0.03218696769974295], [0.01816115451558681, -0.030428104389113576], [0.01622860449224085, -0.02869065216845198], [0.014426020535525006, -0.02697419151166516], [0.012741567962082083, -0.025287726481575068], [0.0111695755733155, -0.023633236408593862], [0.009719306073983218, -0.02199948520493629], [0.008391580159066811, -0.020383551960239627], [0.007166879595863471, -0.018799234271243897], [0.005970908469406424, -0.017299591730650963], [0.004877558093882296, -0.015824920660287376], [0.003934919189208578, -0.014344299453798545], [0.003146492013652152, -0.01285927162636048], [0.002485967518891333, -0.011390234714591213], [0.001966425957884394, -0.009941559051746183], [0.0015627301758429153, -0.00852504539654057], [0.001268007355029913, -0.007147200213272389], [0.0010162015735057414, -0.005821378551766909], [0.0007885384014670537, -0.004551980083536485], [0.0005771383926607273, -0.0033367475986872236], [0.0003779987755206294, -0.0021740059076956245], [0.0001862632797997506, -0.0010622002047999321], [0.0, 0.0], [0.00017896031750020205, 0.0010639571878567847], [0.00034886028904223697, 0.0021765057084592444], [0.000514868312339238, 0.0033408329214797174], [0.0006844060600441366, 0.004558389387651782], [0.0008594422555687541, 0.005830991413018125], [0.0010509441672565858, 0.007158877781742827], [0.0012776083401436062, 0.00854320561537688], [0.0015507664641063994, 0.009981809080105675], [0.0019240600767082157, 0.011461454211827352], [0.0024066660728285796, 0.012985743896995553], [0.002962893962881146, 0.014557889146787401], [0.0036208178215978177, 0.016168644222476103], [0.004400711746656145, 0.01781218770747505], [0.005265535116432936, 0.019502321242752443], [0.006209134260699092, 0.021247727741910853], [0.007242701600449427, 0.023042507073305612], [0.008403149667764336, 0.024867536629675006], [0.009682871835662079, 0.026727332269026523], [0.011072137006560819, 0.028631501552390623], [0.012558535073348925, 0.030590995472974693], [0.014170989423996878, 0.03258779767574869], [0.015913053725201673, 0.034621621072196004], [0.017784809685701466, 0.03669636009148036], [0.019785682295868724, 0.038816173278370794], [0.02193030485027868, 0.040971326615738185], [0.02422301140899493, 0.04316299614260253], [0.026669320581172856, 0.04539792942684944], [0.029277792244408005, 0.047663497600513346], [0.03205249265536936, 0.04995925793155652], [0.03499254869111814, 0.05229251630767475], [0.03810600822026049, 0.05465919679985494], [0.041401989530678654, 0.05705475639065176], [0.044886070330407125, 0.059479252890378705], [0.04856655535642994, 0.061928560835348194], [0.05244980865268154, 0.06440232387804812], [0.05654311371686333, 0.0668980818 | Outer blade 3D array of the non-dimensional x and y airfoil coordinates of the airfoils interpolated along span for n_span stations.
rotorse.split.web_start_nd_outer | output |  | [[0.414200976019537, 0.4148673897596765, 0.41480651791575757, 0.41441452999767586, 0.4139828279110289, 0.4124329909142824, 0.408902565323303, 0.40235869810671065, 0.3897656916972744, 0.24523262565655404], [0.2846606867861176, 0.280117768450943, 0.27190755560157054, 0.26219814900012994, 0.250891058228631, 0.23646432644960694, 0.21704502745344315, 0.18922641064278983, 0.14422888665258993, 0.24523262565655407]] | Outer blade 2D array of the non-dimensional start point defined along the outer profile of a web. The TE suction side is 0, the TE pressure side is 1. The first dimension represents each web, the second dimension represents each entry along blade span.
rotorse.split.web_end_nd_outer | output |  | [[0.5852708171802156, 0.5850495955403967, 0.5856971102897279, 0.5866369480908827, 0.5874830326587812, 0.5892743193621786, 0.5929528134932951, 0.599610907493156, 0.6124038841676125, 0.7567206858747602], [0.7141795256509537, 0.7192588454129704, 0.7281789029057835, 0.7385200077151989, 0.7502476037173736, 0.7647629563576829, 0.7839539942963285, 0.8112270761743623, 0.8555379971624291, 0.7567206858747602]] | Outer blade 2D array of the non-dimensional end point defined along the outer profile of a web. The TE suction side is 0, the TE pressure side is 1. The first dimension represents each web, the second dimension represents each entry along blade span.
rotorse.split.layer_thickness_outer | output | m | [[0.001, 0.001, 0.001, 0.001, 0.001, 0.001, 0.001, 0.001, 0.001, 0.001], [0.0030602703347641963, 0.0029302220775327295, 0.002731742440835592, 0.002519166548136594, 0.0022934285098660284, 0.0020554624364541915, 0.0018062024383313747, 0.0015465826259278754, 0.001277537109673986, 0.001], [0.0220549122718989, 0.0208042751114363, 0.018985046101293482, 0.01713608265938962, 0.01526729626297836, 0.013388598389313434, 0.011509900515648486, 0.009631202641983529, 0.007752504768318578, 0.005873806894653622], [0.018396886548685744, 0.016955665306955872, 0.014962350275733031, 0.01303216602522535, 0.01114932986025402, 0.009298059085640267, 0.007462571006205302, 0.005627082926770338, 0.0037915948473353817, 0.0019561067679004216], [0.03442398385140485, 0.001, -8.131516293641283e-20, 0.0, 0.0, 0.0, 0.0, 0.0, 0.0, 0.0], [0.03442398385140485, 0.001, -8.131516293641283e-20, 0.0, 0.0, 0.0, 0.0, 0.0, 0.0, 0.0], [0.013570845372449021, 0.012725330855044377, 0.011505323630660504, 0.010306515825606558, 0.009125374203327537, 0.00795836552726849, 0.0068019565608744125, 0.005652614067590332, 0.0045068048108612615, 0.003360995554132208], [0.01223234944423054, 0.01109198344222918, 0.009700784707749164, 0.008501789524206603, 0.007398896116132821, 0.006296002708059051, 0.00519310929998528, 0.004090215891911514, 0.0029873224838377426, -6.505213034913027e-19], [0.01223234944423054, 0.01109198344222918, 0.009700784707749164, 0.008501789524206603, 0.007398896116132821, 0.006296002708059051, 0.00519310929998528, 0.004090215891911514, 0.0029873224838377426, -6.505213034913027e-19], [0.028467525364800895, 0.026548446003367625, 0.023685366005451677, 0.02070188767487763, 0.01762209067817712, 0.014470054681881742, 0.01126985935252313, 0.008045584356632905, 0.0048213093607426755, 0.0015970343648524527], [0.0232295708259792, 0.02207879562049976, 0.020252660086103807, 0.01819533041480395, 0.015888517454057182, 0.01337380175210471, 0.010692763857187702, 0.007886984317547073, 0.004998043681424268, 0.0020675224970603053], [0.032679793711968524, 0.030642080913123152, 0.027516266030156573, 0.02419344792587278, 0.020739294340710836, 0.01721947301510983, 0.013699651689508844, 0.010179830363907818, 0.006660009038306791, 0.0031401877127057915], [0.03547715954202539, 0.03163240860972047, 0.026555610535872978, 0.02186996705690011, 0.017497247253826908, 0.01335922020767848, 0.009377654999479916, 0.005474320710256289, 0.0015709864210326626, 0.001], [0.0023387770706268904, 0.0021752316255659585, 0.00195702452635758, 0.0017517918895640714, 0.0015569388227024443, 0.0013698704332897418, 0.0011879918288430328, 0.0010087081168792522, 0.001, 0.001], [0.0012739797944200206, 0.0012725991189427679, 0.001294214390602067, 0.001332041116005865, 0.0013779735682819148, 0.0014239060205579876, 0.0014698384728340475, 0.0015157709251100578, 0.0015617033773860887, 1.0842021724855044e-19], [0.02, 0.02, 0.02, 0.02, 0.02, 0.02, 0.02, 0.02, 0.02, 6.938893903907228e-18], [0.0013589344180927612, 0.0013104258443465565, 0.0012753010279001407, 0.001272599118942723, 0.001294214390602057, 0.0013320411160058796, 0.001377973568281959, 0.0014239060205580112, 0.001469838472834042, 1.0842021724855044e-19], [0.0013365476557123661, 0.001336042341719111, 0.0013449310081187766, 0.001360406973216308, 0.0013791765876627789, 0.0013979462021092215, 0.0014167158165556374, 0.001435485431002038, 0.0014542550454484536, 2.168404344971009e-19], [0.02, 0.02, 0.02, 0.02, 0.02, 0.02, 0.02, 0.02, 0.02, 6.938893903907228e-18], [0.0013708383916703005, 0.0013512015024088637, 0.0013370346233662605, 0.0013360423417192616, 0.0013449310081189907, 0.0013604069732165167, 0.001379176587662875, 0.0013979462021091273, 0.0014167158165554958, 6.505213034913027e-19]] | Outer blade 2D array of the thickness of the layers of the blade structure. The first dimension represents each layer, the second dimension represents each entry along blade span.
rotorse.split.layer_start_nd_outer | output |  | [[0.0, 0.0, 0.0, 0.0, 0.0, 0.0, 0.0, 0.0, 0.0, 0.0], [0.0, 0.0, 0.0, 0.0, 0.0, 0.0, 0.0, 0.0, 0.0, 0.0], [0.26800048297386564, 0.26252507219063836, 0.2522714252509725, 0.23929055186464615, 0.22860230411987764, 0.21391119895748376, 0.19222321376096438, 0.15830914724213202, 0.10599279383241642, 0.08009451161731784], [0.5970459290788663, 0.594807816930123, 0.5915150702695127, 0.5884621888901344, 0.5865549609281038, 0.5840505668690115, 0.5805644775588221, 0.5750387494844149, 0.5757040893935286, 0.5968472850353708], [0.151505199078591, 0.26704966154280885, 0.29282122195187466, 0.291600376929465, 0.290368085233979, 0.2882889173682832, 0.2847028558700269, 0.27880224937004405, 0.26841980760630746, 0.24523262565655407], [0.5631588166957914, 0.6790876757898832, 0.7073615714815853, 0.7093610913620935, 0.7112611519241143, 0.7138270232418649, 0.7177338223371428, 0.7237377413496311, 0.733997255705591, 0.75672068587476], [0.47384639976917864, 0.4719514905107528, 0.4687037266779584, 0.4646743123890356, 0.4594587846307365, 0.4522460062154725, 0.44706214821867435, 0.44565141254970764, 0.4439614071802169, 0.4417969944033159], [0.0, 0.0, 0.0, 0.0, 0.0, 0.0, 0.0, 0.0, 0.0, 0.0], [0.9257014562985106, 0.9260119117206573, 0.926245608819743, 0.9265086907934386, 0.9316768357513225, 0.9318825042126969, 0.9319853239931921, 0.9320025808929682, 0.9318066039143612, 0.931124027312094], [0.0742985437014893, 0.07398808827934263, 0.07375439118025695, 0.07349130920656147, 0.06832316424867749, 0.06811749578730307, 0.06801467600680784, 0.06799741910703178, 0.06819339608563882, 0.06887597268790607], [0.40173096117462265, 0.40455379594222596, 0.40867570078233256, 0.414139763359811, 0.41620783000001377, 0.41878610426748475, 0.4223273076781925, 0.4279160458430173, 0.4308468213801985, 0.4103707396957903], [0.5255666622133214, 0.5268810994216793, 0.5291930802397119, 0.5322972449347906, 0.536482603244476, 0.5420438468485853, 0.5449096610564087, 0.5437424331044978, 0.5426306130209422, 0.5417782450793086], [0.7307764072796235, 0.7368365406817106, 0.7479193458008726, 0.7601422584269494, 0.7720942369876387, 0.7877645434054752, 0.810109642448773, 0.8441602674167881, 0.8922904220176535, 0.9165940867141493], [0.05, 0.05, 0.05, 0.05, 0.05, 0.05, 0.04, 0.05, 0.05, 0.05], [0.0, 0.0, 0.0, 0.0, 0.0, 0.0, 0.0, 0.0, 0.0, 0.0], [0.0, 0.0, 0.0, 0.0, 0.0, 0.0, 0.0, 0.0, 0.0, 0.0], [0.0, 0.0, 0.0, 0.0, 0.0, 0.0, 0.0, 0.0, 0.0, 0.0], [0.0, 0.0, 0.0, 0.0, 0.0, 0.0, 0.0, 0.0, 0.0, 0.0], [0.0, 0.0, 0.0, 0.0, 0.0, 0.0, 0.0, 0.0, 0.0, 0.0], [0.0, 0.0, 0.0, 0.0, 0.0, 0.0, 0.0, 0.0, 0.0, 0.0]] | Outer blade 2D array of the non-dimensional start point defined along the outer profile of a layer. The TE suction side is 0, the TE pressure side is 1. The first dimension represents each layer, the second dimension represents each entry along blade span.
rotorse.split.layer_end_nd_outer | output |  | [[1.0, 1.0, 1.0, 1.0, 1.0, 1.0, 1.0, 1.0, 1.0, 1.0], [1.0, 1.0, 1.0, 1.0, 1.0, 1.0, 1.0, 1.0, 1.0, 1.0], [0.40173096117462265, 0.40455379594222596, 0.40867570078233256, 0.414139763359811, 0.41620783000001377, 0.41878610426748475, 0.4223273076781925, 0.4279160458430173, 0.4308468213801985, 0.4103707396957903], [0.7307764072796235, 0.7368365406817106, 0.7479193458008726, 0.7601422584269494, 0.7720942369876387, 0.7877645434054752, 0.810109642448773, 0.8441602674167881, 0.8922904220176535, 0.9165940867141493], [0.43568246525519966, 0.3203104329496541, 0.29282122195187466, 0.291600376929465, 0.290368085233979, 0.2882889173682832, 0.2847028558700269, 0.27880224937004405, 0.26841980760630746, 0.24523262565655407], [0.8473360828724, 0.7323484471967285, 0.7073615714815853, 0.7093610913620935, 0.7112611519241143, 0.7138270232418649, 0.7177338223371428, 0.7237377413496311, 0.733997255705591, 0.75672068587476], [0.5255666622133214, 0.5268810994216793, 0.5291930802397119, 0.5322972449347906, 0.536482603244476, 0.5420438468485853, 0.5449096610564087, 0.5437424331044978, 0.5426306130209422, 0.5417782450793086], [0.0742985437014893, 0.07398808827934263, 0.07375439118025695, 0.07349130920656147, 0.06832316424867749, 0.06811749578730307, 0.06801467600680784, 0.06799741910703178, 0.06819339608563882, 0.06887597268790607], [1.0, 1.0, 1.0, 1.0, 1.0, 1.0, 1.0, 1.0, 1.0, 1.0], [0.26800048297386564, 0.26252507219063836, 0.2522714252509725, 0.23929055186464615, 0.22860230411987764, 0.21391119895748376, 0.19222321376096438, 0.15830914724213202, 0.10599279383241642, 0.08009451161731784], [0.47384639976917864, 0.4719514905107528, 0.4687037266779584, 0.4646743123890356, 0.4594587846307365, 0.4522460062154725, 0.44706214821867435, 0.44565141254970764, 0.4439614071802169, 0.4417969944033159], [0.5970459290788663, 0.594807816930123, 0.5915150702695127, 0.5884621888901344, 0.5865549609281038, 0.5840505668690115, 0.5805644775588221, 0.5750387494844149, 0.5757040893935286, 0.5968472850353708], [0.9257014562985106, 0.9260119117206573, 0.926245608819743, 0.9265086907934386, 0.9316768357513225, 0.9318825042126969, 0.9319853239931921, 0.9320025808929682, 0.9318066039143612, 0.931124027312094], [0.95, 0.95, 0.95, 0.95, 0.95, 0.95, 0.95, 0.95, 0.95, 0.95], [0.0, 0.0, 0.0, 0.0, 0.0, 0.0, 0.0, 0.0, 0.0, 0.0], [0.0, 0.0, 0.0, 0.0, 0.0, 0.0, 0.0, 0.0, 0.0, 0.0], [0.0, 0.0, 0.0, 0.0, 0.0, 0.0, 0.0, 0.0, 0.0, 0.0], [0.0, 0.0, 0.0, 0.0, 0.0, 0.0, 0.0, 0.0, 0.0, 0.0], [0.0, 0.0, 0.0, 0.0, 0.0, 0.0, 0.0, 0.0, 0.0, 0.0], [0.0, 0.0, 0.0, 0.0, 0.0, 0.0, 0.0, 0.0, 0.0, 0.0]] | Outer blade 2D array of the non-dimensional end point defined along the outer profile of a layer. The TE suction side is 0, the TE pressure side is 1. The first dimension represents each layer, the second dimension represents each entry along blade span.
rotorse.stall_check.no_stall_constraint | output |  | [0.0, 0.0, 0.0, 0.0, 0.0, 0.0, 0.0, 0.9067255641025784, 0.858347130191164, 0.8029434902380307, 0.7256405869237044, 0.6539135350847228, 0.6049990485734017, 0.564714105251253, 0.5467422336218761, 0.5387763911195578, 0.5351042637498803, 0.5354502544408092, 0.5398917104271289, 0.5484702102751413, 0.5671746990352016, 0.5817712711058951, 0.6082616869196368, 0.6462206885720895, 0.6962175580236208, 0.7444592616043085, 0.7916285896436303, 0.8425157655655358, 0.894395591867312, 0.9399344171106268] | Constraint, ratio between angle of attack plus a margin and stall angle
rotorse.stall_check.stall_angle_along_span | output | deg | [1e-06, 54.308878633760266, 43.3830941526253, 35.34061756543416, 28.520189558209037, 19.150803033126387, 16.162420640970446, 14.930268428799696, 14.441343554592132, 14.390121046764976, 14.830351926441026, 15.428716928219355, 15.85567387006618, 16.345920876074192, 16.470758334706538, 16.48473125118551, 16.486149824256415, 16.46968517978595, 16.439878625475068, 16.398723398314036, 16.32788419359519, 16.280230589112605, 16.197371215401628, 15.985521648802322, 15.631977913030857, 15.477275668454483, 15.41262470709625, 15.299608209290932, 15.118797736032374, 14.883704552938593] | Stall angle along blade span
rotorse.total_bc.total_blade_cost | output | USD | 596112.4788 | Total blade cost (variable and fixed). For segmented blades, this is the total of inner+outer+joint