## Sheet1
variables | type | units | values | description
financese.machine_rating | input | kW | 15000
financese.offset_tcc_per_kW | input | USD/kW | 0
financese.opex_per_kW | input | USD/kW/year | 137
financese.plant_aep_in | input | kW*h | 0
financese.wake_loss_factor | input |  | 0.15
financese.fixed_charge_rate | input |  | 0.056
financese.electricity_price | input | USD/kW/h | 0.04
financese.reserve_margin_price | input | USD/kW/year | 120
financese.capacity_credit | input |  | 1
financese.benchmark_price | input | USD/kW/h | 0.071
financese.turbine_number | input | n/a | 40
orbit.site_depth | input | m | 30 | Site depth.
orbit.site_distance | input | km | 115 | Distance from site to installation port.
orbit.site_distance_to_landfall | input | km | 50 | Distance from site to landfall for export cable.
orbit.interconnection_distance | input | km | 8.5 | Distance from landfall to interconnection.
orbit.plant_turbine_spacing | input |  | 7 | Turbine spacing in rotor diameters.
orbit.plant_row_spacing | input |  | 7 | Row spacing in rotor diameters. Not used in ring layouts.
orbit.plant_substation_distance | input | km | 1 | Distance from first turbine in string to substation.
orbit.turbine_rating | input | MW | 15 | Rated capacity of a turbine.
orbit.tower_deck_space | input | m**2 | 25 | Deck space required to transport the tower. Defaults to 0 in order to not be a constraint on installation.
orbit.nacelle_deck_space | input | m**2 | 25 | Deck space required to transport the rotor nacelle assembly (RNA). Defaults to 0 in order to not be a constraint on installation.
orbit.blade_deck_space | input | m**2 | 100 | Deck space required to transport a blade. Defaults to 0 in order to not be a constraint on installation.
orbit.mooring_line_mass | input | kg | 10000 | Total mass of a mooring line
orbit.mooring_line_diameter | input | m | 0.1 | Cross-sectional diameter of a mooring line
orbit.mooring_line_length | input | m | 1000 | Unstretched mooring line length
orbit.anchor_mass | input | kg | 10000 | Total mass of an anchor
orbit.mooring_line_cost | input | USD | 500000 | Mooring line unit cost.
orbit.mooring_anchor_cost | input | USD | 100000 | Mooring line unit cost.
orbit.port_cost_per_month | input | USD/mo | 2000000 | Monthly port costs.
orbit.takt_time | input | h | 170 | Substructure assembly cycle time when doing assembly at the port.
orbit.floating_substructure_cost | input | USD | 10000000 | Floating substructure unit cost.
orbit.monopile_length | input | m | 100 | Length of monopile (including pile).
orbit.monopile_diameter | input | m | 7 | Diameter of monopile.
orbit.monopile_mass | input | t | 900 | mass of an individual monopile.
orbit.monopile_cost | input | USD | 4000000 | Monopile unit cost.
orbit.jacket_length | input | m | 65 | Length/height of jacket (including pile/buckets).
orbit.jacket_mass | input | t | 900 | mass of an individual jacket.
orbit.jacket_cost | input | USD | 4000000 | Jacket unit cost.
orbit.jacket_r_foot | input | m | 10 | Radius of jacket legs at base from centeroid.
orbit.transition_piece_mass | input | t | 250 | mass of an individual transition piece.
orbit.transition_piece_deck_space | input | m**2 | 25 | Deck space required to transport a transition piece. Defaults to 0 in order to not be a constraint on installation.
orbit.transition_piece_cost | input | USD | 1500000 | Transition piece unit cost.
orbit.construction_insurance | input | USD/kW | 44 | Cost for construction insurance
orbit.construction_financing | input | USD/kW | 183 | Cost for construction financing
orbit.contingency | input | USD/kW | 316 | Cost in case of contingency
orbit.site_auction_price | input | USD | 100000000 | Cost to secure site lease
orbit.site_assessment_cost | input | USD | 50000000 | Cost to execute site assessment
orbit.construction_plan_cost | input | USD | 250000 | Cost to do construction planning
orbit.installation_plan_cost | input | USD | 1000000 | Cost to do construction planning
orbit.boem_review_cost | input | USD | 0 | Cost for additional review by U.S. Dept of Interior Bureau of Ocean Energy Management (BOEM)
orbit.commissioning_cost_kW | input | USD/kW | 44 | Commissioning cost.
orbit.decommissioning_cost_kW | input | USD/kW | 58 | Decommissioning cost.
orbit.wtiv | input | n/a | example_wtiv | Vessel configuration to use for installation of foundations and turbines.
orbit.feeder | input | n/a | future_feeder | Vessel configuration to use for (optional) feeder barges.
orbit.num_feeders | input | n/a | 1 | Number of feeder barges to use for installation of foundations and turbines.
orbit.num_towing | input | n/a | 1 | Number of towing vessels to use for floating platforms that are assembled at port (with or without the turbine).
orbit.num_station_keeping | input | n/a | 3 | Number of station keeping or AHTS vessels that attach to floating platforms under tow-out.
orbit.oss_install_vessel | input | n/a | example_heavy_lift_vessel | Vessel configuration to use for installation of offshore substations.
orbit.number_of_turbines | input | n/a | 40 | Number of turbines.
orbit.number_of_blades | input | n/a | 3 | Number of blades per turbine.
orbit.num_mooring_lines | input | n/a | 3 | Number of mooring lines per platform.
orbit.anchor_type | input | n/a | drag_embedment | Number of mooring lines per platform.
orbit.num_assembly_lines | input | n/a | 1 | Number of assembly lines used when assembly occurs at the port.
orbit.num_port_cranes | input | n/a | 1 | Number of cranes used at the port to load feeders / WTIVS when assembly occurs on-site or assembly cranes when assembling at port.
outputs_2_screen.My_std | input | N*m | 0
outputs_2_screen.flp1_std | input | deg | 0
outputs_2_screen.PC_omega | input | rad/s | 0
outputs_2_screen.PC_zeta | input |  | 0
outputs_2_screen.VS_omega | input | rad/s | 0
outputs_2_screen.VS_zeta | input |  | 0
outputs_2_screen.Flp_omega | input | rad/s | 0
outputs_2_screen.Flp_zeta | input |  | 0
tcc.bearing_mass_cost_coeff | input | USD/kg | 4.5
tcc.bedplate_mass_cost_coeff | input | USD/kg | 2.9
tcc.blade_mass_cost_coeff | input | USD/kg | 14.6
tcc.brake_mass_cost_coeff | input | USD/kg | 3.6254
tcc.machine_rating | input | kW | 15000
tcc.controls_machine_rating_cost_coeff | input | USD/kW | 21.15
tcc.converter_mass_cost_coeff | input | USD/kg | 18.8
tcc.cover_mass_cost_coeff | input | USD/kg | 5.7
tcc.elec_connec_machine_rating_cost_coeff | input | USD/kW | 41.85
tcc.gearbox_torque_density | input | N*m/kg | 200 | In 2024, modern 5-7MW gearboxes are able to reach 200 Nm/kg
tcc.gearbox_torque_cost | input | USD/kN/m | 50 | In 2024, modern 5-7MW gearboxes cost approx $50/kNm
tcc.generator_mass_cost_coeff | input | USD/kg | 12.4
tcc.hss_mass_cost_coeff | input | USD/kg | 6.8
tcc.hub_assemblyCostMultiplier | input |  | 0
tcc.hub_overheadCostMultiplier | input |  | 0
tcc.hub_profitMultiplier | input |  | 0
tcc.hub_transportMultiplier | input |  | 0
tcc.hub_mass_cost_coeff | input | USD/kg | 3.9
tcc.hvac_mass_cost_coeff | input | USD/kg | 124
tcc.lss_mass_cost_coeff | input | USD/kg | 11.9
tcc.nacelle_assemblyCostMultiplier | input |  | 0
tcc.nacelle_overheadCostMultiplier | input |  | 0
tcc.nacelle_profitMultiplier | input |  | 0
tcc.nacelle_transportMultiplier | input |  | 0
tcc.main_bearing_number | input | n/a | 2
tcc.pitch_system_mass_cost_coeff | input | USD/kg | 22.1
tcc.platforms_mass_cost_coeff | input | USD/kg | 17.1
tcc.crane_cost | input | USD | 12000
tcc.crane | input | n/a | FALSE
tcc.blade_number | input | n/a | 3
tcc.spinner_mass_cost_coeff | input | USD/kg | 11.1
tcc.tower_assemblyCostMultiplier | input |  | 0
tcc.tower_overheadCostMultiplier | input |  | 0
tcc.tower_profitMultiplier | input |  | 0
tcc.tower_transportMultiplier | input |  | 0
tcc.tower_mass_cost_coeff | input | USD/kg | 2.9
tcc.transformer_mass_cost_coeff | input | USD/kg | 18.8
tcc.turbine_assemblyCostMultiplier | input |  | 0
tcc.turbine_overheadCostMultiplier | input |  | 0
tcc.turbine_profitMultiplier | input |  | 0
tcc.turbine_transportMultiplier | input |  | 0
tcc.yaw_mass_cost_coeff | input | USD/kg | 8.3
tcons.blade_number | input | n/a | 3
tcons.precone | input | deg | 4
tcons.tilt | input | deg | 6
tcons.overhang | input | m | 12.0313
tcons.outer_diameter_full | input | m | [10.0, 10.0, 9.926, 9.443, 8.833, 8.151, 7.39, 6.909, 6.748, 6.572, 6.5]
tcons.max_allowable_td_ratio | input |  | 1.4175
tcons.rotor_orientation | input | n/a | upwind
towerse.env.distLoads.waveLoads_Px | input | N/m | [0.0, 0.0, 0.0, 0.0, 0.0, 0.0, 0.0, 0.0, 0.0, 0.0, 0.0, 0.0, 0.0, 0.0, 0.0, 0.0, 0.0, 0.0, 0.0, 0.0, 0.0, 0.0, 0.0, 0.0, 0.0, 0.0, 0.0, 0.0, 0.0, 0.0, 0.0]
towerse.env.distLoads.waveLoads_Py | input | N/m | [0.0, 0.0, 0.0, 0.0, 0.0, 0.0, 0.0, 0.0, 0.0, 0.0, 0.0, 0.0, 0.0, 0.0, 0.0, 0.0, 0.0, 0.0, 0.0, 0.0, 0.0, 0.0, 0.0, 0.0, 0.0, 0.0, 0.0, 0.0, 0.0, 0.0, 0.0]
towerse.env.distLoads.waveLoads_Pz | input | N/m | [0.0, 0.0, 0.0, 0.0, 0.0, 0.0, 0.0, 0.0, 0.0, 0.0, 0.0, 0.0, 0.0, 0.0, 0.0, 0.0, 0.0, 0.0, 0.0, 0.0, 0.0, 0.0, 0.0, 0.0, 0.0, 0.0, 0.0, 0.0, 0.0, 0.0, 0.0]
towerse.env.distLoads.waveLoads_qdyn | input | N/m**2 | [0.0, 0.0, 0.0, 0.0, 0.0, 0.0, 0.0, 0.0, 0.0, 0.0, 0.0, 0.0, 0.0, 0.0, 0.0, 0.0, 0.0, 0.0, 0.0, 0.0, 0.0, 0.0, 0.0, 0.0, 0.0, 0.0, 0.0, 0.0, 0.0, 0.0, 0.0]
towerse.env.distLoads.waveLoads_z | input | m | [0.0, 0.0, 0.0, 0.0, 0.0, 0.0, 0.0, 0.0, 0.0, 0.0, 0.0, 0.0, 0.0, 0.0, 0.0, 0.0, 0.0, 0.0, 0.0, 0.0, 0.0, 0.0, 0.0, 0.0, 0.0, 0.0, 0.0, 0.0, 0.0, 0.0, 0.0]
towerse.env.distLoads.waveLoads_beta | input | deg | 0
towerse.yaw | input | deg | 0
towerse.z0 | input | m | 0
towerse.shearExp | input |  | 0.12
towerse.beta_wind | input | deg | 0
towerse.rho_air | input | kg/m**3 | 1.225
towerse.mu_air | input | kg/m/s | 1.81e-05
towerse.cd_usr | input |  | [-1.0, -1.0, -1.0, -1.0, -1.0, -1.0, -1.0, -1.0, -1.0, -1.0, -1.0, -1.0, -1.0, -1.0, -1.0, -1.0, -1.0, -1.0, -1.0, -1.0, -1.0, -1.0, -1.0, -1.0, -1.0, -1.0, -1.0, -1.0, -1.0, -1.0, -1.0]
towerse.s_all | input |  | [0.0, 0.0, 0.0, 0.0, 0.0, 0.0, 0.0, 0.0, 0.0, 0.0, 0.0, 0.0, 0.0, 0.0, 0.0, 0.0, 0.0, 0.0, 0.0, 0.0, 0.0, 0.0, 0.0, 0.0, 0.0, 0.0, 0.0, 0.0, 0.0, 0.0, 0.0]
rotorse.ccblade.Uhub | input | m/s | 5 | Undisturbed wind speed
rotorse.tsr | input |  | 9 | Tip speed ratio
rotorse.pitch | input | deg | 0 | Pitch angle
rotorse.ccblade.s_opt_chord | input |  | [0.0, 0.034482758620689655, 0.06896551724137931, 0.10344827586206896, 0.13793103448275862, 0.1724137931034483, 0.20689655172413793, 0.24137931034482757, 0.27586206896551724, 0.3103448275862069, 0.3448275862068966, 0.3793103448275862, 0.41379310344827586, 0.4482758620689655, 0.48275862068965514, 0.5172413793103449, 0.5517241379310345, 0.5862068965517241, 0.6206896551724138, 0.6551724137931034, 0.6896551724137931, 0.7241379310344828, 0.7586206896551724, 0.7931034482758621, 0.8275862068965517, 0.8620689655172413, 0.896551724137931, 0.9310344827586207, 0.9655172413793103, 1.0] | 1D array of the non-dimensional spanwise grid defined along blade axis to optimize the blade chord
rotorse.ccblade.s_opt_theta | input |  | [0.0, 0.034482758620689655, 0.06896551724137931, 0.10344827586206896, 0.13793103448275862, 0.1724137931034483, 0.20689655172413793, 0.24137931034482757, 0.27586206896551724, 0.3103448275862069, 0.3448275862068966, 0.3793103448275862, 0.41379310344827586, 0.4482758620689655, 0.48275862068965514, 0.5172413793103449, 0.5517241379310345, 0.5862068965517241, 0.6206896551724138, 0.6551724137931034, 0.6896551724137931, 0.7241379310344828, 0.7586206896551724, 0.7931034482758621, 0.8275862068965517, 0.8620689655172413, 0.896551724137931, 0.9310344827586207, 0.9655172413793103, 1.0] | 1D array of the non-dimensional spanwise grid defined along blade axis to optimize the blade twist
rotorse.ccblade.aoa_op | input | rad | [3.141592653589793, 3.141592653589793, 3.141592653589793, 3.141592653589793, 3.141592653589793, 3.141592653589793, 3.141592653589793, 3.141592653589793, 3.141592653589793, 3.141592653589793, 3.141592653589793, 3.141592653589793, 3.141592653589793, 3.141592653589793, 3.141592653589793, 3.141592653589793, 3.141592653589793, 3.141592653589793, 3.141592653589793, 3.141592653589793, 3.141592653589793, 3.141592653589793, 3.141592653589793, 3.141592653589793, 3.141592653589793, 3.141592653589793, 3.141592653589793, 3.141592653589793, 3.141592653589793, 3.141592653589793] | 1D array with the operational angles of attack for the airfoils along blade span.
rotorse.airfoils_aoa | input | deg | [-180.0, -177.0, -174.0, -171.0, -168.0, -165.0, -162.0, -159.0, -156.0, -153.0, -149.99999999999997, -147.0, -144.0, -140.99999999999997, -138.0, -135.0, -131.99999999999997, -129.0, -126.0, -122.99999999999999, -119.99999999999999, -117.0, -114.0, -110.99999999999999, -108.0, -105.0, -101.99999999999999, -98.99999999999999, -96.0, -92.99999999999999, -89.99999999999999, -87.0, -83.99999999999999, -80.99999999999999, -78.0, -74.99999999999999, -71.99999999999999, -69.0, -65.99999999999999, -63.0, -59.999999999999986, -56.99999999999999, -54.0, -50.999999999999986, -47.99999999999999, -45.0, -41.999999999999986, -38.99999999999999, -36.0, -32.999999999999986, -29.999999999999996, -29.393939393939394, -28.787878787878785, -28.18181818181818, -27.575757575757574, -26.969696969696965, -26.363636363636363, -25.757575757575754, -25.15151515151515, -24.545454545454543, -23.939393939393938, -23.33333333333333, -22.727272727272727, -22.12121212121212, -21.515151515151512, -20.90909090909091, -20.3030303030303, -19.696969696969695, -19.09090909090909, -18.484848484848484, -17.878787878787875, -17.272727272727273, -16.666666666666664, -16.06060606060606, -15.454545454545455, -14.848484848484848, -14.24242424242424, -13.636363636363633, -13.03030303030303, -12.424242424242424, -11.818181818181817, -11.212121212121213, -10.606060606060606, -9.999999999999998, -9.393939393939394, -8.787878787878787, -8.18181818181818, -7.575757575757576, -6.96969696969697, -6.363636363636362, -5.757575757575755, -5.151515151515151, -4.545454545454545, -3.9393939393939377, -3.333333333333334, -2.7272727272727266, -2.1212121212121198, -1.515151515151516, -0.9090909090909121, -0.30303030303030193, 0.30303030303030193, 0.9090909090909121, 1.515151515151516, 2.1212121212121198, 2.72727272727273, 3.333333333333334, 3.9393939393939377, 4.545454545454548, 5.151515151515151, 5.757575757575755, 6.363636363636366, 6.96969696969697, 7.5757575757575735, 8.181818181818183, 8.787878787878787, 9.393939393939391, 10.000000000000002, 10.606060606060606, 11.21212121212121, 11.818181818181818, 12.424242424242424, 13.030303030303028, 13.636363636363637, 14.24242424242424, 14.848484848484844, 15.454545454545455, 16.06060606060606, 16.666666666666664, 17.272727272727273, 17.878787878787875, 18.484848484848488, 19.09090909090909, 19.696969696969695, 20.303030303030305, 20.90909090909091, 21.515151515151512, 22.12121212121212, 22.727272727272727, 23.33333333333333, 23.93939393939394, 24.545454545454543, 25.15151515151515, 25.757575757575758, 26.363636363636363, 26.969696969696965, 27.57575757575757, 28.181818181818173, 28.78787878787879, 29.393939393939394, 29.999999999999996, 32.99999999999999, 36.0, 39.0, 41.99999999999999, 45.0, 48.0, 50.99999999999999, 54.0, 57.00000000000001, 60.00000000000001, 63.0, 65.99999999999999, 69.00000000000001, 72.0, 75.0, 78.00000000000001, 81.0, 84.0, 87.00000000000001, 90.0, 92.99999999999999, 96.00000000000001, 99.0, 101.99999999999999, 105.00000000000001, 108.0, 111.00000000000001, 114.00000000000001, 117.0, 120.00000000000001, 123.00000000000001, 126.0, 129.00000000000003, 132.0, 135.0, 138.00000000000003, 141.0, 144.0, 147.0, 150.0, 153.0, 156.0, 159.0, 162.0, 165.0, 168.0, 171.0, 174.0, 177.0, 180.0] | angle of attack grid for polars
rotorse.airfoils_Re | input |  | [3000000.0, 8100000.0, 10000000.0] | Reynolds numbers of polars
rotorse.precone | input | deg | 4 | precone angle
rotorse.tilt | input | deg | 6 | shaft tilt
rotorse.yaw | input | deg | 0 | yaw error
rotorse.rho_air | input | kg/m**3 | 1.225 | density of air
rotorse.mu_air | input | kg/m/s | 1.81e-05 | dynamic viscosity of air
rotorse.shearExp | input |  | 0.12 | shear exponent
rotorse.nBlades | input | n/a | 3 | number of blades
rotorse.nSector | output | n/a | 4 | number of sectors to divide rotor face into in computing thrust and power
rotorse.tiploss | output | n/a | TRUE | include Prandtl tip loss model
rotorse.hubloss | output | n/a | TRUE | include Prandtl hub loss model
rotorse.wakerotation | output | n/a | TRUE | include effect of wake rotation (i.e., tangential induction factor is nonzero)
rotorse.usecd | output | n/a | TRUE | use drag coefficient in computing induction factors
rotorse.rc.layer_web | input |  | [0.0, 0.0, 0.0, 0.0, 0.0, 0.0, 0.0, 0.0, 0.0, 0.0, 0.0, 0.0, 1.0, 1.0, 1.0, 2.0, 2.0, 2.0] | 1D array of the web id the layer is associated to. If the layer is on the outer profile, this entry can simply stay equal to 0.
rotorse.rc.rho | input | kg/m**3 | [1235.0, 7800.0, 7850.0, 7200.0, 1940.0, 1220.0, 1940.0, 1940.0, 130.0, 1150.0, 1100.0] | 1D array of the density of the materials. For composites, this is the density of the laminate.
rotorse.rc.unit_cost | input | USD/kg | [7.23, 0.7, 0.9, 0.5, 1.87, 30.0, 3.0, 2.86, 13.0, 3.63, 9.0] | 1D array of the unit costs of the materials.
rotorse.rc.waste | input |  | [0.25, 0.0, 0.0, 0.0, 0.05, 0.05, 0.15, 0.15, 0.2, 0.0, 0.0] | 1D array of the non-dimensional waste fraction of the materials.
rotorse.rc.rho_fiber | input | kg/m**3 | [0.0, 0.0, 0.0, 0.0, 2535.5, 1800.0, 2535.5, 2535.5, 0.0, 0.0, 0.0] | 1D array of the density of the fibers of the materials.
rotorse.rc.roll_mass | input | kg | [0.0, 0.0, 0.0, 0.0, 0.0, 0.0, 181.4368, 181.4368, 0.0, 0.0, 0.0] | 1D array of the roll mass of the composite fabrics. Non-composite materials are kept at 0.
rotorse.rc.flange_adhesive_squeezed | input |  | 0.2 | Extra width of the adhesive once squeezed
rotorse.rc.flange_thick | input | m | 0.008 | Average thickness of adhesive
rotorse.rc.flange_width | input | m | 0.05 | Average width of adhesive lines
rotorse.rc.t_bolt_unit_cost | input | USD | 25 | Cost of one t-bolt
rotorse.rc.t_bolt_unit_mass | input | kg | 2.5 | Mass of one t-bolt
rotorse.rc.t_bolt_spacing | input | m | 0.15 | Spacing of t-bolts along blade root circumference
rotorse.rc.barrel_nut_unit_cost | input | USD | 12 | Cost of one barrel nut
rotorse.rc.barrel_nut_unit_mass | input | kg | 1.9 | Mass of one barrel nut
rotorse.rc.LPS_unit_mass | input | kg/m | 1 | Unit mass of the lightining protection system. Linear scaling based on the weight of 150 lbs for the 61.5 m NREL 5MW blade
rotorse.rc.LPS_unit_cost | input | USD/m | 40 | Unit cost of the lightining protection system. Linear scaling based on the cost of 2500$ for the 61.5 m NREL 5MW blade
rotorse.rc.root_preform_length | input |  | 0.01 | Percentage of blade length starting from blade root that is preformed and later inserted into the mold
rotorse.rc.definition_layer | input | n/a | [9.0, 9.0, 2.0, 2.0, 5.0, 7.0, 8.0, 6.0, 6.0, 6.0, 6.0, 9.0, 10.0, 10.0, 10.0, 10.0, 10.0, 10.0] | 1D array of flags identifying how layers are specified in the yaml. 1) all around (skin, paint, ) 2) offset+rotation twist+width (spar caps) 3) offset+user defined rotation+width 4) midpoint TE+width (TE reinf) 5) midpoint LE+width (LE reinf) 6) layer position fixed to other layer (core fillers) 7) start and width 8) end and width 9) start and end nd 10) web layer
rotorse.rc.mat_name | input | n/a | ['Gelcoat', 'steel', 'steel_drive', 'cast_iron', 'glass_uni', 'CarbonUD', 'glass_biax', 'glass_triax', 'medium_density_foam', 'resin', 'adhesive'] | 1D array of names of materials.
rotorse.rc.orth | input | n/a | [0.0, 0.0, 0.0, 0.0, 1.0, 1.0, 1.0, 1.0, 0.0, 0.0, 0.0] | 1D array of flags to set whether a material is isotropic (0) or orthtropic (1). Each entry represents a material.
rotorse.rc.component_id | input | n/a | [0.0, -1.0, -1.0, -1.0, 5.0, 4.0, 3.0, 2.0, 1.0, -1.0, -1.0] | 1D array of flags to set whether a material is used in a blade: 0 - coating, 1 - sandwich filler , 2 - shell skin, 3 - shear webs, 4 - spar caps, 5 - TE/LE reinf.
rotorse.re.precomp.uptilt | input | deg | 6 | Nacelle uptilt angle. A standard machine has positive values.
rotorse.re.precomp.layer_web | input |  | [0.0, 0.0, 0.0, 0.0, 0.0, 0.0, 0.0, 0.0, 0.0, 0.0, 0.0, 0.0, 1.0, 1.0, 1.0, 2.0, 2.0, 2.0] | 1D array of the web id the layer is associated to. If the layer is on the outer profile, this entry can simply stay equal to 0.
rotorse.re.precomp.fiber_orientation | input | deg | [[0.0, 0.0, 0.0, 0.0, 0.0, 0.0, 0.0, 0.0, 0.0, 0.0, 0.0, 0.0, 0.0, 0.0, 0.0, 0.0, 0.0, 0.0, 0.0, 0.0, 0.0, 0.0, 0.0, 0.0, 0.0, 0.0, 0.0, 0.0, 0.0, 0.0], [0.0, 0.0, 0.0, 0.0, 0.0, 0.0, 0.0, 0.0, 0.0, 0.0, 0.0, 0.0, 0.0, 0.0, 0.0, 0.0, 0.0, 0.0, 0.0, 0.0, 0.0, 0.0, 0.0, 0.0, 0.0, 0.0, 0.0, 0.0, 0.0, 0.0], [0.0, 0.0, 0.0, 0.0, 0.0, 0.0, 0.0, 0.0, 0.0, 0.0, 0.0, 0.0, 0.0, 0.0, 0.0, 0.0, 0.0, 0.0, 0.0, 0.0, 0.0, 0.0, 0.0, 0.0, 0.0, 0.0, 0.0, 0.0, 0.0, 0.0], [0.0, 0.0, 0.0, 0.0, 0.0, 0.0, 0.0, 0.0, 0.0, 0.0, 0.0, 0.0, 0.0, 0.0, 0.0, 0.0, 0.0, 0.0, 0.0, 0.0, 0.0, 0.0, 0.0, 0.0, 0.0, 0.0, 0.0, 0.0, 0.0, 0.0], [0.0, 0.0, 0.0, 0.0, 0.0, 0.0, 0.0, 0.0, 0.0, 0.0, 0.0, 0.0, 0.0, 0.0, 0.0, 0.0, 0.0, 0.0, 0.0, 0.0, 0.0, 0.0, 0.0, 0.0, 0.0, 0.0, 0.0, 0.0, 0.0, 0.0], [0.0, 0.0, 0.0, 0.0, 0.0, 0.0, 0.0, 0.0, 0.0, 0.0, 0.0, 0.0, 0.0, 0.0, 0.0, 0.0, 0.0, 0.0, 0.0, 0.0, 0.0, 0.0, 0.0, 0.0, 0.0, 0.0, 0.0, 0.0, 0.0, 0.0], [0.0, 0.0, 0.0, 0.0, 0.0, 0.0, 0.0, 0.0, 0.0, 0.0, 0.0, 0.0, 0.0, 0.0, 0.0, 0.0, 0.0, 0.0, 0.0, 0.0, 0.0, 0.0, 0.0, 0.0, 0.0, 0.0, 0.0, 0.0, 0.0, 0.0], [0.0, 0.0, 0.0, 0.0, 0.0, 0.0, 0.0, 0.0, 0.0, 0.0, 0.0, 0.0, 0.0, 0.0, 0.0, 0.0, 0.0, 0.0, 0.0, 0.0, 0.0, 0.0, 0.0, 0.0, 0.0, 0.0, 0.0, 0.0, 0.0, 0.0], [0.0, 0.0, 0.0, 0.0, 0.0, 0.0, 0.0, 0.0, 0.0, 0.0, 0.0, 0.0, 0.0, 0.0, 0.0, 0.0, 0.0, 0.0, 0.0, 0.0, 0.0, 0.0, 0.0, 0.0, 0.0, 0.0, 0.0, 0.0, 0.0, 0.0], [0.0, 0.0, 0.0, 0.0, 0.0, 0.0, 0.0, 0.0, 0.0, 0.0, 0.0, 0.0, 0.0, 0.0, 0.0, 0.0, 0.0, 0.0, 0.0, 0.0, 0.0, 0.0, 0.0, 0.0, 0.0, 0.0, 0.0, 0.0, 0.0, 0.0], [0.0, 0.0, 0.0, 0.0, 0.0, 0.0, 0.0, 0.0, 0.0, 0.0, 0.0, 0.0, 0.0, 0.0, 0.0, 0.0, 0.0, 0.0, 0.0, 0.0, 0.0, 0.0, 0.0, 0.0, 0.0, 0.0, 0.0, 0.0, 0.0, 0.0], [0.0, 0.0, 0.0, 0.0, 0.0, 0.0, 0.0, 0.0, 0.0, 0.0, 0.0, 0.0, 0.0, 0.0, 0.0, 0.0, 0.0, 0.0, 0.0, 0.0, 0.0, 0.0, 0.0, 0.0, 0.0, 0.0, 0.0, 0.0, 0.0, 0.0], [0.0, 0.0, 0.0, 0.0, 0.0, 0.0, 0.0, 0.0, 0.0, 0.0, 0.0, 0.0, 0.0, 0.0, 0.0, 0.0, 0.0, 0.0, 0.0, 0.0, 0.0, 0.0, 0.0, 0.0, 0.0, 0.0, 0.0, 0.0, 0.0, 0.0], [0.0, 0.0, 0.0, 0.0, 0.0, 0.0, 0.0, 0.0, 0.0, 0.0, 0.0, 0.0, 0.0, 0.0, 0.0, 0.0, 0.0, 0.0, 0.0, 0.0, 0.0, 0.0, 0.0, 0.0, 0.0, 0.0, 0.0, 0.0, 0.0, 0.0], [0.0, 0.0, 0.0, 0.0, 0.0, 0.0, 0.0, 0.0, 0.0, 0.0, 0.0, 0.0, 0.0, 0.0, 0.0, 0.0, 0.0, 0.0, 0.0, 0.0, 0.0, 0.0, 0.0, 0.0, 0.0, 0.0, 0.0, 0.0, 0.0, 0.0], [0.0, 0.0, 0.0, 0.0, 0.0, 0.0, 0.0, 0.0, 0.0, 0.0, 0.0, 0.0, 0.0, 0.0, 0.0, 0.0, 0.0, 0.0, 0.0, 0.0, 0.0, 0.0, 0.0, 0.0, 0.0, 0.0, 0.0, 0.0, 0.0, 0.0], [0.0, 0.0, 0.0, 0.0, 0.0, 0.0, 0.0, 0.0, 0.0, 0.0, 0.0, 0.0, 0.0, 0.0, 0.0, 0.0, 0.0, 0.0, 0.0, 0.0, 0.0, 0.0, 0.0, 0.0, 0.0, 0.0, 0.0, 0.0, 0.0, 0.0], [0.0, 0.0, 0.0, 0.0, 0.0, 0.0, 0.0, 0.0, 0.0, 0.0, 0.0, 0.0, 0.0, 0.0, 0.0, 0.0, 0.0, 0.0, 0.0, 0.0, 0.0, 0.0, 0.0, 0.0, 0.0, 0.0, 0.0, 0.0, 0.0, 0.0]] | 2D array of the orientation of the layers of the blade structure. The first dimension represents each layer, the second dimension represents each entry along blade span.
rotorse.re.precomp.E | input | Pa | [[3440000000.0, 3440000000.0, 3440000000.0], [200000000000.0, 200000000000.0, 200000000000.0], [205000000000.0, 205000000000.0, 205000000000.0], [118000000000.0, 118000000000.0, 118000000000.0], [44600000000.0, 17000000000.0, 16700000000.0], [114500000000.0, 8390000000.0, 8390000000.0], [11100000000.0, 11100000000.0, 16700000000.0], [28700000000.0, 16600000000.0, 16700000000.0], [129200000.0, 129200000.0, 129200000.0], [1000000.0, 1000000.0, 1000000.0], [4560000.0, 4560000.0, 4560000.0]] | 2D array of the Youngs moduli of the materials. Each row represents a material, the three columns represent E11, E22 and E33.
rotorse.re.precomp.G | input | Pa | [[1323000000.0, 1323000000.0, 1323000000.0], [79300000000.0, 79300000000.0, 79300000000.0], [80000000000.0, 80000000000.0, 80000000000.0], [47600000000.0, 47600000000.0, 47600000000.0], [3270000000.0, 3480000000.0, 3500000000.0], [5990000000.0, 5990000000.0, 5990000000.0], [13530000000.0, 3490000000.0, 3490000000.0], [8400000000.0, 3490000000.0, 3490000000.0], [48946969.696969695, 48946969.696969695, 48946969.696969695], [312500.0, 312500.0, 312500.0], [1520000.0, 1520000.0, 1520000.0]] | 2D array of the shear moduli of the materials. Each row represents a material, the three columns represent G12, G13 and G23.
rotorse.re.precomp.nu | input |  | [[0.3, 0.3, 0.3], [0.3, 0.3, 0.3], [0.3, 0.3, 0.3], [0.3, 0.3, 0.3], [0.262, 0.35, 0.264], [0.27, 0.27, 0.27], [0.5, 0.0, 0.066], [0.5, 0.0, 0.17], [0.32, 0.32, 0.32], [0.3, 0.3, 0.3], [0.49, 0.49, 0.49]] | 2D array of the Poisson ratio of the materials. Each row represents a material, the three columns represent nu12, nu13 and nu23.
rotorse.re.precomp.rho | input | kg/m**3 | [1235.0, 7800.0, 7850.0, 7200.0, 1940.0, 1220.0, 1940.0, 1940.0, 130.0, 1150.0, 1100.0] | 1D array of the density of the materials. For composites, this is the density of the laminate.
rotorse.re.precomp.joint_position | input |  | 0 | Spanwise position of the segmentation joint.
rotorse.re.precomp.joint_mass | input | kg | 0 | Mass of the joint.
rotorse.re.precomp.n_blades | input | n/a | 3 | Number of blades of the rotor.
rotorse.re.precomp.definition_layer | input | n/a | [9.0, 9.0, 2.0, 2.0, 5.0, 7.0, 8.0, 6.0, 6.0, 6.0, 6.0, 9.0, 10.0, 10.0, 10.0, 10.0, 10.0, 10.0] | 1D array of flags identifying how layers are specified in the yaml. 1) all around (skin, paint, ) 2) offset+rotation twist+width (spar caps) 3) offset+user defined rotation+width 4) midpoint TE+width (TE reinf) 5) midpoint LE+width (LE reinf) 6) layer position fixed to other layer (core fillers) 7) start and width 8) end and width 9) start and end nd 10) web layer
rotorse.re.precomp.mat_name | input | n/a | ['Gelcoat', 'steel', 'steel_drive', 'cast_iron', 'glass_uni', 'CarbonUD', 'glass_biax', 'glass_triax', 'medium_density_foam', 'resin', 'adhesive'] | 1D array of names of materials.
rotorse.re.precomp.orth | input | n/a | [0.0, 0.0, 0.0, 0.0, 1.0, 1.0, 1.0, 1.0, 0.0, 0.0, 0.0] | 1D array of flags to set whether a material is isotropic (0) or orthtropic (1). Each entry represents a material.
rotorse.total_bc.joint_cost | input | USD | 0 | Total blade joint cost
rotorse.total_bc.outer_blade_cost | input | USD | 0 | Total cost (variable and fixed) for the blade outer portion.
rotorse.wt_class.V_mean_overwrite | input |  | 11.5
rotorse.wt_class.V_extreme50_overwrite | input |  | 0
rotorse.wt_class.turbine_class | input | n/a | I
towerse.member.ca_usr_grid | input |  | [0.0, 0.0, 0.0, 0.0, 0.0, 0.0, 0.0, 0.0, 0.0, 0.0, 0.0]
towerse.member.cd_usr_grid | input |  | [0.0, 0.0, 0.0, 0.0, 0.0, 0.0, 0.0, 0.0, 0.0, 0.0, 0.0]
towerse.rho_water | input | kg/m**3 | 0
towerse.member.s_ghost1 | input |  | 0
towerse.member.s_ghost2 | input |  | 1
towerse.member.s_const1 | input |  | 0
towerse.member.s_const2 | input |  | 0
towerse.tower_layer_thickness | input | m | [[0.039496, 0.039496, 0.033416, 0.034142, 0.030242, 0.031174, 0.027028, 0.027398, 0.02062, 0.021032, 0.026964000000000002]]
towerse.tower_outer_diameter_in | input | m | [10.0, 10.0, 9.926, 9.443, 8.833, 8.151, 7.39, 6.909, 6.748, 6.572, 6.5]
towerse.E_mat | input | Pa | [[3440000000.0, 3440000000.0, 3440000000.0], [200000000000.0, 200000000000.0, 200000000000.0], [205000000000.0, 205000000000.0, 205000000000.0], [118000000000.0, 118000000000.0, 118000000000.0], [44600000000.0, 17000000000.0, 16700000000.0], [114500000000.0, 8390000000.0, 8390000000.0], [11100000000.0, 11100000000.0, 16700000000.0], [28700000000.0, 16600000000.0, 16700000000.0], [129200000.0, 129200000.0, 129200000.0], [1000000.0, 1000000.0, 1000000.0], [4560000.0, 4560000.0, 4560000.0]]
towerse.E_user | input | Pa | 0
towerse.G_mat | input | Pa | [[1323000000.0, 1323000000.0, 1323000000.0], [79300000000.0, 79300000000.0, 79300000000.0], [80000000000.0, 80000000000.0, 80000000000.0], [47600000000.0, 47600000000.0, 47600000000.0], [3270000000.0, 3480000000.0, 3500000000.0], [5990000000.0, 5990000000.0, 5990000000.0], [13530000000.0, 3490000000.0, 3490000000.0], [8400000000.0, 3490000000.0, 3490000000.0], [48946969.696969695, 48946969.696969695, 48946969.696969695], [312500.0, 312500.0, 312500.0], [1520000.0, 1520000.0, 1520000.0]]
towerse.sigma_y_mat | input | Pa | [0.0, 345000000.0, 485000000.0, 265000000.0, 0.0, 0.0, 0.0, 0.0, 0.0, 0.0, 0.0]
towerse.sigma_ult_mat | input | Pa | [[74.0, 74.0, 74.0], [450000000.0, 450000000.0, 450000000.0], [814000000.0, 814000000.0, 814000000.0], [310000000.0, 310000000.0, 310000000.0], [609200000.0, 38100000.0, 15290000.0], [1546000000.0, 0.0, 0.0], [42900000.0, 42600000.0, 15300000.0], [396000000.0, 76400000.0, 15300000.0], [2083000.0, 2083000.0, 2083000.0], [0.0, 0.0, 0.0], [690000.0, 690000.0, 690000.0]]
towerse.wohler_exp_mat | input |  | [1.0, 3.0, 3.0, 3.0, 10.0, 16.1, 10.0, 10.0, 1.0, 1.0, 1.0]
towerse.wohler_A_mat | input |  | [87.0, 35534648443.719765, 35534648443.719765, 310000000.0, 609200000.0, 1546000000.0, 113200000.0, 448900000.0, 2083000.0, 0.0, 690000.0]
towerse.rho_mat | input | kg/m**3 | [1235.0, 7800.0, 7850.0, 7200.0, 1940.0, 1220.0, 1940.0, 1940.0, 130.0, 1150.0, 1100.0]
towerse.unit_cost_mat | input | USD/kg | [7.23, 0.7, 0.9, 0.5, 1.87, 30.0, 3.0, 2.86, 13.0, 3.63, 9.0]
towerse.outfitting_factor_in | input |  | 1.07
towerse.tower_layer_materials | input | n/a | steel
towerse.member.ballast_materials | input | n/a | []
towerse.material_names | input | n/a | ['Gelcoat', 'steel', 'steel_drive', 'cast_iron', 'glass_uni', 'CarbonUD', 'glass_biax', 'glass_triax', 'medium_density_foam', 'resin', 'adhesive']
towerse.labor_cost_rate | input | USD/min | 0.98
towerse.painting_cost_rate | input | USD/m**2 | 30
towerse.tower_mass_user | input | kg | 0
af_3d.aoa | input | rad | [-3.141592653589793, -3.0892327760299634, -3.036872898470133, -2.9845130209103035, -2.9321531433504737, -2.8797932657906435, -2.827433388230814, -2.775073510670984, -2.722713633111154, -2.670353755551324, -2.617993877991494, -2.5656340004316642, -2.5132741228718345, -2.4609142453120043, -2.4085543677521746, -2.356194490192345, -2.3038346126325147, -2.251474735072685, -2.199114857512855, -2.146754979953025, -2.0943951023931953, -2.0420352248333655, -1.9896753472735356, -1.9373154697137056, -1.8849555921538759, -1.832595714594046, -1.780235837034216, -1.727875959474386, -1.6755160819145563, -1.6231562043547263, -1.5707963267948963, -1.5184364492350666, -1.4660765716752366, -1.4137166941154067, -1.361356816555577, -1.308996938995747, -1.256637061435917, -1.2042771838760873, -1.1519173063162573, -1.0995574287564276, -1.0471975511965974, -0.9948376736367677, -0.9424777960769379, -0.8901179185171078, -0.837758040957278, -0.7853981633974483, -0.7330382858376181, -0.6806784082777884, -0.6283185307179586, -0.5759586531581284, -0.5235987755982988, -0.513021022555909, -0.502443269513519, -0.4918655164711292, -0.4812877634287393, -0.4707100103863494, -0.46013225734395957, -0.4495545043015697, -0.4389767512591798, -0.42839899821678995, -0.41782124517440006, -0.40724349213201017, -0.39666573908962033, -0.38608798604723044, -0.37551023300484054, -0.3649324799624507, -0.3543547269200608, -0.3437769738776709, -0.3331992208352811, -0.3226214677928912, -0.3120437147505013, -0.30146596170811146, -0.29088820866572157, -0.2803104556233317, -0.26973270258094184, -0.25915494953855195, -0.24857719649616206, -0.23799944345377216, -0.22742169041138233, -0.21684393736899243, -0.20626618432660254, -0.1956884312842127, -0.1851106782418228, -0.17453292519943292, -0.16395517215704308, -0.1533774191146532, -0.1427996660722633, -0.13222191302987346, -0.12164415998748357, -0.11106640694509368, -0.10048865390270378, -0.08991090086031395, -0.07933314781792405, -0.06875539477553416, -0.058177641733144325, -0.04759988869075443, -0.03702213564836454, -0.026444382605974703, -0.015866629563584866, -0.0052888765211949185, 0.0052888765211949185, 0.015866629563584866, 0.026444382605974703, 0.03702213564836454, 0.04759988869075449, 0.058177641733144325, 0.06875539477553416, 0.07933314781792411, 0.08991090086031395, 0.10048865390270378, 0.11106640694509373, 0.12164415998748357, 0.1322219130298734, 0.14279966607226335, 0.1533774191146532, 0.16395517215704303, 0.17453292519943298, 0.1851106782418228, 0.19568843128421265, 0.2062661843266026, 0.21684393736899243, 0.22742169041138227, 0.23799944345377222, 0.24857719649616206, 0.2591549495385519, 0.26973270258094184, 0.2803104556233317, 0.2908882086657215, 0.30146596170811146, 0.3120437147505013, 0.32262146779289125, 0.3331992208352811, 0.3437769738776709, 0.35435472692006087, 0.3649324799624507, 0.37551023300484054, 0.3860879860472305, 0.39666573908962033, 0.40724349213201017, 0.4178212451744001, 0.42839899821678995, 0.4389767512591798, 0.44955450430156974, 0.46013225734395957, 0.4707100103863494, 0.48128776342873925, 0.4918655164711291, 0.5024432695135191, 0.513021022555909, 0.5235987755982988, 0.5759586531581287, 0.6283185307179586, 0.6806784082777885, 0.7330382858376183, 0.7853981633974483, 0.8377580409572781, 0.890117918517108, 0.9424777960769379, 0.9948376736367679, 1.0471975511965979, 1.0995574287564276, 1.1519173063162573, 1.2042771838760875, 1.2566370614359172, 1.3089969389957472, 1.3613568165555772, 1.413716694115407, 1.4660765716752369, 1.5184364492350668, 1.5707963267948966, 1.6231562043547263, 1.6755160819145565, 1.7278759594743862, 1.780235837034216, 1.8325957145940461, 1.8849555921538759, 1.937315469713706, 1.9896753472735358, 2.0420352248333655, 2.0943951023931957, 2.1467549799530254, 2.199114857512855, 2.2514747350726854, 2.303834612632515, 2.356194490192345, 2.408554367752175, 2.4609142453120048, 2.5132741228718345, 2.5656340004316642, 2.6179938779914944, 2.670353755551324, 2.722713633111154, 2.775073510670984, 2.827433388230814, 2.8797932657906435, 2.9321531433504737, 2.9845130209103035, 3.036872898470133, 3.0892327760299634, 3.141592653589793] | 1D array of the angles of attack used to define the polars of the airfoils. All airfoils defined in openmdao share this grid.
af_3d.Re | input |  | [3000000.0, 8100000.0, 10000000.0] | 1D array of the Reynolds numbers used to define the polars of the airfoils. All airfoils defined in openmdao share this grid.
af_3d.rated_TSR | input |  | 9 | Constant tip speed ratio in region II.
blade.compute_reynolds.rho | input | kg/m**3 | 1.225
blade.compute_reynolds.mu | input | kg/m/s | 1.81e-05 | Dynamic viscosity of air
blade.compute_reynolds.maxOmega | input | rad/s | 0.79168 | Maximum allowed rotor speed.
blade.compute_reynolds.max_TS | input | m/s | 95 | Maximum allowed blade tip speed.
blade.compute_reynolds.V_out | input | m/s | 25 | Cut out wind speed. This is the wind speed where region III ends.
blade.high_level_blade_props.rotor_diameter_user | input | m | 241.94 | Diameter of the rotor specified by the user. It is defined as two times the blade length plus the hub diameter.
blade.high_level_blade_props.n_blades | input | n/a | 3 | Number of blades of the rotor.
blade.internal_structure_2d_fem.web_rotation_yaml | output | rad | [[0.0, 0.0, 0.0, 0.0, 0.0, 0.0, 0.0, 0.0, 0.0, 0.0, 0.0, 0.0, 0.0, 0.0, 0.0, 0.0, 0.0, 0.0, 0.0, 0.0, 0.0, 0.0, 0.0, 0.0, 0.0, 0.0, 0.0, 0.0, 0.0, 0.0], [0.0, 0.0, 0.0, 0.0, 0.0, 0.0, 0.0, 0.0, 0.0, 0.0, 0.0, 0.0, 0.0, 0.0, 0.0, 0.0, 0.0, 0.0, 0.0, 0.0, 0.0, 0.0, 0.0, 0.0, 0.0, 0.0, 0.0, 0.0, 0.0, 0.0]] | 2D array of the rotation angle of the shear webs in respect to the chord line. The first dimension represents each shear web, the second dimension represents each entry along blade span. If the rotation is equal to negative twist +- a constant, then the web is built straight.
blade.internal_structure_2d_fem.web_offset_y_pa_yaml | output | m | [[0.0, 0.0, 0.0, -0.35, -0.35, -0.35, -0.35, -0.35, -0.35, -0.35, -0.35, -0.35, -0.35, -0.35, -0.35, -0.35, -0.35, -0.35, -0.35, -0.35, -0.35, -0.35, -0.35, -0.35, -0.35, -0.35, -0.35, -0.35, -0.35, 0.0], [0.0, 0.0, 0.0, 0.35, 0.35, 0.35, 0.35, 0.35, 0.35, 0.35, 0.35, 0.35, 0.35, 0.35, 0.35, 0.35, 0.35, 0.35, 0.35, 0.35, 0.35, 0.35, 0.35, 0.35, 0.35, 0.35, 0.35, 0.35, 0.35, 0.0]] | 2D array of the offset along the y axis to set the position of the shear webs. Positive values move the web towards the trailing edge, negative values towards the leading edge. The first dimension represents each shear web, the second dimension represents each entry along blade span.
blade.internal_structure_2d_fem.web_start_nd_yaml | output |  | [[0.0, 0.0, 0.0, 0.0, 0.0, 0.0, 0.0, 0.0, 0.0, 0.0, 0.0, 0.0, 0.0, 0.0, 0.0, 0.0, 0.0, 0.0, 0.0, 0.0, 0.0, 0.0, 0.0, 0.0, 0.0, 0.0, 0.0, 0.0, 0.0, 0.0], [0.0, 0.0, 0.0, 0.0, 0.0, 0.0, 0.0, 0.0, 0.0, 0.0, 0.0, 0.0, 0.0, 0.0, 0.0, 0.0, 0.0, 0.0, 0.0, 0.0, 0.0, 0.0, 0.0, 0.0, 0.0, 0.0, 0.0, 0.0, 0.0, 0.0]] | 2D array of the non-dimensional start point defined along the outer profile of a web. The TE suction side is 0, the TE pressure side is 1. The first dimension represents each web, the second dimension represents each entry along blade span.
blade.internal_structure_2d_fem.web_end_nd_yaml | output |  | [[0.0, 0.0, 0.0, 0.0, 0.0, 0.0, 0.0, 0.0, 0.0, 0.0, 0.0, 0.0, 0.0, 0.0, 0.0, 0.0, 0.0, 0.0, 0.0, 0.0, 0.0, 0.0, 0.0, 0.0, 0.0, 0.0, 0.0, 0.0, 0.0, 0.0], [0.0, 0.0, 0.0, 0.0, 0.0, 0.0, 0.0, 0.0, 0.0, 0.0, 0.0, 0.0, 0.0, 0.0, 0.0, 0.0, 0.0, 0.0, 0.0, 0.0, 0.0, 0.0, 0.0, 0.0, 0.0, 0.0, 0.0, 0.0, 0.0, 0.0]] | 2D array of the non-dimensional end point defined along the outer profile of a web. The TE suction side is 0, the TE pressure side is 1. The first dimension represents each web, the second dimension represents each entry along blade span.
blade.internal_structure_2d_fem.layer_web | output |  | [0.0, 0.0, 0.0, 0.0, 0.0, 0.0, 0.0, 0.0, 0.0, 0.0, 0.0, 0.0, 1.0, 1.0, 1.0, 2.0, 2.0, 2.0] | 1D array of the web id the layer is associated to. If the layer is on the outer profile, this entry can simply stay equal to zero.
blade.internal_structure_2d_fem.layer_thickness | output | m | [[0.001, 0.001, 0.001, 0.001, 0.001, 0.001, 0.001, 0.001, 0.001, 0.001, 0.001, 0.001, 0.001, 0.001, 0.001, 0.001, 0.001, 0.001, 0.001, 0.001, 0.001, 0.001, 0.001, 0.001, 0.001, 0.001, 0.001, 0.001, 0.001, 0.001], [0.05, 0.0408222184063085, 0.03227313926048303, 0.024145972694482237, 0.015705569687762155, 0.008780100035772388, 0.00479635850055312, 0.0031297240664340336, 0.0022826917804419063, 0.0020369729079713524, 0.0020007460905738872, 0.002000037059269053, 0.002000000495532114, 0.0020000000000000608, 0.002, 0.002, 0.002, 0.002, 0.002, 0.002, 0.002, 0.002, 0.002, 0.002, 0.0017994981851164914, 0.0013159487984171954, 0.0010438809038808864, 0.001001931909619958, 0.001, 0.001], [0.0001, 0.004419878334477179, 0.015090822119312248, 0.030382105124484426, 0.04744079152205518, 0.06353773283159729, 0.07594813593145543, 0.08316374510452554, 0.08936990874530398, 0.09447030393782439, 0.09767621042889293, 0.09829737923548582, 0.09732816699112329, 0.09510225437702131, 0.09225052519827547, 0.08925817046710618, 0.08634924135483835, 0.08326351521775043, 0.07969892747853398, 0.07545926234514862, 0.06996616697984069, 0.06112109490616299, 0.04860983245173956, 0.03553265093318574, 0.024710213639477004, 0.01776948594807157, 0.01195955439742918, 0.006954287330510351, 0.003327560264074706, 0.0010000000000001236], [0.0001, 0.004419878334477179, 0.015090822119312248, 0.030382105124484426, 0.04744079152205518, 0.06353773283159729, 0.07594813593145543, 0.08316374510452554, 0.08936990874530398, 0.09447030393782439, 0.09767621042889293, 0.09829737923548582, 0.09732816699112329, 0.09510225437702131, 0.09225052519827547, 0.08925817046710618, 0.08634924135483835, 0.08326351521775043, 0.07969892747853398, 0.07545926234514862, 0.06996616697984069, 0.06112109490616299, 0.04860983245173956, 0.03553265093318574, 0.024710213639477004, 0.01776948594807157, 0.01195955439742918, 0.006954287330510351, 0.003327560264074706, 0.0010000000000001236], [0.0, 0.0, 0.0, 0.002996816779346709, 0.0029458128078817744, 0.002896551724137931, 0.0028472906403940877, 0.0027980295566502455, 0.0027487684729064037, 0.0026995073891625623, 0.002650246305418719, 0.0026009852216748765, 0.0025517241379310347, 0.0025024630541871933, 0.0024532019704433497, 0.0024039408866995075, 0.002354679802955666, 0.002305418719211824, 0.0022561576354679803, 0.002206896551724138, 0.002157635467980296, 0.002108374384236454, 0.0020591133004926104, 0.002012755077250901, 0.0, 0.0, 0.0, 0.0, 0.0, 0.0], [0.0, 0.0, 0.004791725569902692, 0.014412995467259384, 0.027047460650643354, 0.03045990214853375, 0.03, 0.03, 0.03, 0.03, 0.03, 0.03, 0.03, 0.03, 0.03, 0.03, 0.029771622514482537, 0.022712924291608143, 0.01506313277081732, 0.007701969096218487, 0.004634878249282575, 0.0031057808675626557, 0.0020040105889382307, 0.0002636147262998891, 0.0, 0.0, 0.0, 0.0, 0.0, 0.0], [0.0, 0.0, 0.004791725569902692, 0.014412995467259384, 0.027047460650643354, 0.03045990214853375, 0.03, 0.03, 0.03, 0.03, 0.03, 0.03, 0.03, 0.03, 0.03, 0.03, 0.029771622514482537, 0.022712924291608143, 0.01506313277081732, 0.007701969096218487, 0.004634878249282575, 0.0031057808675626557, 0.0020040105889382307, 0.0002636147262998891, 0.0, 0.0, 0.0, 0.0, 0.0, 0.0], [0.0, 0.0, 0.0, 0.059824922864068986, 0.05701970443349754, 0.054310344827586204, 0.05160098522167486, 0.048891625615763545, 0.04618226600985221, 0.0434729064039409, 0.04076354679802956, 0.03805418719211823, 0.03534482758620689, 0.03263546798029556, 0.02992610837438424, 0.027216748768472895, 0.02450738916256158, 0.021798029556650257, 0.019088669950738914, 0.016379310344827588, 0.013669950738916255, 0.010960591133004929, 0.008251231527093606, 0.005630111038532382, 0.0, 0.0, 0.0, 0.0, 0.0, 0.0], [0.0, 0.0, 0.0, 0.059824922864068986, 0.05701970443349754, 0.054310344827586204, 0.05160098522167486, 0.048891625615763545, 0.04618226600985221, 0.0434729064039409, 0.04076354679802956, 0.03805418719211823, 0.03534482758620689, 0.03263546798029556, 0.02992610837438424, 0.027216748768472895, 0.02450738916256158, 0.021798029556650257, 0.019088669950738914, 0.016379310344827588, 0.013669950738916255, 0.010960591133004929, 0.008251231527093606, 0.005630111038532382, 0.0, 0.0, 0.0, 0.0, 0.0, 0.0], [0.0, 0.0, 0.0, 0.059824922864068986, 0.05701970443349754, 0.054310344827586204, 0.05160098522167486, 0.048891625615763545, 0.04618226600985221, 0.0434729064039409, 0.04076354679802956, 0.03805418719211823, 0.03534482758620689, 0.03263546798029556, 0.02992610837438424, 0.027216748768472895, 0.02450738916256158, 0.021798029556650257, 0.019088669950738914, 0.016379310344827588, 0.013669950738916255, 0.010960591133004929, 0.008251231527093606, 0.005630111038532382, 0.0, 0.0, 0.0, 0.0, 0.0, 0.0], [0.0, 0.0, 0.0, 0.059824922864068986, 0.05701970443349754, 0.054310344827586204, 0.05160098522167486, 0.048891625615763545, 0.04618226600985221, 0.0434729064039409, 0.04076354679802956, 0.03805418719211823, 0.03534482758620689, 0.03263546798029556, 0.02992610837438424, 0.027216748768472895, 0.02450738916256158, 0.021798029556650257, 0.019088669950738914, 0.016379310344827588, 0.013669950738916255, 0.010960591133004929, 0.008251231527093606, 0.005630111038532382, 0.0, 0.0, 0.0, 0.0, 0.0, 0.0], [0.05, 0.0408222184063085, 0.03227313926048303, 0.024145972694482237, 0.015705569687762155, 0.008780100035772388, 0.00479635850055312, 0.0031297240664340336, 0.0022826917804419063, 0.0020369729079713524, 0.0020007460905738872, 0.002000037059269053, 0.002000000495532114, 0.0020000000000000608, 0.002, 0.002, 0.002, 0.002, 0.002, 0.002, 0.002, 0.002, 0.002, 0.002, 0.0017994981851164914, 0.0013159487984171954, 0.0010438809038808864, 0.001001931909619958, 0.001, 0.001], [0.0, 0.0, 0.0, 0.001996067786251817, 0.0019330628803245443, 0.001872210953346856, 0.001811359026369168, 0.001750507099391481, 0.0016896551724137933, 0.0016288032454361057, 0.0015679513184584176, 0.0015070993914807298, 0.0014462474645030427, 0.001385395537525355, 0.0013245436105476676, 0.0012636916835699796, 0.0012028397565922919, 0.0011419878296146041, 0.0010811359026369164, 0.001020283975659229, 0.0009594320486815414, 0.0008985801217038539, 0.0008377281947261663, 0.0007768762677484787, 0.0007160243407707911, 0.0006551724137931035, 0.000594320486815416, 0.0005380493880995532, 0.0, 0.0], [0.0, 0.0, 0.0, 0.04290038391837936, 0.041304259634888436, 0.03976267748478701, 0.038221095334685595, 0.036679513184584164, 0.035137931034482754, 0.03359634888438133, 0.032054766734279906, 0.0305131845841785, 0.02897160243407708, 0.02743002028397566, 0.025888438133874248, 0.02434685598377282, 0.022805273833671404, 0.021263691683569976, 0.020037030057826286, 0.02, 0.02, 0.02, 0.02, 0.02, 0.02, 0.02, 0.02, 0.02, 0.0, 0.0], [0.0, 0.0, 0.0, 0.001996067786251817, 0.0019330628803245443, 0.001872210953346856, 0.001811359026369168, 0.001750507099391481, 0.0016896551724137933, 0.0016288032454361057, 0.0015679513184584176, 0.0015070993914807298, 0.0014462474645030427, 0.001385395537525355, 0.0013245436105476676, 0.0012636916835699796, 0.0012028397565922919, 0.0011419878296146041, 0.0010811359026369164, 0.001020283975659229, 0.0009594320486815414, 0.0008985801217038539, 0.0008377281947261663, 0.0007768762677484787, 0.0007160243407707911, 0.0006551724137931035, 0.000594320486815416, 0.0005380493880995532, 0.0, 0.0], [0.0, 0.0, 0.0, 0.001996067786251817, 0.0019330628803245443, 0.001872210953346856, 0.001811359026369168, 0.001750507099391481, 0.0016896551724137933, 0.0016288032454361057, 0.0015679513184584176, 0.0015070993914807298, 0.0014462474645030427, 0.001385395537525355, 0.0013245436105476676, 0.0012636916835699796, 0.0012028397565922919, 0.0011419878296146041, 0.0010811359026369164, 0.001020283975659229, 0.0009594320486815414, 0.0008985801217038539, 0.0008377281947261663, 0.0007768762677484787, 0.0007160243407707911, 0.0006551724137931035, 0.000594320486815416, 0.0005380493880995532, 0.0, 0.0], [0.0, 0.0, 0.0, 0.04290038391837936, 0.041304259634888436, 0.03976267748478701, 0.038221095334685595, 0.036679513184584164, 0.035137931034482754, 0.03359634888438133, 0.032054766734279906, 0.0305131845841785, 0.02897160243407708, 0.02743002028397566, 0.025888438133874248, 0.02434685598377282, 0.022805273833671404, 0.021263691683569976, 0.020037030057826286, 0.02, 0.02, 0.02, 0.02, 0.02, 0.02, 0.02, 0.02, 0.02, 0.0, 0.0], [0.0, 0.0, 0.0, 0.001996067786251817, 0.0019330628803245443, 0.001872210953346856, 0.001811359026369168, 0.001750507099391481, 0.0016896551724137933, 0.0016288032454361057, 0.0015679513184584176, 0.0015070993914807298, 0.0014462474645030427, 0.001385395537525355, 0.0013245436105476676, 0.0012636916835699796, 0.0012028397565922919, 0.0011419878296146041, 0.0010811359026369164, 0.001020283975659229, 0.0009594320486815414, 0.0008985801217038539, 0.0008377281947261663, 0.0007768762677484787, 0.0007160243407707911, 0.0006551724137931035, 0.000594320486815416, 0.0005380493880995532, 0.0, 0.0]] | 2D array of the thickness of the layers of the blade structure. The first dimension represents each layer, the second dimension represents each entry along blade span.
blade.internal_structure_2d_fem.layer_orientation | output | rad | [[0.0, 0.0, 0.0, 0.0, 0.0, 0.0, 0.0, 0.0, 0.0, 0.0, 0.0, 0.0, 0.0, 0.0, 0.0, 0.0, 0.0, 0.0, 0.0, 0.0, 0.0, 0.0, 0.0, 0.0, 0.0, 0.0, 0.0, 0.0, 0.0, 0.0], [0.0, 0.0, 0.0, 0.0, 0.0, 0.0, 0.0, 0.0, 0.0, 0.0, 0.0, 0.0, 0.0, 0.0, 0.0, 0.0, 0.0, 0.0, 0.0, 0.0, 0.0, 0.0, 0.0, 0.0, 0.0, 0.0, 0.0, 0.0, 0.0, 0.0], [0.0, 0.0, 0.0, 0.0, 0.0, 0.0, 0.0, 0.0, 0.0, 0.0, 0.0, 0.0, 0.0, 0.0, 0.0, 0.0, 0.0, 0.0, 0.0, 0.0, 0.0, 0.0, 0.0, 0.0, 0.0, 0.0, 0.0, 0.0, 0.0, 0.0], [0.0, 0.0, 0.0, 0.0, 0.0, 0.0, 0.0, 0.0, 0.0, 0.0, 0.0, 0.0, 0.0, 0.0, 0.0, 0.0, 0.0, 0.0, 0.0, 0.0, 0.0, 0.0, 0.0, 0.0, 0.0, 0.0, 0.0, 0.0, 0.0, 0.0], [0.0, 0.0, 0.0, 0.0, 0.0, 0.0, 0.0, 0.0, 0.0, 0.0, 0.0, 0.0, 0.0, 0.0, 0.0, 0.0, 0.0, 0.0, 0.0, 0.0, 0.0, 0.0, 0.0, 0.0, 0.0, 0.0, 0.0, 0.0, 0.0, 0.0], [0.0, 0.0, 0.0, 0.0, 0.0, 0.0, 0.0, 0.0, 0.0, 0.0, 0.0, 0.0, 0.0, 0.0, 0.0, 0.0, 0.0, 0.0, 0.0, 0.0, 0.0, 0.0, 0.0, 0.0, 0.0, 0.0, 0.0, 0.0, 0.0, 0.0], [0.0, 0.0, 0.0, 0.0, 0.0, 0.0, 0.0, 0.0, 0.0, 0.0, 0.0, 0.0, 0.0, 0.0, 0.0, 0.0, 0.0, 0.0, 0.0, 0.0, 0.0, 0.0, 0.0, 0.0, 0.0, 0.0, 0.0, 0.0, 0.0, 0.0], [0.0, 0.0, 0.0, 0.0, 0.0, 0.0, 0.0, 0.0, 0.0, 0.0, 0.0, 0.0, 0.0, 0.0, 0.0, 0.0, 0.0, 0.0, 0.0, 0.0, 0.0, 0.0, 0.0, 0.0, 0.0, 0.0, 0.0, 0.0, 0.0, 0.0], [0.0, 0.0, 0.0, 0.0, 0.0, 0.0, 0.0, 0.0, 0.0, 0.0, 0.0, 0.0, 0.0, 0.0, 0.0, 0.0, 0.0, 0.0, 0.0, 0.0, 0.0, 0.0, 0.0, 0.0, 0.0, 0.0, 0.0, 0.0, 0.0, 0.0], [0.0, 0.0, 0.0, 0.0, 0.0, 0.0, 0.0, 0.0, 0.0, 0.0, 0.0, 0.0, 0.0, 0.0, 0.0, 0.0, 0.0, 0.0, 0.0, 0.0, 0.0, 0.0, 0.0, 0.0, 0.0, 0.0, 0.0, 0.0, 0.0, 0.0], [0.0, 0.0, 0.0, 0.0, 0.0, 0.0, 0.0, 0.0, 0.0, 0.0, 0.0, 0.0, 0.0, 0.0, 0.0, 0.0, 0.0, 0.0, 0.0, 0.0, 0.0, 0.0, 0.0, 0.0, 0.0, 0.0, 0.0, 0.0, 0.0, 0.0], [0.0, 0.0, 0.0, 0.0, 0.0, 0.0, 0.0, 0.0, 0.0, 0.0, 0.0, 0.0, 0.0, 0.0, 0.0, 0.0, 0.0, 0.0, 0.0, 0.0, 0.0, 0.0, 0.0, 0.0, 0.0, 0.0, 0.0, 0.0, 0.0, 0.0], [0.0, 0.0, 0.0, 0.0, 0.0, 0.0, 0.0, 0.0, 0.0, 0.0, 0.0, 0.0, 0.0, 0.0, 0.0, 0.0, 0.0, 0.0, 0.0, 0.0, 0.0, 0.0, 0.0, 0.0, 0.0, 0.0, 0.0, 0.0, 0.0, 0.0], [0.0, 0.0, 0.0, 0.0, 0.0, 0.0, 0.0, 0.0, 0.0, 0.0, 0.0, 0.0, 0.0, 0.0, 0.0, 0.0, 0.0, 0.0, 0.0, 0.0, 0.0, 0.0, 0.0, 0.0, 0.0, 0.0, 0.0, 0.0, 0.0, 0.0], [0.0, 0.0, 0.0, 0.0, 0.0, 0.0, 0.0, 0.0, 0.0, 0.0, 0.0, 0.0, 0.0, 0.0, 0.0, 0.0, 0.0, 0.0, 0.0, 0.0, 0.0, 0.0, 0.0, 0.0, 0.0, 0.0, 0.0, 0.0, 0.0, 0.0], [0.0, 0.0, 0.0, 0.0, 0.0, 0.0, 0.0, 0.0, 0.0, 0.0, 0.0, 0.0, 0.0, 0.0, 0.0, 0.0, 0.0, 0.0, 0.0, 0.0, 0.0, 0.0, 0.0, 0.0, 0.0, 0.0, 0.0, 0.0, 0.0, 0.0], [0.0, 0.0, 0.0, 0.0, 0.0, 0.0, 0.0, 0.0, 0.0, 0.0, 0.0, 0.0, 0.0, 0.0, 0.0, 0.0, 0.0, 0.0, 0.0, 0.0, 0.0, 0.0, 0.0, 0.0, 0.0, 0.0, 0.0, 0.0, 0.0, 0.0], [0.0, 0.0, 0.0, 0.0, 0.0, 0.0, 0.0, 0.0, 0.0, 0.0, 0.0, 0.0, 0.0, 0.0, 0.0, 0.0, 0.0, 0.0, 0.0, 0.0, 0.0, 0.0, 0.0, 0.0, 0.0, 0.0, 0.0, 0.0, 0.0, 0.0]] | Fiber orientation of the composite layer with 0-value meaning alignment with reference axis. The first dimension represents each layer, the second dimension represents each entry along blade span.
blade.internal_structure_2d_fem.layer_rotation_yaml | output | rad | [[0.0, 0.0, 0.0, 0.0, 0.0, 0.0, 0.0, 0.0, 0.0, 0.0, 0.0, 0.0, 0.0, 0.0, 0.0, 0.0, 0.0, 0.0, 0.0, 0.0, 0.0, 0.0, 0.0, 0.0, 0.0, 0.0, 0.0, 0.0, 0.0, 0.0], [0.0, 0.0, 0.0, 0.0, 0.0, 0.0, 0.0, 0.0, 0.0, 0.0, 0.0, 0.0, 0.0, 0.0, 0.0, 0.0, 0.0, 0.0, 0.0, 0.0, 0.0, 0.0, 0.0, 0.0, 0.0, 0.0, 0.0, 0.0, 0.0, 0.0], [0.0, 0.0, 0.0, 0.0, 0.0, 0.0, 0.0, 0.0, 0.0, 0.0, 0.0, 0.0, 0.0, 0.0, 0.0, 0.0, 0.0, 0.0, 0.0, 0.0, 0.0, 0.0, 0.0, 0.0, 0.0, 0.0, 0.0, 0.0, 0.0, 0.0], [0.0, 0.0, 0.0, 0.0, 0.0, 0.0, 0.0, 0.0, 0.0, 0.0, 0.0, 0.0, 0.0, 0.0, 0.0, 0.0, 0.0, 0.0, 0.0, 0.0, 0.0, 0.0, 0.0, 0.0, 0.0, 0.0, 0.0, 0.0, 0.0, 0.0], [0.0, 0.0, 0.0, 0.0, 0.0, 0.0, 0.0, 0.0, 0.0, 0.0, 0.0, 0.0, 0.0, 0.0, 0.0, 0.0, 0.0, 0.0, 0.0, 0.0, 0.0, 0.0, 0.0, 0.0, 0.0, 0.0, 0.0, 0.0, 0.0, 0.0], [0.0, 0.0, 0.0, 0.0, 0.0, 0.0, 0.0, 0.0, 0.0, 0.0, 0.0, 0.0, 0.0, 0.0, 0.0, 0.0, 0.0, 0.0, 0.0, 0.0, 0.0, 0.0, 0.0, 0.0, 0.0, 0.0, 0.0, 0.0, 0.0, 0.0], [0.0, 0.0, 0.0, 0.0, 0.0, 0.0, 0.0, 0.0, 0.0, 0.0, 0.0, 0.0, 0.0, 0.0, 0.0, 0.0, 0.0, 0.0, 0.0, 0.0, 0.0, 0.0, 0.0, 0.0, 0.0, 0.0, 0.0, 0.0, 0.0, 0.0], [0.0, 0.0, 0.0, 0.0, 0.0, 0.0, 0.0, 0.0, 0.0, 0.0, 0.0, 0.0, 0.0, 0.0, 0.0, 0.0, 0.0, 0.0, 0.0, 0.0, 0.0, 0.0, 0.0, 0.0, 0.0, 0.0, 0.0, 0.0, 0.0, 0.0], [0.0, 0.0, 0.0, 0.0, 0.0, 0.0, 0.0, 0.0, 0.0, 0.0, 0.0, 0.0, 0.0, 0.0, 0.0, 0.0, 0.0, 0.0, 0.0, 0.0, 0.0, 0.0, 0.0, 0.0, 0.0, 0.0, 0.0, 0.0, 0.0, 0.0], [0.0, 0.0, 0.0, 0.0, 0.0, 0.0, 0.0, 0.0, 0.0, 0.0, 0.0, 0.0, 0.0, 0.0, 0.0, 0.0, 0.0, 0.0, 0.0, 0.0, 0.0, 0.0, 0.0, 0.0, 0.0, 0.0, 0.0, 0.0, 0.0, 0.0], [0.0, 0.0, 0.0, 0.0, 0.0, 0.0, 0.0, 0.0, 0.0, 0.0, 0.0, 0.0, 0.0, 0.0, 0.0, 0.0, 0.0, 0.0, 0.0, 0.0, 0.0, 0.0, 0.0, 0.0, 0.0, 0.0, 0.0, 0.0, 0.0, 0.0], [0.0, 0.0, 0.0, 0.0, 0.0, 0.0, 0.0, 0.0, 0.0, 0.0, 0.0, 0.0, 0.0, 0.0, 0.0, 0.0, 0.0, 0.0, 0.0, 0.0, 0.0, 0.0, 0.0, 0.0, 0.0, 0.0, 0.0, 0.0, 0.0, 0.0], [0.0, 0.0, 0.0, 0.0, 0.0, 0.0, 0.0, 0.0, 0.0, 0.0, 0.0, 0.0, 0.0, 0.0, 0.0, 0.0, 0.0, 0.0, 0.0, 0.0, 0.0, 0.0, 0.0, 0.0, 0.0, 0.0, 0.0, 0.0, 0.0, 0.0], [0.0, 0.0, 0.0, 0.0, 0.0, 0.0, 0.0, 0.0, 0.0, 0.0, 0.0, 0.0, 0.0, 0.0, 0.0, 0.0, 0.0, 0.0, 0.0, 0.0, 0.0, 0.0, 0.0, 0.0, 0.0, 0.0, 0.0, 0.0, 0.0, 0.0], [0.0, 0.0, 0.0, 0.0, 0.0, 0.0, 0.0, 0.0, 0.0, 0.0, 0.0, 0.0, 0.0, 0.0, 0.0, 0.0, 0.0, 0.0, 0.0, 0.0, 0.0, 0.0, 0.0, 0.0, 0.0, 0.0, 0.0, 0.0, 0.0, 0.0], [0.0, 0.0, 0.0, 0.0, 0.0, 0.0, 0.0, 0.0, 0.0, 0.0, 0.0, 0.0, 0.0, 0.0, 0.0, 0.0, 0.0, 0.0, 0.0, 0.0, 0.0, 0.0, 0.0, 0.0, 0.0, 0.0, 0.0, 0.0, 0.0, 0.0], [0.0, 0.0, 0.0, 0.0, 0.0, 0.0, 0.0, 0.0, 0.0, 0.0, 0.0, 0.0, 0.0, 0.0, 0.0, 0.0, 0.0, 0.0, 0.0, 0.0, 0.0, 0.0, 0.0, 0.0, 0.0, 0.0, 0.0, 0.0, 0.0, 0.0], [0.0, 0.0, 0.0, 0.0, 0.0, 0.0, 0.0, 0.0, 0.0, 0.0, 0.0, 0.0, 0.0, 0.0, 0.0, 0.0, 0.0, 0.0, 0.0, 0.0, 0.0, 0.0, 0.0, 0.0, 0.0, 0.0, 0.0, 0.0, 0.0, 0.0]] | 2D array of the rotation angle of a layer in respect to the chord line. The first dimension represents each layer, the second dimension represents each entry along blade span. If the rotation is equal to negative twist +- a constant, then the layer is built straight.
blade.internal_structure_2d_fem.layer_offset_y_pa_yaml | output | m | [[0.0, 0.0, 0.0, 0.0, 0.0, 0.0, 0.0, 0.0, 0.0, 0.0, 0.0, 0.0, 0.0, 0.0, 0.0, 0.0, 0.0, 0.0, 0.0, 0.0, 0.0, 0.0, 0.0, 0.0, 0.0, 0.0, 0.0, 0.0, 0.0, 0.0], [0.0, 0.0, 0.0, 0.0, 0.0, 0.0, 0.0, 0.0, 0.0, 0.0, 0.0, 0.0, 0.0, 0.0, 0.0, 0.0, 0.0, 0.0, 0.0, 0.0, 0.0, 0.0, 0.0, 0.0, 0.0, 0.0, 0.0, 0.0, 0.0, 0.0], [0.0, 0.0, 0.0, 0.0, 0.0, 0.0, 0.0, 0.0, 0.0, 0.0, 0.0, 0.0, 0.0, 0.0, 0.0, 0.0, 0.0, 0.0, 0.0, 0.0, 0.0, 0.0, 0.0, 0.0, 0.0, 0.0, 0.0, 0.0, 0.0, 0.0], [0.0, 0.0, 0.0, 0.0, 0.0, 0.0, 0.0, 0.0, 0.0, 0.0, 0.0, 0.0, 0.0, 0.0, 0.0, 0.0, 0.0, 0.0, 0.0, 0.0, 0.0, 0.0, 0.0, 0.0, 0.0, 0.0, 0.0, 0.0, 0.0, 0.0], [0.0, 0.0, 0.0, 0.0, 0.0, 0.0, 0.0, 0.0, 0.0, 0.0, 0.0, 0.0, 0.0, 0.0, 0.0, 0.0, 0.0, 0.0, 0.0, 0.0, 0.0, 0.0, 0.0, 0.0, 0.0, 0.0, 0.0, 0.0, 0.0, 0.0], [0.0, 0.0, 0.0, 0.0, 0.0, 0.0, 0.0, 0.0, 0.0, 0.0, 0.0, 0.0, 0.0, 0.0, 0.0, 0.0, 0.0, 0.0, 0.0, 0.0, 0.0, 0.0, 0.0, 0.0, 0.0, 0.0, 0.0, 0.0, 0.0, 0.0], [0.0, 0.0, 0.0, 0.0, 0.0, 0.0, 0.0, 0.0, 0.0, 0.0, 0.0, 0.0, 0.0, 0.0, 0.0, 0.0, 0.0, 0.0, 0.0, 0.0, 0.0, 0.0, 0.0, 0.0, 0.0, 0.0, 0.0, 0.0, 0.0, 0.0], [0.0, 0.0, 0.0, 0.0, 0.0, 0.0, 0.0, 0.0, 0.0, 0.0, 0.0, 0.0, 0.0, 0.0, 0.0, 0.0, 0.0, 0.0, 0.0, 0.0, 0.0, 0.0, 0.0, 0.0, 0.0, 0.0, 0.0, 0.0, 0.0, 0.0], [0.0, 0.0, 0.0, 0.0, 0.0, 0.0, 0.0, 0.0, 0.0, 0.0, 0.0, 0.0, 0.0, 0.0, 0.0, 0.0, 0.0, 0.0, 0.0, 0.0, 0.0, 0.0, 0.0, 0.0, 0.0, 0.0, 0.0, 0.0, 0.0, 0.0], [0.0, 0.0, 0.0, 0.0, 0.0, 0.0, 0.0, 0.0, 0.0, 0.0, 0.0, 0.0, 0.0, 0.0, 0.0, 0.0, 0.0, 0.0, 0.0, 0.0, 0.0, 0.0, 0.0, 0.0, 0.0, 0.0, 0.0, 0.0, 0.0, 0.0], [0.0, 0.0, 0.0, 0.0, 0.0, 0.0, 0.0, 0.0, 0.0, 0.0, 0.0, 0.0, 0.0, 0.0, 0.0, 0.0, 0.0, 0.0, 0.0, 0.0, 0.0, 0.0, 0.0, 0.0, 0.0, 0.0, 0.0, 0.0, 0.0, 0.0], [0.0, 0.0, 0.0, 0.0, 0.0, 0.0, 0.0, 0.0, 0.0, 0.0, 0.0, 0.0, 0.0, 0.0, 0.0, 0.0, 0.0, 0.0, 0.0, 0.0, 0.0, 0.0, 0.0, 0.0, 0.0, 0.0, 0.0, 0.0, 0.0, 0.0], [0.0, 0.0, 0.0, 0.0, 0.0, 0.0, 0.0, 0.0, 0.0, 0.0, 0.0, 0.0, 0.0, 0.0, 0.0, 0.0, 0.0, 0.0, 0.0, 0.0, 0.0, 0.0, 0.0, 0.0, 0.0, 0.0, 0.0, 0.0, 0.0, 0.0], [0.0, 0.0, 0.0, 0.0, 0.0, 0.0, 0.0, 0.0, 0.0, 0.0, 0.0, 0.0, 0.0, 0.0, 0.0, 0.0, 0.0, 0.0, 0.0, 0.0, 0.0, 0.0, 0.0, 0.0, 0.0, 0.0, 0.0, 0.0, 0.0, 0.0], [0.0, 0.0, 0.0, 0.0, 0.0, 0.0, 0.0, 0.0, 0.0, 0.0, 0.0, 0.0, 0.0, 0.0, 0.0, 0.0, 0.0, 0.0, 0.0, 0.0, 0.0, 0.0, 0.0, 0.0, 0.0, 0.0, 0.0, 0.0, 0.0, 0.0], [0.0, 0.0, 0.0, 0.0, 0.0, 0.0, 0.0, 0.0, 0.0, 0.0, 0.0, 0.0, 0.0, 0.0, 0.0, 0.0, 0.0, 0.0, 0.0, 0.0, 0.0, 0.0, 0.0, 0.0, 0.0, 0.0, 0.0, 0.0, 0.0, 0.0], [0.0, 0.0, 0.0, 0.0, 0.0, 0.0, 0.0, 0.0, 0.0, 0.0, 0.0, 0.0, 0.0, 0.0, 0.0, 0.0, 0.0, 0.0, 0.0, 0.0, 0.0, 0.0, 0.0, 0.0, 0.0, 0.0, 0.0, 0.0, 0.0, 0.0], [0.0, 0.0, 0.0, 0.0, 0.0, 0.0, 0.0, 0.0, 0.0, 0.0, 0.0, 0.0, 0.0, 0.0, 0.0, 0.0, 0.0, 0.0, 0.0, 0.0, 0.0, 0.0, 0.0, 0.0, 0.0, 0.0, 0.0, 0.0, 0.0, 0.0]] | 2D array of the offset along the y axis to set the position of a layer. Positive values move the layer towards the trailing edge, negative values towards the leading edge. The first dimension represents each layer, the second dimension represents each entry along blade span.
blade.internal_structure_2d_fem.layer_width_yaml | output | m | [[0.0, 0.0, 0.0, 0.0, 0.0, 0.0, 0.0, 0.0, 0.0, 0.0, 0.0, 0.0, 0.0, 0.0, 0.0, 0.0, 0.0, 0.0, 0.0, 0.0, 0.0, 0.0, 0.0, 0.0, 0.0, 0.0, 0.0, 0.0, 0.0, 0.0], [0.0, 0.0, 0.0, 0.0, 0.0, 0.0, 0.0, 0.0, 0.0, 0.0, 0.0, 0.0, 0.0, 0.0, 0.0, 0.0, 0.0, 0.0, 0.0, 0.0, 0.0, 0.0, 0.0, 0.0, 0.0, 0.0, 0.0, 0.0, 0.0, 0.0], [0.9, 0.9, 0.9, 0.9, 0.9, 0.9, 0.9, 0.9, 0.9, 0.9, 0.9, 0.9, 0.9, 0.9, 0.9, 0.9, 0.9, 0.9, 0.9, 0.9, 0.9, 0.9, 0.9, 0.9, 0.8999998437902413, 0.899975663948613, 0.8987945258935398, 0.8784571458555616, 0.7237062338515753, 0.294], [0.9, 0.9, 0.9, 0.9, 0.9, 0.9, 0.9, 0.9, 0.9, 0.9, 0.9, 0.9, 0.9, 0.9, 0.9, 0.9, 0.9, 0.9, 0.9, 0.9, 0.9, 0.9, 0.9, 0.9, 0.8999998437902413, 0.899975663948613, 0.8987945258935398, 0.8784571458555616, 0.7237062338515753, 0.294], [0.0, 0.0, 0.0, 0.8, 0.8, 0.8, 0.8, 0.8, 0.8, 0.8, 0.8, 0.8, 0.8, 0.8, 0.8, 0.8, 0.8, 0.8, 0.8, 0.79996805918844, 0.7988852795969489, 0.7892555783846883, 0.7549308422031511, 0.7112649322652236, 0.0, 0.0, 0.0, 0.0, 0.0, 0.0], [0.0, 0.0, 0.0, 0.75, 0.75, 0.75, 0.75, 0.75, 0.75, 0.75, 0.75, 0.75, 0.75, 0.75, 0.75, 0.75, 0.75, 0.75, 0.75, 0.75, 0.75, 0.75, 0.75, 0.75, 0.0, 0.0, 0.0, 0.0, 0.0, 0.0], [0.0, 0.0, 0.0, 0.75, 0.75, 0.75, 0.75, 0.75, 0.75, 0.75, 0.75, 0.75, 0.75, 0.75, 0.75, 0.75, 0.75, 0.75, 0.75, 0.75, 0.75, 0.75, 0.75, 0.75, 0.0, 0.0, 0.0, 0.0, 0.0, 0.0], [0.0, 0.0, 0.0, 0.0, 0.0, 0.0, 0.0, 0.0, 0.0, 0.0, 0.0, 0.0, 0.0, 0.0, 0.0, 0.0, 0.0, 0.0, 0.0, 0.0, 0.0, 0.0, 0.0, 0.0, 0.0, 0.0, 0.0, 0.0, 0.0, 0.0], [0.0, 0.0, 0.0, 0.0, 0.0, 0.0, 0.0, 0.0, 0.0, 0.0, 0.0, 0.0, 0.0, 0.0, 0.0, 0.0, 0.0, 0.0, 0.0, 0.0, 0.0, 0.0, 0.0, 0.0, 0.0, 0.0, 0.0, 0.0, 0.0, 0.0], [0.0, 0.0, 0.0, 0.0, 0.0, 0.0, 0.0, 0.0, 0.0, 0.0, 0.0, 0.0, 0.0, 0.0, 0.0, 0.0, 0.0, 0.0, 0.0, 0.0, 0.0, 0.0, 0.0, 0.0, 0.0, 0.0, 0.0, 0.0, 0.0, 0.0], [0.0, 0.0, 0.0, 0.0, 0.0, 0.0, 0.0, 0.0, 0.0, 0.0, 0.0, 0.0, 0.0, 0.0, 0.0, 0.0, 0.0, 0.0, 0.0, 0.0, 0.0, 0.0, 0.0, 0.0, 0.0, 0.0, 0.0, 0.0, 0.0, 0.0], [0.0, 0.0, 0.0, 0.0, 0.0, 0.0, 0.0, 0.0, 0.0, 0.0, 0.0, 0.0, 0.0, 0.0, 0.0, 0.0, 0.0, 0.0, 0.0, 0.0, 0.0, 0.0, 0.0, 0.0, 0.0, 0.0, 0.0, 0.0, 0.0, 0.0], [0.0, 0.0, 0.0, 0.0, 0.0, 0.0, 0.0, 0.0, 0.0, 0.0, 0.0, 0.0, 0.0, 0.0, 0.0, 0.0, 0.0, 0.0, 0.0, 0.0, 0.0, 0.0, 0.0, 0.0, 0.0, 0.0, 0.0, 0.0, 0.0, 0.0], [0.0, 0.0, 0.0, 0.0, 0.0, 0.0, 0.0, 0.0, 0.0, 0.0, 0.0, 0.0, 0.0, 0.0, 0.0, 0.0, 0.0, 0.0, 0.0, 0.0, 0.0, 0.0, 0.0, 0.0, 0.0, 0.0, 0.0, 0.0, 0.0, 0.0], [0.0, 0.0, 0.0, 0.0, 0.0, 0.0, 0.0, 0.0, 0.0, 0.0, 0.0, 0.0, 0.0, 0.0, 0.0, 0.0, 0.0, 0.0, 0.0, 0.0, 0.0, 0.0, 0.0, 0.0, 0.0, 0.0, 0.0, 0.0, 0.0, 0.0], [0.0, 0.0, 0.0, 0.0, 0.0, 0.0, 0.0, 0.0, 0.0, 0.0, 0.0, 0.0, 0.0, 0.0, 0.0, 0.0, 0.0, 0.0, 0.0, 0.0, 0.0, 0.0, 0.0, 0.0, 0.0, 0.0, 0.0, 0.0, 0.0, 0.0], [0.0, 0.0, 0.0, 0.0, 0.0, 0.0, 0.0, 0.0, 0.0, 0.0, 0.0, 0.0, 0.0, 0.0, 0.0, 0.0, 0.0, 0.0, 0.0, 0.0, 0.0, 0.0, 0.0, 0.0, 0.0, 0.0, 0.0, 0.0, 0.0, 0.0], [0.0, 0.0, 0.0, 0.0, 0.0, 0.0, 0.0, 0.0, 0.0, 0.0, 0.0, 0.0, 0.0, 0.0, 0.0, 0.0, 0.0, 0.0, 0.0, 0.0, 0.0, 0.0, 0.0, 0.0, 0.0, 0.0, 0.0, 0.0, 0.0, 0.0]] | 2D array of the width along the outer profile of a layer. The first dimension represents each layer, the second dimension represents each entry along blade span.
blade.internal_structure_2d_fem.layer_midpoint_nd | output |  | [[0.0, 0.0, 0.0, 0.0, 0.0, 0.0, 0.0, 0.0, 0.0, 0.0, 0.0, 0.0, 0.0, 0.0, 0.0, 0.0, 0.0, 0.0, 0.0, 0.0, 0.0, 0.0, 0.0, 0.0, 0.0, 0.0, 0.0, 0.0, 0.0, 0.0], [0.0, 0.0, 0.0, 0.0, 0.0, 0.0, 0.0, 0.0, 0.0, 0.0, 0.0, 0.0, 0.0, 0.0, 0.0, 0.0, 0.0, 0.0, 0.0, 0.0, 0.0, 0.0, 0.0, 0.0, 0.0, 0.0, 0.0, 0.0, 0.0, 0.0], [0.0, 0.0, 0.0, 0.0, 0.0, 0.0, 0.0, 0.0, 0.0, 0.0, 0.0, 0.0, 0.0, 0.0, 0.0, 0.0, 0.0, 0.0, 0.0, 0.0, 0.0, 0.0, 0.0, 0.0, 0.0, 0.0, 0.0, 0.0, 0.0, 0.0], [0.0, 0.0, 0.0, 0.0, 0.0, 0.0, 0.0, 0.0, 0.0, 0.0, 0.0, 0.0, 0.0, 0.0, 0.0, 0.0, 0.0, 0.0, 0.0, 0.0, 0.0, 0.0, 0.0, 0.0, 0.0, 0.0, 0.0, 0.0, 0.0, 0.0], [0.49999933459621543, 0.4999654282594862, 0.4996807414257139, 0.499091724019755, 0.49864553836424336, 0.49918748661940154, 0.5002222438787772, 0.5002946241617171, 0.5006018391291899, 0.5011047740497416, 0.5012312345293862, 0.5012534974120763, 0.5015252120564347, 0.501602672521346, 0.5010899950126383, 0.5006714470356386, 0.5004027376710656, 0.49991794695915814, 0.49926177403817135, 0.4986926115495779, 0.497964202150354, 0.49725901653504667, 0.4968739911577624, 0.496839984002057, 0.49683998400205737, 0.49683998400205737, 0.4968399840020573, 0.4968399840020569, 0.49683998400205726, 0.4968399840020574], [0.0, 0.0, 0.0, 0.0, 0.0, 0.0, 0.0, 0.0, 0.0, 0.0, 0.0, 0.0, 0.0, 0.0, 0.0, 0.0, 0.0, 0.0, 0.0, 0.0, 0.0, 0.0, 0.0, 0.0, 0.0, 0.0, 0.0, 0.0, 0.0, 0.0], [0.0, 0.0, 0.0, 0.0, 0.0, 0.0, 0.0, 0.0, 0.0, 0.0, 0.0, 0.0, 0.0, 0.0, 0.0, 0.0, 0.0, 0.0, 0.0, 0.0, 0.0, 0.0, 0.0, 0.0, 0.0, 0.0, 0.0, 0.0, 0.0, 0.0], [0.0, 0.0, 0.0, 0.0, 0.0, 0.0, 0.0, 0.0, 0.0, 0.0, 0.0, 0.0, 0.0, 0.0, 0.0, 0.0, 0.0, 0.0, 0.0, 0.0, 0.0, 0.0, 0.0, 0.0, 0.0, 0.0, 0.0, 0.0, 0.0, 0.0], [0.0, 0.0, 0.0, 0.0, 0.0, 0.0, 0.0, 0.0, 0.0, 0.0, 0.0, 0.0, 0.0, 0.0, 0.0, 0.0, 0.0, 0.0, 0.0, 0.0, 0.0, 0.0, 0.0, 0.0, 0.0, 0.0, 0.0, 0.0, 0.0, 0.0], [0.0, 0.0, 0.0, 0.0, 0.0, 0.0, 0.0, 0.0, 0.0, 0.0, 0.0, 0.0, 0.0, 0.0, 0.0, 0.0, 0.0, 0.0, 0.0, 0.0, 0.0, 0.0, 0.0, 0.0, 0.0, 0.0, 0.0, 0.0, 0.0, 0.0], [0.0, 0.0, 0.0, 0.0, 0.0, 0.0, 0.0, 0.0, 0.0, 0.0, 0.0, 0.0, 0.0, 0.0, 0.0, 0.0, 0.0, 0.0, 0.0, 0.0, 0.0, 0.0, 0.0, 0.0, 0.0, 0.0, 0.0, 0.0, 0.0, 0.0], [0.0, 0.0, 0.0, 0.0, 0.0, 0.0, 0.0, 0.0, 0.0, 0.0, 0.0, 0.0, 0.0, 0.0, 0.0, 0.0, 0.0, 0.0, 0.0, 0.0, 0.0, 0.0, 0.0, 0.0, 0.0, 0.0, 0.0, 0.0, 0.0, 0.0], [0.0, 0.0, 0.0, 0.0, 0.0, 0.0, 0.0, 0.0, 0.0, 0.0, 0.0, 0.0, 0.0, 0.0, 0.0, 0.0, 0.0, 0.0, 0.0, 0.0, 0.0, 0.0, 0.0, 0.0, 0.0, 0.0, 0.0, 0.0, 0.0, 0.0], [0.0, 0.0, 0.0, 0.0, 0.0, 0.0, 0.0, 0.0, 0.0, 0.0, 0.0, 0.0, 0.0, 0.0, 0.0, 0.0, 0.0, 0.0, 0.0, 0.0, 0.0, 0.0, 0.0, 0.0, 0.0, 0.0, 0.0, 0.0, 0.0, 0.0], [0.0, 0.0, 0.0, 0.0, 0.0, 0.0, 0.0, 0.0, 0.0, 0.0, 0.0, 0.0, 0.0, 0.0, 0.0, 0.0, 0.0, 0.0, 0.0, 0.0, 0.0, 0.0, 0.0, 0.0, 0.0, 0.0, 0.0, 0.0, 0.0, 0.0], [0.0, 0.0, 0.0, 0.0, 0.0, 0.0, 0.0, 0.0, 0.0, 0.0, 0.0, 0.0, 0.0, 0.0, 0.0, 0.0, 0.0, 0.0, 0.0, 0.0, 0.0, 0.0, 0.0, 0.0, 0.0, 0.0, 0.0, 0.0, 0.0, 0.0], [0.0, 0.0, 0.0, 0.0, 0.0, 0.0, 0.0, 0.0, 0.0, 0.0, 0.0, 0.0, 0.0, 0.0, 0.0, 0.0, 0.0, 0.0, 0.0, 0.0, 0.0, 0.0, 0.0, 0.0, 0.0, 0.0, 0.0, 0.0, 0.0, 0.0], [0.0, 0.0, 0.0, 0.0, 0.0, 0.0, 0.0, 0.0, 0.0, 0.0, 0.0, 0.0, 0.0, 0.0, 0.0, 0.0, 0.0, 0.0, 0.0, 0.0, 0.0, 0.0, 0.0, 0.0, 0.0, 0.0, 0.0, 0.0, 0.0, 0.0]] | 2D array of the non-dimensional midpoint defined along the outer profile of a layer. The first dimension represents each layer, the second dimension represents each entry along blade span.
blade.internal_structure_2d_fem.layer_start_nd_yaml | output |  | [[0.0, 0.0, 0.0, 0.0, 0.0, 0.0, 0.0, 0.0, 0.0, 0.0, 0.0, 0.0, 0.0, 0.0, 0.0, 0.0, 0.0, 0.0, 0.0, 0.0, 0.0, 0.0, 0.0, 0.0, 0.0, 0.0, 0.0, 0.0, 0.0, 0.0], [0.0, 0.0, 0.0, 0.0, 0.0, 0.0, 0.0, 0.0, 0.005258518184427406, 0.01, 0.01, 0.01, 0.01, 0.01, 0.01, 0.01, 0.01, 0.01, 0.01, 0.01, 0.01, 0.01, 0.01, 0.01, 0.01, 0.01, 0.01, 0.01, 0.01, 0.01], [0.0, 0.0, 0.0, 0.0, 0.0, 0.0, 0.0, 0.0, 0.0, 0.0, 0.0, 0.0, 0.0, 0.0, 0.0, 0.0, 0.0, 0.0, 0.0, 0.0, 0.0, 0.0, 0.0, 0.0, 0.0, 0.0, 0.0, 0.0, 0.0, 0.0], [0.0, 0.0, 0.0, 0.0, 0.0, 0.0, 0.0, 0.0, 0.0, 0.0, 0.0, 0.0, 0.0, 0.0, 0.0, 0.0, 0.0, 0.0, 0.0, 0.0, 0.0, 0.0, 0.0, 0.0, 0.0, 0.0, 0.0, 0.0, 0.0, 0.0], [0.0, 0.0, 0.0, 0.0, 0.0, 0.0, 0.0, 0.0, 0.0, 0.0, 0.0, 0.0, 0.0, 0.0, 0.0, 0.0, 0.0, 0.0, 0.0, 0.0, 0.0, 0.0, 0.0, 0.0, 0.0, 0.0, 0.0, 0.0, 0.0, 0.0], [0.0, 0.0, 0.0, 0.0, 0.0, 0.0, 0.0, 0.0, 0.0, 0.0, 0.0, 0.0, 0.0, 0.0, 0.0, 0.0, 0.0, 0.0, 0.0, 0.0, 0.0, 0.0, 0.0, 0.0, 0.0, 0.0, 0.0, 0.0, 0.0, 0.0], [0.0, 0.0, 0.0, 0.0, 0.0, 0.0, 0.0, 0.0, 0.0, 0.0, 0.0, 0.0, 0.0, 0.0, 0.0, 0.0, 0.0, 0.0, 0.0, 0.0, 0.0, 0.0, 0.0, 0.0, 0.0, 0.0, 0.0, 0.0, 0.0, 0.0], [0.0, 0.0, 0.0, 0.0, 0.0, 0.0, 0.0, 0.0, 0.0, 0.0, 0.0, 0.0, 0.0, 0.0, 0.0, 0.0, 0.0, 0.0, 0.0, 0.0, 0.0, 0.0, 0.0, 0.0, 0.0, 0.0, 0.0, 0.0, 0.0, 0.0], [0.0, 0.0, 0.0, 0.0, 0.0, 0.0, 0.0, 0.0, 0.0, 0.0, 0.0, 0.0, 0.0, 0.0, 0.0, 0.0, 0.0, 0.0, 0.0, 0.0, 0.0, 0.0, 0.0, 0.0, 0.0, 0.0, 0.0, 0.0, 0.0, 0.0], [0.0, 0.0, 0.0, 0.0, 0.0, 0.0, 0.0, 0.0, 0.0, 0.0, 0.0, 0.0, 0.0, 0.0, 0.0, 0.0, 0.0, 0.0, 0.0, 0.0, 0.0, 0.0, 0.0, 0.0, 0.0, 0.0, 0.0, 0.0, 0.0, 0.0], [0.0, 0.0, 0.0, 0.0, 0.0, 0.0, 0.0, 0.0, 0.0, 0.0, 0.0, 0.0, 0.0, 0.0, 0.0, 0.0, 0.0, 0.0, 0.0, 0.0, 0.0, 0.0, 0.0, 0.0, 0.0, 0.0, 0.0, 0.0, 0.0, 0.0], [0.0, 0.0, 0.0, 0.0, 0.0, 0.0, 0.004146131452704074, 0.07368567796957642, 0.08, 0.08, 0.08, 0.08, 0.08, 0.08, 0.08, 0.08, 0.08, 0.08, 0.08, 0.08, 0.08, 0.08, 0.08, 0.08, 0.08, 0.08, 0.08, 0.08, 0.08, 0.08], [0.0, 0.0, 0.0, 0.0, 0.0, 0.0, 0.0, 0.0, 0.0, 0.0, 0.0, 0.0, 0.0, 0.0, 0.0, 0.0, 0.0, 0.0, 0.0, 0.0, 0.0, 0.0, 0.0, 0.0, 0.0, 0.0, 0.0, 0.0, 0.0, 0.0], [0.0, 0.0, 0.0, 0.0, 0.0, 0.0, 0.0, 0.0, 0.0, 0.0, 0.0, 0.0, 0.0, 0.0, 0.0, 0.0, 0.0, 0.0, 0.0, 0.0, 0.0, 0.0, 0.0, 0.0, 0.0, 0.0, 0.0, 0.0, 0.0, 0.0], [0.0, 0.0, 0.0, 0.0, 0.0, 0.0, 0.0, 0.0, 0.0, 0.0, 0.0, 0.0, 0.0, 0.0, 0.0, 0.0, 0.0, 0.0, 0.0, 0.0, 0.0, 0.0, 0.0, 0.0, 0.0, 0.0, 0.0, 0.0, 0.0, 0.0], [0.0, 0.0, 0.0, 0.0, 0.0, 0.0, 0.0, 0.0, 0.0, 0.0, 0.0, 0.0, 0.0, 0.0, 0.0, 0.0, 0.0, 0.0, 0.0, 0.0, 0.0, 0.0, 0.0, 0.0, 0.0, 0.0, 0.0, 0.0, 0.0, 0.0], [0.0, 0.0, 0.0, 0.0, 0.0, 0.0, 0.0, 0.0, 0.0, 0.0, 0.0, 0.0, 0.0, 0.0, 0.0, 0.0, 0.0, 0.0, 0.0, 0.0, 0.0, 0.0, 0.0, 0.0, 0.0, 0.0, 0.0, 0.0, 0.0, 0.0], [0.0, 0.0, 0.0, 0.0, 0.0, 0.0, 0.0, 0.0, 0.0, 0.0, 0.0, 0.0, 0.0, 0.0, 0.0, 0.0, 0.0, 0.0, 0.0, 0.0, 0.0, 0.0, 0.0, 0.0, 0.0, 0.0, 0.0, 0.0, 0.0, 0.0]] | 2D array of the non-dimensional start point defined along the outer profile of a layer. The TE suction side is 0, the TE pressure side is 1. The first dimension represents each layer, the second dimension represents each entry along blade span.
blade.internal_structure_2d_fem.layer_end_nd_yaml | output |  | [[1.0, 1.0, 1.0, 1.0, 1.0, 1.0, 1.0, 1.0, 1.0, 1.0, 1.0, 1.0, 1.0, 1.0, 1.0, 1.0, 1.0, 1.0, 1.0, 1.0, 1.0, 1.0, 1.0, 1.0, 1.0, 1.0, 1.0, 1.0, 1.0, 1.0], [1.0, 1.0, 1.0, 1.0, 1.0, 1.0, 1.0, 1.0, 0.9947414818155725, 0.99, 0.99, 0.99, 0.99, 0.99, 0.99, 0.99, 0.99, 0.99, 0.99, 0.99, 0.99, 0.99, 0.99, 0.99, 0.99, 0.99, 0.99, 0.99, 0.99, 0.99], [0.0, 0.0, 0.0, 0.0, 0.0, 0.0, 0.0, 0.0, 0.0, 0.0, 0.0, 0.0, 0.0, 0.0, 0.0, 0.0, 0.0, 0.0, 0.0, 0.0, 0.0, 0.0, 0.0, 0.0, 0.0, 0.0, 0.0, 0.0, 0.0, 0.0], [0.0, 0.0, 0.0, 0.0, 0.0, 0.0, 0.0, 0.0, 0.0, 0.0, 0.0, 0.0, 0.0, 0.0, 0.0, 0.0, 0.0, 0.0, 0.0, 0.0, 0.0, 0.0, 0.0, 0.0, 0.0, 0.0, 0.0, 0.0, 0.0, 0.0], [0.0, 0.0, 0.0, 0.0, 0.0, 0.0, 0.0, 0.0, 0.0, 0.0, 0.0, 0.0, 0.0, 0.0, 0.0, 0.0, 0.0, 0.0, 0.0, 0.0, 0.0, 0.0, 0.0, 0.0, 0.0, 0.0, 0.0, 0.0, 0.0, 0.0], [0.0, 0.0, 0.0, 0.0, 0.0, 0.0, 0.0, 0.0, 0.0, 0.0, 0.0, 0.0, 0.0, 0.0, 0.0, 0.0, 0.0, 0.0, 0.0, 0.0, 0.0, 0.0, 0.0, 0.0, 0.0, 0.0, 0.0, 0.0, 0.0, 0.0], [1.0, 1.0, 1.0, 1.0, 1.0, 1.0, 1.0, 1.0, 1.0, 1.0, 1.0, 1.0, 1.0, 1.0, 1.0, 1.0, 1.0, 1.0, 1.0, 1.0, 1.0, 1.0, 1.0, 1.0, 1.0, 1.0, 1.0, 1.0, 1.0, 1.0], [0.0, 0.0, 0.0, 0.0, 0.0, 0.0, 0.0, 0.0, 0.0, 0.0, 0.0, 0.0, 0.0, 0.0, 0.0, 0.0, 0.0, 0.0, 0.0, 0.0, 0.0, 0.0, 0.0, 0.0, 0.0, 0.0, 0.0, 0.0, 0.0, 0.0], [0.0, 0.0, 0.0, 0.0, 0.0, 0.0, 0.0, 0.0, 0.0, 0.0, 0.0, 0.0, 0.0, 0.0, 0.0, 0.0, 0.0, 0.0, 0.0, 0.0, 0.0, 0.0, 0.0, 0.0, 0.0, 0.0, 0.0, 0.0, 0.0, 0.0], [0.0, 0.0, 0.0, 0.0, 0.0, 0.0, 0.0, 0.0, 0.0, 0.0, 0.0, 0.0, 0.0, 0.0, 0.0, 0.0, 0.0, 0.0, 0.0, 0.0, 0.0, 0.0, 0.0, 0.0, 0.0, 0.0, 0.0, 0.0, 0.0, 0.0], [0.0, 0.0, 0.0, 0.0, 0.0, 0.0, 0.0, 0.0, 0.0, 0.0, 0.0, 0.0, 0.0, 0.0, 0.0, 0.0, 0.0, 0.0, 0.0, 0.0, 0.0, 0.0, 0.0, 0.0, 0.0, 0.0, 0.0, 0.0, 0.0, 0.0], [1.0, 1.0, 1.0, 1.0, 1.0, 1.0, 0.995853868547296, 0.9263143220304236, 0.92, 0.92, 0.92, 0.92, 0.92, 0.92, 0.92, 0.92, 0.92, 0.92, 0.92, 0.92, 0.92, 0.92, 0.92, 0.92, 0.92, 0.92, 0.92, 0.92, 0.92, 0.92], [0.0, 0.0, 0.0, 0.0, 0.0, 0.0, 0.0, 0.0, 0.0, 0.0, 0.0, 0.0, 0.0, 0.0, 0.0, 0.0, 0.0, 0.0, 0.0, 0.0, 0.0, 0.0, 0.0, 0.0, 0.0, 0.0, 0.0, 0.0, 0.0, 0.0], [0.0, 0.0, 0.0, 0.0, 0.0, 0.0, 0.0, 0.0, 0.0, 0.0, 0.0, 0.0, 0.0, 0.0, 0.0, 0.0, 0.0, 0.0, 0.0, 0.0, 0.0, 0.0, 0.0, 0.0, 0.0, 0.0, 0.0, 0.0, 0.0, 0.0], [0.0, 0.0, 0.0, 0.0, 0.0, 0.0, 0.0, 0.0, 0.0, 0.0, 0.0, 0.0, 0.0, 0.0, 0.0, 0.0, 0.0, 0.0, 0.0, 0.0, 0.0, 0.0, 0.0, 0.0, 0.0, 0.0, 0.0, 0.0, 0.0, 0.0], [0.0, 0.0, 0.0, 0.0, 0.0, 0.0, 0.0, 0.0, 0.0, 0.0, 0.0, 0.0, 0.0, 0.0, 0.0, 0.0, 0.0, 0.0, 0.0, 0.0, 0.0, 0.0, 0.0, 0.0, 0.0, 0.0, 0.0, 0.0, 0.0, 0.0], [0.0, 0.0, 0.0, 0.0, 0.0, 0.0, 0.0, 0.0, 0.0, 0.0, 0.0, 0.0, 0.0, 0.0, 0.0, 0.0, 0.0, 0.0, 0.0, 0.0, 0.0, 0.0, 0.0, 0.0, 0.0, 0.0, 0.0, 0.0, 0.0, 0.0], [0.0, 0.0, 0.0, 0.0, 0.0, 0.0, 0.0, 0.0, 0.0, 0.0, 0.0, 0.0, 0.0, 0.0, 0.0, 0.0, 0.0, 0.0, 0.0, 0.0, 0.0, 0.0, 0.0, 0.0, 0.0, 0.0, 0.0, 0.0, 0.0, 0.0]] | 2D array of the non-dimensional end point defined along the outer profile of a layer. The TE suction side is 0, the TE pressure side is 1. The first dimension represents each layer, the second dimension represents each entry along blade span.
blade.internal_structure_2d_fem.layer_side | output | n/a | ['', '', 'suction', 'pressure', '', '', '', '', '', '', '', '', '', '', '', '', '', ''] | 1D array setting whether the layer is on the suction or pressure side. This entry is only used if definition_layer is equal to 1 or 2.
blade.internal_structure_2d_fem.definition_web | output | n/a | [1.0, 1.0] | 1D array of flags identifying how webs are specified in the yaml. 1) offset+rotation=twist 2) offset+rotation
blade.internal_structure_2d_fem.definition_layer | output | n/a | [9.0, 9.0, 2.0, 2.0, 5.0, 7.0, 8.0, 6.0, 6.0, 6.0, 6.0, 9.0, 10.0, 10.0, 10.0, 10.0, 10.0, 10.0] | 1D array of flags identifying how layers are specified in the yaml. 1) all around (skin, paint, ) 2) offset+rotation twist+width (spar caps) 3) offset+user defined rotation+width 4) midpoint TE+width (TE reinf) 5) midpoint LE+width (LE reinf) 6) layer position fixed to other layer (core fillers) 7) start and width 8) end and width 9) start and end nd 10) web layer
blade.internal_structure_2d_fem.index_layer_start | output | n/a | [0.0, 0.0, 0.0, 0.0, 0.0, 0.0, 0.0, 5.0, 2.0, 4.0, 3.0, 0.0, 0.0, 0.0, 0.0, 0.0, 0.0, 0.0] | Index used to fix a layer to another
blade.internal_structure_2d_fem.index_layer_end | output | n/a | [0.0, 0.0, 0.0, 0.0, 0.0, 0.0, 0.0, 2.0, 4.0, 3.0, 6.0, 0.0, 0.0, 0.0, 0.0, 0.0, 0.0, 0.0] | Index used to fix a layer to another
blade.interp_airfoils.af_position | input |  | [0.0, 0.02, 0.15, 0.24517031675566095, 0.3288439506472435, 0.4391793464459161, 0.5376714071084352, 0.6382076569163737, 0.7717438522715817, 1.0] | 1D array of the non dimensional positions of the airfoils af_used defined along blade span.
blade.interp_airfoils.ac | input |  | [0.5, 0.316, 0.25, 0.25, 0.25, 0.25, 0.25, 0.25] | 1D array of the aerodynamic centers of each airfoil.
blade.interp_airfoils.r_thick_discrete | input |  | [1.0, 0.5, 0.211, 0.241, 0.27, 0.301, 0.33, 0.36] | 1D array of the relative thicknesses of each airfoil.
blade.interp_airfoils.aoa | input | rad | [-3.141592653589793, -3.0892327760299634, -3.036872898470133, -2.9845130209103035, -2.9321531433504737, -2.8797932657906435, -2.827433388230814, -2.775073510670984, -2.722713633111154, -2.670353755551324, -2.617993877991494, -2.5656340004316642, -2.5132741228718345, -2.4609142453120043, -2.4085543677521746, -2.356194490192345, -2.3038346126325147, -2.251474735072685, -2.199114857512855, -2.146754979953025, -2.0943951023931953, -2.0420352248333655, -1.9896753472735356, -1.9373154697137056, -1.8849555921538759, -1.832595714594046, -1.780235837034216, -1.727875959474386, -1.6755160819145563, -1.6231562043547263, -1.5707963267948963, -1.5184364492350666, -1.4660765716752366, -1.4137166941154067, -1.361356816555577, -1.308996938995747, -1.256637061435917, -1.2042771838760873, -1.1519173063162573, -1.0995574287564276, -1.0471975511965974, -0.9948376736367677, -0.9424777960769379, -0.8901179185171078, -0.837758040957278, -0.7853981633974483, -0.7330382858376181, -0.6806784082777884, -0.6283185307179586, -0.5759586531581284, -0.5235987755982988, -0.513021022555909, -0.502443269513519, -0.4918655164711292, -0.4812877634287393, -0.4707100103863494, -0.46013225734395957, -0.4495545043015697, -0.4389767512591798, -0.42839899821678995, -0.41782124517440006, -0.40724349213201017, -0.39666573908962033, -0.38608798604723044, -0.37551023300484054, -0.3649324799624507, -0.3543547269200608, -0.3437769738776709, -0.3331992208352811, -0.3226214677928912, -0.3120437147505013, -0.30146596170811146, -0.29088820866572157, -0.2803104556233317, -0.26973270258094184, -0.25915494953855195, -0.24857719649616206, -0.23799944345377216, -0.22742169041138233, -0.21684393736899243, -0.20626618432660254, -0.1956884312842127, -0.1851106782418228, -0.17453292519943292, -0.16395517215704308, -0.1533774191146532, -0.1427996660722633, -0.13222191302987346, -0.12164415998748357, -0.11106640694509368, -0.10048865390270378, -0.08991090086031395, -0.07933314781792405, -0.06875539477553416, -0.058177641733144325, -0.04759988869075443, -0.03702213564836454, -0.026444382605974703, -0.015866629563584866, -0.0052888765211949185, 0.0052888765211949185, 0.015866629563584866, 0.026444382605974703, 0.03702213564836454, 0.04759988869075449, 0.058177641733144325, 0.06875539477553416, 0.07933314781792411, 0.08991090086031395, 0.10048865390270378, 0.11106640694509373, 0.12164415998748357, 0.1322219130298734, 0.14279966607226335, 0.1533774191146532, 0.16395517215704303, 0.17453292519943298, 0.1851106782418228, 0.19568843128421265, 0.2062661843266026, 0.21684393736899243, 0.22742169041138227, 0.23799944345377222, 0.24857719649616206, 0.2591549495385519, 0.26973270258094184, 0.2803104556233317, 0.2908882086657215, 0.30146596170811146, 0.3120437147505013, 0.32262146779289125, 0.3331992208352811, 0.3437769738776709, 0.35435472692006087, 0.3649324799624507, 0.37551023300484054, 0.3860879860472305, 0.39666573908962033, 0.40724349213201017, 0.4178212451744001, 0.42839899821678995, 0.4389767512591798, 0.44955450430156974, 0.46013225734395957, 0.4707100103863494, 0.48128776342873925, 0.4918655164711291, 0.5024432695135191, 0.513021022555909, 0.5235987755982988, 0.5759586531581287, 0.6283185307179586, 0.6806784082777885, 0.7330382858376183, 0.7853981633974483, 0.8377580409572781, 0.890117918517108, 0.9424777960769379, 0.9948376736367679, 1.0471975511965979, 1.0995574287564276, 1.1519173063162573, 1.2042771838760875, 1.2566370614359172, 1.3089969389957472, 1.3613568165555772, 1.413716694115407, 1.4660765716752369, 1.5184364492350668, 1.5707963267948966, 1.6231562043547263, 1.6755160819145565, 1.7278759594743862, 1.780235837034216, 1.8325957145940461, 1.8849555921538759, 1.937315469713706, 1.9896753472735358, 2.0420352248333655, 2.0943951023931957, 2.1467549799530254, 2.199114857512855, 2.2514747350726854, 2.303834612632515, 2.356194490192345, 2.408554367752175, 2.4609142453120048, 2.5132741228718345, 2.5656340004316642, 2.6179938779914944, 2.670353755551324, 2.722713633111154, 2.775073510670984, 2.827433388230814, 2.8797932657906435, 2.9321531433504737, 2.9845130209103035, 3.036872898470133, 3.0892327760299634, 3.141592653589793] | 1D array of the angles of attack used to define the polars of the airfoils. All airfoils defined in openmdao share this grid.
blade.interp_airfoils.cl | input |  | [[[[0.0001], [0.0001], [0.0001]], [[0.0001], [0.0001], [0.0001]], [[0.0001], [0.0001], [0.0001]], [[0.0001], [0.0001], [0.0001]], [[0.0001], [0.0001], [0.0001]], [[0.0001], [0.0001], [0.0001]], [[0.0001], [0.0001], [0.0001]], [[0.0001], [0.0001], [0.0001]], [[0.0001], [0.0001], [0.0001]], [[0.0001], [0.0001], [0.0001]], [[0.0001], [0.0001], [0.0001]], [[0.0001], [0.0001], [0.0001]], [[0.0001], [0.0001], [0.0001]], [[0.0001], [0.0001], [0.0001]], [[0.0001], [0.0001], [0.0001]], [[0.0001], [0.0001], [0.0001]], [[0.0001], [0.0001], [0.0001]], [[0.0001], [0.0001], [0.0001]], [[0.0001], [0.0001], [0.0001]], [[0.0001], [0.0001], [0.0001]], [[0.0001], [0.0001], [0.0001]], [[0.0001], [0.0001], [0.0001]], [[0.0001], [0.0001], [0.0001]], [[0.0001], [0.0001], [0.0001]], [[0.0001], [0.0001], [0.0001]], [[0.0001], [0.0001], [0.0001]], [[0.0001], [0.0001], [0.0001]], [[0.0001], [0.0001], [0.0001]], [[0.0001], [0.0001], [0.0001]], [[0.0001], [0.0001], [0.0001]], [[0.0001], [0.0001], [0.0001]], [[0.0001], [0.0001], [0.0001]], [[0.0001], [0.0001], [0.0001]], [[0.0001], [0.0001], [0.0001]], [[0.0001], [0.0001], [0.0001]], [[0.0001], [0.0001], [0.0001]], [[0.0001], [0.0001], [0.0001]], [[0.0001], [0.0001], [0.0001]], [[0.0001], [0.0001], [0.0001]], [[0.0001], [0.0001], [0.0001]], [[0.0001], [0.0001], [0.0001]], [[0.0001], [0.0001], [0.0001]], [[0.0001], [0.0001], [0.0001]], [[0.0001], [0.0001], [0.0001]], [[0.0001], [0.0001], [0.0001]], [[0.0001], [0.0001], [0.0001]], [[0.0001], [0.0001], [0.0001]], [[0.0001], [0.0001], [0.0001]], [[0.0001], [0.0001], [0.0001]], [[0.0001], [0.0001], [0.0001]], [[0.0001], [0.0001], [0.0001]], [[0.0001], [0.0001], [0.0001]], [[0.0001], [0.0001], [0.0001]], [[0.0001], [0.0001], [0.0001]], [[0.0001], [0.0001], [0.0001]], [[0.0001], [0.0001], [0.0001]], [[0.0001], [0.0001], [0.0001]], [[0.0001], [0.0001], [0.0001]], [[0.0001], [0.0001], [0.0001]], [[0.0001], [0.0001], [0.0001]], [[0.0001], [0.0001], [0.0001]], [[0.0001], [0.0001], [0.0001]], [[0.0001], [0.0001], [0.0001]], [[0.0001], [0.0001], [0.0001]], [[0.0001], [0.0001], [0.0001]], [[0.0001], [0.0001], [0.0001]], [[0.0001], [0.0001], [0.0001]], [[0.0001], [0.0001], [0.0001]], [[0.0001], [0.0001], [0.0001]], [[0.0001], [0.0001], [0.0001]], [[0.0001], [0.0001], [0.0001]], [[0.0001], [0.0001], [0.0001]], [[0.0001], [0.0001], [0.0001]], [[0.0001], [0.0001], [0.0001]], [[0.0001], [0.0001], [0.0001]], [[0.0001], [0.0001], [0.0001]], [[0.0001], [0.0001], [0.0001]], [[0.0001], [0.0001], [0.0001]], [[0.0001], [0.0001], [0.0001]], [[0.0001], [0.0001], [0.0001]], [[0.0001], [0.0001], [0.0001]], [[0.0001], [0.0001], [0.0001]], [[0.0001], [0.0001], [0.0001]], [[0.0001], [0.0001], [0.0001]], [[0.0001], [0.0001], [0.0001]], [[0.0001], [0.0001], [0.0001]], [[0.0001], [0.0001], [0.0001]], [[0.0001], [0.0001], [0.0001]], [[0.0001], [0.0001], [0.0001]], [[0.0001], [0.0001], [0.0001]], [[0.0001], [0.0001], [0.0001]], [[0.0001], [0.0001], [0.0001]], [[0.0001], [0.0001], [0.0001]], [[0.0001], [0.0001], [0.0001]], [[0.0001], [0.0001], [0.0001]], [[0.0001], [0.0001], [0.0001]], [[0.0001], [0.0001], [0.0001]], [[0.0001], [0.0001], [0.0001]], [[0.0001], [0.0001], [0.0001]], [[0.0001], [0.0001], [0.0001]], [[0.0001], [0.0001], [0.0001]], [[0.0001], [0.0001], [0.0001]], [[0.0001], [0.0001], [0.0001]], [[0.0001], [0.0001], [0.0001]], [[0.0001], [0.0001], [0.0001]], [[0.0001], [0.0001], [0.0001]], [[0.0001], [0.0001], [0.0001]], [[0.0001], [0.0001], [0.0001]], [[0.0001], [0.0001], [0.0001]], [[0.0001], [0.0001], [0.0001]], [[0.0001], [0.0001], [0.0001]], [[0.0001], [0.0001], [0.0001]], [[0.0001], [0.0001], [0.0001]], [[0.0001], [0.0001], [0.0001]], [[0.0001], [0.0001], [0.0001]], [[0.0001], [0.0001], [0.0001]], [[0.0001], [0.0001], [0.0001]], [[0.0001], [0.0001], [0.0001]], [[0.0001], [0.0001], [0.0001]], [[0.0001], [0.0001], [0.0001]], [[0.0001], [0.0001], [0.0001]], [[0.0001], [0.0001], [0.0001]], [[0.0001], [0.0001], [0.0001]], [[0.0001], [0.0001], [0.0001]], [[0.0001], [0.0001], [0.0001]], [[0.0001], [0.0001], [0.0001]], [[0.0001], [0.0001], [0.0001]], [[0.0001], [0.0001], [0.0001]], [[0.0001], [0.0001], [0.0001]], [[0.0001], [0.0001], [0.0001]], [[0.0001], [0.0001], [0.0001]], [[0.0001], [0.0001], [0.0001]], [[0.0001], [0.0001], [0.0001]], [[0.0001], [0.0001], [0.0001]], [[0.0001], [0.0001], [0.0001]], [[0.0001], [0.0001], [0.0001]], [[0.0001], [0.0001], [0.0001]], [[0.0001], [0.0001], [0.0001]], [[0.0001], [0.0001], [0.0001]], [[0.0001], [0.0001], [0.0001]], [[0.0001], [0.0001], [0.0001]], [[0.0001], [0.0001], [0.0001]], [[0.0001], [0.0001], [0.0001]], [[0.0001], [0.0001], [0.0001]], [[0.0001], [0.0001], [0.0001]], [[0.0001], [0.0001], [0.0001]], [[0.0001], [0.0001], [0.0001]], [[0.0001], [0.0001], [0.0001]], [[0.0001], [0.0001], [0.0001]], [[0.0001], [0.0001], [0.0001]], [[0.0001], [0.0001], [0.0001]], [[0.0001], [0.0001], [0.0001]], [[0.0001], [0.0001], [0.0001]], [[0.0001], [0.0001], [0.0001]], [[0.0001], [0.0001], [0.0001]], [[0.0001], [0.0001], [0.0001]], [[0.0001], [0.0001], [0.0001]], [[0.0001], [0.0001], [0.0001]], [[0.0001], [0.0001], [0.0001]], [[0.0001], [0.0001], [0.0001]], [[0.0001], [0.0001], [0.0001]], [[0.0001], [0.0001], [0.0001]], [[0.0001], [0.0001], [0.0001]], [[0.0001], [0.0001], [0.0001]], [[0.0001], [0.0001], [0.0001]], [[0.0001], [0.0001], [0.0001]], [[0.0001], [0.0001], [0.0001]], [[0.0001], [0.0001], [0.0001]], [[0.0001], [0.0001], [0.0001]], [[0.0001], [0.0001], [0.0001]], [[0.0001], [0.0001], [0.0001]], [[0.0001], [0.0001], [0.0001]], [[0.0001], [0.0001], [0.0001]], [[0.0001], [0.0001], [0.0001]], [[0.0001], [0.0001], [0.0001]], [[0.0001], [0.0001], [0.0001]], [[0.0001], [0.0001], [0.0001]], [[0.0001], [0.0001], [0.0001]], [[0.0001], [0.0001], [0.0001]], [[0.0001], [0.0001], [0.0001]], [[0.0001], [0.0001], [0.0001]], [[0.0001], [0.0001], [0.0001]], [[0.0001], [0.0001], [0.0001]], [[0.0001], [0.0001], [0.0001]], [[0.0001], [0.0001], [0.0001]], [[0.0001], [0.0001], [0.0001]], [[0.0001], [0.0001], [0.0001]], [[0.0001], [0.0001], [0.0001]], [[0.0001], [0.0001], [0.0001]], [[0.0001], [0.0001], [0.0001]], [[0.0001], [0.0001], [0.0001]], [[0.0001], [0.0001], [0.0001]], [[0.0001], [0.0001], [0.0001]], [[0.0001], [0.0001], [0.0001]], [[0.0001], [0.0001], [0.0001]], [[0.0001], [0.0001], [0.0001]], [[0.0001], [0.0001], [0.0001]], [[0.0001], [0.0001], [0.0001]], [[0.0001], [0.0001], [0.0001]], [[0.0001], [0.0001], [0.0001]]], [[[-0.001508374281199459], [-0.001508374281199459], [-0.001508374281199459]], [[0.13168266590379715], [0.13168266590379715], [0.13168266590379715]], [[0.2647296008181975], [0.2647296008181975], [0.2647296008181975]], [[0.39763204773928224], [0.39763204773928224], [0.39763204773928224]], [[0.5399989889071862], [0.5399989889071862], [0.5399989889071862]], [[0.7005385454052288], [0.7005385454052288], [0.7005385454052288]], [[0.8339075250842936], [0.8339075250842936], [0.8339075250842936]], [[0.8974453884844592], [0.8974453884844592], [0.8974453884844592]], [[0.9334290699373027], [0.9334290699373027], [0.9334290699373027]], [[0.9581867791651842], [0.9581867791651842], [0.9581867791651842]], [[0.9673999999455202], [0.9673999999455202], [0.9673999999455202]], [[0.9374723365501789], [0.9374723365501789], [0.9374723365501789]], [[0.8700921277698264], [0.8700921277698264], [0.8700921277698264]], [[0.7988793364454488], [0.7988793364454488], [0.7988793364454488]], [[0.7478565144716669], [0.7478565144716669], [0.7478565144716669]], [[0.7026645965374384], [0.7026645965374384], [0.7026645965374384]], [[0.6589378839367346], [0.6589378839367346], [0.6589378839367346]], [[0.6142564905395044], [0.6142564905395044], [0.6142564905395044]], [[0.5693873157134297], [0.5693873157134297], [0.5693873157134297]], [[0.524364341834745], [0.524364341834745], [0.524364341834745]], [[0.47849564844289566], [0.47849564844289566], [0.47849564844289566]], [[0.4314066793092279], [0.4314066793092279], [0.4314066793092279]], [[0.38345843602203783], [0.38345843602203783], [0.38345843602203783]], [[0.33506240971358786], [0.33506240971358786], [0.33506240971358786]], [[0.28630500669251274], [0.28630500669251274], [0.28630500669251274]], [[0.23682210220813718], [0.23682210220813718], [0.23682210220813718]], [[0.1875397638758426], [0.1875397638758426], [0.1875397638758426]], [[0.13944161786020037], [0.13944161786020037], [0.13944161786020037]], [[0.09259582518705402], [0.09259582518705402], [0.09259582518705402]], [[0.0463322345134402], [0.0463322345134402], [0.0463322345134402]], [[-3.268389946285376e-06], [-3.268389946285376e-06], [-3.268389946285376e-06]], [[-0.046337094120789346], [-0.046337094120789346], [-0.046337094120789346]], [[-0.09259722783212025], [-0.09259722783212025], [-0.09259722783212025]], [[-0.13943983920096836], [-0.13943983920096836], [-0.13943983920096836]], [[-0.18753818495544794], [-0.18753818495544794], [-0.18753818495544794]], [[-0.23682483455254516], [-0.23682483455254516], [-0.23682483455254516]], [[-0.2863083265746392], [-0.2863083265746392], [-0.2863083265746392]], [[-0.33505358567171584], [-0.33505358567171584], [-0.33505358567171584]], [[-0.38341676413047565], [-0.38341676413047565], [-0.38341676413047565]], [[-0.43132921648473305], [-0.43132921648473305], [-0.43132921648473305]], [[-0.4784021758504547], [-0.4784021758504547], [-0.4784021758504547]], [[-0.5242883894020768], [-0.5242883894020768], [-0.5242883894020768]], [[-0.5693468223720685], [-0.5693468223720685], [-0.5693468223720685]], [[-0.6142479970729089], [-0.6142479970729089], [-0.6142479970729089]], [[-0.6589415049637254], [-0.6589415049637254], [-0.6589415049637254]], [[-0.702668073700908], [-0.702668073700908], [-0.702668073700908]], [[-0.7478556038561804], [-0.7478556038561804], [-0.7478556038561804]], [[-0.7980511466910782], [-0.7980511466910782], [-0.7980511466910782]], [[-0.8612865294586914], [-0.8612865294586914], [-0.8612865294586914]], [[-0.9239917029757694], [-0.9239917029757694], [-0.9239917029757694]], [[-0.9674006432185737], [-0.9674006432185737], [-0.9674006432185737]], [[-0.9729461927330637], [-0.9729461927330637], [-0.9729461927330637]], [[-0.9784426979159812], [-0.9784426979159812], [-0.9784426979159812]], [[-0.9838504691463588], [-0.9838504691463588], [-0.9838504691463588]], [[-0.9891298168032296], [-0.9891298168032296], [-0.9891298168032296]], [[-0.9942410512656267], [-0.9942410512656267], [-0.9942410512656267]], [[-0.9991444829125831], [-0.9991444829125831], [-0.9991444829125831]], [[-1.0038004221231316], [-1.0038004221231316], [-1.0038004221231316]], [[-1.0081691792763057], [-1.0081691792763057], [-1.0081691792763057]], [[-1.0122110647511382], [-1.0122110647511382], [-1.0122110647511382]], [[-1.015886388926662], [-1.015886388926662], [-1.015886388926662]], [[-1.0191554621819103], [-1.0191554621819103], [-1.0191554621819103]], [[-1.0219785948959164], [-1.0219785948959164], [-1.0219785948959164]], [[-1.0243160974477123], [-1.0243160974477123], [-1.0243160974477123]], [[-1.0261282802163325], [-1.0261282802163325], [-1.0261282802163325]], [[-1.0273754535808088], [-1.0273754535808088], [-1.0273754535808088]], [[-1.0280179279201749], [-1.0280179279201749], [-1.0280179279201749]], [[-1.0230003258020903], [-1.0230003258020903], [-1.0230003258020903]], [[-0.9988028958397764], [-0.9988028958397764], [-0.9988028958397764]], [[-0.9990640793526067], [-0.9990640793526067], [-0.9990640793526067]], [[-0.9798885560854461], [-0.9798885560854461], [-0.9798885560854461]], [[-0.9710155768754316], [-0.9710155768754316], [-0.9710155768754316]], [[-0.9639469302461258], [-0.9639469302461258], [-0.9639469302461258]], [[-0.9408270586711386], [-0.9408270586711386], [-0.9408270586711386]], [[-0.9307351228825366], [-0.9307351228825366], [-0.9307351228825366]], [[-0.9171434106043295], [-0.9171434106043295], [-0.9171434106043295]], [[-0.8957499711512222], [-0.8957499711512222], [-0.8957499711512222]], [[-0.8765552134046716], [-0.8765552134046716], [-0.8765552134046716]], [[-0.8631933033983711], [-0.8631933033983711], [-0.8631933033983711]], [[-0.8363], [-0.8363], [-0.8363]], [[-0.8178036537089814], [-0.8178036537089814], [-0.8178036537089814]], [[-0.7926824532886931], [-0.7926824532886931], [-0.7926824532886931]], [[-0.7796146760939204], [-0.7796146760939204], [-0.7796146760939204]], [[-0.7674031139515511], [-0.7674031139515511], [-0.7674031139515511]], [[-0.7207915735187238], [-0.7207915735187238], [-0.7207915735187238]], [[-0.6630500560728259], [-0.6630500560728259], [-0.6630500560728259]], [[-0.5936685057175852], [-0.5936685057175852], [-0.5936685057175852]], [[-0.5198306732473122], [-0.5198306732473122], [-0.5198306732473122]], [[-0.4416592619930104], [-0.4416592619930104], [-0.4416592619930104]], [[-0.3608333840487412], [-0.3608333840487412], [-0.3608333840487412]], [[-0.2827029102802684], [-0.2827029102802684], [-0.2827029102802684]], [[-0.2011995703709761], [-0.2011995703709761], [-0.2011995703709761]], [[-0.12182405457075601], [-0.12182405457075601], [-0.12182405457075601]], [[-0.045545835283685915], [-0.045545835283685915], [-0.045545835283685915]], [[0.02919843745947005], [0.02919843745947005], [0.02919843745947005]], [[0.1000249616396207], [0.1000249616396207], [0.1000249616396207]], [[0.17088244810429534], [0.17088244810429534], [0.17088244810429534]], [[0.24128197202594592], [0.24128197202594592], [0.24128197202594592]], [[0.31114510722684796], [0.31114510722684796], [0.31114510722684796]], [[0.3797802396476167], [0.3797802396476167], [0.3797802396476167]], [[0.4514133042749497], [0.4514133042749497], [0.4514133042749497]], [[0.5248907196316293], [0.5248907196316293], [0.5248907196316293]], [[0.598717141835077], [0.598717141835077], [0.598717141835077]], [[0.6710102128811833], [0.6710102128811833], [0.6710102128811833]], [[0.7432226774894726], [0.7432226774894726], [0.7432226774894726]], [[0.8145920195828225], [0.8145920195828225], [0.8145920195828225]], [[0.8855847838237313], [0.8855847838237313], [0.8855847838237313]], [[0.9554959536214028], [0.9554959536214028], [0.9554959536214028]], [[1.0251013519351024], [1.0251013519351024], [1.0251013519351024]], [[1.093538291395865], [1.093538291395865], [1.093538291395865]], [[1.1608718728483591], [1.1608718728483591], [1.1608718728483591]], [[1.2277683617988215], [1.2277683617988215], [1.2277683617988215]], [[1.2933108412772172], [1.2933108412772172], [1.2933108412772172]], [[1.356162557045914], [1.356162557045914], [1.356162557045914]], [[1.4187799711495317], [1.4187799711495317], [1.4187799711495317]], [[1.4769256157735422], [1.4769256157735422], [1.4769256157735422]], [[1.525184004697615], [1.525184004697615], [1.525184004697615]], [[1.572726388021303], [1.572726388021303], [1.572726388021303]], [[1.6063746338164058], [1.6063746338164058], [1.6063746338164058]], [[1.6313542388343056], [1.6313542388343056], [1.6313542388343056]], [[1.6576044564374066], [1.6576044564374066], [1.6576044564374066]], [[1.687934072914055], [1.687934072914055], [1.687934072914055]], [[1.7134217649133885], [1.7134217649133885], [1.7134217649133885]], [[1.7309719852978553], [1.7309719852978553], [1.7309719852978553]], [[1.752853990117909], [1.752853990117909], [1.752853990117909]], [[1.7668415741861518], [1.7668415741861518], [1.7668415741861518]], [[1.77023644512899], [1.77023644512899], [1.77023644512899]], [[1.7640541089242103], [1.7640541089242103], [1.7640541089242103]], [[1.7615632813592463], [1.7615632813592463], [1.7615632813592463]], [[1.7423948513398853], [1.7423948513398853], [1.7423948513398853]], [[1.7166647412442295], [1.7166647412442295], [1.7166647412442295]], [[1.6997130176019344], [1.6997130176019344], [1.6997130176019344]], [[1.6792082852126724], [1.6792082852126724], [1.6792082852126724]], [[1.6570372175395607], [1.6570372175395607], [1.6570372175395607]], [[1.6337804173972335], [1.6337804173972335], [1.6337804173972335]], [[1.615860428110692], [1.615860428110692], [1.615860428110692]], [[1.604747011753979], [1.604747011753979], [1.604747011753979]], [[1.5974574426984451], [1.5974574426984451], [1.5974574426984451]], [[1.591018658381831], [1.591018658381831], [1.591018658381831]], [[1.5853503722570264], [1.5853503722570264], [1.5853503722570264]], [[1.5741440074828073], [1.5741440074828073], [1.5741440074828073]], [[1.5515132038736015], [1.5515132038736015], [1.5515132038736015]], [[1.5280732600204325], [1.5280732600204325], [1.5280732600204325]], [[1.5046291780367618], [1.5046291780367618], [1.5046291780367618]], [[1.4813463780680147], [1.4813463780680147], [1.4813463780680147]], [[1.4581877518977875], [1.4581877518977875], [1.4581877518977875]], [[1.4350525509758723], [1.4350525509758723], [1.4350525509758723]], [[1.4118521918579268], [1.4118521918579268], [1.4118521918579268]], [[1.3876713659169448], [1.3876713659169448], [1.3876713659169448]], [[1.3701363003659832], [1.3701363003659832], [1.3701363003659832]], [[1.292035972079945], [1.292035972079945], [1.292035972079945]], [[1.2135128908439352], [1.2135128908439352], [1.2135128908439352]], [[1.1348004973177914], [1.1348004973177914], [1.1348004973177914]], [[1.0675787148390286], [1.0675787148390286], [1.0675787148390286]], [[1.0044208687644398], [1.0044208687644398], [1.0044208687644398]], [[0.941231727204344], [0.941231727204344], [0.941231727204344]], [[0.8777620947705084], [0.8777620947705084], [0.8777620947705084]], [[0.813873510527461], [0.813873510527461], [0.813873510527461]], [[0.7493168849453805], [0.7493168849453805], [0.7493168849453805]], [[0.6836031080339586], [0.6836031080339586], [0.6836031080339586]], [[0.6163327408113993], [0.6163327408113993], [0.6163327408113993]], [[0.5478288536666346], [0.5478288536666346], [0.5478288536666346]], [[0.47868612618783896], [0.47868612618783896], [0.47868612618783896]], [[0.4090339755171868], [0.4090339755171868], [0.4090339755171868]], [[0.3383505964972299], [0.3383505964972299], [0.3383505964972299]], [[0.26795296397032176], [0.26795296397032176], [0.26795296397032176]], [[0.19888781092922694], [0.19888781092922694], [0.19888781092922694]], [[0.12855003745113458], [0.12855003745113458], [0.12855003745113458]], [[0.06045091440324909], [0.06045091440324909], [0.06045091440324909]], [[3.845517693112921e-06], [3.845517693112921e-06], [3.845517693112921e-06]], [[-0.05036297965572036], [-0.05036297965572036], [-0.05036297965572036]], [[-0.09522826505990531], [-0.09522826505990531], [-0.09522826505990531]], [[-0.13968842784948682], [-0.13968842784948682], [-0.13968842784948682]], [[-0.18754140420256138], [-0.18754140420256138], [-0.18754140420256138]], [[-0.23682850983920373], [-0.23682850983920373], [-0.23682850983920373]], [[-0.2863115679033492], [-0.2863115679033492], [-0.2863115679033492]], [[-0.3350554061947389], [-0.3350554061947389], [-0.3350554061947389]], [[-0.38341531661394523], [-0.38341531661394523], [-0.38341531661394523]], [[-0.4313242276557622], [-0.4313242276557622], [-0.4313242276557622]], [[-0.4783956482858542], [-0.4783956482858542], [-0.4783956482858542]], [[-0.5242836140773733], [-0.5242836140773733], [-0.5242836140773733]], [[-0.5693454535934076], [-0.5693454535934076], [-0.5693454535934076]], [[-0.6142496912172496], [-0.6142496912172496], [-0.6142496912172496]], [[-0.6589442816882735], [-0.6589442816882735], [-0.6589442816882735]], [[-0.7026708445023447], [-0.7026708445023447], [-0.7026708445023447]], [[-0.7478581139118495], [-0.7478581139118495], [-0.7478581139118495]], [[-0.7988793364454493], [-0.7988793364454493], [-0.7988793364454493]], [[-0.8700921277698265], [-0.8700921277698265], [-0.8700921277698265]], [[-0.9374723365501788], [-0.9374723365501788], [-0.9374723365501788]], [[-0.9673999999455227], [-0.9673999999455227], [-0.9673999999455227]], [[-0.9581870987669037], [-0.9581870987669037], [-0.9581870987669037]], [[-0.933429800415753], [-0.933429800415753], [-0.933429800415753]], [[-0.8974457994248854], [-0.8974457994248854], [-0.8974457994248854]], [[-0.8338964808846603], [-0.8338964808846603], [-0.8338964808846603]], [[-0.70048792695537], [-0.70048792695537], [-0.70048792695537]], [[-0.5399092415244767], [-0.5399092415244767], [-0.5399092415244767]], [[-0.3975330484477048], [-0.3975330484477048], [-0.3975330484477048]], [[-0.26464572635233835], [-0.26464572635233835], [-0.26464572635233835]], [[-0.13163204293984684], [-0.13163204293984684], [-0.13163204293984684]], [[0.0015076928352653804], [0.0015076928352653804], [0.0015076928352653804]]], [[[-0.002292215462039887], [-0.002292215462039887], [-0.002292215462039887]], [[0.07107153677436776], [0.07107153677436776], [0.07107153677436776]], [[0.14181572510307897], [0.14181572510307897], [0.14181572510307897]], [[0.21272391373945831], [0.21272391373945831], [0.21272391373945831]], [[0.28363564802720187], [0.28363564802720187], [0.28363564802720187]], [[0.3545388254203712], [0.3545388254203712], [0.3545388254203712]], [[0.4254517592611831], [0.4254517592611831], [0.4254517592611831]], [[0.49635040077576115], [0.49635040077576115], [0.49635040077576115]], [[0.5672654033245229], [0.5672654033245229], [0.5672654033245229]], [[0.6381715315511631], [0.6381715315511631], [0.6381715315511631]], [[0.7098174049943275], [0.7098174049943275], [0.7098174049943275]], [[0.7538616882854972], [0.7538616882854972], [0.7538616882854972]], [[0.7327637748166469], [0.7327637748166469], [0.7327637748166469]], [[0.714690853201677], [0.714690853201677], [0.714690853201677]], [[0.6950935790372671], [0.6950935790372671], [0.6950935790372671]], [[0.673219674300387], [0.673219674300387], [0.673219674300387]], [[0.6483996358273271], [0.6483996358273271], [0.6483996358273271]], [[0.6203332882904051], [0.6203332882904051], [0.6203332882904051]], [[0.5888374307811688], [0.5888374307811688], [0.5888374307811688]], [[0.5537592460953803], [0.5537592460953803], [0.5537592460953803]], [[0.5151488552751633], [0.5151488552751633], [0.5151488552751633]], [[0.47322440257748927], [0.47322440257748927], [0.47322440257748927]], [[0.4281356900383864], [0.4281356900383864], [0.4281356900383864]], [[0.3801154187131133], [0.3801154187131133], [0.3801154187131133]], [[0.3296167590618264], [0.3296167590618264], [0.3296167590618264]], [[0.2770509147040668], [0.2770509147040668], [0.2770509147040668]], [[0.22281824638184047], [0.22281824638184047], [0.22281824638184047]], [[0.1674042142935463], [0.1674042142935463], [0.1674042142935463]], [[0.1114485182537046], [0.1114485182537046], [0.1114485182537046]], [[0.05553565448603421], [0.05553565448603421], [0.05553565448603421]], [[-2.1772038659848348e-10], [-2.1772038659848348e-10], [-2.1772038659848348e-10]], [[-0.05553565405735989], [-0.05553565405735989], [-0.05553565405735989]], [[-0.11144851801526323], [-0.11144851801526323], [-0.11144851801526323]], [[-0.16740421480573792], [-0.16740421480573792], [-0.16740421480573792]], [[-0.2228182468601139], [-0.2228182468601139], [-0.2228182468601139]], [[-0.2770509143861154], [-0.2770509143861154], [-0.2770509143861154]], [[-0.32961675874949375], [-0.32961675874949375], [-0.32961675874949375]], [[-0.380115419084781], [-0.380115419084781], [-0.380115419084781]], [[-0.4281356896122363], [-0.4281356896122363], [-0.4281356896122363]], [[-0.4732244025205937], [-0.4732244025205937], [-0.4732244025205937]], [[-0.515148855478316], [-0.515148855478316], [-0.515148855478316]], [[-0.5537592456837378], [-0.5537592456837378], [-0.5537592456837378]], [[-0.5888374308473602], [-0.5888374308473602], [-0.5888374308473602]], [[-0.6203332885920911], [-0.6203332885920911], [-0.6203332885920911]], [[-0.6483996359815911], [-0.6483996359815911], [-0.6483996359815911]], [[-0.6732196740562354], [-0.6732196740562354], [-0.6732196740562354]], [[-0.6950935790502258], [-0.6950935790502258], [-0.6950935790502258]], [[-0.7146908532665331], [-0.7146908532665331], [-0.7146908532665331]], [[-0.732718157152291], [-0.732718157152291], [-0.732718157152291]], [[-0.7483419759706647], [-0.7483419759706647], [-0.7483419759706647]], [[-0.7920103635161618], [-0.7920103635161618], [-0.7920103635161618]], [[-0.808773991104565], [-0.808773991104565], [-0.808773991104565]], [[-0.8279941206329944], [-0.8279941206329944], [-0.8279941206329944]], [[-0.8494927293275135], [-0.8494927293275135], [-0.8494927293275135]], [[-0.8786615825018315], [-0.8786615825018315], [-0.8786615825018315]], [[-0.9274406590425088], [-0.9274406590425088], [-0.9274406590425088]], [[-0.988447963237677], [-0.988447963237677], [-0.988447963237677]], [[-1.0531531933305232], [-1.0531531933305232], [-1.0531531933305232]], [[-1.1130260475642335], [-1.1130260475642335], [-1.1130260475642335]], [[-1.159536224181994], [-1.159536224181994], [-1.159536224181994]], [[-1.1842972717943563], [-1.1842972717943563], [-1.1842972717943563]], [[-1.1974111409651333], [-1.1974111409651333], [-1.1974111409651333]], [[-1.2091105567940776], [-1.2091105567940776], [-1.2091105567940776]], [[-1.219086183414741], [-1.219086183414741], [-1.219086183414741]], [[-1.2270286849606744], [-1.2270286849606744], [-1.2270286849606744]], [[-1.2326287255654302], [-1.2326287255654302], [-1.2326287255654302]], [[-1.23557696936256], [-1.23557696936256], [-1.23557696936256]], [[-1.2355763621646023], [-1.2355763621646023], [-1.2355763621646023]], [[-1.2329582085309976], [-1.2329582085309976], [-1.2329582085309976]], [[-1.2288743274346183], [-1.2288743274346183], [-1.2288743274346183]], [[-1.2244660570798531], [-1.2244660570798531], [-1.2244660570798531]], [[-1.2188760052089103], [-1.2188760052089103], [-1.2188760052089103]], [[-1.212176724668029], [-1.212176724668029], [-1.212176724668029]], [[-1.205401850340153], [-1.205401850340153], [-1.205401850340153]], [[-1.1996553405271984], [-1.1996553405271984], [-1.1996553405271984]], [[-1.1942301330380345], [-1.1942301330380345], [-1.1942301330380345]], [[-1.1871024400357397], [-1.1871024400357397], [-1.1871024400357397]], [[-1.1752360162148803], [-1.1752360162148803], [-1.1752360162148803]], [[-1.1541160145706564], [-1.1541160145706564], [-1.1541160145706564]], [[-1.1250355260125344], [-1.1250355260125344], [-1.1250355260125344]], [[-1.0885997223733461], [-1.0885997223733461], [-1.0885997223733461]], [[-1.0305232775121045], [-1.0305232775121045], [-1.0305232775121045]], [[-0.957032193512811], [-0.957032193512811], [-0.957032193512811]], [[-0.8820850013390561], [-0.8820850013390561], [-0.8820850013390561]], [[-0.8082997505052592], [-0.8082997505052592], [-0.8082997505052592]], [[-0.7309349594583316], [-0.7309349594583316], [-0.7309349594583316]], [[-0.6529098636353498], [-0.6529098636353498], [-0.6529098636353498]], [[-0.5762073570244419], [-0.5762073570244419], [-0.5762073570244419]], [[-0.4995877684228703], [-0.4995877684228703], [-0.4995877684228703]], [[-0.4228424784985007], [-0.4228424784985007], [-0.4228424784985007]], [[-0.3458530375180803], [-0.3458530375180803], [-0.3458530375180803]], [[-0.2684131503052978], [-0.2684131503052978], [-0.2684131503052978]], [[-0.1909791714256718], [-0.1909791714256718], [-0.1909791714256718]], [[-0.11412766928920895], [-0.11412766928920895], [-0.11412766928920895]], [[-0.038017890955443216], [-0.038017890955443216], [-0.038017890955443216]], [[0.037632258351725845], [0.037632258351725845], [0.037632258351725845]], [[0.11303248922227122], [0.11303248922227122], [0.11303248922227122]], [[0.18822139156395248], [0.18822139156395248], [0.18822139156395248]], [[0.26315762487600086], [0.26315762487600086], [0.26315762487600086]], [[0.3379994523311616], [0.3379994523311616], [0.3379994523311616]], [[0.4126637931055815], [0.4126637931055815], [0.4126637931055815]], [[0.4871334821664601], [0.4871334821664601], [0.4871334821664601]], [[0.5613452072689434], [0.5613452072689434], [0.5613452072689434]], [[0.6352916406375912], [0.6352916406375912], [0.6352916406375912]], [[0.7089740157169441], [0.7089740157169441], [0.7089740157169441]], [[0.7822693169755864], [0.7822693169755864], [0.7822693169755864]], [[0.8551249277567817], [0.8551249277567817], [0.8551249277567817]], [[0.9274710371587396], [0.9274710371587396], [0.9274710371587396]], [[0.9988438205428632], [0.9988438205428632], [0.9988438205428632]], [[1.0689126819504597], [1.0689126819504597], [1.0689126819504597]], [[1.1379224916749835], [1.1379224916749835], [1.1379224916749835]], [[1.2057024720414724], [1.2057024720414724], [1.2057024720414724]], [[1.2714956718972978], [1.2714956718972978], [1.2714956718972978]], [[1.336144123585156], [1.336144123585156], [1.336144123585156]], [[1.400051762071055], [1.400051762071055], [1.400051762071055]], [[1.4626039530879285], [1.4626039530879285], [1.4626039530879285]], [[1.523610001129244], [1.523610001129244], [1.523610001129244]], [[1.5827042196330532], [1.5827042196330532], [1.5827042196330532]], [[1.639521821903301], [1.639521821903301], [1.639521821903301]], [[1.6939736920007846], [1.6939736920007846], [1.6939736920007846]], [[1.7442925700023897], [1.7442925700023897], [1.7442925700023897]], [[1.7887997751384677], [1.7887997751384677], [1.7887997751384677]], [[1.8289698215608958], [1.8289698215608958], [1.8289698215608958]], [[1.8468196865448172], [1.8468196865448172], [1.8468196865448172]], [[1.8528336772808225], [1.8528336772808225], [1.8528336772808225]], [[1.8403141772646419], [1.8403141772646419], [1.8403141772646419]], [[1.8061648185447354], [1.8061648185447354], [1.8061648185447354]], [[1.7637904323323357], [1.7637904323323357], [1.7637904323323357]], [[1.7136661604778896], [1.7136661604778896], [1.7136661604778896]], [[1.667896273984515], [1.667896273984515], [1.667896273984515]], [[1.6327311202279013], [1.6327311202279013], [1.6327311202279013]], [[1.6015820492518995], [1.6015820492518995], [1.6015820492518995]], [[1.5740113941934593], [1.5740113941934593], [1.5740113941934593]], [[1.5498296048111873], [1.5498296048111873], [1.5498296048111873]], [[1.5284280132439607], [1.5284280132439607], [1.5284280132439607]], [[1.5090064368126335], [1.5090064368126335], [1.5090064368126335]], [[1.4907741784964355], [1.4907741784964355], [1.4907741784964355]], [[1.4729405412745966], [1.4729405412745966], [1.4729405412745966]], [[1.454714828126347], [1.454714828126347], [1.454714828126347]], [[1.4353063420309162], [1.4353063420309162], [1.4353063420309162]], [[1.415027100451909], [1.415027100451909], [1.415027100451909]], [[1.3949212004491942], [1.3949212004491942], [1.3949212004491942]], [[1.3745904897320467], [1.3745904897320467], [1.3745904897320467]], [[1.353623834869775], [1.353623834869775], [1.353623834869775]], [[1.331610102431688], [1.331610102431688], [1.331610102431688]], [[1.3081381589870937], [1.3081381589870937], [1.3081381589870937]], [[1.2824343119926174], [1.2824343119926174], [1.2824343119926174]], [[1.2496108621074788], [1.2496108621074788], [1.2496108621074788]], [[1.211338013244317], [1.211338013244317], [1.211338013244317]], [[1.1716205351862272], [1.1716205351862272], [1.1716205351862272]], [[1.0685410406513385], [1.0685410406513385], [1.0685410406513385]], [[1.0467359358673944], [1.0467359358673944], [1.0467359358673944]], [[1.0209869332379042], [1.0209869332379042], [1.0209869332379042]], [[0.9929908272146079], [0.9929908272146079], [0.9929908272146079]], [[0.9617423915089076], [0.9617423915089076], [0.9617423915089076]], [[0.9262851942594158], [0.9262851942594158], [0.9262851942594158]], [[0.8861904122744158], [0.8861904122744158], [0.8861904122744158]], [[0.8411963297819433], [0.8411963297819433], [0.8411963297819433]], [[0.7910846366910539], [0.7910846366910539], [0.7910846366910539]], [[0.7359269363975939], [0.7359269363975939], [0.7359269363975939]], [[0.6760348607437053], [0.6760348607437053], [0.6760348607437053]], [[0.611622413731766], [0.611622413731766], [0.611622413731766]], [[0.5430220272639725], [0.5430220272639725], [0.5430220272639725]], [[0.4708810839278479], [0.4708810839278479], [0.4708810839278479]], [[0.39578702055159315], [0.39578702055159315], [0.39578702055159315]], [[0.3183117812287338], [0.3183117812287338], [0.3183117812287338]], [[0.23914887829391096], [0.23914887829391096], [0.23914887829391096]], [[0.15921216859323278], [0.15921216859323278], [0.15921216859323278]], [[0.07827034078625995], [0.07827034078625995], [0.07827034078625995]], [[2.5614153506547943e-10], [2.5614153506547943e-10], [2.5614153506547943e-10]], [[-0.05628206997055092], [-0.05628206997055092], [-0.05628206997055092]], [[-0.11144851825370472], [-0.11144851825370472], [-0.11144851825370472]], [[-0.16740421429354654], [-0.16740421429354654], [-0.16740421429354654]], [[-0.2228182463818402], [-0.2228182463818402], [-0.2228182463818402]], [[-0.27705091470406673], [-0.27705091470406673], [-0.27705091470406673]], [[-0.32961675906182636], [-0.32961675906182636], [-0.32961675906182636]], [[-0.3801154187131137], [-0.3801154187131137], [-0.3801154187131137]], [[-0.42813569003838636], [-0.42813569003838636], [-0.42813569003838636]], [[-0.47322440257748916], [-0.47322440257748916], [-0.4732244 | 4D array with the lift coefficients of the airfoils. Dimension 0 is along the different airfoils defined in the yaml, dimension 1 is along the angles of attack, dimension 2 is along the Reynolds number, dimension 3 is along the number of tabs, which may describe multiple sets at the same station, for example in presence of a flap.
blade.interp_airfoils.cd | input |  | [[[[0.35], [0.35], [0.35]], [[0.35], [0.35], [0.35]], [[0.35], [0.35], [0.35]], [[0.35], [0.35], [0.35]], [[0.35], [0.35], [0.35]], [[0.35], [0.35], [0.35]], [[0.35], [0.35], [0.35]], [[0.35], [0.35], [0.35]], [[0.35], [0.35], [0.35]], [[0.35], [0.35], [0.35]], [[0.35], [0.35], [0.35]], [[0.35], [0.35], [0.35]], [[0.35], [0.35], [0.35]], [[0.35], [0.35], [0.35]], [[0.35], [0.35], [0.35]], [[0.35], [0.35], [0.35]], [[0.35], [0.35], [0.35]], [[0.35], [0.35], [0.35]], [[0.35], [0.35], [0.35]], [[0.35], [0.35], [0.35]], [[0.35], [0.35], [0.35]], [[0.35], [0.35], [0.35]], [[0.35], [0.35], [0.35]], [[0.35], [0.35], [0.35]], [[0.35], [0.35], [0.35]], [[0.35], [0.35], [0.35]], [[0.35], [0.35], [0.35]], [[0.35], [0.35], [0.35]], [[0.35], [0.35], [0.35]], [[0.35], [0.35], [0.35]], [[0.35], [0.35], [0.35]], [[0.35], [0.35], [0.35]], [[0.35], [0.35], [0.35]], [[0.35], [0.35], [0.35]], [[0.35], [0.35], [0.35]], [[0.35], [0.35], [0.35]], [[0.35], [0.35], [0.35]], [[0.35], [0.35], [0.35]], [[0.35], [0.35], [0.35]], [[0.35], [0.35], [0.35]], [[0.35], [0.35], [0.35]], [[0.35], [0.35], [0.35]], [[0.35], [0.35], [0.35]], [[0.35], [0.35], [0.35]], [[0.35], [0.35], [0.35]], [[0.35], [0.35], [0.35]], [[0.35], [0.35], [0.35]], [[0.35], [0.35], [0.35]], [[0.35], [0.35], [0.35]], [[0.35], [0.35], [0.35]], [[0.35], [0.35], [0.35]], [[0.35], [0.35], [0.35]], [[0.35], [0.35], [0.35]], [[0.35], [0.35], [0.35]], [[0.35], [0.35], [0.35]], [[0.35], [0.35], [0.35]], [[0.35], [0.35], [0.35]], [[0.35], [0.35], [0.35]], [[0.35], [0.35], [0.35]], [[0.35], [0.35], [0.35]], [[0.35], [0.35], [0.35]], [[0.35], [0.35], [0.35]], [[0.35], [0.35], [0.35]], [[0.35], [0.35], [0.35]], [[0.35], [0.35], [0.35]], [[0.35], [0.35], [0.35]], [[0.35], [0.35], [0.35]], [[0.35], [0.35], [0.35]], [[0.35], [0.35], [0.35]], [[0.35], [0.35], [0.35]], [[0.35], [0.35], [0.35]], [[0.35], [0.35], [0.35]], [[0.35], [0.35], [0.35]], [[0.35], [0.35], [0.35]], [[0.35], [0.35], [0.35]], [[0.35], [0.35], [0.35]], [[0.35], [0.35], [0.35]], [[0.35], [0.35], [0.35]], [[0.35], [0.35], [0.35]], [[0.35], [0.35], [0.35]], [[0.35], [0.35], [0.35]], [[0.35], [0.35], [0.35]], [[0.35], [0.35], [0.35]], [[0.35], [0.35], [0.35]], [[0.35], [0.35], [0.35]], [[0.35], [0.35], [0.35]], [[0.35], [0.35], [0.35]], [[0.35], [0.35], [0.35]], [[0.35], [0.35], [0.35]], [[0.35], [0.35], [0.35]], [[0.35], [0.35], [0.35]], [[0.35], [0.35], [0.35]], [[0.35], [0.35], [0.35]], [[0.35], [0.35], [0.35]], [[0.35], [0.35], [0.35]], [[0.35], [0.35], [0.35]], [[0.35], [0.35], [0.35]], [[0.35], [0.35], [0.35]], [[0.35], [0.35], [0.35]], [[0.35], [0.35], [0.35]], [[0.35], [0.35], [0.35]], [[0.35], [0.35], [0.35]], [[0.35], [0.35], [0.35]], [[0.35], [0.35], [0.35]], [[0.35], [0.35], [0.35]], [[0.35], [0.35], [0.35]], [[0.35], [0.35], [0.35]], [[0.35], [0.35], [0.35]], [[0.35], [0.35], [0.35]], [[0.35], [0.35], [0.35]], [[0.35], [0.35], [0.35]], [[0.35], [0.35], [0.35]], [[0.35], [0.35], [0.35]], [[0.35], [0.35], [0.35]], [[0.35], [0.35], [0.35]], [[0.35], [0.35], [0.35]], [[0.35], [0.35], [0.35]], [[0.35], [0.35], [0.35]], [[0.35], [0.35], [0.35]], [[0.35], [0.35], [0.35]], [[0.35], [0.35], [0.35]], [[0.35], [0.35], [0.35]], [[0.35], [0.35], [0.35]], [[0.35], [0.35], [0.35]], [[0.35], [0.35], [0.35]], [[0.35], [0.35], [0.35]], [[0.35], [0.35], [0.35]], [[0.35], [0.35], [0.35]], [[0.35], [0.35], [0.35]], [[0.35], [0.35], [0.35]], [[0.35], [0.35], [0.35]], [[0.35], [0.35], [0.35]], [[0.35], [0.35], [0.35]], [[0.35], [0.35], [0.35]], [[0.35], [0.35], [0.35]], [[0.35], [0.35], [0.35]], [[0.35], [0.35], [0.35]], [[0.35], [0.35], [0.35]], [[0.35], [0.35], [0.35]], [[0.35], [0.35], [0.35]], [[0.35], [0.35], [0.35]], [[0.35], [0.35], [0.35]], [[0.35], [0.35], [0.35]], [[0.35], [0.35], [0.35]], [[0.35], [0.35], [0.35]], [[0.35], [0.35], [0.35]], [[0.35], [0.35], [0.35]], [[0.35], [0.35], [0.35]], [[0.35], [0.35], [0.35]], [[0.35], [0.35], [0.35]], [[0.35], [0.35], [0.35]], [[0.35], [0.35], [0.35]], [[0.35], [0.35], [0.35]], [[0.35], [0.35], [0.35]], [[0.35], [0.35], [0.35]], [[0.35], [0.35], [0.35]], [[0.35], [0.35], [0.35]], [[0.35], [0.35], [0.35]], [[0.35], [0.35], [0.35]], [[0.35], [0.35], [0.35]], [[0.35], [0.35], [0.35]], [[0.35], [0.35], [0.35]], [[0.35], [0.35], [0.35]], [[0.35], [0.35], [0.35]], [[0.35], [0.35], [0.35]], [[0.35], [0.35], [0.35]], [[0.35], [0.35], [0.35]], [[0.35], [0.35], [0.35]], [[0.35], [0.35], [0.35]], [[0.35], [0.35], [0.35]], [[0.35], [0.35], [0.35]], [[0.35], [0.35], [0.35]], [[0.35], [0.35], [0.35]], [[0.35], [0.35], [0.35]], [[0.35], [0.35], [0.35]], [[0.35], [0.35], [0.35]], [[0.35], [0.35], [0.35]], [[0.35], [0.35], [0.35]], [[0.35], [0.35], [0.35]], [[0.35], [0.35], [0.35]], [[0.35], [0.35], [0.35]], [[0.35], [0.35], [0.35]], [[0.35], [0.35], [0.35]], [[0.35], [0.35], [0.35]], [[0.35], [0.35], [0.35]], [[0.35], [0.35], [0.35]], [[0.35], [0.35], [0.35]], [[0.35], [0.35], [0.35]], [[0.35], [0.35], [0.35]], [[0.35], [0.35], [0.35]], [[0.35], [0.35], [0.35]], [[0.35], [0.35], [0.35]], [[0.35], [0.35], [0.35]], [[0.35], [0.35], [0.35]], [[0.35], [0.35], [0.35]], [[0.35], [0.35], [0.35]], [[0.35], [0.35], [0.35]], [[0.35], [0.35], [0.35]], [[0.35], [0.35], [0.35]], [[0.35], [0.35], [0.35]]], [[[0.0844], [0.0844], [0.0844]], [[0.0844], [0.0844], [0.0844]], [[0.0844], [0.0844], [0.0844]], [[0.0844], [0.0844], [0.0844]], [[0.08664850466189376], [0.08664850466189376], [0.08664850466189376]], [[0.09715826767238156], [0.09715826767238156], [0.09715826767238156]], [[0.11374652330268113], [0.11374652330268113], [0.11374652330268113]], [[0.13526947761954833], [0.13526947761954833], [0.13526947761954833]], [[0.1773442517479671], [0.1773442517479671], [0.1773442517479671]], [[0.23420104691207233], [0.23420104691207233], [0.23420104691207233]], [[0.29269593149209316], [0.29269593149209316], [0.29269593149209316]], [[0.350420664365802], [0.350420664365802], [0.350420664365802]], [[0.41221416180628323], [0.41221416180628323], [0.41221416180628323]], [[0.4757992619366799], [0.4757992619366799], [0.4757992619366799]], [[0.5400130351025256], [0.5400130351025256], [0.5400130351025256]], [[0.6062722391253047], [0.6062722391253047], [0.6062722391253047]], [[0.6727318847301421], [0.6727318847301421], [0.6727318847301421]], [[0.7375412872741153], [0.7375412872741153], [0.7375412872741153]], [[0.8020597564369396], [0.8020597564369396], [0.8020597564369396]], [[0.8651544049680129], [0.8651544049680129], [0.8651544049680129]], [[0.9246053213083825], [0.9246053213083825], [0.9246053213083825]], [[0.9811088872185781], [0.9811088872185781], [0.9811088872185781]], [[1.035073810077306], [1.035073810077306], [1.035073810077306]], [[1.0838503432017845], [1.0838503432017845], [1.0838503432017845]], [[1.1267615010104077], [1.1267615010104077], [1.1267615010104077]], [[1.1669502147035637], [1.1669502147035637], [1.1669502147035637]], [[1.2009462496472094], [1.2009462496472094], [1.2009462496472094]], [[1.22558245535499], [1.22558245535499], [1.22558245535499]], [[1.2471909784871589], [1.2471909784871589], [1.2471909784871589]], [[1.2639589054802878], [1.2639589054802878], [1.2639589054802878]], [[1.2706999999625708], [1.2706999999625708], [1.2706999999625708]], [[1.2639579554320175], [1.2639579554320175], [1.2639579554320175]], [[1.2471906855899395], [1.2471906855899395], [1.2471906855899395]], [[1.2255832848714736], [1.2255832848714736], [1.2255832848714736]], [[1.200948199470907], [1.200948199470907], [1.200948199470907]], [[1.1669529028482497], [1.1669529028482497], [1.1669529028482497]], [[1.1267641675966864], [1.1267641675966864], [1.1267641675966864]], [[1.0838520514515733], [1.0838520514515733], [1.0838520514515733]], [[1.035072154500835], [1.035072154500835], [1.035072154500835]], [[0.9811030520168087], [0.9811030520168087], [0.9811030520168087]], [[0.9245973393304503], [0.9245973393304503], [0.9245973393304503]], [[0.8651479737343893], [0.8651479737343893], [0.8651479737343893]], [[0.8020578669005608], [0.8020578669005608], [0.8020578669005608]], [[0.7375437076596527], [0.7375437076596527], [0.7375437076596527]], [[0.6727360185379493], [0.6727360185379493], [0.6727360185379493]], [[0.6062763979234854], [0.6062763979234854], [0.6062763979234854]], [[0.5400165513387399], [0.5400165513387399], [0.5400165513387399]], [[0.47566750132870583], [0.47566750132870583], [0.47566750132870583]], [[0.4107772596920168], [0.4107772596920168], [0.4107772596920168]], [[0.34821854119505974], [0.34821854119505974], [0.34821854119505974]], [[0.29269882069719927], [0.29269882069719927], [0.29269882069719927]], [[0.28260423241109955], [0.28260423241109955], [0.28260423241109955]], [[0.27269656734277886], [0.27269656734277886], [0.27269656734277886]], [[0.2629755929620328], [0.2629755929620328], [0.2629755929620328]], [[0.2534410767386564], [0.2534410767386564], [0.2534410767386564]], [[0.24409278614244503], [0.24409278614244503], [0.24409278614244503]], [[0.2349304886431941], [0.2349304886431941], [0.2349304886431941]], [[0.2259539517106987], [0.2259539517106987], [0.2259539517106987]], [[0.21716294281475423], [0.21716294281475423], [0.21716294281475423]], [[0.20855722942515595], [0.20855722942515595], [0.20855722942515595]], [[0.20013657901169918], [0.20013657901169918], [0.20013657901169918]], [[0.19190075904417916], [0.19190075904417916], [0.19190075904417916]], [[0.18384953699239123], [0.18384953699239123], [0.18384953699239123]], [[0.17598268032613065], [0.17598268032613065], [0.17598268032613065]], [[0.1682999565151927], [0.1682999565151927], [0.1682999565151927]], [[0.1608011330293727], [0.1608011330293727], [0.1608011330293727]], [[0.15348597733846592], [0.15348597733846592], [0.15348597733846592]], [[0.1468472514943134], [0.1468472514943134], [0.1468472514943134]], [[0.1438901898215623], [0.1438901898215623], [0.1438901898215623]], [[0.13851065592365266], [0.13851065592365266], [0.13851065592365266]], [[0.13517056337358388], [0.13517056337358388], [0.13517056337358388]], [[0.1307444076861537], [0.1307444076861537], [0.1307444076861537]], [[0.1264183630811425], [0.1264183630811425], [0.1264183630811425]], [[0.12336129782545868], [0.12336129782545868], [0.12336129782545868]], [[0.11931803384623378], [0.11931803384623378], [0.11931803384623378]], [[0.11562978335245648], [0.11562978335245648], [0.11562978335245648]], [[0.11265825114678873], [0.11265825114678873], [0.11265825114678873]], [[0.10952243755385617], [0.10952243755385617], [0.10952243755385617]], [[0.10604611288310452], [0.10604611288310452], [0.10604611288310452]], [[0.10368539732621986], [0.10368539732621986], [0.10368539732621986]], [[0.10062594311597149], [0.10062594311597149], [0.10062594311597149]], [[0.09831867636403675], [0.09831867636403675], [0.09831867636403675]], [[0.09511442523050942], [0.09511442523050942], [0.09511442523050942]], [[0.09250070006001136], [0.09250070006001136], [0.09250070006001136]], [[0.09080410204549832], [0.09080410204549832], [0.09080410204549832]], [[0.08915815758468491], [0.08915815758468491], [0.08915815758468491]], [[0.08776431128523689], [0.08776431128523689], [0.08776431128523689]], [[0.08695716987627203], [0.08695716987627203], [0.08695716987627203]], [[0.08617675301758129], [0.08617675301758129], [0.08617675301758129]], [[0.08541124234495559], [0.08541124234495559], [0.08541124234495559]], [[0.08500706295181511], [0.08500706295181511], [0.08500706295181511]], [[0.08456369880651843], [0.08456369880651843], [0.08456369880651843]], [[0.08422135054594339], [0.08422135054594339], [0.08422135054594339]], [[0.0839897138016288], [0.0839897138016288], [0.0839897138016288]], [[0.0838], [0.0838], [0.0838]], [[0.0838], [0.0838], [0.0838]], [[0.0838], [0.0838], [0.0838]], [[0.0837], [0.0837], [0.0837]], [[0.0838], [0.0838], [0.0838]], [[0.0838], [0.0838], [0.0838]], [[0.0839], [0.0839], [0.0839]], [[0.08399539091085859], [0.08399539091085859], [0.08399539091085859]], [[0.0841], [0.0841], [0.0841]], [[0.08420066672916225], [0.08420066672916225], [0.08420066672916225]], [[0.08435756818217559], [0.08435756818217559], [0.08435756818217559]], [[0.0846], [0.0846], [0.0846]], [[0.0847], [0.0847], [0.0847]], [[0.08494117793473246], [0.08494117793473246], [0.08494117793473246]], [[0.08520075986665296], [0.08520075986665296], [0.08520075986665296]], [[0.08534538423156146], [0.08534538423156146], [0.08534538423156146]], [[0.0857188832280944], [0.0857188832280944], [0.0857188832280944]], [[0.08597809395202828], [0.08597809395202828], [0.08597809395202828]], [[0.08627021227888709], [0.08627021227888709], [0.08627021227888709]], [[0.08669292594180013], [0.08669292594180013], [0.08669292594180013]], [[0.08705073546507483], [0.08705073546507483], [0.08705073546507483]], [[0.08751765875714558], [0.08751765875714558], [0.08751765875714558]], [[0.08800259973098556], [0.08800259973098556], [0.08800259973098556]], [[0.08856524759752339], [0.08856524759752339], [0.08856524759752339]], [[0.08923257776934086], [0.08923257776934086], [0.08923257776934086]], [[0.0903842239367385], [0.0903842239367385], [0.0903842239367385]], [[0.0918221839140069], [0.0918221839140069], [0.0918221839140069]], [[0.09333193555278901], [0.09333193555278901], [0.09333193555278901]], [[0.0952736719366303], [0.0952736719366303], [0.0952736719366303]], [[0.09804457482658671], [0.09804457482658671], [0.09804457482658671]], [[0.10078082613720227], [0.10078082613720227], [0.10078082613720227]], [[0.10406773359896582], [0.10406773359896582], [0.10406773359896582]], [[0.10858569393240033], [0.10858569393240033], [0.10858569393240033]], [[0.1141879465544675], [0.1141879465544675], [0.1141879465544675]], [[0.11936339474079459], [0.11936339474079459], [0.11936339474079459]], [[0.12655657420572863], [0.12655657420572863], [0.12655657420572863]], [[0.13426907161856758], [0.13426907161856758], [0.13426907161856758]], [[0.14136321153286452], [0.14136321153286452], [0.14136321153286452]], [[0.14890676127353797], [0.14890676127353797], [0.14890676127353797]], [[0.1567799901976503], [0.1567799901976503], [0.1567799901976503]], [[0.1648284429212559], [0.1648284429212559], [0.1648284429212559]], [[0.17240618709788988], [0.17240618709788988], [0.17240618709788988]], [[0.17922750127283926], [0.17922750127283926], [0.17922750127283926]], [[0.18556396034623973], [0.18556396034623973], [0.18556396034623973]], [[0.1918712019784225], [0.1918712019784225], [0.1918712019784225]], [[0.19787897363727383], [0.19787897363727383], [0.19787897363727383]], [[0.20551397528984727], [0.20551397528984727], [0.20551397528984727]], [[0.21571505435978144], [0.21571505435978144], [0.21571505435978144]], [[0.2263035657335661], [0.2263035657335661], [0.2263035657335661]], [[0.23697579255831305], [0.23697579255831305], [0.23697579255831305]], [[0.2475440778706133], [0.2475440778706133], [0.2475440778706133]], [[0.258065633486465], [0.258065633486465], [0.258065633486465]], [[0.268591691735941], [0.268591691735941], [0.268591691735941]], [[0.279112831977695], [0.279112831977695], [0.279112831977695]], [[0.2896658971967526], [0.2896658971967526], [0.2896658971967526]], [[0.30134383342006826], [0.30134383342006826], [0.30134383342006826]], [[0.3613875246849083], [0.3613875246849083], [0.3613875246849083]], [[0.42132917302665124], [0.42132917302665124], [0.42132917302665124]], [[0.4813562580489159], [0.4813562580489159], [0.4813562580489159]], [[0.544644902045498], [0.544644902045498], [0.544644902045498]], [[0.608932003366989], [0.608932003366989], [0.608932003366989]], [[0.6732498481812627], [0.6732498481812627], [0.6732498481812627]], [[0.7373694126346074], [0.7373694126346074], [0.7373694126346074]], [[0.8017480658282916], [0.8017480658282916], [0.8017480658282916]], [[0.865012433275374], [0.865012433275374], [0.865012433275374]], [[0.9245973393300273], [0.9245973393300273], [0.9245973393300273]], [[0.9811030520168087], [0.9811030520168087], [0.9811030520168087]], [[1.035072154500835], [1.035072154500835], [1.035072154500835]], [[1.0838520514515737], [1.0838520514515737], [1.0838520514515737]], [[1.1267641675966864], [1.1267641675966864], [1.1267641675966864]], [[1.1669529028482502], [1.1669529028482502], [1.1669529028482502]], [[1.2009481994709073], [1.2009481994709073], [1.2009481994709073]], [[1.2255832848714734], [1.2255832848714734], [1.2255832848714734]], [[1.2471906855899395], [1.2471906855899395], [1.2471906855899395]], [[1.2639579554320173], [1.2639579554320173], [1.2639579554320173]], [[1.2706999999625708], [1.2706999999625708], [1.2706999999625708]], [[1.2639589054802878], [1.2639589054802878], [1.2639589054802878]], [[1.2471909784871587], [1.2471909784871587], [1.2471909784871587]], [[1.2255824553549899], [1.2255824553549899], [1.2255824553549899]], [[1.2009462496472099], [1.2009462496472099], [1.2009462496472099]], [[1.1669502147035635], [1.1669502147035635], [1.1669502147035635]], [[1.1267615010104077], [1.1267615010104077], [1.1267615010104077]], [[1.0838503432017839], [1.0838503432017839], [1.0838503432017839]], [[1.0350738100773058], [1.0350738100773058], [1.0350738100773058]], [[0.981108887218578], [0.981108887218578], [0.981108887218578]], [[0.9246053213083819], [0.9246053213083819], [0.9246053213083819]], [[0.8651544049680123], [0.8651544049680123], [0.8651544049680123]], [[0.8020597564369396], [0.8020597564369396], [0.8020597564369396]], [[0.7375412872741146], [0.7375412872741146], [0.7375412872741146]], [[0.6727318847301416], [0.6727318847301416], [0.6727318847301416]], [[0.6062722391253047], [0.6062722391253047], [0.6062722391253047]], [[0.5400130351025251], [0.5400130351025251], [0.5400130351025251]], [[0.4757992619366793], [0.4757992619366793], [0.4757992619366793]], [[0.41221416180628323], [0.41221416180628323], [0.41221416180628323]], [[0.3504206643658021], [0.3504206643658021], [0.3504206643658021]], [[0.2926959314920927], [0.2926959314920927], [0.2926959314920927]], [[0.23420104691207233], [0.23420104691207233], [0.23420104691207233]], [[0.17734425174796709], [0.17734425174796709], [0.17734425174796709]], [[0.13526947761954833], [0.13526947761954833], [0.13526947761954833]], [[0.11374652330268113], [0.11374652330268113], [0.11374652330268113]], [[0.09715826767238156], [0.09715826767238156], [0.09715826767238156]], [[0.08664850466189375], [0.08664850466189375], [0.08664850466189375]], [[0.0844], [0.0844], [0.0844]], [[0.0844], [0.0844], [0.0844]], [[0.0844], [0.0844], [0.0844]], [[0.0844], [0.0844], [0.0844]]], [[[0.02464074140076669], [0.02464074140076669], [0.02464074140076669]], [[0.02580569909432451], [0.02580569909432451], [0.02580569909432451]], [[0.02942871834539518], [0.02942871834539518], [0.02942871834539518]], [[0.03523220165909676], [0.03523220165909676], [0.03523220165909676]], [[0.06185904532622094], [0.06185904532622094], [0.06185904532622094]], [[0.0976229538584653], [0.0976229538584653], [0.0976229538584653]], [[0.1404358545562948], [0.1404358545562948], [0.1404358545562948]], [[0.1898618266355637], [0.1898618266355637], [0.1898618266355637]], [[0.24544815257692218], [0.24544815257692218], [0.24544815257692218]], [[0.30653219347154986], [0.30653219347154986], [0.30653219347154986]], [[0.3724263829206935], [0.3724263829206935], [0.3724263829206935]], [[0.44251607418795447], [0.44251607418795447], [0.44251607418795447]], [[0.5158557886291057], [0.5158557886291057], [0.5158557886291057]], [[0.5917953657458499], [0.5917953657458499], [0.5917953657458499]], [[0.6693863877835179], [0.6693863877835179], [0.6693863877835179]], [[0.747874157990578], [0.747874157990578], [0.747874157990578]], [[0.826448500207229], [0.826448500207229], [0.826448500207229]], [[0.904089678452313], [0.904089678452313], [0.904089678452313]], [[0.9799921426519673], [0.9799921426519673], [0.9799921426519673]], [[1.0534263324215338], [1.0534263324215338], [1.0534263324215338]], [[1.1235703344605303], [1.1235703344605303], [1.1235703344605303]], [[1.1895009342749965], [1.1895009342749965], [1.1895009342749965]], [[1.250590531098008], [1.250590531098008], [1.250590531098008]], [[1.3063386283892886], [1.3063386283892886], [1.3063386283892886]], [[1.355928248188893], [1.355928248188893], [1.355928248188893]], [[1.398729014705725], [1.398729014705725], [1.398729014705725]], [[1.4344567981238454], [1.4344567981238454], [1.4344567981238454]], [[1.463024794591399], [1.463024794591399], [1.463024794591399]], [[1.4836134637873077], [1.4836134637873077], [1.4836134637873077]], [[1.4951900640528057], [1.4951900640528057], [1.4951900640528057]], [[1.5], [1.5], [1.5]], [[1.4951900641172955], [1.4951900641172955], [1.4951900641172955]], [[1.4836134638456298], [1.4836134638456298], [1.4836134638456298]], [[1.4630247943680663], [1.4630247943680663], [1.4630247943680663]], [[1.4344567978497234], [1.4344567978497234], [1.4344567978497234]], [[1.3987290149449179], [1.3987290149449179], [1.3987290149449179]], [[1.355928248462634], [1.355928248462634], [1.355928248462634]], [[1.306338627990761], [1.306338627990761], [1.306338627990761]], [[1.2505905316328734], [1.2505905316328734], [1.2505905316328734]], [[1.1895009343475729], [1.1895009343475729], [1.1895009343475729]], [[1.123570334118575], [1.123570334118575], [1.123570334118575]], [[1.0534263332227523], [1.0534263332227523], [1.0534263332227523]], [[0.9799921424969289], [0.9799921424969289], [0.9799921424969289]], [[0.9040896776704688], [0.9040896776704688], [0.9040896776704688]], [[0.826448499748859], [0.826448499748859], [0.826448499748859]], [[0.7478741588099511], [0.7478741588099511], [0.7478741588099511]], [[0.6693863877273374], [0.6693863877273374], [0.6693863877273374]], [[0.5917953654789297], [0.5917953654789297], [0.5917953654789297]], [[0.5158766470757943], [0.5158766470757943], [0.5158766470757943]], [[0.44503984537392294], [0.44503984537392294], [0.44503984537392294]], [[0.35620063130531965], [0.35620063130531965], [0.35620063130531965]], [[0.33549006612553084], [0.33549006612553084], [0.33549006612553084]], [[0.3144171870447617], [0.3144171870447617], [0.3144171870447617]], [[0.29324238577003114], [0.29324238577003114], [0.29324238577003114]], [[0.2713150975061302], [0.2713150975061302], [0.2713150975061302]], [[0.2468761440313916], [0.2468761440313916], [0.2468761440313916]], [[0.22128719220092194], [0.22128719220092194], [0.22128719220092194]], [[0.19609654602368132], [0.19609654602368132], [0.19609654602368132]], [[0.1728525095086302], [0.1728525095086302], [0.1728525095086302]], [[0.15310338666472922], [0.15310338666472922], [0.15310338666472922]], [[0.13837361735298742], [0.13837361735298742], [0.13837361735298742]], [[0.1270311361105049], [0.1270311361105049], [0.1270311361105049]], [[0.11712825408703549], [0.11712825408703549], [0.11712825408703549]], [[0.10840634470658521], [0.10840634470658521], [0.10840634470658521]], [[0.10060678139316026], [0.10060678139316026], [0.10060678139316026]], [[0.09347093757076677], [0.09347093757076677], [0.09347093757076677]], [[0.0867401866634108], [0.0867401866634108], [0.0867401866634108]], [[0.08027862426881537], [0.08027862426881537], [0.08027862426881537]], [[0.07452323565445125], [0.07452323565445125], [0.07452323565445125]], [[0.06923405088077107], [0.06923405088077107], [0.06923405088077107]], [[0.06405268961205317], [0.06405268961205317], [0.06405268961205317]], [[0.05898288013582364], [0.05898288013582364], [0.05898288013582364]], [[0.05409412262859782], [0.05409412262859782], [0.05409412262859782]], [[0.049349798528281405], [0.049349798528281405], [0.049349798528281405]], [[0.04471347879953847], [0.04471347879953847], [0.04471347879953847]], [[0.040199004880518], [0.040199004880518], [0.040199004880518]], [[0.03585302968117167], [0.03585302968117167], [0.03585302968117167]], [[0.03163865671647843], [0.03163865671647843], [0.03163865671647843]], [[0.027419286777057416], [0.027419286777057416], [0.027419286777057416]], [[0.02357100750276475], [0.02357100750276475], [0.02357100750276475]], [[0.02047421459668331], [0.02047421459668331], [0.02047421459668331]], [[0.01780756485408061], [0.01780756485408061], [0.01780756485408061]], [[0.015540990599252593], [0.015540990599252593], [0.015540990599252593]], [[0.013858600025055628], [0.013858600025055628], [0.013858600025055628]], [[0.012683332204736393], [0.012683332204736393], [0.012683332204736393]], [[0.011752720086393408], [0.011752720086393408], [0.011752720086393408]], [[0.01097276269946183], [0.01097276269946183], [0.01097276269946183]], [[0.010281264490461897], [0.010281264490461897], [0.010281264490461897]], [[0.009691652923478258], [0.009691652923478258], [0.009691652923478258]], [[0.009146970428664724], [0.009146970428664724], [0.009146970428664724]], [[0.0085769895785427], [0.0085769895785427], [0.0085769895785427]], [[0.007925654161542055], [0.007925654161542055], [0.007925654161542055]], [[0.0073412564391372075], [0.0073412564391372075], [0.0073412564391372075]], [[0.007002474342732667], [0.007002474342732667], [0.007002474342732667]], [[0.006825179725152748], [0.006825179725152748], [0.006825179725152748]], [[0.006694017221751008], [0.006694017221751008], [0.006694017221751008]], [[0.00663239122998191], [0.00663239122998191], [0.00663239122998191]], [[0.006634162084161137], [0.006634162084161137], [0.006634162084161137]], [[0.006646002616371678], [0.006646002616371678], [0.006646002616371678]], [[0.006678451242394257], [0.006678451242394257], [0.006678451242394257]], [[0.006726738725493311], [0.006726738725493311], [0.006726738725493311]], [[0.006796330671090491], [0.006796330671090491], [0.006796330671090491]], [[0.006888308330822744], [0.006888308330822744], [0.006888308330822744]], [[0.007002453069202364], [0.007002453069202364], [0.007002453069202364]], [[0.007134947215316324], [0.007134947215316324], [0.007134947215316324]], [[0.007295468709054304], [0.007295468709054304], [0.007295468709054304]], [[0.007492831928462707], [0.007492831928462707], [0.007492831928462707]], [[0.007732184905642564], [0.007732184905642564], [0.007732184905642564]], [[0.008050354102499251], [0.008050354102499251], [0.008050354102499251]], [[0.008515443241772697], [0.008515443241772697], [0.008515443241772697]], [[0.009043471190630053], [0.009043471190630053], [0.009043471190630053]], [[0.009650332665580772], [0.009650332665580772], [0.009650332665580772]], [[0.010403372075420214], [0.010403372075420214], [0.010403372075420214]], [[0.011204267074148665], [0.011204267074148665], [0.011204267074148665]], [[0.011990878671987613], [0.011990878671987613], [0.011990878671987613]], [[0.01281431835167492], [0.01281431835167492], [0.01281431835167492]], [[0.013685900017146748], [0.013685900017146748], [0.013685900017146748]], [[0.014628707038235428], [0.014628707038235428], [0.014628707038235428]], [[0.015657287830489478], [0.015657287830489478], [0.015657287830489478]], [[0.016789341352831427], [0.016789341352831427], [0.016789341352831427]], [[0.018147306018722005], [0.018147306018722005], [0.018147306018722005]], [[0.01983015463377329], [0.01983015463377329], [0.01983015463377329]], [[0.02200286892529567], [0.02200286892529567], [0.02200286892529567]], [[0.025059669168810982], [0.025059669168810982], [0.025059669168810982]], [[0.029600562802559932], [0.029600562802559932], [0.029600562802559932]], [[0.03582319854492027], [0.03582319854492027], [0.03582319854492027]], [[0.04388650508787661], [0.04388650508787661], [0.04388650508787661]], [[0.05348438358691562], [0.05348438358691562], [0.05348438358691562]], [[0.06426659939691338], [0.06426659939691338], [0.06426659939691338]], [[0.07519303656284898], [0.07519303656284898], [0.07519303656284898]], [[0.08566294234613277], [0.08566294234613277], [0.08566294234613277]], [[0.0961358012668057], [0.0961358012668057], [0.0961358012668057]], [[0.10669054613729248], [0.10669054613729248], [0.10669054613729248]], [[0.11733387161855495], [0.11733387161855495], [0.11733387161855495]], [[0.12784621336985455], [0.12784621336985455], [0.12784621336985455]], [[0.13832182256180162], [0.13832182256180162], [0.13832182256180162]], [[0.14891086121019464], [0.14891086121019464], [0.14891086121019464]], [[0.1597634913308319], [0.1597634913308319], [0.1597634913308319]], [[0.17102987493951188], [0.17102987493951188], [0.17102987493951188]], [[0.18286017405203323], [0.18286017405203323], [0.18286017405203323]], [[0.19515392421601674], [0.19515392421601674], [0.19515392421601674]], [[0.20771751831330104], [0.20771751831330104], [0.20771751831330104]], [[0.22073343484794197], [0.22073343484794197], [0.22073343484794197]], [[0.23438730559101686], [0.23438730559101686], [0.23438730559101686]], [[0.24886476231360355], [0.24886476231360355], [0.24886476231360355]], [[0.2643514367867796], [0.2643514367867796], [0.2643514367867796]], [[0.28115113951031356], [0.28115113951031356], [0.28115113951031356]], [[0.30092059081897193], [0.30092059081897193], [0.30092059081897193]], [[0.32320585908994615], [0.32320585908994615], [0.32320585908994615]], [[0.3467955003924829], [0.3467955003924829], [0.3467955003924829]], [[0.4455891960198274], [0.4455891960198274], [0.4455891960198274]], [[0.5158811871630801], [0.5158811871630801], [0.5158811871630801]], [[0.59179536547893], [0.59179536547893], [0.59179536547893]], [[0.6693863877273379], [0.6693863877273379], [0.6693863877273379]], [[0.747874158809951], [0.747874158809951], [0.747874158809951]], [[0.8264484997488591], [0.8264484997488591], [0.8264484997488591]], [[0.9040896776704691], [0.9040896776704691], [0.9040896776704691]], [[0.9799921424969289], [0.9799921424969289], [0.9799921424969289]], [[1.0534263332227525], [1.0534263332227525], [1.0534263332227525]], [[1.1235703341185754], [1.1235703341185754], [1.1235703341185754]], [[1.189500934347573], [1.189500934347573], [1.189500934347573]], [[1.2505905316328734], [1.2505905316328734], [1.2505905316328734]], [[1.306338627990761], [1.306338627990761], [1.306338627990761]], [[1.3559282484626343], [1.3559282484626343], [1.3559282484626343]], [[1.398729014944918], [1.398729014944918], [1.398729014944918]], [[1.4344567978497238], [1.4344567978497238], [1.4344567978497238]], [[1.4630247943680665], [1.4630247943680665], [1.4630247943680665]], [[1.4836134638456298], [1.4836134638456298], [1.4836134638456298]], [[1.4951900641172955], [1.4951900641172955], [1.4951900641172955]], [[1.5], [1.5], [1.5]], [[1.495190064052806], [1.495190064052806], [1.495190064052806]], [[1.4836134637873077], [1.4836134637873077], [1.4836134637873077]], [[1.4630247945913988], [1.4630247945913988], [1.4630247945913988]], [[1.4344567981238454], [1.4344567981238454], [1.4344567981238454]], [[1.3987290147057247], [1.3987290147057247], [1.3987290147057247]], [[1.355928248188893], [1.355928248188893], [1.355928248188893]], [[1.3063386283892882], [1.3063386283892882], [1.3063386283892882]], [[1.250590531098008], [1.250590531098008], [1.250590531098008]], [[1.1895009342749967], [1.1895009342749967], [1.1895009342749967]], [[1.12357033446053], [1.12357033446053], [1.12357033446053]], [[1.053426332421534], [1.053426332421534], [1.053426332421534]], [[0.9799921426519675], [0.9799921426519675], [0.9799921426519675]], [[0.9040896784523125], [0.9040896784523125], [0.9040896784523125]], [[0.8264485002072283], [0.8264485002072283], [0.8264485002072283]], [[0.7478741579905779], [0.7478741579905779], [0.7478741579905779]], [[0.6693863877835172], [0.6693863877835172], [0.6693863877835172]], [[0.5917953657458491], [0.5917953657458491], [0.5917953657458491]], [[0.5158557886291057], [0.5158557886291057], [0.5158557886291057]], [[0.44251607418795447], [0.44251607418795447], [0.44251607418795447]], [[0.37242638292069297], [0.37242638292069297], [0.37242638292069297]], [[0.3065316307547298], [0.3065316307547298], [0.3065316307547298]], [[0.2454461864990076], [0.2454461864990076], [0.2454461864990076]], [[0.18986535295969287], [0.18986535295969287], [0.18986535295969287]], [[0.14043294088913863], [0.14043294088913863], [0.14043294088913863]], [[0.09762326311063277], [0.09762326311063277], [0.09762326311063277]], [[0.061857189188377106], [0.061857189188377106], [0.061857189188377106]], [[0.03523215929240345], [0.03523215929240345], [0.03523215929240345]], [[0.029428720367750676], [0.029428720367750676], [0.029428720367750676]], [[0.02580569909432451], [0.02580569909432451], [0.02580569909432451]], [[0.024640741400766688], [0.024640741400766688], [0.024640741400766688]]], [[[0.011774716363659291], [0.011774716363659291], [0.011774716363659291]], [[0.012956794093589775], [0.012956794093589775], [0.012956794093589775]], [[0.016633208806910216], [0.016633208806910216], [0.016633208806910216]], [[0.022655749316810435], [0.022655749316810435], [0.022655749316810435]], [[0.033199357827176056], [0.033199357827176056], [0.033199357827176056]], [[0.07009656737643084], [0.07009656737643084], [0.07009656737643084]], [[0.11340195092413567], [0.11340195092413567], [0.11340195092413567]], [[0 | 4D array with the drag coefficients of the airfoils. Dimension 0 is along the different airfoils defined in the yaml, dimension 1 is along the angles of attack, dimension 2 is along the Reynolds number, dimension 3 is along the number of tabs, which may describe multiple sets at the same station, for example in presence of a flap.
blade.interp_airfoils.cm | input |  | [[[[-0.0001], [-0.0001], [-0.0001]], [[-0.0001], [-0.0001], [-0.0001]], [[-0.0001], [-0.0001], [-0.0001]], [[-0.0001], [-0.0001], [-0.0001]], [[-0.0001], [-0.0001], [-0.0001]], [[-0.0001], [-0.0001], [-0.0001]], [[-0.0001], [-0.0001], [-0.0001]], [[-0.0001], [-0.0001], [-0.0001]], [[-0.0001], [-0.0001], [-0.0001]], [[-0.0001], [-0.0001], [-0.0001]], [[-0.0001], [-0.0001], [-0.0001]], [[-0.0001], [-0.0001], [-0.0001]], [[-0.0001], [-0.0001], [-0.0001]], [[-0.0001], [-0.0001], [-0.0001]], [[-0.0001], [-0.0001], [-0.0001]], [[-0.0001], [-0.0001], [-0.0001]], [[-0.0001], [-0.0001], [-0.0001]], [[-0.0001], [-0.0001], [-0.0001]], [[-0.0001], [-0.0001], [-0.0001]], [[-0.0001], [-0.0001], [-0.0001]], [[-0.0001], [-0.0001], [-0.0001]], [[-0.0001], [-0.0001], [-0.0001]], [[-0.0001], [-0.0001], [-0.0001]], [[-0.0001], [-0.0001], [-0.0001]], [[-0.0001], [-0.0001], [-0.0001]], [[-0.0001], [-0.0001], [-0.0001]], [[-0.0001], [-0.0001], [-0.0001]], [[-0.0001], [-0.0001], [-0.0001]], [[-0.0001], [-0.0001], [-0.0001]], [[-0.0001], [-0.0001], [-0.0001]], [[-0.0001], [-0.0001], [-0.0001]], [[-0.0001], [-0.0001], [-0.0001]], [[-0.0001], [-0.0001], [-0.0001]], [[-0.0001], [-0.0001], [-0.0001]], [[-0.0001], [-0.0001], [-0.0001]], [[-0.0001], [-0.0001], [-0.0001]], [[-0.0001], [-0.0001], [-0.0001]], [[-0.0001], [-0.0001], [-0.0001]], [[-0.0001], [-0.0001], [-0.0001]], [[-0.0001], [-0.0001], [-0.0001]], [[-0.0001], [-0.0001], [-0.0001]], [[-0.0001], [-0.0001], [-0.0001]], [[-0.0001], [-0.0001], [-0.0001]], [[-0.0001], [-0.0001], [-0.0001]], [[-0.0001], [-0.0001], [-0.0001]], [[-0.0001], [-0.0001], [-0.0001]], [[-0.0001], [-0.0001], [-0.0001]], [[-0.0001], [-0.0001], [-0.0001]], [[-0.0001], [-0.0001], [-0.0001]], [[-0.0001], [-0.0001], [-0.0001]], [[-0.0001], [-0.0001], [-0.0001]], [[-0.0001], [-0.0001], [-0.0001]], [[-0.0001], [-0.0001], [-0.0001]], [[-0.0001], [-0.0001], [-0.0001]], [[-0.0001], [-0.0001], [-0.0001]], [[-0.0001], [-0.0001], [-0.0001]], [[-0.0001], [-0.0001], [-0.0001]], [[-0.0001], [-0.0001], [-0.0001]], [[-0.0001], [-0.0001], [-0.0001]], [[-0.0001], [-0.0001], [-0.0001]], [[-0.0001], [-0.0001], [-0.0001]], [[-0.0001], [-0.0001], [-0.0001]], [[-0.0001], [-0.0001], [-0.0001]], [[-0.0001], [-0.0001], [-0.0001]], [[-0.0001], [-0.0001], [-0.0001]], [[-0.0001], [-0.0001], [-0.0001]], [[-0.0001], [-0.0001], [-0.0001]], [[-0.0001], [-0.0001], [-0.0001]], [[-0.0001], [-0.0001], [-0.0001]], [[-0.0001], [-0.0001], [-0.0001]], [[-0.0001], [-0.0001], [-0.0001]], [[-0.0001], [-0.0001], [-0.0001]], [[-0.0001], [-0.0001], [-0.0001]], [[-0.0001], [-0.0001], [-0.0001]], [[-0.0001], [-0.0001], [-0.0001]], [[-0.0001], [-0.0001], [-0.0001]], [[-0.0001], [-0.0001], [-0.0001]], [[-0.0001], [-0.0001], [-0.0001]], [[-0.0001], [-0.0001], [-0.0001]], [[-0.0001], [-0.0001], [-0.0001]], [[-0.0001], [-0.0001], [-0.0001]], [[-0.0001], [-0.0001], [-0.0001]], [[-0.0001], [-0.0001], [-0.0001]], [[-0.0001], [-0.0001], [-0.0001]], [[-0.0001], [-0.0001], [-0.0001]], [[-0.0001], [-0.0001], [-0.0001]], [[-0.0001], [-0.0001], [-0.0001]], [[-0.0001], [-0.0001], [-0.0001]], [[-0.0001], [-0.0001], [-0.0001]], [[-0.0001], [-0.0001], [-0.0001]], [[-0.0001], [-0.0001], [-0.0001]], [[-0.0001], [-0.0001], [-0.0001]], [[-0.0001], [-0.0001], [-0.0001]], [[-0.0001], [-0.0001], [-0.0001]], [[-0.0001], [-0.0001], [-0.0001]], [[-0.0001], [-0.0001], [-0.0001]], [[-0.0001], [-0.0001], [-0.0001]], [[-0.0001], [-0.0001], [-0.0001]], [[-0.0001], [-0.0001], [-0.0001]], [[-0.0001], [-0.0001], [-0.0001]], [[-0.0001], [-0.0001], [-0.0001]], [[-0.0001], [-0.0001], [-0.0001]], [[-0.0001], [-0.0001], [-0.0001]], [[-0.0001], [-0.0001], [-0.0001]], [[-0.0001], [-0.0001], [-0.0001]], [[-0.0001], [-0.0001], [-0.0001]], [[-0.0001], [-0.0001], [-0.0001]], [[-0.0001], [-0.0001], [-0.0001]], [[-0.0001], [-0.0001], [-0.0001]], [[-0.0001], [-0.0001], [-0.0001]], [[-0.0001], [-0.0001], [-0.0001]], [[-0.0001], [-0.0001], [-0.0001]], [[-0.0001], [-0.0001], [-0.0001]], [[-0.0001], [-0.0001], [-0.0001]], [[-0.0001], [-0.0001], [-0.0001]], [[-0.0001], [-0.0001], [-0.0001]], [[-0.0001], [-0.0001], [-0.0001]], [[-0.0001], [-0.0001], [-0.0001]], [[-0.0001], [-0.0001], [-0.0001]], [[-0.0001], [-0.0001], [-0.0001]], [[-0.0001], [-0.0001], [-0.0001]], [[-0.0001], [-0.0001], [-0.0001]], [[-0.0001], [-0.0001], [-0.0001]], [[-0.0001], [-0.0001], [-0.0001]], [[-0.0001], [-0.0001], [-0.0001]], [[-0.0001], [-0.0001], [-0.0001]], [[-0.0001], [-0.0001], [-0.0001]], [[-0.0001], [-0.0001], [-0.0001]], [[-0.0001], [-0.0001], [-0.0001]], [[-0.0001], [-0.0001], [-0.0001]], [[-0.0001], [-0.0001], [-0.0001]], [[-0.0001], [-0.0001], [-0.0001]], [[-0.0001], [-0.0001], [-0.0001]], [[-0.0001], [-0.0001], [-0.0001]], [[-0.0001], [-0.0001], [-0.0001]], [[-0.0001], [-0.0001], [-0.0001]], [[-0.0001], [-0.0001], [-0.0001]], [[-0.0001], [-0.0001], [-0.0001]], [[-0.0001], [-0.0001], [-0.0001]], [[-0.0001], [-0.0001], [-0.0001]], [[-0.0001], [-0.0001], [-0.0001]], [[-0.0001], [-0.0001], [-0.0001]], [[-0.0001], [-0.0001], [-0.0001]], [[-0.0001], [-0.0001], [-0.0001]], [[-0.0001], [-0.0001], [-0.0001]], [[-0.0001], [-0.0001], [-0.0001]], [[-0.0001], [-0.0001], [-0.0001]], [[-0.0001], [-0.0001], [-0.0001]], [[-0.0001], [-0.0001], [-0.0001]], [[-0.0001], [-0.0001], [-0.0001]], [[-0.0001], [-0.0001], [-0.0001]], [[-0.0001], [-0.0001], [-0.0001]], [[-0.0001], [-0.0001], [-0.0001]], [[-0.0001], [-0.0001], [-0.0001]], [[-0.0001], [-0.0001], [-0.0001]], [[-0.0001], [-0.0001], [-0.0001]], [[-0.0001], [-0.0001], [-0.0001]], [[-0.0001], [-0.0001], [-0.0001]], [[-0.0001], [-0.0001], [-0.0001]], [[-0.0001], [-0.0001], [-0.0001]], [[-0.0001], [-0.0001], [-0.0001]], [[-0.0001], [-0.0001], [-0.0001]], [[-0.0001], [-0.0001], [-0.0001]], [[-0.0001], [-0.0001], [-0.0001]], [[-0.0001], [-0.0001], [-0.0001]], [[-0.0001], [-0.0001], [-0.0001]], [[-0.0001], [-0.0001], [-0.0001]], [[-0.0001], [-0.0001], [-0.0001]], [[-0.0001], [-0.0001], [-0.0001]], [[-0.0001], [-0.0001], [-0.0001]], [[-0.0001], [-0.0001], [-0.0001]], [[-0.0001], [-0.0001], [-0.0001]], [[-0.0001], [-0.0001], [-0.0001]], [[-0.0001], [-0.0001], [-0.0001]], [[-0.0001], [-0.0001], [-0.0001]], [[-0.0001], [-0.0001], [-0.0001]], [[-0.0001], [-0.0001], [-0.0001]], [[-0.0001], [-0.0001], [-0.0001]], [[-0.0001], [-0.0001], [-0.0001]], [[-0.0001], [-0.0001], [-0.0001]], [[-0.0001], [-0.0001], [-0.0001]], [[-0.0001], [-0.0001], [-0.0001]], [[-0.0001], [-0.0001], [-0.0001]], [[-0.0001], [-0.0001], [-0.0001]], [[-0.0001], [-0.0001], [-0.0001]], [[-0.0001], [-0.0001], [-0.0001]], [[-0.0001], [-0.0001], [-0.0001]], [[-0.0001], [-0.0001], [-0.0001]], [[-0.0001], [-0.0001], [-0.0001]], [[-0.0001], [-0.0001], [-0.0001]], [[-0.0001], [-0.0001], [-0.0001]], [[-0.0001], [-0.0001], [-0.0001]], [[-0.0001], [-0.0001], [-0.0001]], [[-0.0001], [-0.0001], [-0.0001]], [[-0.0001], [-0.0001], [-0.0001]], [[-0.0001], [-0.0001], [-0.0001]], [[-0.0001], [-0.0001], [-0.0001]], [[-0.0001], [-0.0001], [-0.0001]], [[-0.0001], [-0.0001], [-0.0001]], [[-0.0001], [-0.0001], [-0.0001]]], [[[-0.0016463979672204404], [-0.0016463979672204404], [-0.0016463979672204404]], [[0.1374968475748013], [0.1374968475748013], [0.1374968475748013]], [[0.2484757971208787], [0.2484757971208787], [0.2484757971208787]], [[0.30806855908266645], [0.30806855908266645], [0.30806855908266645]], [[0.3102017794708924], [0.3102017794708924], [0.3102017794708924]], [[0.3007663605487492], [0.3007663605487492], [0.3007663605487492]], [[0.28919500553485206], [0.28919500553485206], [0.28919500553485206]], [[0.28088711627845947], [0.28088711627845947], [0.28088711627845947]], [[0.27552708153272865], [0.27552708153272865], [0.27552708153272865]], [[0.27036702172108534], [0.27036702172108534], [0.27036702172108534]], [[0.26320065954858457], [0.26320065954858457], [0.26320065954858457]], [[0.24744268300568883], [0.24744268300568883], [0.24744268300568883]], [[0.22529522822098505], [0.22529522822098505], [0.22529522822098505]], [[0.2077361126796687], [0.2077361126796687], [0.2077361126796687]], [[0.20111614165837505], [0.20111614165837505], [0.20111614165837505]], [[0.19658053473715809], [0.19658053473715809], [0.19658053473715809]], [[0.19378698084531096], [0.19378698084531096], [0.19378698084531096]], [[0.19332699896772113], [0.19332699896772113], [0.19332699896772113]], [[0.19495978740471398], [0.19495978740471398], [0.19495978740471398]], [[0.19775669281436584], [0.19775669281436584], [0.19775669281436584]], [[0.20080026763230077], [0.20080026763230077], [0.20080026763230077]], [[0.204323410351384], [0.204323410351384], [0.204323410351384]], [[0.20853891368155564], [0.20853891368155564], [0.20853891368155564]], [[0.2124998195702135], [0.2124998195702135], [0.2124998195702135]], [[0.21579150651214335], [0.21579150651214335], [0.21579150651214335]], [[0.21912692189931748], [0.21912692189931748], [0.21912692189931748]], [[0.22154290764184867], [0.22154290764184867], [0.22154290764184867]], [[0.22207334808311838], [0.22207334808311838], [0.22207334808311838]], [[0.22169305820909918], [0.22169305820909918], [0.22169305820909918]], [[0.22091335240635812], [0.22091335240635812], [0.22091335240635812]], [[0.21979991170397092], [0.21979991170397092], [0.21979991170397092]], [[0.21577351838365852], [0.21577351838365852], [0.21577351838365852]], [[0.2079318986440016], [0.2079318986440016], [0.2079318986440016]], [[0.1988548599747143], [0.1988548599747143], [0.1988548599747143]], [[0.19018196467609585], [0.19018196467609585], [0.19018196467609585]], [[0.18052871848240643], [0.18052871848240643], [0.18052871848240643]], [[0.17031502088870842], [0.17031502088870842], [0.17031502088870842]], [[0.16009092293995722], [0.16009092293995722], [0.16009092293995722]], [[0.14953598249285854], [0.14953598249285854], [0.14953598249285854]], [[0.13885083058129777], [0.13885083058129777], [0.13885083058129777]], [[0.12849953092267594], [0.12849953092267594], [0.12849953092267594]], [[0.11843767169238903], [0.11843767169238903], [0.11843767169238903]], [[0.10858782550969723], [0.10858782550969723], [0.10858782550969723]], [[0.09936439241537001], [0.09936439241537001], [0.09936439241537001]], [[0.09102408839932381], [0.09102408839932381], [0.09102408839932381]], [[0.08327573670005874], [0.08327573670005874], [0.08327573670005874]], [[0.07608519832168072], [0.07608519832168072], [0.07608519832168072]], [[0.06955269681782358], [0.06955269681782358], [0.06955269681782358]], [[0.0644279995599259], [0.0644279995599259], [0.0644279995599259]], [[0.05929961253604659], [0.05929961253604659], [0.05929961253604659]], [[0.05219979558740971], [0.05219979558740971], [0.05219979558740971]], [[0.050306126923697604], [0.050306126923697604], [0.050306126923697604]], [[0.04816216421273469], [0.04816216421273469], [0.04816216421273469]], [[0.0457755929821767], [0.0457755929821767], [0.0457755929821767]], [[0.04315409875967925], [0.04315409875967925], [0.04315409875967925]], [[0.040305367072898036], [0.040305367072898036], [0.040305367072898036]], [[0.037237083449488735], [0.037237083449488735], [0.037237083449488735]], [[0.033956933417106996], [0.033956933417106996], [0.033956933417106996]], [[0.03047260250340848], [0.03047260250340848], [0.03047260250340848]], [[0.0267917762360489], [0.0267917762360489], [0.0267917762360489]], [[0.02292214014268387], [0.02292214014268387], [0.02292214014268387]], [[0.018871379750969083], [0.018871379750969083], [0.018871379750969083]], [[0.014647180588560228], [0.014647180588560228], [0.014647180588560228]], [[0.010257228183112935], [0.010257228183112935], [0.010257228183112935]], [[0.005709208062282893], [0.005709208062282893], [0.005709208062282893]], [[0.0010108057537257919], [0.0010108057537257919], [0.0010108057537257919]], [[-0.003830293214902747], [-0.003830293214902747], [-0.003830293214902747]], [[-0.009073619911823212], [-0.009073619911823212], [-0.009073619911823212]], [[-0.010285663487081473], [-0.010285663487081473], [-0.010285663487081473]], [[-0.011628650529365956], [-0.011628650529365956], [-0.011628650529365956]], [[-0.01284103140893681], [-0.01284103140893681], [-0.01284103140893681]], [[-0.013863827520447684], [-0.013863827520447684], [-0.013863827520447684]], [[-0.014833124011453999], [-0.014833124011453999], [-0.014833124011453999]], [[-0.015729079161570386], [-0.015729079161570386], [-0.015729079161570386]], [[-0.016468344612194492], [-0.016468344612194492], [-0.016468344612194492]], [[-0.01721354747095932], [-0.01721354747095932], [-0.01721354747095932]], [[-0.017809138164765037], [-0.017809138164765037], [-0.017809138164765037]], [[-0.018496230752214897], [-0.018496230752214897], [-0.018496230752214897]], [[-0.0188], [-0.0188], [-0.0188]], [[-0.0194], [-0.0194], [-0.0194]], [[-0.01974562088953868], [-0.01974562088953868], [-0.01974562088953868]], [[-0.019964880334157817], [-0.019964880334157817], [-0.019964880334157817]], [[-0.019499517004266755], [-0.019499517004266755], [-0.019499517004266755]], [[-0.018300000052906145], [-0.018300000052906145], [-0.018300000052906145]], [[-0.021237642672301184], [-0.021237642672301184], [-0.021237642672301184]], [[-0.0264013747159762], [-0.0264013747159762], [-0.0264013747159762]], [[-0.03274108429044775], [-0.03274108429044775], [-0.03274108429044775]], [[-0.03889909327299801], [-0.03889909327299801], [-0.03889909327299801]], [[-0.045571469450948913], [-0.045571469450948913], [-0.045571469450948913]], [[-0.05260318050612237], [-0.05260318050612237], [-0.05260318050612237]], [[-0.05851460879522928], [-0.05851460879522928], [-0.05851460879522928]], [[-0.06516244263325704], [-0.06516244263325704], [-0.06516244263325704]], [[-0.07103947957969535], [-0.07103947957969535], [-0.07103947957969535]], [[-0.07603970381873149], [-0.07603970381873149], [-0.07603970381873149]], [[-0.08052730760461355], [-0.08052730760461355], [-0.08052730760461355]], [[-0.08391978250667888], [-0.08391978250667888], [-0.08391978250667888]], [[-0.08753262467629279], [-0.08753262467629279], [-0.08753262467629279]], [[-0.09092712804110649], [-0.09092712804110649], [-0.09092712804110649]], [[-0.09408992605774762], [-0.09408992605774762], [-0.09408992605774762]], [[-0.09696776751051267], [-0.09696776751051267], [-0.09696776751051267]], [[-0.09989861544301573], [-0.09989861544301573], [-0.09989861544301573]], [[-0.10276444366688384], [-0.10276444366688384], [-0.10276444366688384]], [[-0.10552239309199107], [-0.10552239309199107], [-0.10552239309199107]], [[-0.10824431432308658], [-0.10824431432308658], [-0.10824431432308658]], [[-0.11058237825750909], [-0.11058237825750909], [-0.11058237825750909]], [[-0.11300556398950393], [-0.11300556398950393], [-0.11300556398950393]], [[-0.11517733571607137], [-0.11517733571607137], [-0.11517733571607137]], [[-0.11734143106397518], [-0.11734143106397518], [-0.11734143106397518]], [[-0.11920527886798098], [-0.11920527886798098], [-0.11920527886798098]], [[-0.12096217467425521], [-0.12096217467425521], [-0.12096217467425521]], [[-0.1225148906525596], [-0.1225148906525596], [-0.1225148906525596]], [[-0.12389046976014151], [-0.12389046976014151], [-0.12389046976014151]], [[-0.1251596996682939], [-0.1251596996682939], [-0.1251596996682939]], [[-0.1258917475711892], [-0.1258917475711892], [-0.1258917475711892]], [[-0.1266094990690625], [-0.1266094990690625], [-0.1266094990690625]], [[-0.12690530594581764], [-0.12690530594581764], [-0.12690530594581764]], [[-0.12639897561979782], [-0.12639897561979782], [-0.12639897561979782]], [[-0.12566410461310196], [-0.12566410461310196], [-0.12566410461310196]], [[-0.12262476423987657], [-0.12262476423987657], [-0.12262476423987657]], [[-0.1184291319176223], [-0.1184291319176223], [-0.1184291319176223]], [[-0.11508210779077754], [-0.11508210779077754], [-0.11508210779077754]], [[-0.11286868158433054], [-0.11286868158433054], [-0.11286868158433054]], [[-0.1108180753273532], [-0.1108180753273532], [-0.1108180753273532]], [[-0.10855616144472718], [-0.10855616144472718], [-0.10855616144472718]], [[-0.10702370791898037], [-0.10702370791898037], [-0.10702370791898037]], [[-0.10555674370294336], [-0.10555674370294336], [-0.10555674370294336]], [[-0.10390176755181375], [-0.10390176755181375], [-0.10390176755181375]], [[-0.10254437185249939], [-0.10254437185249939], [-0.10254437185249939]], [[-0.10157103136933837], [-0.10157103136933837], [-0.10157103136933837]], [[-0.1005228011183096], [-0.1005228011183096], [-0.1005228011183096]], [[-0.09993984587302318], [-0.09993984587302318], [-0.09993984587302318]], [[-0.0998100060740563], [-0.0998100060740563], [-0.0998100060740563]], [[-0.10008475506644479], [-0.10008475506644479], [-0.10008475506644479]], [[-0.10118036413461762], [-0.10118036413461762], [-0.10118036413461762]], [[-0.10265049733123516], [-0.10265049733123516], [-0.10265049733123516]], [[-0.10453064295147542], [-0.10453064295147542], [-0.10453064295147542]], [[-0.1069581656288985], [-0.1069581656288985], [-0.1069581656288985]], [[-0.10979293498202411], [-0.10979293498202411], [-0.10979293498202411]], [[-0.11268784728955449], [-0.11268784728955449], [-0.11268784728955449]], [[-0.11594299589093454], [-0.11594299589093454], [-0.11594299589093454]], [[-0.12034406901386757], [-0.12034406901386757], [-0.12034406901386757]], [[-0.12617226803098797], [-0.12617226803098797], [-0.12617226803098797]], [[-0.13227313374925115], [-0.13227313374925115], [-0.13227313374925115]], [[-0.1383337589843899], [-0.1383337589843899], [-0.1383337589843899]], [[-0.1444030497625908], [-0.1444030497625908], [-0.1444030497625908]], [[-0.15042427021627766], [-0.15042427021627766], [-0.15042427021627766]], [[-0.1564134881991745], [-0.1564134881991745], [-0.1564134881991745]], [[-0.16247704357099915], [-0.16247704357099915], [-0.16247704357099915]], [[-0.16897226942143279], [-0.16897226942143279], [-0.16897226942143279]], [[-0.17257639238064687], [-0.17257639238064687], [-0.17257639238064687]], [[-0.18719277289415168], [-0.18719277289415168], [-0.18719277289415168]], [[-0.20199634131396585], [-0.20199634131396585], [-0.20199634131396585]], [[-0.21681792536572206], [-0.21681792536572206], [-0.21681792536572206]], [[-0.2276025523376413], [-0.2276025523376413], [-0.2276025523376413]], [[-0.2370104010237921], [-0.2370104010237921], [-0.2370104010237921]], [[-0.24634319843661925], [-0.24634319843661925], [-0.24634319843661925]], [[-0.25580427393815686], [-0.25580427393815686], [-0.25580427393815686]], [[-0.26495155618177274], [-0.26495155618177274], [-0.26495155618177274]], [[-0.27403793199601706], [-0.27403793199601706], [-0.27403793199601706]], [[-0.2832995590655601], [-0.2832995590655601], [-0.2832995590655601]], [[-0.2928518421338477], [-0.2928518421338477], [-0.2928518421338477]], [[-0.30257447703535], [-0.30257447703535], [-0.30257447703535]], [[-0.3123500754431742], [-0.3123500754431742], [-0.3123500754431742]], [[-0.32216011828517765], [-0.32216011828517765], [-0.32216011828517765]], [[-0.33211280417819905], [-0.33211280417819905], [-0.33211280417819905]], [[-0.3419125187021995], [-0.3419125187021995], [-0.3419125187021995]], [[-0.3513682620214922], [-0.3513682620214922], [-0.3513682620214922]], [[-0.3614004204868424], [-0.3614004204868424], [-0.3614004204868424]], [[-0.3706988582969947], [-0.3706988582969947], [-0.3706988582969947]], [[-0.37729967749143634], [-0.37729967749143634], [-0.37729967749143634]], [[-0.3817986897648014], [-0.3817986897648014], [-0.3817986897648014]], [[-0.38551012071301116], [-0.38551012071301116], [-0.38551012071301116]], [[-0.38754669124284713], [-0.38754669124284713], [-0.38754669124284713]], [[-0.3876390192511365], [-0.3876390192511365], [-0.3876390192511365]], [[-0.3873492864561702], [-0.3873492864561702], [-0.3873492864561702]], [[-0.38688005845645346], [-0.38688005845645346], [-0.38688005845645346]], [[-0.38617835202182876], [-0.38617835202182876], [-0.38617835202182876]], [[-0.384190845022466], [-0.384190845022466], [-0.384190845022466]], [[-0.38183279422409583], [-0.38183279422409583], [-0.38183279422409583]], [[-0.380600016033604], [-0.380600016033604], [-0.380600016033604]], [[-0.3804512783259557], [-0.3804512783259557], [-0.3804512783259557]], [[-0.3803507922102068], [-0.3803507922102068], [-0.3803507922102068]], [[-0.38030326219164545], [-0.38030326219164545], [-0.38030326219164545]], [[-0.3815352412270618], [-0.3815352412270618], [-0.3815352412270618]], [[-0.38727233305230424], [-0.38727233305230424], [-0.38727233305230424]], [[-0.3962334154802092], [-0.3962334154802092], [-0.3962334154802092]], [[-0.4078645308329561], [-0.4078645308329561], [-0.4078645308329561]], [[-0.43154489445884747], [-0.43154489445884747], [-0.43154489445884747]], [[-0.4611002344880862], [-0.4611002344880862], [-0.4611002344880862]], [[-0.4854013306067861], [-0.4854013306067861], [-0.4854013306067861]], [[-0.5043776651170209], [-0.5043776651170209], [-0.5043776651170209]], [[-0.5216698739050862], [-0.5216698739050862], [-0.5216698739050862]], [[-0.5317199677092546], [-0.5317199677092546], [-0.5317199677092546]], [[-0.5244128799511457], [-0.5244128799511457], [-0.5244128799511457]], [[-0.48760360791772994], [-0.48760360791772994], [-0.48760360791772994]], [[-0.43203585492127505], [-0.43203585492127505], [-0.43203585492127505]], [[-0.36738708344134113], [-0.36738708344134113], [-0.36738708344134113]], [[-0.27212833395402386], [-0.27212833395402386], [-0.27212833395402386]], [[-0.14588889766502622], [-0.14588889766502622], [-0.14588889766502622]], [[0.0017554139519351392], [0.0017554139519351392], [0.0017554139519351392]]], [[[-0.0038792002062152642], [-0.0038792002062152642], [-0.0038792002062152642]], [[0.12027696552828059], [0.12027696552828059], [0.12027696552828059]], [[0.23999994728892501], [0.23999994728892501], [0.23999994728892501]], [[0.36278510511025397], [0.36278510511025397], [0.36278510511025397]], [[0.39050196350443594], [0.39050196350443594], [0.39050196350443594]], [[0.37171011832851025], [0.37171011832851025], [0.37171011832851025]], [[0.3542304917346765], [0.3542304917346765], [0.3542304917346765]], [[0.3487630149938928], [0.3487630149938928], [0.3487630149938928]], [[0.3732297951306213], [0.3732297951306213], [0.3732297951306213]], [[0.3955860527997426], [0.3955860527997426], [0.3955860527997426]], [[0.4165250163081469], [0.4165250163081469], [0.4165250163081469]], [[0.42052244994858695], [0.42052244994858695], [0.42052244994858695]], [[0.4227503659035235], [0.4227503659035235], [0.4227503659035235]], [[0.42513739357152486], [0.42513739357152486], [0.42513739357152486]], [[0.4283598627285591], [0.4283598627285591], [0.4283598627285591]], [[0.43235151853954334], [0.43235151853954334], [0.43235151853954334]], [[0.43613411628368204], [0.43613411628368204], [0.43613411628368204]], [[0.44086411384700586], [0.44086411384700586], [0.44086411384700586]], [[0.4462717393483113], [0.4462717393483113], [0.4462717393483113]], [[0.4519734542955108], [0.4519734542955108], [0.4519734542955108]], [[0.4573722664163852], [0.4573722664163852], [0.4573722664163852]], [[0.46172869013162615], [0.46172869013162615], [0.46172869013162615]], [[0.46574610694786256], [0.46574610694786256], [0.46574610694786256]], [[0.46983026302453856], [0.46983026302453856], [0.46983026302453856]], [[0.4708118033738002], [0.4708118033738002], [0.4708118033738002]], [[0.47098873518593637], [0.47098873518593637], [0.47098873518593637]], [[0.4709601449555343], [0.4709601449555343], [0.4709601449555343]], [[0.4689193940746805], [0.4689193940746805], [0.4689193940746805]], [[0.464827421024492], [0.464827421024492], [0.464827421024492]], [[0.45976370770680897], [0.45976370770680897], [0.45976370770680897]], [[0.45474199290906225], [0.45474199290906225], [0.45474199290906225]], [[0.4445468682927947], [0.4445468682927947], [0.4445468682927947]], [[0.43392518260801816], [0.43392518260801816], [0.43392518260801816]], [[0.42297712071673654], [0.42297712071673654], [0.42297712071673654]], [[0.41012997091520564], [0.41012997091520564], [0.41012997091520564]], [[0.39609393174152413], [0.39609393174152413], [0.39609393174152413]], [[0.3815956944305827], [0.3815956944305827], [0.3815956944305827]], [[0.36665403126781604], [0.36665403126781604], [0.36665403126781604]], [[0.3499890533544733], [0.3499890533544733], [0.3499890533544733]], [[0.3333522914297492], [0.3333522914297492], [0.3333522914297492]], [[0.3165819846444885], [0.3165819846444885], [0.3165819846444885]], [[0.299457963521913], [0.299457963521913], [0.299457963521913]], [[0.28222968641001916], [0.28222968641001916], [0.28222968641001916]], [[0.26506677909955184], [0.26506677909955184], [0.26506677909955184]], [[0.24806292652576867], [0.24806292652576867], [0.24806292652576867]], [[0.2312921182150734], [0.2312921182150734], [0.2312921182150734]], [[0.2157369202282988], [0.2157369202282988], [0.2157369202282988]], [[0.19202399653579483], [0.19202399653579483], [0.19202399653579483]], [[0.1523650443929073], [0.1523650443929073], [0.1523650443929073]], [[0.1128984847247068], [0.1128984847247068], [0.1128984847247068]], [[0.08322816890638657], [0.08322816890638657], [0.08322816890638657]], [[0.07816351152370977], [0.07816351152370977], [0.07816351152370977]], [[0.07287501054226556], [0.07287501054226556], [0.07287501054226556]], [[0.06712215921306457], [0.06712215921306457], [0.06712215921306457]], [[0.06050759486651832], [0.06050759486651832], [0.06050759486651832]], [[0.052730871433312954], [0.052730871433312954], [0.052730871433312954]], [[0.044329668402112644], [0.044329668402112644], [0.044329668402112644]], [[0.03588276480454619], [0.03588276480454619], [0.03588276480454619]], [[0.027968939672242545], [0.027968939672242545], [0.027968939672242545]], [[0.021166972036830656], [0.021166972036830656], [0.021166972036830656]], [[0.016045855731313684], [0.016045855731313684], [0.016045855731313684]], [[0.011923286247065581], [0.011923286247065581], [0.011923286247065581]], [[0.008128938901326136], [0.008128938901326136], [0.008128938901326136]], [[0.004713844938584524], [0.004713844938584524], [0.004713844938584524]], [[0.0017290356033299904], [0.0017290356033299904], [0.0017290356033299904]], [[-0.0007744578599482384], [-0.0007744578599482384], [-0.0007744578599482384]], [[-0.002745604206760962], [-0.002745604206760962], [-0.002745604206760962]], [[-0.00416475124464342], [-0.00416475124464342], [-0.00416475124464342]], [[-0.005233232724119824], [-0.005233232724119824], [-0.005233232724119824]], [[-0.006095183697439046], [-0.006095183697439046], [-0.006095183697439046]], [[-0.006866853087513765], [-0.006866853087513765], [-0.006866853087513765]], [[-0.007539096510796065], [-0.007539096510796065], [-0.007539096510796065]], [[-0.008139162712082619], [-0.008139162712082619], [-0.008139162712082619]], [[-0.008748223989905412], [-0.008748223989905412], [-0.008748223989905412]], [[-0.00932317973403557], [-0.00932317973403557], [-0.00932317973403557]], [[-0.009860954341820074], [-0.009860954341820074], [-0.009860954341820074]], [[-0.010601790333802047], [-0.010601790333802047], [-0.010601790333802047]], [[-0.012069167529023359], [-0.012069167529023359], [-0.012069167529023359]], [[-0.015232669975981213], [-0.015232669975981213], [-0.015232669975981213]], [[-0.019479693437883923], [-0.019479693437883923], [-0.019479693437883923]], [[-0.02419192630739044], [-0.02419192630739044], [-0.02419192630739044]], [[-0.030615036622333038], [-0.030615036622333038], [-0.030615036622333038]], [[-0.03781295651042744], [-0.03781295651042744], [-0.03781295651042744]], [[-0.04396749990522486], [-0.04396749990522486], [-0.04396749990522486]], [[-0.04866342905038359], [-0.04866342905038359], [-0.04866342905038359]], [[-0.05279451875193325], [-0.05279451875193325], [-0.05279451875193325]], [[-0.0565061016652951], [-0.0565061016652951], [-0.0565061016652951]], [[-0.0598776359629801], [-0.0598776359629801], [-0.0598776359629801]], [[-0.06289398798987221], [-0.06289398798987221], [-0.06289398798987221]], [[-0.06575063059013579], [-0.06575063059013579], [-0.06575063059013579]], [[-0.0686580151267245], [-0.0686580151267245], [-0.0686580151267245]], [[-0.07168045172795992], [-0.07168045172795992], [-0.07168045172795992]], [[-0.07456442809467094], [-0.07456442809467094], [-0.07456442809467094]], [[-0.07702397851450171], [-0.07702397851450171], [-0.07702397851450171]], [[-0.07904896062089396], [-0.07904896062089396], [-0.07904896062089396]], [[-0.08083587426393823], [-0.08083587426393823], [-0.08083587426393823]], [[-0.08250125334265854], [-0.08250125334265854], [-0.08250125334265854]], [[-0.08408001796838682], [-0.08408001796838682], [-0.08408001796838682]], [[-0.08556846482152067], [-0.08556846482152067], [-0.08556846482152067]], [[-0.08704616419843544], [-0.08704616419843544], [-0.08704616419843544]], [[-0.08848925124001421], [-0.08848925124001421], [-0.08848925124001421]], [[-0.08989765427574209], [-0.08989765427574209], [-0.08989765427574209]], [[-0.09127041121091792], [-0.09127041121091792], [-0.09127041121091792]], [[-0.09260520818227137], [-0.09260520818227137], [-0.09260520818227137]], [[-0.09390153151268424], [-0.09390153151268424], [-0.09390153151268424]], [[-0.0951502637255628], [-0.0951502637255628], [-0.0951502637255628]], [[-0.0963478226071119], [-0.0963478226071119], [-0.0963478226071119]], [[-0.09748796625061229], [-0.09748796625061229], [-0.09748796625061229]], [[-0.09852568872745252], [-0.09852568872745252], [-0.09852568872745252]], [[-0.09944233219089316], [-0.09944233219089316], [-0.09944233219089316]], [[-0.10024639150173414], [-0.10024639150173414], [-0.10024639150173414]], [[-0.10092031132295777], [-0.10092031132295777], [-0.10092031132295777]], [[-0.10138245885448506], [-0.10138245885448506], [-0.10138245885448506]], [[-0.10173376395008006], [-0.10173376395008006], [-0.10173376395008006]], [[-0.10202462108895945], [-0.10202462108895945], [-0.10202462108895945]], [[-0.10210573623601775], [-0.10210573623601775], [-0.10210573623601775]], [[-0.1021297], [-0.1021297], [-0.1021297]], [[-0.10194915443698839], [-0.10194915443698839], [-0.10194915443698839]], [[-0.10160239166935627], [-0.10160239166935627], [-0.10160239166935627]], [[-0.10106284314415384], [-0.10106284314415384], [-0.10106284314415384]], [[-0.10031462660353332], [-0.10031462660353332], [-0.10031462660353332]], [[-0.09930934307916785], [-0.09930934307916785], [-0.09930934307916785]], [[-0.09807536657195821], [-0.09807536657195821], [-0.09807536657195821]], [[-0.09651299894606558], [-0.09651299894606558], [-0.09651299894606558]], [[-0.0945521007650226], [-0.0945521007650226], [-0.0945521007650226]], [[-0.09256200466935666], [-0.09256200466935666], [-0.09256200466935666]], [[-0.0914404362201632], [-0.0914404362201632], [-0.0914404362201632]], [[-0.09156787134816835], [-0.09156787134816835], [-0.09156787134816835]], [[-0.09187541666803405], [-0.09187541666803405], [-0.09187541666803405]], [[-0.09231888433339697], [-0.09231888433339697], [-0.09231888433339697]], [[-0.09325600236898232], [-0.09325600236898232], [-0.09325600236898232]], [[-0.0951817376652118], [-0.0951817376652118], [-0.0951817376652118]], [[-0.09754393939672343], [-0.09754393939672343], [-0.09754393939672343]], [[-0.09985533545689726], [-0.09985533545689726], [-0.09985533545689726]], [[-0.10230987580960176], [-0.10230987580960176], [-0.10230987580960176]], [[-0.10496549366065437], [-0.10496549366065437], [-0.10496549366065437]], [[-0.10781025063528195], [-0.10781025063528195], [-0.10781025063528195]], [[-0.11083220835871128], [-0.11083220835871128], [-0.11083220835871128]], [[-0.11401942845616922], [-0.11401942845616922], [-0.11401942845616922]], [[-0.1173599725528826], [-0.1173599725528826], [-0.1173599725528826]], [[-0.12090896229733272], [-0.12090896229733272], [-0.12090896229733272]], [[-0.12474121965003075], [-0.12474121965003075], [-0.12474121965003075]], [[-0.12882749484397824], [-0.12882749484397824], [-0.12882749484397824]], [[-0.1331376799288889], [-0.1331376799288889], [-0.1331376799288889]], [[-0.13764166695447677], [-0.13764166695447677], [-0.13764166695447677]], [[-0.14230934797045566], [-0.14230934797045566], [-0.14230934797045566]], [[-0.14713977704908004], [-0.14713977704908004], [-0.14713977704908004]], [[-0.15250156420931466], [-0.15250156420931466], [-0.15250156420931466]], [[-0.15832320613524797], [-0.15832320613524797], [-0.15832320613524797]], [[-0.1643566277885898], [-0.1643566277885898], [-0.1643566277885898]], [[-0.18973362005608357], [-0.18973362005608357], [-0.18973362005608357]], [[-0.20823152308104184], [-0.20823152308104184], [-0.20823152308104184]], [[-0.2275061963056689], [-0.2275061963056689], [-0.2275061963056689]], [[-0.24489209202581244], [-0.24489209202581244], [-0.24489209202581244]], [[-0.2609596268358875], [-0.2609596268358875], [-0.2609596268358875]], [[-0.2773138711815659], [-0.2773138711815659], [-0.2773138711815659]], [[-0.2929336866390549], [-0.2929336 | 4D array with the moment coefficients of the airfoils. Dimension 0 is along the different airfoils defined in the yaml, dimension 1 is along the angles of attack, dimension 2 is along the Reynolds number, dimension 3 is along the number of tabs, which may describe multiple sets at the same station, for example in presence of a flap.
blade.interp_airfoils.coord_xy | input |  | [[[1.0, 0.0], [0.9994296839925828, -0.022259740711557653], [0.9980630178329651, -0.044458034895467166], [0.9955739142666737, -0.06656181344739087], [0.9920863097495595, -0.0885198205325811], [0.9876861486750573, -0.1102752722312596], [0.9823305251706396, -0.13178437091973824], [0.9760119083356916, -0.15300661763508797], [0.9687874672983805, -0.17388680280547333], [0.96067486025924, -0.19437934848935726], [0.9516753587636769, -0.21444968588989688], [0.9418276527462444, -0.2340583787305603], [0.9311752953551308, -0.25315297586530633], [0.9197303974311781, -0.271705871524176], [0.9075245591947199, -0.2896910384273739], [0.8946104080703082, -0.3070575403137138], [0.8810096964994353, -0.323779496057416], [0.866747905197194, -0.3398390879169575], [0.8518902581712055, -0.3552004754118655], [0.8364694626214207, -0.3698431374689812], [0.820513485943698, -0.3837614939542968], [0.8040738322175812, -0.39691489811789965], [0.7871915298856534, -0.4092893400643101], [0.7698979191015535, -0.4208940017028421], [0.7522523412351593, -0.43170364047579507], [0.7342913491785575, -0.4417041164204277], [0.7160449249557642, -0.45091629501054414], [0.6975716400331089, -0.45931119239150575], [0.6789061864336874, -0.4668918336993115], [0.6600803126205398, -0.4736931268620849], [0.6411475171372123, -0.4796641292900068], [0.6221376509688521, -0.4848434334715207], [0.6030879981944149, -0.489268924532069], [0.5840450421189749, -0.4928771044008992], [0.5650308976870032, -0.4957710179013424], [0.5460886027795995, -0.49790677272002715], [0.5272486739168989, -0.4992052309653689], [0.508535950506088, -0.49990014712315073], [0.48999235547038833, -0.4998651223361666], [0.4716321145068305, -0.49915299052333584], [0.45349250374434763, -0.4978655748478758], [0.43559330289767306, -0.49584922139645704], [0.4179560656169425, -0.49322020425743707], [0.4006097484425764, -0.4900340177148853], [0.38356093160600935, -0.48624065438121006], [0.3668432157337161, -0.4819531220757101], [0.35045731632050314, -0.47710703659168746], [0.33443448400863013, -0.4718016171476331], [0.3187741003293152, -0.4659975031053565], [0.3034996231212948, -0.45977183363997265], [0.2886112935656476, -0.4531110127745977], [0.27412438666566624, -0.44607147267603986], [0.26004145552371905, -0.43865399658656473], [0.2463748720159175, -0.43089728807614097], [0.23312344393883352, -0.4228128921543154], [0.22029377781042306, -0.4144421605903011], [0.20788328296533118, -0.4057907314202661], [0.19590295639164576, -0.39689711005990197], [0.18434125306662855, -0.38776302893280573], [0.17321393095416077, -0.378432781857511], [0.16249917612963843, -0.3689016855353158], [0.15221460277725932, -0.35922081920480536], [0.14233175939897136, -0.3493817949754991], [0.13287211153919, -0.3394286782901914], [0.12380643962975978, -0.3293594524047534], [0.11514762338607656, -0.3192023645100902], [0.10688720880274838, -0.30897183476900825], [0.09900711152156343, -0.2986754406431277], [0.09152340438534401, -0.28834653723959086], [0.08439704281722242, -0.2779791205220019], [0.0776464790199521, -0.26760420577043836], [0.07124790821202079, -0.2572292124527737], [0.06518786629737473, -0.2468610900827623], [0.05948747212742032, -0.236524433012696], [0.05410024641809, -0.2262139012738709], [0.049037878670187655, -0.21594907486257123], [0.044300349757333976, -0.20574524647381434], [0.039842359734680484, -0.1955976544282071], [0.035689975243613004, -0.18552550330330356], [0.0318292350050659, -0.17553598875305626], [0.028220007205789974, -0.16562693673246162], [0.024892524779269766, -0.15581522149021884], [0.021828668303003517, -0.14610562181570297], [0.018984694713133153, -0.13649533799824243], [0.016392191702033498, -0.12699830058110217], [0.014044634634199048, -0.11762077059006014], [0.011879824984634942, -0.10835684703907911], [0.00993094518736226, -0.09921662146203714], [0.008219407957347493, -0.09020841012942198], [0.0066583862213787865, -0.08132543510984046], [0.005267741928506431, -0.07257222340426948], [0.00409515753852961, -0.06395640173157105], [0.0030987885971364196, -0.055478013021099525], [0.0021966077355110324, -0.047132004699975395], [0.0014626417630186888, -0.03892440526041651], [0.0009644846082979224, -0.030860610171394198], [0.0005993738679828514, -0.02293623594596854], [0.0002900866455990823, -0.015148765877396192], [7.807077883024657e-05, -0.007502222076492855], [4.123786208661393e-31, 5.228329429302685e-16], [7.804120611659719e-05, 0.0075007362206906], [0.0002898787241920041, 0.015142758486887963], [0.000598775316682048, 0.022922584561419893], [0.0009633263516348351, 0.030836119397775343], [0.0014596682128281925, 0.03888574897117976], [0.002190976364499905, 0.04707581599068358], [0.003089978419597784, 0.05540088812816786], [0.0040827111247031585, 0.06385488643689786], [0.005248531243836643, 0.07244263446468911], [0.006631282230012606, 0.08116423659691101], [0.008183684298590573, 0.09001209900857235], [0.009883614168490653, 0.09898142028662339], [0.011817640154723611, 0.10807902374749369], [0.01396619932168302, 0.11729689155328492], [0.016295142079104163, 0.12662481850788523], [0.018863193778115264, 0.13606823481979635], [0.02168071375327755, 0.14562174107393813], [0.02471591629586298, 0.15527150565279627], [0.028006440010586355, 0.165019126539153], [0.03157625589149645, 0.1748614504202335], [0.03539483961687758, 0.18478174850035609], [0.03949498254800754, 0.19478045115068415], [0.04389792827815823, 0.20485282604936927], [0.04857580757377652, 0.21497933573681507], [0.053567991613811754, 0.22516324887670416], [0.058881821148870805, 0.23539257539832717], [0.06450016290273135, 0.24564586185495804], [0.07046920463911448, 0.2559288096954286], [0.07677403099247092, 0.2662200889663401], [0.08341621271683673, 0.2765073937902723], [0.09042901951906561, 0.28678971177956136], [0.0977906533229447, 0.29703436159541463], [0.10553618719874776, 0.30724577033016753], [0.11365876004177941, 0.31739779819794245], [0.12216148331893956, 0.32747251411893835], [0.1310674986027348, 0.3374671550918852], [0.14035464992188373, 0.3473464005305417], [0.15005511078613856, 0.35711729389225627], [0.16014896266156226, 0.36673682914626565], [0.17065818789963985, 0.3762090161783662], [0.18157495742292404, 0.38549542027777317], [0.19290757140963558, 0.39458324766597125], [0.20465763457781186, 0.40345225285920383], [0.21681735306942437, 0.4120736546751034], [0.22939648396347814, 0.42044126040552204], [0.24237780069407988, 0.4285157291249234], [0.25577362426833844, 0.43629701405132937], [0.2695667856328992, 0.4437307842367121], [0.2837657972261352, 0.4508257189736277], [0.29834798288780395, 0.4575293130468375], [0.3133189787852679, 0.46384827499917725], [0.3286584618928104, 0.46972703394847015], [0.3443649416455463, 0.475166089488012], [0.3604197737256814, 0.4801248956651735], [0.37681123376695697, 0.48458015694873596], [0.3935252510207292, 0.48853802379954314], [0.4105386425535709, 0.49191628687198047], [0.4278432324908231, 0.49479368977268307], [0.4454066634681981, 0.4970018654659501], [0.46322225410302975, 0.4986945279258367], [0.4812515456557157, 0.4995759574617027], [0.4994810266717367, 0.4999995959588525], [0.5178795830856975, 0.49960989996393335], [0.53641763136701, 0.49871925440459175], [0.5550757049095608, 0.49694709545980137], [0.5738084272426077, 0.49454680736168743], [0.5925967311050585, 0.49134249558480003], [0.6114013775535108, 0.48742771367820387], [0.6301864306052414, 0.48276379079159165], [0.648926781663159, 0.4772994360273946], [0.6675702064249728, 0.4710909063826168], [0.6860884295909518, 0.4640855644485803], [0.7044453890439168, 0.45628515353038396], [0.722592093722966, 0.4477211541323313], [0.7405018004535244, 0.43835712852367376], [0.7581254571228347, 0.42821234423908555], [0.7754210143761534, 0.4173028842750694], [0.7923623735876, 0.40561397611121003], [0.8088945461516955, 0.39317354699102686], [0.8249746330148909, 0.37999039194943685], [0.840576952273409, 0.36606263907410297], [0.8556527588088183, 0.3514331465234184], [0.8701628988827119, 0.3361178636958038], [0.8840850330712718, 0.32012561483558427], [0.8973612142623709, 0.3034905059583094], [0.9099546800766617, 0.28624096866093457], [0.9218514714025469, 0.26839650792968434], [0.9330128366584267, 0.2500014055184518], [0.9433892789690503, 0.23108884233257787], [0.9529731538505596, 0.21168480824165703], [0.9617431308270605, 0.19183234032607088], [0.9696406906754642, 0.17157715881862956], [0.976664215898664, 0.15095167052848138], [0.9828150771120139, 0.1299956210320345], [0.9880284400451029, 0.10876529915817723], [0.992304836603751, 0.08729993375043729], [0.9956935187759139, 0.06563977190440731], [0.9981204893400154, 0.04383945814142851], [0.9994430379087048, 0.021949651396883776], [1.0, -3.999292530240781e-18]], [[1.0000000641582691, 0.0], [0.9816224778096126, -0.011888509801023359], [0.9544967419966697, -0.01733301226367476], [0.9279135471279183, -0.024749947106193156], [0.9020337854305397, -0.03412039002589297], [0.8768188957045888, -0.04487562561879703], [0.8521610183698916, -0.056531538705278925], [0.8279976812746509, -0.06881292784469407], [0.8041834947411521, -0.08134658747862468], [0.7808328987135956, -0.09427541042766333], [0.7577324581541895, -0.10715078879633044], [0.7348960385731873, -0.11994815467622309], [0.7122693107278134, -0.13252372582416483], [0.6897483631774378, -0.14464044278833502], [0.6673753092543601, -0.15632777766862363], [0.6451137391572728, -0.16745522432449778], [0.6229482722034908, -0.17793503507980657], [0.6009050363948943, -0.18775270432434668], [0.5790083355867572, -0.1968956502764629], [0.5572958086124575, -0.20538487032086034], [0.5357555285640887, -0.2131075216695587], [0.5143953846357816, -0.21999504516402058], [0.4933064077382536, -0.2262402766590185], [0.4724378793581711, -0.23154398492890327], [0.4519077464853723, -0.23626531150726485], [0.4316627373182563, -0.2400430578615351], [0.4117792792739025, -0.24309907020547308], [0.39229191932502777, -0.24551506186190294], [0.37321825414049864, -0.24723966143569057], [0.35457677208907834, -0.2481796029606727], [0.3364026221672808, -0.24869043262758245], [0.3187106015505649, -0.24840515141271788], [0.3015167251984552, -0.24763861922044178], [0.2848328836192695, -0.24637952942264962], [0.2686727760474411, -0.24468405871936133], [0.2530606367546902, -0.24237710284185782], [0.2379945760634067, -0.23967331772276787], [0.22345777982377726, -0.23665300119293473], [0.20947976775040889, -0.23324841183989545], [0.19606410546608344, -0.22947531155975268], [0.18318310100532642, -0.2254623952603897], [0.17089218036759898, -0.22105503678632932], [0.1591078783539022, -0.21652376076799698], [0.1479075485875472, -0.21166471473014253], [0.13722547150799327, -0.20666201657603409], [0.1270870042742421, -0.20146431867733927], [0.11750600264090581, -0.19606368734392268], [0.10840242144331787, -0.19060277946705625], [0.09986472681613817, -0.1849520905200444], [0.09180142293487703, -0.17925326152713908], [0.08426099551084328, -0.17344627175611424], [0.07721222673339136, -0.1675791685945371], [0.07060177898468739, -0.16171963933652597], [0.06449394104200015, -0.15579806718126854], [0.05878136259503372, -0.1499309212413543], [0.053454794813834694, -0.14412358025891306], [0.048521820148333276, -0.13836619164849706], [0.04392239104330549, -0.13270908086081912], [0.03977635590054046, -0.1270546728584432], [0.03594301863490332, -0.12151159442475433], [0.032343859420646624, -0.11612582563667169], [0.02914721874351434, -0.11078827560212463], [0.026238889983247565, -0.1055658595358853], [0.02358716382636716, -0.10047544460202332], [0.021147814112247233, -0.0955325633046547], [0.01887703286772049, -0.09075430066012309], [0.016857190996223972, -0.08609526684890893], [0.01501080139831907, -0.08158630941361311], [0.013307724187537255, -0.07723272246229039], [0.01174802831660455, -0.07302912395025296], [0.01037145236822265, -0.06895451449831773], [0.009131978621574032, -0.06502137138997631], [0.008028124189743767, -0.06122531097503351], [0.007059595692639119, -0.05756040489642238], [0.006205844774331937, -0.054029756314848985], [0.005451022528806357, -0.05063047029472687], [0.00480562698823125, -0.04735838340859953], [0.0042388769027138585, -0.04421215789003238], [0.0037047838182223685, -0.04119662859057588], [0.003220365226738596, -0.03830371668645796], [0.0028317381280230517, -0.03552285655867105], [0.0025051524871945795, -0.03285206167534053], [0.0021982977267662727, -0.03029369625137577], [0.0018905036942143166, -0.0278461198156222], [0.0016033144529276361, -0.025502010544283707], [0.0013584024869907148, -0.02325492338120365], [0.0011486098114589125, -0.021100951185593624], [0.0009590327461708833, -0.019038168671327352], [0.0007777337773124634, -0.017063746849118665], [0.0006218982009755814, -0.015172995926361385], [0.0005105077674114965, -0.013361189117741186], [0.000423841025136124, -0.011625767549718464], [0.0003347982069979525, -0.009965804195412329], [0.00020810934541864472, -0.008380191740661905], [8.093807566198749e-05, -0.006864274054729131], [5.003700616266307e-05, -0.00541074942671791], [2.76527261567825e-05, -0.004018581285788541], [1.2381398555146557e-05, -0.002686089671484438], [3.42701070702644e-06, -0.001411478814505095], [6.415826917687804e-08, -0.0001928773798230867], [1.9578209699477334e-05, 0.0010249567950772023], [7.434405809769169e-05, 0.002296861382822067], [0.00016516684302838165, 0.003623399140986793], [0.0002801625819554719, 0.005008744438176665], [0.00036402424943717877, 0.006458258381200613], [0.0004364403866489472, 0.007973900391917893], [0.0005136181992593024, 0.00955702140509728], [0.0006165096814828039, 0.011208661784168437], [0.000773113852417539, 0.012930636582877256], [0.0009553703272314189, 0.014728189670192503], [0.0011288679989420356, 0.01660691064125069], [0.0013111033959090728, 0.018568853462080315], [0.0015244350494300525, 0.020614822566102146], [0.001787282536324778, 0.022747036739473748], [0.002075211546111645, 0.024972085678968924], [0.0023514764464704213, 0.027297923486488327], [0.0026182421512095377, 0.029728905334837373], [0.0029060361183469658, 0.03226490690958714], [0.003254176006130922, 0.03490481029694923], [0.003680238954049341, 0.03765235528808937], [0.004140835840639816, 0.040517362675745815], [0.004607000349477522, 0.04350944376970134], [0.0051222388641613825, 0.04662534776133784], [0.005744819045970576, 0.04985982414223066], [0.006475016647881681, 0.0532192585297687], [0.007291893088843383, 0.05670929273342586], [0.008221461517150374, 0.06032964566024511], [0.009293471437218781, 0.06407683661509465], [0.010499996012437, 0.06795625121109558], [0.011849487611372434, 0.07197079079768613], [0.013357387573943084, 0.07611886229346917], [0.014985385037477216, 0.08042052313359917], [0.016754704142316373, 0.08487294961722963], [0.018711978975574133, 0.08946478837135757], [0.020878060576832138, 0.09418974087378704], [0.023187333128552583, 0.09908575948557159], [0.02568708007582809, 0.10413482369617139], [0.028456473493025936, 0.1093046845190491], [0.03151484811862392, 0.11458686287234061], [0.0348408168530475, 0.11999599109534063], [0.03845906858369859, 0.12552094396729585], [0.0423508820629915, 0.13118045850295973], [0.04658496061667245, 0.13692877891103022], [0.05120471485540369, 0.1427357804244521], [0.05618072373724449, 0.14862685335626089], [0.061519406182248174, 0.15459755984437792], [0.06726743653936719, 0.16060978734787934], [0.07345497397909968, 0.16663247518720223], [0.08010790407695328, 0.17263675969607495], [0.08724706746166629, 0.17859226955905194], [0.09490245463337818, 0.18445362566054338], [0.10301026849192312, 0.19030493699801512], [0.11168946998061531, 0.19595655902162637], [0.12084699101905637, 0.20155620849591124], [0.13055911723563085, 0.2069580313344335], [0.1408013989013082, 0.21219615005494677], [0.15160830732403532, 0.2171863840131402], [0.16295105753053957, 0.22197219294916648], [0.17484468068443237, 0.22650102870382396], [0.18730288597991032, 0.2307128100761206], [0.20033806507106394, 0.23452313382396534], [0.21393463130431917, 0.23794255526367272], [0.22807430970825018, 0.24098873882022318], [0.2427506076867408, 0.24364454746711156], [0.2579632673451621, 0.24584973997927195], [0.27369528761475004, 0.24762500102163057], [0.2899465740817818, 0.24889727750283655], [0.30669285726176304, 0.2497568283385922], [0.3239317619892558, 0.24999036058890958], [0.34164348383396975, 0.24970066878357178], [0.359825097437411, 0.24910298876333678], [0.3784365356422681, 0.24767781956850532], [0.39749632345817193, 0.24591723833924783], [0.41697157956848085, 0.243576785079742], [0.43684357628748255, 0.24066370279980137], [0.45709645989835423, 0.23716791941121274], [0.47772493014222756, 0.23316613666419037], [0.4986883707613476, 0.22854177432898512], [0.5199891888555612, 0.22339008857602108], [0.5415802143106421, 0.2175991624069338], [0.5634911825727041, 0.21135262363110377], [0.585678710685776, 0.2045789397694729], [0.6081428291350399, 0.19732578110673057], [0.6308710948490478, 0.1896297071483437], [0.6537829380141432, 0.18131922732651595], [0.6769441882157503, 0.17264672277591597], [0.7002299644449165, 0.16334942997887905], [0.7237127067071711, 0.15367616009888452], [0.7473456340474205, 0.14357821045236263], [0.7710893637096884, 0.13302560909800926], [0.7948845283493946, 0.12196009309517003], [0.8187906449500086, 0.11057274854898722], [0.8427498676775815, 0.09880596758511667], [0.8666492980868202, 0.08649958683968352], [0.8906108304114972, 0.073959518914023], [0.9145454668566092, 0.06107939972896235], [0.9384599214964683, 0.047929219925573294], [0.9621601621630373, 0.034233923880327165], [0.985537316950688, 0.019886379952842745], [1.0000000641582691, 1.1926224662506432e-18]], [[0.9999999999999998, -0.00037000000155423325], [0.9760175682946864, 0.001856128063663903], [0.9520313293280833, 0.0037478689451748625], [0.9280706386767559, 0.005294961807839354], [0.9041467324238383, 0.00603719150540518], [0.8803094416823727, 0.005946497873859956], [0.8566100878235441, 0.005073717378002148], [0.8330947793088116, 0.0034868456995528533], [0.8098015002129516, 0.0012436525171173485], [0.7867687329394414, -0.0016154803961154307], [0.7640294485452065, -0.005052494691579028], [0.7416003064027274, -0.008949372867490089], [0.7195053133160813, -0.01326483305148609], [0.6977606207819543, -0.017937570920158886], [0.6763795220298383, -0.022912223816007], [0.655367086965139, -0.028114142782314548], [0.6347231602927572, -0.03346278060766579], [0.6144457184885369, -0.038885160685987505], [0.5945309418424708, -0.04431159754268593], [0.5749700227404981, -0.049662703016951616], [0.5557520031977877, -0.05485623868669627], [0.5368764043089789, -0.05985086640768814], [0.5183428249361038, -0.06460854478678663], [0.5001503855632153, -0.06908902624536666], [0.4822884459359808, -0.07320859207125653], [0.4647552995743271, -0.07691578569327746], [0.4475600439165858, -0.08019970359892459], [0.4307108737094134, -0.08304858489370755], [0.41422045079007086, -0.08547632389356123], [0.39809989880204344, -0.08749869154565909], [0.3823614171521447, -0.0891522482259997], [0.3670128129499381, -0.0904560715909192], [0.35205944895442776, -0.09141086079033056], [0.3375084026205794, -0.09206823393423921], [0.3233624841810956, -0.09243538466808114], [0.309624084367261, -0.09246812876148207], [0.296293755468272, -0.09236060343793055], [0.283370903129312, -0.0919880919206631], [0.27085353503179294, -0.09141101139060395], [0.2587378169157688, -0.0906654498920754], [0.24701905273998817, -0.08977127967026516], [0.23569390352724637, -0.08872575847593292], [0.22475552159272508, -0.08755637824613138], [0.21419679362291405, -0.08628163669639423], [0.20401133395540497, -0.08490958976806068], [0.1941928372982681, -0.08344363335519576], [0.1847341592269186, -0.08189173895535748], [0.17562605445664656, -0.08027420622602349], [0.16685891828858662, -0.07860678605098968], [0.15842629011047157, -0.07688787827337347], [0.15031920015981193, -0.07512537154610746], [0.14252612887516838, -0.07333969723491035], [0.1350381806719687, -0.07153723418343516], [0.12784904068701067, -0.06971394769742381], [0.12094852776017376, -0.06787947672060328], [0.11432748572652035, -0.06604013857354013], [0.10797945333740779, -0.06419177507398204], [0.10189455200269437, -0.062344020745636386], [0.09606388042753088, -0.06050130267266442], [0.09047888532369205, -0.05866689175658138], [0.08513129646048065, -0.05684336343272331], [0.0800139177362997, -0.05503147564721603], [0.07511823336772526, -0.05323495649256179], [0.07043607993966035, -0.051456488147270704], [0.06595961027393674, -0.04969825849500087], [0.061680902139152935, -0.047963586275338144], [0.057593955353373916, -0.046250658793214966], [0.05369279947734251, -0.04455784567354627], [0.04997211631718282, -0.04288276271104318], [0.046425208776724264, -0.04122758750733555], [0.04304493308533683, -0.03959439749876549], [0.03982477625618572, -0.03798428774984719], [0.03676042519344501, -0.036394767395786995], [0.03384555061877274, -0.034827885291432305], [0.031074656533804604, -0.033283619648733644], [0.028442652272968303, -0.03176146736496723], [0.02594794627153139, -0.030256446157694874], [0.023580672725849173, -0.028776708467140873], [0.021337958619346262, -0.02731962904636588], [0.019219759180973846, -0.02587779731033418], [0.0172250219390217, -0.024448357029991954], [0.01533624611488158, -0.023049068294536415], [0.01355464651917714, -0.021673757605531117], [0.01188917919052386, -0.020305407971836945], [0.010350293940890907, -0.01893039840943001], [0.008911306054660655, -0.017576722691238642], [0.007538138777403432, -0.016275052583435465], [0.0062526163140770126, -0.015001341423207384], [0.005112794346094272, -0.013696829070729001], [0.004133512145965725, -0.012356939589000212], [0.003293191249263595, -0.011008460962344153], [0.002615505556481509, -0.00964950500690008], [0.0020900218333075498, -0.008296852388689262], [0.0017007895184396598, -0.006961149053083049], [0.001362651663481088, -0.005672649327333382], [0.0010597709181203877, -0.004436171493469394], [0.0007767522955866554, -0.0032517675570576774], [0.0005090883677053987, -0.002118048383008181], [0.0002514571017204695, -0.001033967470550173], [0.0, 1.6636227552105871e-06], [0.00024115250749386785, 0.001039706991661513], [0.00047126373694464564, 0.002129234205690561], [0.0006999435940433465, 0.003270238918460981], [0.0009321931284843126, 0.004463849990550134], [0.001174679427728951, 0.0057113877544637355], [0.0014399454242753288, 0.0070119235829113925], [0.0017487596069471778, 0.008366266881097118], [0.0021195159079827872, 0.00976674270481661], [0.002625097336553991, 0.011190285637546383], [0.0032519689504449554, 0.012643839434175486], [0.0039746503423327365, 0.014130052143080886], [0.004821250087702888, 0.015632421693678157], [0.00578681385913657, 0.01715252424988392], [0.00684636895293168, 0.018707818416731376], [0.00795385823673404, 0.020330446408625247], [0.009164274852560005, 0.021986111042090587], [0.010486632591879642, 0.023669681744813327], [0.01192460014815614, 0.025381546207088292], [0.013466453979903247, 0.02713309440584399], [0.015115142634758055, 0.0289255076293185], [0.01688149852276155, 0.030752530802965798], [0.018776435498668864, 0.03260853226347007], [0.020794575599591917, 0.03450201178623007], [0.02294332953682965, 0.036429835833054], [0.025229245194400948, 0.03839031943681874], [0.027658403993049887, 0.040382065841002124], [0.03022794587938681, 0.04241385599201726], [0.032947489759645156, 0.04448020569982784], [0.035824131428482404, 0.04657950141034194], [0.038861569990279565, 0.048714060473938864], [0.04206767178917172, 0.050879840858368254], [0.045448732934199265, 0.05307628786091987], [0.04901174854914831, 0.05530192472574486], [0.05276458629372885, 0.05755359101511647], [0.056709360625086275, 0.05983720581044687], [0.06085428085224087, 0.062149810104803555], [0.06520773606652482, 0.06448830608379215], [0.06977777493331361, 0.06684996838811229], [0.07457255840531683, 0.06923070575044822], [0.07960030256036017, 0.071627373617202], [0.0848692521878683, 0.07403701960025946], [0.09038770524296794, 0.07645647527524155], [0.09616551347990906, 0.078877864780881], [0.10220726391349423, 0.0813062151783161], [0.10852055864841906, 0.08374053416546022], [0.11511602835137037, 0.08617119527064875], [0.12200722991057368, 0.08858069958150379], [0.12919970893734406, 0.09097105351561595], [0.1367072395816364, 0.09331870795300382], [0.144532832289765, 0.09563620785126677], [0.1526801657899887, 0.09793416775688381], [0.16116144105304464, 0.10019082967125538], [0.17000745730852115, 0.10231225136524241], [0.17919005472144872, 0.10443456918558879], [0.18873727286230899, 0.10646133755482758], [0.19865884928863672, 0.10837012033281042], [0.20895952181477961, 0.11015875760324027], [0.21964159189337357, 0.11184208428590336], [0.23070849127143467, 0.11342342906944884], [0.2421790556057647, 0.11479919531185726], [0.2540548470547788, 0.11595772548554742], [0.2663355012466182, 0.1169139944190421], [0.27902264108062597, 0.11766558717302053], [0.29211716834359736, 0.11825031751464735], [0.3056222163347755, 0.11849497643949586], [0.3195379240722574, 0.11849915335909522], [0.33386049294677467, 0.11825266978897636], [0.348588151721234, 0.11764831214746607], [0.3637212245674185, 0.11682901969583913], [0.3792546553710934, 0.11571349336095565], [0.39518548207002735, 0.11431104038629872], [0.4115110527596188, 0.1126312943887046], [0.4282368101622833, 0.11075897293390895], [0.44534110682090106, 0.10854158221529629], [0.4628373008148297, 0.10612687926278402], [0.48070333453645897, 0.10339851871245366], [0.4989470324630241, 0.10045344315772303], [0.5175713797323278, 0.09735034511382203], [0.5365484009034771, 0.09397054107922675], [0.5558813551996642, 0.09038546963656208], [0.5755623727570836, 0.08660600172557516], [0.5955779703983581, 0.08261910492731223], [0.6159184064197066, 0.07843732035979034], [0.6365713463364069, 0.07406411271129237], [0.6575382522894657, 0.06957363828453747], [0.6788053301613134, 0.06497013881948716], [0.7003567474337784, 0.0602546932790535], [0.7221905644221784, 0.05549587437909008], [0.7442819743274134, 0.05066250503318408], [0.7666287137304427, 0.04583131613806848], [0.7892127315684013, 0.041011654843770805], [0.8120181855330694, 0.03622786046356262], [0.8350289770052833, 0.03150768361167234], [0.8582191517150557, 0.026835308004435766], [0.8815693122659792, 0.02223040134472915], [0.9050606890119991, 0.017719188283410403], [0.9286716273351129, 0.013317331682095954], [0.952381403156938, 0.009048944972264958], [0.9761653126777516, 0.004918340914362606], [1.0, 0.0009400000039485925]], [[1.0, -0.0032600000000031558], [0.9757098459515007, 9.413743958185746e-05], [0.9513574197530962, 0.0027386051450531816], [0.9269893083211551, 0.004665140753883102], [0.9026380615762467, 0.005554835614804759], [0.8783709147137104, 0.005406690069700591], [0.8542545551155848, 0.0042509651316111835], [0.8303441860049631, 0.0022526411163273346], [0.806689138991391, -0.0005704722254928392], [0.7833464567698448, -0.004220616580483527], [0.7603647752101949, -0.008686189192679241], [0.7377728171096392, -0.013846465583279734], [0.7155774751718915, -0.019546989936029997], [0.6937832858884798, -0.025674421318782746], [0.672392044765137, -0.03213205740570432], [0.6513919914549062, -0.038798946246479914], [0.6307668678865986, -0.04556063832678332], [0.610495837707074, -0.05230246561956699], [0.5905644955526742, -0.05893747095729067], [0.5709580585670951, -0.06538145049681875], [0.55166565777824, -0.07156310662471468], [0.5326821936667496, -0.0774282029977744], [0.514003585710757, -0.08292337826036032], [0.49563491352714617, -0.088025066134341], [0.4775768352521825, -0.09269017111858055], [0.4598352600861499, -0.09689303949721062], [0.44242040000426475, -0.10062260941716974], [0.42534764463699654, -0.10389714369285614], [0.40862867137719877, -0.10671826016627463], [0.3922764718642727, -0.1091089958808859], [0.3763025305071344, -0.11108559176937606], [0.3607150295051517, -0.11265586229423369], [0.34552329855754127, -0.11384618640313308], [0.33073462002416176, -0.11468451560465116], [0.31635435017084174, -0.1151892544499041], [0.30238570188546654, -0.11537908645131881], [0.28883133506053976, -0.11529926490950124], [0.27569253393131116, -0.11492559624810048], [0.26296787800047244, -0.11432151739623585], [0.2506566015053505, -0.1134885086137409], [0.23875534290554104, -0.11244990293703111], [0.22726016060398574, -0.11122640850927072], [0.21616751755972105, -0.10982611667885293], [0.20547235581678244, -0.10826176357895335], [0.19516713894977042, -0.10656137555713788], [0.18524815921712556, -0.10472156657056082], [0.17570495250338167, -0.10277636565052634], [0.16653214099795133, -0.10072769806242848], [0.1577212098214655, -0.09858937324031336], [0.14926330393852721, -0.09637494878976456], [0.1411491280044382, -0.09409692593392667], [0.13336820191542686, -0.09177061012033724], [0.1259130991291185, -0.08940054086613511], [0.11877509867701574, -0.08699425377323071], [0.11194313928447851, -0.08456412222781834], [0.10540773791264202, -0.0821178683487326], [0.09916099431578167, -0.07965768024709294], [0.09319086186237503, -0.07719769527209229], [0.08748739632496344, -0.07474494388875627], [0.08204349779074653, -0.07229956077834726], [0.076850357406857, -0.06986488331323304], [0.07189620807550813, -0.06745127201030143], [0.06717390621807041, -0.06505967076114412], [0.06267704862684986, -0.06268933404577165], [0.058396301326021964, -0.0603445049914052], [0.054321161325873175, -0.05803197135364105], [0.05044343191679104, -0.055754715697684414], [0.04675743408186991, -0.053511348118713456], [0.04325595570115587, -0.05130271828060578], [0.03993178761617194, -0.049129944793442216], [0.03678058162628818, -0.04699073203429457], [0.03379428143010092, -0.044888366629690146], [0.030968425894501155, -0.04282085929542735], [0.028298254573419307, -0.04078644636468293], [0.025773964725551494, -0.03879133715824214], [0.023395513124356563, -0.036829387312513236], [0.02115427240673709, -0.03490411425715201], [0.01904121893394489, -0.033020077688233375], [0.01705267891353232, -0.03117553726720155], [0.015200629035462567, -0.029354317086438157], [0.013478332134924173, -0.02755873163843086], [0.011875989908148563, -0.025794806913623403], [0.010385842625821814, -0.024066278160118547], [0.009018267510037724, -0.02236278081780349], [0.007770444764894096, -0.020684477584421403], [0.0066210758834182246, -0.019044239062517506], [0.005493959112726991, -0.01749328898303597], [0.004472915612801391, -0.015967772610480276], [0.0036015380090662673, -0.014444609266445743], [0.0028754127676174435, -0.012929099458293595], [0.0022697390702953488, -0.011437511263899813], [0.0017957535318316763, -0.009973939498220234], [0.0014272505393724704, -0.00854846735877489], [0.0011570173571732198, -0.0071663029722134714], [0.0009265414875921154, -0.005837266729810312], [0.0007181186419080606, -0.004564884162592574], [0.0005247610474455838, -0.0033467219778275203], [0.00034314707751761963, -0.0021809981373427188], [0.0001687335694815044, -0.0010660934220292858], [0.0, -3.8552525108305847e-08], [0.00015820661539525248, 0.0010673113063722826], [0.00030815636440193655, 0.0021848784724162536], [0.0004541325747364047, 0.003354012293760554], [0.0006035967227617497, 0.004576035800272681], [0.0007572451785642355, 0.005853340243522544], [0.0009252031475358175, 0.007186598127872387], [0.0011255895879512484, 0.008576941619380928], [0.0013674611998218103, 0.010024142225492411], [0.0016960383990982395, 0.011517903215543041], [0.002128914204153514, 0.013060671185922228], [0.0026290260169977704, 0.01465562347038527], [0.003222764954187602, 0.01629633620244813], [0.003935732484347695, 0.017974888964375425], [0.00473226767481747, 0.019703526701055386], [0.005610532585370019, 0.021486589934486825], [0.006573453483196195, 0.023324825019542385], [0.007663418755191953, 0.025196808474171745], [0.008872535450573883, 0.02710716069804949], [0.010192658585595798, 0.02906406389265494], [0.011606555787267717, 0.03108144681765559], [0.013147022688345285, 0.033139167107185126], [0.014816868249602726, 0.03523782691901017], [0.01661809523449535, 0.03737968063984394], [0.018547225221880792, 0.039571222160151825], [0.02062106430315809, 0.0418009051551211], [0.022844243861179798, 0.044068631710504846], [0.02522393944433014, 0.04637184099421236], [0.0277688567699675, 0.048706353370540384], [0.03048254174912225, 0.051071794887232326], [0.03336390681538274, 0.05347557750292699], [0.03642031003606331, 0.05591507993060863], [0.03966202181097379, 0.058384711211325484], [0.04309396081488661, 0.060884620877635826], [0.04672470088407303, 0.06340973501559581], [0.05056198803977219, 0.06595704626388106], [0.054612931750733534, 0.06852450117795546], [0.05888410965551225, 0.07111089654709708], [0.06338052 | 3D array of the x and y airfoil coordinates of the n_af airfoils.
blade.interp_airfoils.name | input | n/a | ['circular', 'SNL-FFA-W3-500', 'FFA-W3-211', 'FFA-W3-241', 'FFA-W3-270blend', 'FFA-W3-301', 'FFA-W3-330blend', 'FFA-W3-360'] | 1D array of names of airfoils.
blade.outer_shape_bem.s_default | output |  | [0.0, 0.034482758620689655, 0.06896551724137931, 0.10344827586206896, 0.13793103448275862, 0.1724137931034483, 0.20689655172413793, 0.24137931034482757, 0.27586206896551724, 0.3103448275862069, 0.3448275862068966, 0.3793103448275862, 0.41379310344827586, 0.4482758620689655, 0.48275862068965514, 0.5172413793103449, 0.5517241379310345, 0.5862068965517241, 0.6206896551724138, 0.6551724137931034, 0.6896551724137931, 0.7241379310344828, 0.7586206896551724, 0.7931034482758621, 0.8275862068965517, 0.8620689655172413, 0.896551724137931, 0.9310344827586207, 0.9655172413793103, 1.0] | 1D array of the non-dimensional spanwise grid defined along blade axis (0-blade root, 1-blade tip)
blade.outer_shape_bem.chord_yaml | output | m | [5.2, 5.2265040720520535, 5.319400683825207, 5.4580745530036845, 5.603038107463281, 5.718286587458929, 5.764630606410189, 5.715053106286686, 5.539182293334066, 5.290780459215475, 5.034005694445184, 4.815660040795825, 4.623237527554848, 4.432040224442178, 4.2451981651395, 4.065767388212587, 3.896040232078195, 3.7350841723423227, 3.5792063535409593, 3.4245801420565267, 3.267946590725438, 3.111859691750389, 2.957140175463699, 2.800021994595202, 2.6367899876098777, 2.4641317667059357, 2.2834502451238916, 2.0956817072301495, 1.9024851146667074, 0.5000000000000001] | 1D array of the chord values defined along blade span.
blade.outer_shape_bem.twist_yaml | output | rad | [0.27217629557079365, 0.2703213611890718, 0.256799564764236, 0.2327155229387189, 0.20321731641546886, 0.1732589091471034, 0.14740155387210616, 0.12742646107176153, 0.10871460898629608, 0.09126428560094875, 0.07584972929275118, 0.06295038726312087, 0.05200766129122833, 0.04228858599827693, 0.033587020259345804, 0.025633480184089865, 0.0184400219280952, 0.01209021726759452, 0.006201760506518447, 0.00031992263151258093, -0.006211367073939275, -0.014504119313560162, -0.023986689985735336, -0.032325206696798774, -0.03736348292490616, -0.037945785000536754, -0.03678035236750884, -0.03399755916765491, -0.029012617364700573, -0.021683756060763528] | 1D array of the twist values defined along blade span. The twist is defined positive for negative rotations around the z axis (the same as in BeamDyn).
blade.outer_shape_bem.r_thick_yaml | output |  | [0.0, 0.0, 0.0, 0.0, 0.0, 0.0, 0.0, 0.0, 0.0, 0.0, 0.0, 0.0, 0.0, 0.0, 0.0, 0.0, 0.0, 0.0, 0.0, 0.0, 0.0, 0.0, 0.0, 0.0, 0.0, 0.0, 0.0, 0.0, 0.0, 0.0] | 1D array of the relative thickness values defined along blade span.
blade.outer_shape_bem.pitch_axis_yaml | output |  | [0.5045454545454545, 0.478272788275845, 0.4467037271357153, 0.4143671733690558, 0.3852340324213114, 0.35900232277705957, 0.3387088845446817, 0.3251668513770255, 0.3165684415629794, 0.3109012710840118, 0.3068353469556881, 0.3029298546845621, 0.2984498424070107, 0.294050797638603, 0.2906618358638823, 0.2884710521324488, 0.28784166497695546, 0.28831579012827324, 0.2901546214955529, 0.293228374804286, 0.2972374968685465, 0.3019960315194374, 0.30725011193605684, 0.312567265034242, 0.31843498972288176, 0.32575139297419775, 0.3342661884039118, 0.3437327016266949, 0.35493038748272737, 0.36818181818181805] | 1D array of the chordwise position of the pitch axis (0-LE, 1-TE), defined along blade span.
blade.outer_shape_bem.ref_axis_yaml | output | m | [[0.0, 0.0, 0.0], [0.034295923985786604, 0.0, 4.0344827586206895], [0.08329262571797669, 0.0, 8.068965517241379], [0.1392555188551465, 0.0, 12.10344827586207], [0.19190331656176873, 0.0, 16.13793103448276], [0.232028257864551, 0.0, 20.17241379310345], [0.24918042933165166, 0.0, 24.20689655172414], [0.2496141741724728, 0.0, 28.24137931034483], [0.24625256887234165, 0.0, 32.27586206896552], [0.2404720106240574, 0.0, 36.310344827586206], [0.23297926741790076, 0.0, 40.3448275862069], [0.2179571400171469, 0.0, 44.37931034482759], [0.17712118065470675, 0.0, 48.41379310344827], [0.10030156784192272, 0.0, 52.44827586206897], [1.126605912840715e-05, 0.0, 56.48275862068965], [-0.11231262929473985, 0.0, 60.51724137931035], [-0.24379916019447512, 0.0, 64.55172413793103], [-0.4153387722179258, 0.0, 68.58620689655173], [-0.6207684349190539, 0.0, 72.62068965517241], [-0.8462432424369124, 0.0, 76.6551724137931], [-1.0798464372334413, 0.0, 80.68965517241381], [-1.3290155919297535, 0.0, 84.72413793103449], [-1.6021369821922977, 0.0, 88.75862068965516], [-1.8948995248383433, 0.0, 92.79310344827587], [-2.201796716438755, 0.0, 96.82758620689654], [-2.5227281124194536, 0.0, 100.86206896551724], [-2.8639215886652067, 0.0, 104.89655172413794], [-3.2248356445430946, 0.0, 108.9310344827586], [-3.6046563533868463, 0.0, 112.9655172413793], [-3.9999999999999996, 0.0, 116.99999999999999]] | 2D array of the coordinates (x,y,z) of the blade reference axis, defined along blade span. The coordinate system is the one of BeamDyn: it is placed at blade root with x pointing the suction side of the blade, y pointing the trailing edge and z along the blade span. A standard configuration will have negative x values (prebend), if swept positive y values, and positive z values.
blade.outer_shape_bem.span_end | input |  | [] | 1D array of the positions along blade span where something (a DAC device?) starts and we want a grid point. Only values between 0 and 1 are meaningful.
blade.outer_shape_bem.span_ext | input |  | [] | 1D array of the extensions along blade span where something (a DAC device?) lives and we want a grid point. Only values between 0 and 1 are meaningful.
blade.pa.s_opt_twist | input |  | [0.0, 0.034482758620689655, 0.06896551724137931, 0.10344827586206896, 0.13793103448275862, 0.1724137931034483, 0.20689655172413793, 0.24137931034482757, 0.27586206896551724, 0.3103448275862069, 0.3448275862068966, 0.3793103448275862, 0.41379310344827586, 0.4482758620689655, 0.48275862068965514, 0.5172413793103449, 0.5517241379310345, 0.5862068965517241, 0.6206896551724138, 0.6551724137931034, 0.6896551724137931, 0.7241379310344828, 0.7586206896551724, 0.7931034482758621, 0.8275862068965517, 0.8620689655172413, 0.896551724137931, 0.9310344827586207, 0.9655172413793103, 1.0] | 1D array of the non-dimensional spanwise grid defined along blade axis to optimize the blade twist angle
blade.pa.twist_opt | input | rad | [0.27217629557079365, 0.2703213611890718, 0.256799564764236, 0.2327155229387189, 0.20321731641546886, 0.1732589091471034, 0.14740155387210616, 0.12742646107176153, 0.10871460898629608, 0.09126428560094875, 0.07584972929275118, 0.06295038726312087, 0.05200766129122833, 0.04228858599827693, 0.033587020259345804, 0.025633480184089865, 0.0184400219280952, 0.01209021726759452, 0.006201760506518447, 0.00031992263151258093, -0.006211367073939275, -0.014504119313560162, -0.023986689985735336, -0.032325206696798774, -0.03736348292490616, -0.037945785000536754, -0.03678035236750884, -0.03399755916765491, -0.029012617364700573, -0.021683756060763528] | 1D array of the twist angle being optimized at the n_opt locations.
blade.pa.s_opt_chord | input |  | [0.0, 0.034482758620689655, 0.06896551724137931, 0.10344827586206896, 0.13793103448275862, 0.1724137931034483, 0.20689655172413793, 0.24137931034482757, 0.27586206896551724, 0.3103448275862069, 0.3448275862068966, 0.3793103448275862, 0.41379310344827586, 0.4482758620689655, 0.48275862068965514, 0.5172413793103449, 0.5517241379310345, 0.5862068965517241, 0.6206896551724138, 0.6551724137931034, 0.6896551724137931, 0.7241379310344828, 0.7586206896551724, 0.7931034482758621, 0.8275862068965517, 0.8620689655172413, 0.896551724137931, 0.9310344827586207, 0.9655172413793103, 1.0] | 1D array of the non-dimensional spanwise grid defined along blade axis to optimize the blade chord
blade.pa.chord_opt | input | m | [5.2, 5.2265040720520535, 5.319400683825207, 5.4580745530036845, 5.603038107463281, 5.718286587458929, 5.764630606410189, 5.715053106286686, 5.539182293334066, 5.290780459215475, 5.034005694445184, 4.815660040795825, 4.623237527554848, 4.432040224442178, 4.2451981651395, 4.065767388212587, 3.896040232078195, 3.7350841723423227, 3.5792063535409593, 3.4245801420565267, 3.267946590725438, 3.111859691750389, 2.957140175463699, 2.800021994595202, 2.6367899876098777, 2.4641317667059357, 2.2834502451238916, 2.0956817072301495, 1.9024851146667074, 0.5000000000000001] | 1D array of the chord being optimized at the n_opt locations.
blade.ps.layer_thickness_original | input | m | [[0.001, 0.001, 0.001, 0.001, 0.001, 0.001, 0.001, 0.001, 0.001, 0.001, 0.001, 0.001, 0.001, 0.001, 0.001, 0.001, 0.001, 0.001, 0.001, 0.001, 0.001, 0.001, 0.001, 0.001, 0.001, 0.001, 0.001, 0.001, 0.001, 0.001], [0.05, 0.0408222184063085, 0.03227313926048303, 0.024145972694482237, 0.015705569687762155, 0.008780100035772388, 0.00479635850055312, 0.0031297240664340336, 0.0022826917804419063, 0.0020369729079713524, 0.0020007460905738872, 0.002000037059269053, 0.002000000495532114, 0.0020000000000000608, 0.002, 0.002, 0.002, 0.002, 0.002, 0.002, 0.002, 0.002, 0.002, 0.002, 0.0017994981851164914, 0.0013159487984171954, 0.0010438809038808864, 0.001001931909619958, 0.001, 0.001], [0.0001, 0.004419878334477179, 0.015090822119312248, 0.030382105124484426, 0.04744079152205518, 0.06353773283159729, 0.07594813593145543, 0.08316374510452554, 0.08936990874530398, 0.09447030393782439, 0.09767621042889293, 0.09829737923548582, 0.09732816699112329, 0.09510225437702131, 0.09225052519827547, 0.08925817046710618, 0.08634924135483835, 0.08326351521775043, 0.07969892747853398, 0.07545926234514862, 0.06996616697984069, 0.06112109490616299, 0.04860983245173956, 0.03553265093318574, 0.024710213639477004, 0.01776948594807157, 0.01195955439742918, 0.006954287330510351, 0.003327560264074706, 0.0010000000000001236], [0.0001, 0.004419878334477179, 0.015090822119312248, 0.030382105124484426, 0.04744079152205518, 0.06353773283159729, 0.07594813593145543, 0.08316374510452554, 0.08936990874530398, 0.09447030393782439, 0.09767621042889293, 0.09829737923548582, 0.09732816699112329, 0.09510225437702131, 0.09225052519827547, 0.08925817046710618, 0.08634924135483835, 0.08326351521775043, 0.07969892747853398, 0.07545926234514862, 0.06996616697984069, 0.06112109490616299, 0.04860983245173956, 0.03553265093318574, 0.024710213639477004, 0.01776948594807157, 0.01195955439742918, 0.006954287330510351, 0.003327560264074706, 0.0010000000000001236], [0.0, 0.0, 0.0, 0.002996816779346709, 0.0029458128078817744, 0.002896551724137931, 0.0028472906403940877, 0.0027980295566502455, 0.0027487684729064037, 0.0026995073891625623, 0.002650246305418719, 0.0026009852216748765, 0.0025517241379310347, 0.0025024630541871933, 0.0024532019704433497, 0.0024039408866995075, 0.002354679802955666, 0.002305418719211824, 0.0022561576354679803, 0.002206896551724138, 0.002157635467980296, 0.002108374384236454, 0.0020591133004926104, 0.002012755077250901, 0.0, 0.0, 0.0, 0.0, 0.0, 0.0], [0.0, 0.0, 0.004791725569902692, 0.014412995467259384, 0.027047460650643354, 0.03045990214853375, 0.03, 0.03, 0.03, 0.03, 0.03, 0.03, 0.03, 0.03, 0.03, 0.03, 0.029771622514482537, 0.022712924291608143, 0.01506313277081732, 0.007701969096218487, 0.004634878249282575, 0.0031057808675626557, 0.0020040105889382307, 0.0002636147262998891, 0.0, 0.0, 0.0, 0.0, 0.0, 0.0], [0.0, 0.0, 0.004791725569902692, 0.014412995467259384, 0.027047460650643354, 0.03045990214853375, 0.03, 0.03, 0.03, 0.03, 0.03, 0.03, 0.03, 0.03, 0.03, 0.03, 0.029771622514482537, 0.022712924291608143, 0.01506313277081732, 0.007701969096218487, 0.004634878249282575, 0.0031057808675626557, 0.0020040105889382307, 0.0002636147262998891, 0.0, 0.0, 0.0, 0.0, 0.0, 0.0], [0.0, 0.0, 0.0, 0.059824922864068986, 0.05701970443349754, 0.054310344827586204, 0.05160098522167486, 0.048891625615763545, 0.04618226600985221, 0.0434729064039409, 0.04076354679802956, 0.03805418719211823, 0.03534482758620689, 0.03263546798029556, 0.02992610837438424, 0.027216748768472895, 0.02450738916256158, 0.021798029556650257, 0.019088669950738914, 0.016379310344827588, 0.013669950738916255, 0.010960591133004929, 0.008251231527093606, 0.005630111038532382, 0.0, 0.0, 0.0, 0.0, 0.0, 0.0], [0.0, 0.0, 0.0, 0.059824922864068986, 0.05701970443349754, 0.054310344827586204, 0.05160098522167486, 0.048891625615763545, 0.04618226600985221, 0.0434729064039409, 0.04076354679802956, 0.03805418719211823, 0.03534482758620689, 0.03263546798029556, 0.02992610837438424, 0.027216748768472895, 0.02450738916256158, 0.021798029556650257, 0.019088669950738914, 0.016379310344827588, 0.013669950738916255, 0.010960591133004929, 0.008251231527093606, 0.005630111038532382, 0.0, 0.0, 0.0, 0.0, 0.0, 0.0], [0.0, 0.0, 0.0, 0.059824922864068986, 0.05701970443349754, 0.054310344827586204, 0.05160098522167486, 0.048891625615763545, 0.04618226600985221, 0.0434729064039409, 0.04076354679802956, 0.03805418719211823, 0.03534482758620689, 0.03263546798029556, 0.02992610837438424, 0.027216748768472895, 0.02450738916256158, 0.021798029556650257, 0.019088669950738914, 0.016379310344827588, 0.013669950738916255, 0.010960591133004929, 0.008251231527093606, 0.005630111038532382, 0.0, 0.0, 0.0, 0.0, 0.0, 0.0], [0.0, 0.0, 0.0, 0.059824922864068986, 0.05701970443349754, 0.054310344827586204, 0.05160098522167486, 0.048891625615763545, 0.04618226600985221, 0.0434729064039409, 0.04076354679802956, 0.03805418719211823, 0.03534482758620689, 0.03263546798029556, 0.02992610837438424, 0.027216748768472895, 0.02450738916256158, 0.021798029556650257, 0.019088669950738914, 0.016379310344827588, 0.013669950738916255, 0.010960591133004929, 0.008251231527093606, 0.005630111038532382, 0.0, 0.0, 0.0, 0.0, 0.0, 0.0], [0.05, 0.0408222184063085, 0.03227313926048303, 0.024145972694482237, 0.015705569687762155, 0.008780100035772388, 0.00479635850055312, 0.0031297240664340336, 0.0022826917804419063, 0.0020369729079713524, 0.0020007460905738872, 0.002000037059269053, 0.002000000495532114, 0.0020000000000000608, 0.002, 0.002, 0.002, 0.002, 0.002, 0.002, 0.002, 0.002, 0.002, 0.002, 0.0017994981851164914, 0.0013159487984171954, 0.0010438809038808864, 0.001001931909619958, 0.001, 0.001], [0.0, 0.0, 0.0, 0.001996067786251817, 0.0019330628803245443, 0.001872210953346856, 0.001811359026369168, 0.001750507099391481, 0.0016896551724137933, 0.0016288032454361057, 0.0015679513184584176, 0.0015070993914807298, 0.0014462474645030427, 0.001385395537525355, 0.0013245436105476676, 0.0012636916835699796, 0.0012028397565922919, 0.0011419878296146041, 0.0010811359026369164, 0.001020283975659229, 0.0009594320486815414, 0.0008985801217038539, 0.0008377281947261663, 0.0007768762677484787, 0.0007160243407707911, 0.0006551724137931035, 0.000594320486815416, 0.0005380493880995532, 0.0, 0.0], [0.0, 0.0, 0.0, 0.04290038391837936, 0.041304259634888436, 0.03976267748478701, 0.038221095334685595, 0.036679513184584164, 0.035137931034482754, 0.03359634888438133, 0.032054766734279906, 0.0305131845841785, 0.02897160243407708, 0.02743002028397566, 0.025888438133874248, 0.02434685598377282, 0.022805273833671404, 0.021263691683569976, 0.020037030057826286, 0.02, 0.02, 0.02, 0.02, 0.02, 0.02, 0.02, 0.02, 0.02, 0.0, 0.0], [0.0, 0.0, 0.0, 0.001996067786251817, 0.0019330628803245443, 0.001872210953346856, 0.001811359026369168, 0.001750507099391481, 0.0016896551724137933, 0.0016288032454361057, 0.0015679513184584176, 0.0015070993914807298, 0.0014462474645030427, 0.001385395537525355, 0.0013245436105476676, 0.0012636916835699796, 0.0012028397565922919, 0.0011419878296146041, 0.0010811359026369164, 0.001020283975659229, 0.0009594320486815414, 0.0008985801217038539, 0.0008377281947261663, 0.0007768762677484787, 0.0007160243407707911, 0.0006551724137931035, 0.000594320486815416, 0.0005380493880995532, 0.0, 0.0], [0.0, 0.0, 0.0, 0.001996067786251817, 0.0019330628803245443, 0.001872210953346856, 0.001811359026369168, 0.001750507099391481, 0.0016896551724137933, 0.0016288032454361057, 0.0015679513184584176, 0.0015070993914807298, 0.0014462474645030427, 0.001385395537525355, 0.0013245436105476676, 0.0012636916835699796, 0.0012028397565922919, 0.0011419878296146041, 0.0010811359026369164, 0.001020283975659229, 0.0009594320486815414, 0.0008985801217038539, 0.0008377281947261663, 0.0007768762677484787, 0.0007160243407707911, 0.0006551724137931035, 0.000594320486815416, 0.0005380493880995532, 0.0, 0.0], [0.0, 0.0, 0.0, 0.04290038391837936, 0.041304259634888436, 0.03976267748478701, 0.038221095334685595, 0.036679513184584164, 0.035137931034482754, 0.03359634888438133, 0.032054766734279906, 0.0305131845841785, 0.02897160243407708, 0.02743002028397566, 0.025888438133874248, 0.02434685598377282, 0.022805273833671404, 0.021263691683569976, 0.020037030057826286, 0.02, 0.02, 0.02, 0.02, 0.02, 0.02, 0.02, 0.02, 0.02, 0.0, 0.0], [0.0, 0.0, 0.0, 0.001996067786251817, 0.0019330628803245443, 0.001872210953346856, 0.001811359026369168, 0.001750507099391481, 0.0016896551724137933, 0.0016288032454361057, 0.0015679513184584176, 0.0015070993914807298, 0.0014462474645030427, 0.001385395537525355, 0.0013245436105476676, 0.0012636916835699796, 0.0012028397565922919, 0.0011419878296146041, 0.0010811359026369164, 0.001020283975659229, 0.0009594320486815414, 0.0008985801217038539, 0.0008377281947261663, 0.0007768762677484787, 0.0007160243407707911, 0.0006551724137931035, 0.000594320486815416, 0.0005380493880995532, 0.0, 0.0]] | 2D array of the thickness of the layers of the blade structure. The first dimension represents each layer, the second dimension represents each entry along blade span.
blade.ps.s_opt_layer_0 | input |  | [0.0, 0.034482758620689655, 0.06896551724137931, 0.10344827586206896, 0.13793103448275862, 0.1724137931034483, 0.20689655172413793, 0.24137931034482757, 0.27586206896551724, 0.3103448275862069, 0.3448275862068966, 0.3793103448275862, 0.41379310344827586, 0.4482758620689655, 0.48275862068965514, 0.5172413793103449, 0.5517241379310345, 0.5862068965517241, 0.6206896551724138, 0.6551724137931034, 0.6896551724137931, 0.7241379310344828, 0.7586206896551724, 0.7931034482758621, 0.8275862068965517, 0.8620689655172413, 0.896551724137931, 0.9310344827586207, 0.9655172413793103, 1.0]
blade.ps.layer_0_opt | input | m | [0.001, 0.001, 0.001, 0.001, 0.001, 0.001, 0.001, 0.001, 0.001, 0.001, 0.001, 0.001, 0.001, 0.001, 0.001, 0.001, 0.001, 0.001, 0.001, 0.001, 0.001, 0.001, 0.001, 0.001, 0.001, 0.001, 0.001, 0.001, 0.001, 0.001]
blade.ps.s_opt_layer_1 | input |  | [0.0, 0.034482758620689655, 0.06896551724137931, 0.10344827586206896, 0.13793103448275862, 0.1724137931034483, 0.20689655172413793, 0.24137931034482757, 0.27586206896551724, 0.3103448275862069, 0.3448275862068966, 0.3793103448275862, 0.41379310344827586, 0.4482758620689655, 0.48275862068965514, 0.5172413793103449, 0.5517241379310345, 0.5862068965517241, 0.6206896551724138, 0.6551724137931034, 0.6896551724137931, 0.7241379310344828, 0.7586206896551724, 0.7931034482758621, 0.8275862068965517, 0.8620689655172413, 0.896551724137931, 0.9310344827586207, 0.9655172413793103, 1.0]
blade.ps.layer_1_opt | input | m | [0.05, 0.0408222184063085, 0.03227313926048303, 0.024145972694482237, 0.015705569687762155, 0.008780100035772388, 0.00479635850055312, 0.0031297240664340336, 0.0022826917804419063, 0.0020369729079713524, 0.0020007460905738872, 0.002000037059269053, 0.002000000495532114, 0.0020000000000000608, 0.002, 0.002, 0.002, 0.002, 0.002, 0.002, 0.002, 0.002, 0.002, 0.002, 0.0017994981851164914, 0.0013159487984171954, 0.0010438809038808864, 0.001001931909619958, 0.001, 0.001]
blade.ps.s_opt_layer_2 | input |  | [0.0, 0.034482758620689655, 0.06896551724137931, 0.10344827586206896, 0.13793103448275862, 0.1724137931034483, 0.20689655172413793, 0.24137931034482757, 0.27586206896551724, 0.3103448275862069, 0.3448275862068966, 0.3793103448275862, 0.41379310344827586, 0.4482758620689655, 0.48275862068965514, 0.5172413793103449, 0.5517241379310345, 0.5862068965517241, 0.6206896551724138, 0.6551724137931034, 0.6896551724137931, 0.7241379310344828, 0.7586206896551724, 0.7931034482758621, 0.8275862068965517, 0.8620689655172413, 0.896551724137931, 0.9310344827586207, 0.9655172413793103, 1.0]
blade.ps.layer_2_opt | input | m | [0.0001, 0.004419878334477179, 0.015090822119312248, 0.030382105124484426, 0.04744079152205518, 0.06353773283159729, 0.07594813593145543, 0.08316374510452554, 0.08936990874530398, 0.09447030393782439, 0.09767621042889293, 0.09829737923548582, 0.09732816699112329, 0.09510225437702131, 0.09225052519827547, 0.08925817046710618, 0.08634924135483835, 0.08326351521775043, 0.07969892747853398, 0.07545926234514862, 0.06996616697984069, 0.06112109490616299, 0.04860983245173956, 0.03553265093318574, 0.024710213639477004, 0.01776948594807157, 0.01195955439742918, 0.006954287330510351, 0.003327560264074706, 0.0010000000000001236]
blade.ps.s_opt_layer_3 | input |  | [0.0, 0.034482758620689655, 0.06896551724137931, 0.10344827586206896, 0.13793103448275862, 0.1724137931034483, 0.20689655172413793, 0.24137931034482757, 0.27586206896551724, 0.3103448275862069, 0.3448275862068966, 0.3793103448275862, 0.41379310344827586, 0.4482758620689655, 0.48275862068965514, 0.5172413793103449, 0.5517241379310345, 0.5862068965517241, 0.6206896551724138, 0.6551724137931034, 0.6896551724137931, 0.7241379310344828, 0.7586206896551724, 0.7931034482758621, 0.8275862068965517, 0.8620689655172413, 0.896551724137931, 0.9310344827586207, 0.9655172413793103, 1.0]
blade.ps.layer_3_opt | input | m | [0.0001, 0.004419878334477179, 0.015090822119312248, 0.030382105124484426, 0.04744079152205518, 0.06353773283159729, 0.07594813593145543, 0.08316374510452554, 0.08936990874530398, 0.09447030393782439, 0.09767621042889293, 0.09829737923548582, 0.09732816699112329, 0.09510225437702131, 0.09225052519827547, 0.08925817046710618, 0.08634924135483835, 0.08326351521775043, 0.07969892747853398, 0.07545926234514862, 0.06996616697984069, 0.06112109490616299, 0.04860983245173956, 0.03553265093318574, 0.024710213639477004, 0.01776948594807157, 0.01195955439742918, 0.006954287330510351, 0.003327560264074706, 0.0010000000000001236]
blade.ps.s_opt_layer_4 | input |  | [0.0, 0.034482758620689655, 0.06896551724137931, 0.10344827586206896, 0.13793103448275862, 0.1724137931034483, 0.20689655172413793, 0.24137931034482757, 0.27586206896551724, 0.3103448275862069, 0.3448275862068966, 0.3793103448275862, 0.41379310344827586, 0.4482758620689655, 0.48275862068965514, 0.5172413793103449, 0.5517241379310345, 0.5862068965517241, 0.6206896551724138, 0.6551724137931034, 0.6896551724137931, 0.7241379310344828, 0.7586206896551724, 0.7931034482758621, 0.8275862068965517, 0.8620689655172413, 0.896551724137931, 0.9310344827586207, 0.9655172413793103, 1.0]
blade.ps.layer_4_opt | input | m | [0.0, 0.0, 0.0, 0.002996816779346709, 0.0029458128078817744, 0.002896551724137931, 0.0028472906403940877, 0.0027980295566502455, 0.0027487684729064037, 0.0026995073891625623, 0.002650246305418719, 0.0026009852216748765, 0.0025517241379310347, 0.0025024630541871933, 0.0024532019704433497, 0.0024039408866995075, 0.002354679802955666, 0.002305418719211824, 0.0022561576354679803, 0.002206896551724138, 0.002157635467980296, 0.002108374384236454, 0.0020591133004926104, 0.002012755077250901, 0.0, 0.0, 0.0, 0.0, 0.0, 0.0]
blade.ps.s_opt_layer_5 | input |  | [0.0, 0.034482758620689655, 0.06896551724137931, 0.10344827586206896, 0.13793103448275862, 0.1724137931034483, 0.20689655172413793, 0.24137931034482757, 0.27586206896551724, 0.3103448275862069, 0.3448275862068966, 0.3793103448275862, 0.41379310344827586, 0.4482758620689655, 0.48275862068965514, 0.5172413793103449, 0.5517241379310345, 0.5862068965517241, 0.6206896551724138, 0.6551724137931034, 0.6896551724137931, 0.7241379310344828, 0.7586206896551724, 0.7931034482758621, 0.8275862068965517, 0.8620689655172413, 0.896551724137931, 0.9310344827586207, 0.9655172413793103, 1.0]
blade.ps.layer_5_opt | input | m | [0.0, 0.0, 0.004791725569902692, 0.014412995467259384, 0.027047460650643354, 0.03045990214853375, 0.03, 0.03, 0.03, 0.03, 0.03, 0.03, 0.03, 0.03, 0.03, 0.03, 0.029771622514482537, 0.022712924291608143, 0.01506313277081732, 0.007701969096218487, 0.004634878249282575, 0.0031057808675626557, 0.0020040105889382307, 0.0002636147262998891, 0.0, 0.0, 0.0, 0.0, 0.0, 0.0]
blade.ps.s_opt_layer_6 | input |  | [0.0, 0.034482758620689655, 0.06896551724137931, 0.10344827586206896, 0.13793103448275862, 0.1724137931034483, 0.20689655172413793, 0.24137931034482757, 0.27586206896551724, 0.3103448275862069, 0.3448275862068966, 0.3793103448275862, 0.41379310344827586, 0.4482758620689655, 0.48275862068965514, 0.5172413793103449, 0.5517241379310345, 0.5862068965517241, 0.6206896551724138, 0.6551724137931034, 0.6896551724137931, 0.7241379310344828, 0.7586206896551724, 0.7931034482758621, 0.8275862068965517, 0.8620689655172413, 0.896551724137931, 0.9310344827586207, 0.9655172413793103, 1.0]
blade.ps.layer_6_opt | input | m | [0.0, 0.0, 0.004791725569902692, 0.014412995467259384, 0.027047460650643354, 0.03045990214853375, 0.03, 0.03, 0.03, 0.03, 0.03, 0.03, 0.03, 0.03, 0.03, 0.03, 0.029771622514482537, 0.022712924291608143, 0.01506313277081732, 0.007701969096218487, 0.004634878249282575, 0.0031057808675626557, 0.0020040105889382307, 0.0002636147262998891, 0.0, 0.0, 0.0, 0.0, 0.0, 0.0]
blade.ps.s_opt_layer_7 | input |  | [0.0, 0.034482758620689655, 0.06896551724137931, 0.10344827586206896, 0.13793103448275862, 0.1724137931034483, 0.20689655172413793, 0.24137931034482757, 0.27586206896551724, 0.3103448275862069, 0.3448275862068966, 0.3793103448275862, 0.41379310344827586, 0.4482758620689655, 0.48275862068965514, 0.5172413793103449, 0.5517241379310345, 0.5862068965517241, 0.6206896551724138, 0.6551724137931034, 0.6896551724137931, 0.7241379310344828, 0.7586206896551724, 0.7931034482758621, 0.8275862068965517, 0.8620689655172413, 0.896551724137931, 0.9310344827586207, 0.9655172413793103, 1.0]
blade.ps.layer_7_opt | input | m | [0.0, 0.0, 0.0, 0.059824922864068986, 0.05701970443349754, 0.054310344827586204, 0.05160098522167486, 0.048891625615763545, 0.04618226600985221, 0.0434729064039409, 0.04076354679802956, 0.03805418719211823, 0.03534482758620689, 0.03263546798029556, 0.02992610837438424, 0.027216748768472895, 0.02450738916256158, 0.021798029556650257, 0.019088669950738914, 0.016379310344827588, 0.013669950738916255, 0.010960591133004929, 0.008251231527093606, 0.005630111038532382, 0.0, 0.0, 0.0, 0.0, 0.0, 0.0]
blade.ps.s_opt_layer_8 | input |  | [0.0, 0.034482758620689655, 0.06896551724137931, 0.10344827586206896, 0.13793103448275862, 0.1724137931034483, 0.20689655172413793, 0.24137931034482757, 0.27586206896551724, 0.3103448275862069, 0.3448275862068966, 0.3793103448275862, 0.41379310344827586, 0.4482758620689655, 0.48275862068965514, 0.5172413793103449, 0.5517241379310345, 0.5862068965517241, 0.6206896551724138, 0.6551724137931034, 0.6896551724137931, 0.7241379310344828, 0.7586206896551724, 0.7931034482758621, 0.8275862068965517, 0.8620689655172413, 0.896551724137931, 0.9310344827586207, 0.9655172413793103, 1.0]
blade.ps.layer_8_opt | input | m | [0.0, 0.0, 0.0, 0.059824922864068986, 0.05701970443349754, 0.054310344827586204, 0.05160098522167486, 0.048891625615763545, 0.04618226600985221, 0.0434729064039409, 0.04076354679802956, 0.03805418719211823, 0.03534482758620689, 0.03263546798029556, 0.02992610837438424, 0.027216748768472895, 0.02450738916256158, 0.021798029556650257, 0.019088669950738914, 0.016379310344827588, 0.013669950738916255, 0.010960591133004929, 0.008251231527093606, 0.005630111038532382, 0.0, 0.0, 0.0, 0.0, 0.0, 0.0]
blade.ps.s_opt_layer_9 | input |  | [0.0, 0.034482758620689655, 0.06896551724137931, 0.10344827586206896, 0.13793103448275862, 0.1724137931034483, 0.20689655172413793, 0.24137931034482757, 0.27586206896551724, 0.3103448275862069, 0.3448275862068966, 0.3793103448275862, 0.41379310344827586, 0.4482758620689655, 0.48275862068965514, 0.5172413793103449, 0.5517241379310345, 0.5862068965517241, 0.6206896551724138, 0.6551724137931034, 0.6896551724137931, 0.7241379310344828, 0.7586206896551724, 0.7931034482758621, 0.8275862068965517, 0.8620689655172413, 0.896551724137931, 0.9310344827586207, 0.9655172413793103, 1.0]
blade.ps.layer_9_opt | input | m | [0.0, 0.0, 0.0, 0.059824922864068986, 0.05701970443349754, 0.054310344827586204, 0.05160098522167486, 0.048891625615763545, 0.04618226600985221, 0.0434729064039409, 0.04076354679802956, 0.03805418719211823, 0.03534482758620689, 0.03263546798029556, 0.02992610837438424, 0.027216748768472895, 0.02450738916256158, 0.021798029556650257, 0.019088669950738914, 0.016379310344827588, 0.013669950738916255, 0.010960591133004929, 0.008251231527093606, 0.005630111038532382, 0.0, 0.0, 0.0, 0.0, 0.0, 0.0]
blade.ps.s_opt_layer_10 | input |  | [0.0, 0.034482758620689655, 0.06896551724137931, 0.10344827586206896, 0.13793103448275862, 0.1724137931034483, 0.20689655172413793, 0.24137931034482757, 0.27586206896551724, 0.3103448275862069, 0.3448275862068966, 0.3793103448275862, 0.41379310344827586, 0.4482758620689655, 0.48275862068965514, 0.5172413793103449, 0.5517241379310345, 0.5862068965517241, 0.6206896551724138, 0.6551724137931034, 0.6896551724137931, 0.7241379310344828, 0.7586206896551724, 0.7931034482758621, 0.8275862068965517, 0.8620689655172413, 0.896551724137931, 0.9310344827586207, 0.9655172413793103, 1.0]
blade.ps.layer_10_opt | input | m | [0.0, 0.0, 0.0, 0.059824922864068986, 0.05701970443349754, 0.054310344827586204, 0.05160098522167486, 0.048891625615763545, 0.04618226600985221, 0.0434729064039409, 0.04076354679802956, 0.03805418719211823, 0.03534482758620689, 0.03263546798029556, 0.02992610837438424, 0.027216748768472895, 0.02450738916256158, 0.021798029556650257, 0.019088669950738914, 0.016379310344827588, 0.013669950738916255, 0.010960591133004929, 0.008251231527093606, 0.005630111038532382, 0.0, 0.0, 0.0, 0.0, 0.0, 0.0]
blade.ps.s_opt_layer_11 | input |  | [0.0, 0.034482758620689655, 0.06896551724137931, 0.10344827586206896, 0.13793103448275862, 0.1724137931034483, 0.20689655172413793, 0.24137931034482757, 0.27586206896551724, 0.3103448275862069, 0.3448275862068966, 0.3793103448275862, 0.41379310344827586, 0.4482758620689655, 0.48275862068965514, 0.5172413793103449, 0.5517241379310345, 0.5862068965517241, 0.6206896551724138, 0.6551724137931034, 0.6896551724137931, 0.7241379310344828, 0.7586206896551724, 0.7931034482758621, 0.8275862068965517, 0.8620689655172413, 0.896551724137931, 0.9310344827586207, 0.9655172413793103, 1.0]
blade.ps.layer_11_opt | input | m | [0.05, 0.0408222184063085, 0.03227313926048303, 0.024145972694482237, 0.015705569687762155, 0.008780100035772388, 0.00479635850055312, 0.0031297240664340336, 0.0022826917804419063, 0.0020369729079713524, 0.0020007460905738872, 0.002000037059269053, 0.002000000495532114, 0.0020000000000000608, 0.002, 0.002, 0.002, 0.002, 0.002, 0.002, 0.002, 0.002, 0.002, 0.002, 0.0017994981851164914, 0.0013159487984171954, 0.0010438809038808864, 0.001001931909619958, 0.001, 0.001]
blade.ps.s_opt_layer_12 | input |  | [0.0, 0.034482758620689655, 0.06896551724137931, 0.10344827586206896, 0.13793103448275862, 0.1724137931034483, 0.20689655172413793, 0.24137931034482757, 0.27586206896551724, 0.3103448275862069, 0.3448275862068966, 0.3793103448275862, 0.41379310344827586, 0.4482758620689655, 0.48275862068965514, 0.5172413793103449, 0.5517241379310345, 0.5862068965517241, 0.6206896551724138, 0.6551724137931034, 0.6896551724137931, 0.7241379310344828, 0.7586206896551724, 0.7931034482758621, 0.8275862068965517, 0.8620689655172413, 0.896551724137931, 0.9310344827586207, 0.9655172413793103, 1.0]
blade.ps.layer_12_opt | input | m | [0.0, 0.0, 0.0, 0.001996067786251817, 0.0019330628803245443, 0.001872210953346856, 0.001811359026369168, 0.001750507099391481, 0.0016896551724137933, 0.0016288032454361057, 0.0015679513184584176, 0.0015070993914807298, 0.0014462474645030427, 0.001385395537525355, 0.0013245436105476676, 0.0012636916835699796, 0.0012028397565922919, 0.0011419878296146041, 0.0010811359026369164, 0.001020283975659229, 0.0009594320486815414, 0.0008985801217038539, 0.0008377281947261663, 0.0007768762677484787, 0.0007160243407707911, 0.0006551724137931035, 0.000594320486815416, 0.0005380493880995532, 0.0, 0.0]
blade.ps.s_opt_layer_13 | input |  | [0.0, 0.034482758620689655, 0.06896551724137931, 0.10344827586206896, 0.13793103448275862, 0.1724137931034483, 0.20689655172413793, 0.24137931034482757, 0.27586206896551724, 0.3103448275862069, 0.3448275862068966, 0.3793103448275862, 0.41379310344827586, 0.4482758620689655, 0.48275862068965514, 0.5172413793103449, 0.5517241379310345, 0.5862068965517241, 0.6206896551724138, 0.6551724137931034, 0.6896551724137931, 0.7241379310344828, 0.7586206896551724, 0.7931034482758621, 0.8275862068965517, 0.8620689655172413, 0.896551724137931, 0.9310344827586207, 0.9655172413793103, 1.0]
blade.ps.layer_13_opt | input | m | [0.0, 0.0, 0.0, 0.04290038391837936, 0.041304259634888436, 0.03976267748478701, 0.038221095334685595, 0.036679513184584164, 0.035137931034482754, 0.03359634888438133, 0.032054766734279906, 0.0305131845841785, 0.02897160243407708, 0.02743002028397566, 0.025888438133874248, 0.02434685598377282, 0.022805273833671404, 0.021263691683569976, 0.020037030057826286, 0.02, 0.02, 0.02, 0.02, 0.02, 0.02, 0.02, 0.02, 0.02, 0.0, 0.0]
blade.ps.s_opt_layer_14 | input |  | [0.0, 0.034482758620689655, 0.06896551724137931, 0.10344827586206896, 0.13793103448275862, 0.1724137931034483, 0.20689655172413793, 0.24137931034482757, 0.27586206896551724, 0.3103448275862069, 0.3448275862068966, 0.3793103448275862, 0.41379310344827586, 0.4482758620689655, 0.48275862068965514, 0.5172413793103449, 0.5517241379310345, 0.5862068965517241, 0.6206896551724138, 0.6551724137931034, 0.6896551724137931, 0.7241379310344828, 0.7586206896551724, 0.7931034482758621, 0.8275862068965517, 0.8620689655172413, 0.896551724137931, 0.9310344827586207, 0.9655172413793103, 1.0]
blade.ps.layer_14_opt | input | m | [0.0, 0.0, 0.0, 0.001996067786251817, 0.0019330628803245443, 0.001872210953346856, 0.001811359026369168, 0.001750507099391481, 0.0016896551724137933, 0.0016288032454361057, 0.0015679513184584176, 0.0015070993914807298, 0.0014462474645030427, 0.001385395537525355, 0.0013245436105476676, 0.0012636916835699796, 0.0012028397565922919, 0.0011419878296146041, 0.0010811359026369164, 0.001020283975659229, 0.0009594320486815414, 0.0008985801217038539, 0.0008377281947261663, 0.0007768762677484787, 0.0007160243407707911, 0.0006551724137931035, 0.000594320486815416, 0.0005380493880995532, 0.0, 0.0]
blade.ps.s_opt_layer_15 | input |  | [0.0, 0.034482758620689655, 0.06896551724137931, 0.10344827586206896, 0.13793103448275862, 0.1724137931034483, 0.20689655172413793, 0.24137931034482757, 0.27586206896551724, 0.3103448275862069, 0.3448275862068966, 0.3793103448275862, 0.41379310344827586, 0.4482758620689655, 0.48275862068965514, 0.5172413793103449, 0.5517241379310345, 0.5862068965517241, 0.6206896551724138, 0.6551724137931034, 0.6896551724137931, 0.7241379310344828, 0.7586206896551724, 0.7931034482758621, 0.8275862068965517, 0.8620689655172413, 0.896551724137931, 0.9310344827586207, 0.9655172413793103, 1.0]
blade.ps.layer_15_opt | input | m | [0.0, 0.0, 0.0, 0.001996067786251817, 0.0019330628803245443, 0.001872210953346856, 0.001811359026369168, 0.001750507099391481, 0.0016896551724137933, 0.0016288032454361057, 0.0015679513184584176, 0.0015070993914807298, 0.0014462474645030427, 0.001385395537525355, 0.0013245436105476676, 0.0012636916835699796, 0.0012028397565922919, 0.0011419878296146041, 0.0010811359026369164, 0.001020283975659229, 0.0009594320486815414, 0.0008985801217038539, 0.0008377281947261663, 0.0007768762677484787, 0.0007160243407707911, 0.0006551724137931035, 0.000594320486815416, 0.0005380493880995532, 0.0, 0.0]
blade.ps.s_opt_layer_16 | input |  | [0.0, 0.034482758620689655, 0.06896551724137931, 0.10344827586206896, 0.13793103448275862, 0.1724137931034483, 0.20689655172413793, 0.24137931034482757, 0.27586206896551724, 0.3103448275862069, 0.3448275862068966, 0.3793103448275862, 0.41379310344827586, 0.4482758620689655, 0.48275862068965514, 0.5172413793103449, 0.5517241379310345, 0.5862068965517241, 0.6206896551724138, 0.6551724137931034, 0.6896551724137931, 0.7241379310344828, 0.7586206896551724, 0.7931034482758621, 0.8275862068965517, 0.8620689655172413, 0.896551724137931, 0.9310344827586207, 0.9655172413793103, 1.0]
blade.ps.layer_16_opt | input | m | [0.0, 0.0, 0.0, 0.04290038391837936, 0.041304259634888436, 0.03976267748478701, 0.038221095334685595, 0.036679513184584164, 0.035137931034482754, 0.03359634888438133, 0.032054766734279906, 0.0305131845841785, 0.02897160243407708, 0.02743002028397566, 0.025888438133874248, 0.02434685598377282, 0.022805273833671404, 0.021263691683569976, 0.020037030057826286, 0.02, 0.02, 0.02, 0.02, 0.02, 0.02, 0.02, 0.02, 0.02, 0.0, 0.0]
blade.ps.s_opt_layer_17 | input |  | [0.0, 0.034482758620689655, 0.06896551724137931, 0.10344827586206896, 0.13793103448275862, 0.1724137931034483, 0.20689655172413793, 0.24137931034482757, 0.27586206896551724, 0.3103448275862069, 0.3448275862068966, 0.3793103448275862, 0.41379310344827586, 0.4482758620689655, 0.48275862068965514, 0.5172413793103449, 0.5517241379310345, 0.5862068965517241, 0.6206896551724138, 0.6551724137931034, 0.6896551724137931, 0.7241379310344828, 0.7586206896551724, 0.7931034482758621, 0.8275862068965517, 0.8620689655172413, 0.896551724137931, 0.9310344827586207, 0.9655172413793103, 1.0]
blade.ps.layer_17_opt | input | m | [0.0, 0.0, 0.0, 0.001996067786251817, 0.0019330628803245443, 0.001872210953346856, 0.001811359026369168, 0.001750507099391481, 0.0016896551724137933, 0.0016288032454361057, 0.0015679513184584176, 0.0015070993914807298, 0.0014462474645030427, 0.001385395537525355, 0.0013245436105476676, 0.0012636916835699796, 0.0012028397565922919, 0.0011419878296146041, 0.0010811359026369164, 0.001020283975659229, 0.0009594320486815414, 0.0008985801217038539, 0.0008377281947261663, 0.0007768762677484787, 0.0007160243407707911, 0.0006551724137931035, 0.000594320486815416, 0.0005380493880995532, 0.0, 0.0]
high_level_tower_props.tower_ref_axis_user | input | m | [[0.0, 0.0, 15.0], [0.0, 0.0, 28.0], [0.0, 0.0, 41.0], [0.0, 0.0, 54.0], [0.0, 0.0, 67.0], [0.0, 0.0, 80.0], [0.0, 0.0, 93.0], [0.0, 0.0, 106.0], [0.0, 0.0, 119.0], [0.0, 0.0, 132.0], [0.0, 0.0, 144.386]] | 2D array of the coordinates (x,y,z) of the tower reference axis. The coordinate system is the global coordinate system of OpenFAST: it is placed at tower base with x pointing downwind, y pointing on the side and z pointing vertically upwards. A standard tower configuration will have zero x and y values and positive z values.
high_level_tower_props.distance_tt_hub | input | m | 5.614 | Vertical distance from tower top to hub center.
high_level_tower_props.hub_height_user | input | m | 150 | Height of the hub specified by the user.
hub.diameter | output | m | 7.94
materials.rho_fiber | output | kg/m**3 | [0.0, 0.0, 0.0, 0.0, 2535.5, 1800.0, 2535.5, 2535.5, 0.0, 0.0, 0.0] | 1D array of the density of the fibers of the materials.
materials.rho | output | kg/m**3 | [1235.0, 7800.0, 7850.0, 7200.0, 1940.0, 1220.0, 1940.0, 1940.0, 130.0, 1150.0, 1100.0] | 1D array of the density of the materials. For composites, this is the density of the laminate.
materials.rho_area_dry | output | kg/m**2 | [0.0, 0.0, 0.0, 0.0, 7.227162215457267, 1.0, 1.4454324430914534, 1.4454324430914534, 0.0, 0.0, 0.0] | 1D array of the dry aerial density of the composite fabrics. Non-composite materials are kept at 0.
materials.ply_t_from_yaml | output | m | [0.0005, 0.0, 0.0, 0.0, 0.005, 0.005158730158730159, 0.001, 0.001, 0.0, 0.0, 0.0] | 1D array of the ply thicknesses of the materials. Non-composite materials are kept at 0.
materials.fvf_from_yaml | output |  | [0.0, 0.0, 0.0, 0.0, 0.57, 0.1076923076923077, 0.57, 0.57, 0.0, 0.0, 0.0] | 1D array of the non-dimensional fiber volume fraction of the composite materials. Non-composite materials are kept at 0.
materials.fwf_from_yaml | output |  | [0.0, 0.0, 0.0, 0.0, 0.7450682696347697, 0.15889029003783103, 0.7450682696347697, 0.7450682696347697, 0.0, 0.0, 0.0] | 1D array of the non-dimensional fiber weight- fraction of the composite materials. Non-composite materials are kept at 0.
materials.name | output | n/a | ['Gelcoat', 'steel', 'steel_drive', 'cast_iron', 'glass_uni', 'CarbonUD', 'glass_biax', 'glass_triax', 'medium_density_foam', 'resin', 'adhesive'] | 1D array of names of materials.
materials.component_id | output | n/a | [0.0, -1.0, -1.0, -1.0, 5.0, 4.0, 3.0, 2.0, 1.0, -1.0, -1.0] | 1D array of flags to set whether a material is used in a blade: 0 - coating, 1 - sandwich filler , 2 - shell skin, 3 - shear webs, 4 - spar caps, 5 - TE/LE reinf.
drivese.bear1.D_shaft | input | m | 2.2
drivese.bear1.mb_mass_user | input | kg | 0
drivese.bear1.bearing_type | input | n/a | CARB
drivese.bear2.D_shaft | input | m | 2.2
drivese.bear2.mb_mass_user | input | kg | 0
drivese.bear2.bearing_type | input | n/a | SRB
drivese.brake_mass_user | input | kg | 0
drivese.hss_spring_constant | input | N*m/rad | 0
drivese.gear_ratio | input |  | 1
drivese.damping_ratio | input |  | 0.005
drivese.machine_rating | input | kW | 15000
drivese.D_top | input | m | 6.5
drivese.converter_mass_user | input | kg | 0
drivese.transformer_mass_user | input | kg | 0
drivese.gearbox_mass_user | input | kg | 0
drivese.gearbox_torque_density | input | N*m/kg | 0
drivese.gearbox_radius_user | input | m | 0
drivese.gearbox_length_user | input | m | 0
drivese.gear_configuration | input | n/a | eep
drivese.planet_numbers | input | n/a | [3, 3, 0]
drivese.generator.b_st | input | m | 0
drivese.generator.b_arm | input | m | 0
drivese.generator.K_rad_LL | input |  | 0
drivese.generator.K_rad_UL | input |  | 0
drivese.generator.D_ratio_LL | input |  | 0
drivese.generator.D_ratio_UL | input |  | 0
drivese.generator.C_Cu | input | USD/kg | 4.786
drivese.generator.C_Fe | input | USD/kg | 0.556
drivese.generator.C_Fes | input | USD/kg | 0.50139
drivese.generator.C_PM | input | USD/kg | 50
drivese.generator.B_r | input | T | 1.279
drivese.generator.P_Fe0e | input | W/kg | 1
drivese.generator.P_Fe0h | input | W/kg | 4
drivese.generator.S_N | input |  | -0.002
drivese.generator.alpha_p | input |  | 1.0996
drivese.generator.b_r_tau_r | input |  | 0.45
drivese.generator.b_ro | input | m | 0.004
drivese.generator.b_s_tau_s | input |  | 0.45
drivese.generator.b_so | input | m | 0.004
drivese.generator.cofi | input |  | 0.9
drivese.generator.freq | input | Hz | 60
drivese.generator.h_i | input | m | 0.004
drivese.generator.h_sy0 | input |  | 0
drivese.generator.h_w | input | m | 0.005
drivese.generator.k_fes | input |  | 0.8
drivese.generator.k_fillr | input |  | 0.55
drivese.generator.k_fills | input |  | 0.65
drivese.generator.k_s | input |  | 0.2
drivese.generator.mu_0 | input | m*kg/s**2/A**2 | 1.2566e-06
drivese.generator.mu_r | input | m*kg/s**2/A**2 | 1.06
drivese.generator.p | input |  | 100
drivese.generator.phi | input | rad | 1.5708
drivese.generator.ratio_mw2pp | input |  | 0.8
drivese.generator.resist_Cu | input | ohm/m | 2.52e-08
drivese.generator.sigma | input | Pa | 60000
drivese.generator.y_tau_p | input |  | 0.8
drivese.generator.y_tau_pr | input |  | 0.83333
drivese.generator.I_0 | input | A | 0
drivese.generator.d_r | input | m | 0
drivese.generator.h_m | input | m | 0.099539
drivese.generator.h_0 | input | m | 0.05
drivese.generator.h_s | input | m | 0.37694
drivese.generator.len_s | input | m | 2.2396
drivese.generator.n_r | input |  | 0
drivese.generator.rad_ag | input | m | 5.1262
drivese.generator.t_wr | input | m | 0
drivese.generator.n_s | input |  | 0
drivese.generator.d_s | input | m | 0
drivese.generator.t_ws | input | m | 0
drivese.generator.D_shaft | input | m | 3
drivese.generator.rho_Copper | input | kg/m**3 | 8900
drivese.generator.rho_Fe | input | kg/m**3 | 7700
drivese.generator.rho_Fes | input | kg/m**3 | 7850
drivese.generator.rho_PM | input | kg/m**3 | 7450
drivese.generator_mass_user | input | kg | 0
drivese.generator.N_c | input |  | 2
drivese.generator.b | input |  | 2
drivese.generator.c | input |  | 5
drivese.generator.E_p | input | V | 1905.2559
drivese.generator.h_yr | input | m | 0.036176
drivese.generator.h_ys | input | m | 0.036181
drivese.generator.h_sr | input | m | 0.046771
drivese.generator.h_ss | input | m | 0.046508
drivese.generator.t_r | input | m | 0.060766
drivese.generator.t_s | input | m | 0.060652
drivese.generator.D_nose | input | m | 2.2
drivese.generator.u_allow_pcent | input |  | 8.5
drivese.generator.y_allow_pcent | input |  | 1
drivese.generator.z_allow_deg | input | deg | 0.05
drivese.generator.B_tmax | input | T | 1.9
drivese.generator.m | input | n/a | 3
drivese.generator.q1 | input | n/a | 5
drivese.generator.q2 | input | n/a | 4
drivese.flange_t2shell_t | input |  | 6
drivese.flange_OD2hub_D | input |  | 0.6
drivese.flange_ID2flange_OD | input |  | 0.8
drivese.hub_stress_concentration | input |  | 3
drivese.hub_diameter | input | m | 7.94
drivese.hub_in2out_circ | input |  | 1.2
drivese.hub_shell_mass_user | input | kg | 0
drivese.hub_shell.n_blades | input | n/a | 3
drivese.stop_time | input | s | 5
drivese.pitch_system_scaling_factor | input |  | 0.75
drivese.pitch_system_mass_user | input | kg | 0
drivese.n_blades | input | n/a | 3
drivese.clearance_hub_spinner | input | m | 0.5
drivese.spin_hole_incr | input |  | 1.2
drivese.spinner_mass_user | input | kg | 0
drivese.n_front_brackets | input | n/a | 5
drivese.n_rear_brackets | input | n/a | 5
drivese.L_12 | input | m | 1.2
drivese.L_h1 | input | m | 1
drivese.L_generator | input | m | 2.15
drivese.overhang | input | m | 12.0313
drivese.drive_height | input | m | 5.614
drivese.tilt | input | deg | 6
drivese.lss_diameter | input | m | [3.0, 3.0]
drivese.lss_wall_thickness | input | m | [0.1, 0.1]
drivese.bedplate_mass_user | input | kg | 0
drivese.access_diameter | input | m | 2
drivese.nose_diameter | input | m | [2.2, 2.2]
drivese.nose_wall_thickness | input | m | [0.1, 0.1]
drivese.bedplate_wall_thickness | input | m | [0.05, 0.05, 0.05, 0.05]
drivese.upwind | input | n/a | TRUE
drivese.shaft_deflection_allowable | input | m | 0.0001
drivese.shaft_angle_allowable | input | rad | 0.001
drivese.E_mat | input | Pa | [[3440000000.0, 3440000000.0, 3440000000.0], [200000000000.0, 200000000000.0, 200000000000.0], [205000000000.0, 205000000000.0, 205000000000.0], [118000000000.0, 118000000000.0, 118000000000.0], [44600000000.0, 17000000000.0, 16700000000.0], [114500000000.0, 8390000000.0, 8390000000.0], [11100000000.0, 11100000000.0, 16700000000.0], [28700000000.0, 16600000000.0, 16700000000.0], [129200000.0, 129200000.0, 129200000.0], [1000000.0, 1000000.0, 1000000.0], [4560000.0, 4560000.0, 4560000.0]]
drivese.G_mat | input | Pa | [[1323000000.0, 1323000000.0, 1323000000.0], [79300000000.0, 79300000000.0, 79300000000.0], [80000000000.0, 80000000000.0, 80000000000.0], [47600000000.0, 47600000000.0, 47600000000.0], [3270000000.0, 3480000000.0, 3500000000.0], [5990000000.0, 5990000000.0, 5990000000.0], [13530000000.0, 3490000000.0, 3490000000.0], [8400000000.0, 3490000000.0, 3490000000.0], [48946969.696969695, 48946969.696969695, 48946969.696969695], [312500.0, 312500.0, 312500.0], [1520000.0, 1520000.0, 1520000.0]]
drivese.Xt_mat | input | Pa | [[74.0, 74.0, 74.0], [450000000.0, 450000000.0, 450000000.0], [814000000.0, 814000000.0, 814000000.0], [310000000.0, 310000000.0, 310000000.0], [609200000.0, 38100000.0, 15290000.0], [1546000000.0, 0.0, 0.0], [42900000.0, 42600000.0, 15300000.0], [396000000.0, 76400000.0, 15300000.0], [2083000.0, 2083000.0, 2083000.0], [0.0, 0.0, 0.0], [690000.0, 690000.0, 690000.0]]
drivese.Xy_mat | input | Pa | [0.0, 345000000.0, 485000000.0, 265000000.0, 0.0, 0.0, 0.0, 0.0, 0.0, 0.0, 0.0]
drivese.wohler_exp_mat | input |  | [1.0, 3.0, 3.0, 3.0, 10.0, 16.1, 10.0, 10.0, 1.0, 1.0, 1.0]
drivese.wohler_A_mat | input |  | [87.0, 35534648443.719765, 35534648443.719765, 310000000.0, 609200000.0, 1546000000.0, 113200000.0, 448900000.0, 2083000.0, 0.0, 690000.0]
drivese.rho_mat | input | kg/m**3 | [1235.0, 7800.0, 7850.0, 7200.0, 1940.0, 1220.0, 1940.0, 1940.0, 130.0, 1150.0, 1100.0]
drivese.unit_cost_mat | input | USD/kg | [7.23, 0.7, 0.9, 0.5, 1.87, 30.0, 3.0, 2.86, 13.0, 3.63, 9.0]
drivese.material_names | input | n/a | ['Gelcoat', 'steel', 'steel_drive', 'cast_iron', 'glass_uni', 'CarbonUD', 'glass_biax', 'glass_triax', 'medium_density_foam', 'resin', 'adhesive']
drivese.lss_material | input | n/a | steel_drive
drivese.hss_material | input | n/a | steel
drivese.hub_material | input | n/a | cast_iron
drivese.spinner_material | input | n/a | glass_uni
drivese.bedplate_material | input | n/a | steel_drive
drivese.hvac_mass_coeff | input | kg/kW/m | 0.025
drivese.uptower | input | n/a | TRUE
drivese.stator_deflection_allowable | input | m | 0.0001
drivese.stator_angle_allowable | input | rad | 0.001
drivese.minimum_rpm | input | rpm | 5
rotorse.rp.aep.lossFactor | input |  | 1 | multiplicative factor for availability and other losses (soiling, array, etc.)
rotorse.rp.cdf.k | input |  | 2 | shape or form factor
rotorse.rp.gust.turbulence_class | input | n/a | B | IEC turbulence class
rotorse.rp.v_min | input | m/s | 3 | cut-in wind speed
rotorse.rp.v_max | input | m/s | 25 | cut-out wind speed
rotorse.rp.rated_power | input | W | 15000000 | electrical rated power
rotorse.rp.omega_min | input | rpm | 5 | minimum allowed rotor rotation speed
rotorse.rp.omega_max | input | rpm | 7.56 | maximum allowed rotor rotation speed
rotorse.rp.control_maxTS | input | m/s | 95 | maximum allowed blade tip speed
rotorse.rp.powercurve.ps_percent | input |  | 0.8 | Scalar applied to the max torque within RotorSE for peak thrust shaving. Only used if `peak_thrust_shaving` is True.
rotorse.rp.powercurve.gearbox_efficiency | input |  | 1
rotorse.rp.powercurve.fix_pitch_regI12 | input | n/a | FALSE | If True, pitch is fixed in region I1/2, i.e. when min rpm is enforced.
rotorse.rp.drivetrainType | input | n/a | direct_drive
rotorse.rs.aero_gust.azimuth_load | input | deg | 0
rotorse.rs.aero_hub_loads.nSector | input | n/a | 4
rotorse.rs.brs.s_f | input |  | 2.5 | Safety factor
rotorse.rs.brs.d_f | input | m | 0.03 | Diameter of the fastener
rotorse.rs.brs.sigma_max | input | Pa | 675000000 | Max stress on bolt
rotorse.rs.constr.max_strainU_spar | input |  | 0.004 | maximum strain in spar cap suction side
rotorse.rs.constr.max_strainL_spar | input |  | 0.004 | maximum strain in spar cap pressure side
rotorse.rs.constr.max_strainU_te | input |  | 0.004 | maximum strain in spar cap suction side
rotorse.rs.constr.max_strainL_te | input |  | 0.004 | maximum strain in spar cap pressure side
rotorse.rs.constr.s_opt_spar_cap_ss | input |  | [0.0, 0.034482758620689655, 0.06896551724137931, 0.10344827586206896, 0.13793103448275862, 0.1724137931034483, 0.20689655172413793, 0.24137931034482757, 0.27586206896551724, 0.3103448275862069, 0.3448275862068966, 0.3793103448275862, 0.41379310344827586, 0.4482758620689655, 0.48275862068965514, 0.5172413793103449, 0.5517241379310345, 0.5862068965517241, 0.6206896551724138, 0.6551724137931034, 0.6896551724137931, 0.7241379310344828, 0.7586206896551724, 0.7931034482758621, 0.8275862068965517, 0.8620689655172413, 0.896551724137931, 0.9310344827586207, 0.9655172413793103, 1.0] | 1D array of the non-dimensional spanwise grid defined along blade axis to optimize the blade spar cap suction side
rotorse.rs.constr.s_opt_spar_cap_ps | input |  | [0.0, 0.034482758620689655, 0.06896551724137931, 0.10344827586206896, 0.13793103448275862, 0.1724137931034483, 0.20689655172413793, 0.24137931034482757, 0.27586206896551724, 0.3103448275862069, 0.3448275862068966, 0.3793103448275862, 0.41379310344827586, 0.4482758620689655, 0.48275862068965514, 0.5172413793103449, 0.5517241379310345, 0.5862068965517241, 0.6206896551724138, 0.6551724137931034, 0.6896551724137931, 0.7241379310344828, 0.7586206896551724, 0.7931034482758621, 0.8275862068965517, 0.8620689655172413, 0.896551724137931, 0.9310344827586207, 0.9655172413793103, 1.0] | 1D array of the non-dimensional spanwise grid defined along blade axis to optimize the blade spar cap pressure side
rotorse.rs.constr.s_opt_te_ss | input |  | [0.0, 0.034482758620689655, 0.06896551724137931, 0.10344827586206896, 0.13793103448275862, 0.1724137931034483, 0.20689655172413793, 0.24137931034482757, 0.27586206896551724, 0.3103448275862069, 0.3448275862068966, 0.3793103448275862, 0.41379310344827586, 0.4482758620689655, 0.48275862068965514, 0.5172413793103449, 0.5517241379310345, 0.5862068965517241, 0.6206896551724138, 0.6551724137931034, 0.6896551724137931, 0.7241379310344828, 0.7586206896551724, 0.7931034482758621, 0.8275862068965517, 0.8620689655172413, 0.896551724137931, 0.9310344827586207, 0.9655172413793103, 1.0] | 1D array of the non-dimensional spanwise grid defined along blade axis to optimize the blade trailing edge suction side
rotorse.rs.constr.s_opt_te_ps | input |  | [0.0, 0.034482758620689655, 0.06896551724137931, 0.10344827586206896, 0.13793103448275862, 0.1724137931034483, 0.20689655172413793, 0.24137931034482757, 0.27586206896551724, 0.3103448275862069, 0.3448275862068966, 0.3793103448275862, 0.41379310344827586, 0.4482758620689655, 0.48275862068965514, 0.5172413793103449, 0.5517241379310345, 0.5862068965517241, 0.6206896551724138, 0.6551724137931034, 0.6896551724137931, 0.7241379310344828, 0.7586206896551724, 0.7931034482758621, 0.8275862068965517, 0.8620689655172413, 0.896551724137931, 0.9310344827586207, 0.9655172413793103, 1.0] | 1D array of the non-dimensional spanwise grid defined along blade axis to optimize the blade trailing edge pressure side
rotorse.rs.constr.blade_number | input | n/a | 3
rotorse.rs.tip_pos.dynamicFactor | input |  | 1 | a dynamic amplification factor to adjust the static deflection calculation
rotorse.rs.tot_loads_gust.aeroloads_azimuth | input | deg | 0 | azimuthal angle
rotorse.rs.tot_loads_gust.dynamicFactor | input |  | 1 | a dynamic amplification factor to adjust the static deflection calculation
rotorse.stall_check.stall_margin | input | deg | 2.9983 | Minimum margin from the stall angle
rotorse.stall_check.min_s | input |  | 0.25 | Minimum nondimensional coordinate along blade span where to define the constraint (blade root typically stalls)
financese.tcc_per_kW | intermediate | USD/kW | 1045.3073
financese.bos_per_kW | intermediate | USD/kW | 3180.3041
financese.turbine_aep | intermediate | kW*h | 85043769.9072
orbit.site_mean_windspeed | intermediate | m/s | 11.5 | Mean windspeed of the site.
orbit.turbine_rated_windspeed | intermediate | m/s | 11.2031 | Rated windspeed of the turbine.
orbit.turbine_capex | intermediate | USD/kW | 1045.3073 | Turbine CAPEX
orbit.hub_height | intermediate | m | 150 | Turbine hub height.
orbit.turbine_rotor_diameter | intermediate | m | 241.94 | Turbine rotor diameter.
orbit.tower_mass | intermediate | t | 853.4601 | mass of the total tower.
orbit.tower_length | intermediate | m | 129.386 | Total length of the tower.
orbit.nacelle_mass | intermediate | t | 673.1054 | mass of the rotor nacelle assembly (RNA).
orbit.blade_mass | intermediate | t | 68.2064 | mass of an individual blade.
outputs_2_screen.aep | intermediate | GW*h | 85.0438
outputs_2_screen.blade_mass | intermediate | kg | 68206.4068
outputs_2_screen.lcoe | intermediate | USD/MW/h | 77.5312
outputs_2_screen.tip_deflection | intermediate | m | 24.0586
tcc.main_bearing_mass | intermediate | kg | 30785.6428
tcc.bedplate_mass | intermediate | kg | 53149.9969
tcc.blade_mass | intermediate | kg | 68206.4068
tcc.blade_cost_external | intermediate | USD | 759850.1914
tcc.brake_mass | intermediate | kg | 24335.3824
tcc.converter_mass | intermediate | kg | 11983.85
tcc.cover_mass | intermediate | kg | 20554.3062
tcc.gearbox_mass | intermediate | kg | 0
tcc.generator_mass | intermediate | kg | 368839.4072
tcc.generator_cost_external | intermediate | USD | 5003334.9694
tcc.hss_mass | intermediate | kg | 0
tcc.hub_cost | output | USD | 83294.2929
tcc.hub_mass | intermediate | kg | 21357.511
tcc.pitch_system_cost | output | USD | 1085854.7301
tcc.pitch_system_mass | intermediate | kg | 49133.6982
tcc.spinner_cost | output | USD | 32605.5753
tcc.spinner_mass | intermediate | kg | 2937.4392
tcc.hvac_mass | intermediate | kg | 9381.2812
tcc.lss_mass | intermediate | kg | 15734.0385
tcc.lss_cost | output | USD | 187235.058
tcc.main_bearing_cost | output | USD | 138535.3927
tcc.gearbox_cost | output | USD | 0
tcc.hss_cost | output | USD | 0
tcc.brake_cost | output | USD | 88225.4955
tcc.generator_cost | output | USD | 5003334.9694
tcc.bedplate_cost | output | USD | 154134.9911
tcc.yaw_system_cost | output | USD | 234465.8813
tcc.yaw_mass | intermediate | kg | 28248.9014
tcc.converter_cost | output | USD | 225296.38
tcc.hvac_cost | output | USD | 1163278.872
tcc.cover_cost | output | USD | 117159.5452
tcc.elec_cost | output | USD | 627750
tcc.controls_cost | output | USD | 317250
tcc.platforms_mass | intermediate | kg | 48672
tcc.platforms_cost | output | USD | 832291.2
tcc.transformer_cost | output | USD | 575938
tcc.transformer_mass | intermediate | kg | 30635
tcc.blade_cost | output | USD | 759850.1914
tcc.rotor_cost | output | USD | 3481305.1726
tcc.rotor_mass_tcc | output | kg | 278047.8688
tcc.nacelle_cost | output | USD | 9803431.1781
tcc.nacelle_mass_tcc | output | kg | 673105.4495
tcc.tower_cost | output | USD | 2394873.3739
tcc.tower_mass | intermediate | kg | 853460.1174
tcc.turbine_cost | output | USD | 15679609.7246
tcc.turbine_cost_kW | output | USD/kW | 1045.3073
tcc.turbine_mass_tcc | output | kg | 1804613.4356
tcc.hub_system_cost | output | USD | 1201754.5984
tcc.hub_system_mass_tcc | output | kg | 73428.6484
tcc.tower_parts_cost | output | USD | 2394873.3739
tcc.tower_cost_external | intermediate | USD | 2394873.3739
tcons.rated_Omega | intermediate | rpm | 7.4992 | rotor rotation speed at rated
tcons.tower_freq | intermediate | Hz | 0.24602
tcons.tip_deflection | intermediate | m | 24.0586
tcons.Rtip | intermediate | m | 120.97
tcons.ref_axis_blade | intermediate | m | [[0.0, 0.0, 0.0], [0.034295923985786604, 0.0, 4.03448275862069], [0.08329262571797669, 0.0, 8.06896551724138], [0.1392555188551465, 0.0, 12.103448275862071], [0.19190331656176873, 0.0, 16.13793103448276], [0.232028257864551, 0.0, 20.17241379310345], [0.24918042933165166, 0.0, 24.206896551724142], [0.2496141741724728, 0.0, 28.241379310344833], [0.24625256887234165, 0.0, 32.27586206896552], [0.2404720106240574, 0.0, 36.310344827586206], [0.23297926741790076, 0.0, 40.3448275862069], [0.2179571400171469, 0.0, 44.379310344827594], [0.17712118065470675, 0.0, 48.41379310344828], [0.10030156784192272, 0.0, 52.448275862068975], [1.126605912840715e-05, 0.0, 56.48275862068966], [-0.11231262929473985, 0.0, 60.517241379310356], [-0.24379916019447512, 0.0, 64.55172413793105], [-0.4153387722179258, 0.0, 68.58620689655174], [-0.6207684349190539, 0.0, 72.62068965517241], [-0.8462432424369124, 0.0, 76.6551724137931], [-1.0798464372334413, 0.0, 80.68965517241381], [-1.3290155919297535, 0.0, 84.7241379310345], [-1.6021369821922977, 0.0, 88.75862068965517], [-1.8948995248383433, 0.0, 92.79310344827589], [-2.201796716438755, 0.0, 96.82758620689656], [-2.5227281124194536, 0.0, 100.86206896551724], [-2.8639215886652067, 0.0, 104.89655172413795], [-3.2248356445430946, 0.0, 108.93103448275862], [-3.6046563533868463, 0.0, 112.96551724137932], [-3.9999999999999996, 0.0, 117.0]]
tcons.ref_axis_tower | intermediate | m | [[0.0, 0.0, 15.0], [0.0, 0.0, 28.0], [0.0, 0.0, 41.0], [0.0, 0.0, 54.0], [0.0, 0.0, 67.0], [0.0, 0.0, 80.0], [0.0, 0.0, 93.0], [0.0, 0.0, 106.0], [0.0, 0.0, 119.0], [0.0, 0.0, 132.0], [0.0, 0.0, 144.386]]
towerse.env.distLoads.windLoads_Px | intermediate | N/m | [1032.293430892866, 1097.9301912618023, 1153.5489930017159, 1202.184904757246, 1242.3792298123399, 1278.2975356924712, 1310.7655294175142, 1320.5738286384517, 1327.0581757278408, 1330.6791365347503, 1325.3820348978595, 1317.7467390582308, 1308.047960460813, 1292.786077090844, 1275.8403171868524, 1257.3818510120007, 1233.4109943653264, 1208.16352918282, 1181.7382579544992, 1169.0535076809867, 1155.4828288380622, 1141.0821570056141, 1143.2392255060975, 1144.9149093708306, 1146.137602161981, 1146.0985943605244, 1145.6428985368984, 1144.792327696364, 1149.0727747424369, 1153.1029870108848, 1156.894739952786]
towerse.env.distLoads.windLoads_Py | intermediate | N/m | [0.0, 0.0, 0.0, 0.0, 0.0, 0.0, 0.0, 0.0, 0.0, 0.0, 0.0, 0.0, 0.0, 0.0, 0.0, 0.0, 0.0, 0.0, 0.0, 0.0, 0.0, 0.0, 0.0, 0.0, 0.0, 0.0, 0.0, 0.0, 0.0, 0.0, 0.0]
towerse.env.distLoads.windLoads_Pz | intermediate | N/m | [0.0, 0.0, 0.0, 0.0, 0.0, 0.0, 0.0, 0.0, 0.0, 0.0, 0.0, 0.0, 0.0, 0.0, 0.0, 0.0, 0.0, 0.0, 0.0, 0.0, 0.0, 0.0, 0.0, 0.0, 0.0, 0.0, 0.0, 0.0, 0.0, 0.0, 0.0]
towerse.env.distLoads.windLoads_qdyn | intermediate | N/m**2 | [147.4083555359572, 156.66566137617426, 164.45727947314825, 171.2293178994547, 177.24594743157812, 182.6776190027274, 187.6412531702274, 192.22082460979834, 196.47884768837392, 200.4632197332898, 204.21151613216537, 207.75380270743753, 211.114543141162, 214.31393163768809, 217.36884799578766, 220.29355731721822, 223.10023260252157, 225.79935175814325, 228.4000037895478, 230.91012817043978, 233.33670426529886, 235.6859028891267, 237.96320879497557, 240.17352057705472, 242.32123284116935, 244.41030431482804, 246.44431470767108, 248.42651249552281, 250.26960081844916, 252.0706827700543, 253.83191107708146]
towerse.env.distLoads.windLoads_z | intermediate | m | [15.0, 19.333333333333332, 23.666666666666664, 28.0, 32.33333333333333, 36.666666666666664, 41.0, 45.33333333333333, 49.666666666666664, 54.0, 58.333333333333336, 62.666666666666664, 67.0, 71.33333333333334, 75.66666666666666, 80.0, 84.33333333333333, 88.66666666666667, 93.0, 97.33333333333333, 101.66666666666667, 106.0, 110.33333333333333, 114.66666666666667, 119.0, 123.33333333333333, 127.66666666666667, 132.0, 136.12866666666667, 140.25733333333332, 144.386]
towerse.env.distLoads.windLoads_beta | intermediate | deg | 0
towerse.z_global | output | m | [15.0, 19.333333333333332, 23.666666666666664, 28.0, 32.33333333333333, 36.666666666666664, 41.0, 45.33333333333333, 49.666666666666664, 54.0, 58.333333333333336, 62.666666666666664, 67.0, 71.33333333333334, 75.66666666666666, 80.0, 84.33333333333333, 88.66666666666667, 93.0, 97.33333333333333, 101.66666666666667, 106.0, 110.33333333333333, 114.66666666666667, 119.0, 123.33333333333333, 127.66666666666667, 132.0, 136.12866666666667, 140.25733333333332, 144.386]
towerse.env.Uref | intermediate | m/s | 20.4507
towerse.wind_reference_height | intermediate | m | 150
towerse.env.windLoads.U | intermediate | m/s | [15.513436205942527, 15.993144519905089, 16.38602089503388, 16.719990132769997, 17.01120626715816, 17.269892121319227, 17.502944506578636, 17.715245347730384, 17.91038224450511, 18.09107208985894, 18.259423784733023, 18.417108404180244, 18.56547346900767, 18.705622057320827, 18.838469022061307, 18.964781852739275, 19.085210968663734, 19.20031257220668, 19.31056615873005, 19.416388119967312, 19.518142445293652, 19.616149235754467, 19.710691547937106, 19.802020947246554, 19.890362052959908, 19.97591628773041, 20.058864993534673, 20.139372038748856, 20.213941473836122, 20.28654657327058, 20.357294679216576]
towerse.outer_diameter_full | output | m | [10.0, 10.0, 10.0, 10.0, 9.975333333333333, 9.950666666666667, 9.926, 9.765, 9.604, 9.443, 9.239666666666666, 9.036333333333333, 8.833, 8.605666666666666, 8.378333333333334, 8.151, 7.897333333333333, 7.643666666666666, 7.39, 7.229666666666667, 7.069333333333333, 6.909, 6.855333333333333, 6.801666666666667, 6.748, 6.689333333333334, 6.6306666666666665, 6.572, 6.548, 6.524, 6.5]
towerse.joint1 | output | m | [0.0, 0.0, 15.0]
towerse.joint2 | output | m | [0.0, 0.0, 144.386]
towerse.s_full | output | m | [0.0, 0.0334915163412837, 0.0669830326825674, 0.10047454902385111, 0.1339660653651348, 0.1674575817064185, 0.20094909804770222, 0.23444061438898592, 0.2679321307302696, 0.30142364707155334, 0.33491516341283706, 0.3684066797541207, 0.40189819609540445, 0.43538971243668817, 0.46888122877797184, 0.5023727451192556, 0.5358642614605392, 0.569355777801823, 0.6028472941431067, 0.6363388104843903, 0.6698303268256741, 0.7033218431669578, 0.7368133595082414, 0.7703048758495252, 0.8037963921908089, 0.8372879085320926, 0.8707794248733763, 0.90427094121466, 0.93618062747644, 0.96809031373822, 1.0]
towerse.g2e.Px_global | intermediate | N/m | [1032.293430892866, 1097.9301912618023, 1153.5489930017159, 1202.184904757246, 1242.3792298123399, 1278.2975356924712, 1310.7655294175142, 1320.5738286384517, 1327.0581757278408, 1330.6791365347503, 1325.3820348978595, 1317.7467390582308, 1308.047960460813, 1292.786077090844, 1275.8403171868524, 1257.3818510120007, 1233.4109943653264, 1208.16352918282, 1181.7382579544992, 1169.0535076809867, 1155.4828288380622, 1141.0821570056141, 1143.2392255060975, 1144.9149093708306, 1146.137602161981, 1146.0985943605244, 1145.6428985368984, 1144.792327696364, 1149.0727747424369, 1153.1029870108848, 1156.894739952786]
towerse.g2e.Py_global | intermediate | N/m | [0.0, 0.0, 0.0, 0.0, 0.0, 0.0, 0.0, 0.0, 0.0, 0.0, 0.0, 0.0, 0.0, 0.0, 0.0, 0.0, 0.0, 0.0, 0.0, 0.0, 0.0, 0.0, 0.0, 0.0, 0.0, 0.0, 0.0, 0.0, 0.0, 0.0, 0.0]
towerse.g2e.Pz_global | intermediate | N/m | [0.0, 0.0, 0.0, 0.0, 0.0, 0.0, 0.0, 0.0, 0.0, 0.0, 0.0, 0.0, 0.0, 0.0, 0.0, 0.0, 0.0, 0.0, 0.0, 0.0, 0.0, 0.0, 0.0, 0.0, 0.0, 0.0, 0.0, 0.0, 0.0, 0.0, 0.0]
towerse.g2e.qdyn_global | intermediate | Pa | [147.4083555359572, 156.66566137617426, 164.45727947314825, 171.2293178994547, 177.24594743157812, 182.6776190027274, 187.6412531702274, 192.22082460979834, 196.47884768837392, 200.4632197332898, 204.21151613216537, 207.75380270743753, 211.114543141162, 214.31393163768809, 217.36884799578766, 220.29355731721822, 223.10023260252157, 225.79935175814325, 228.4000037895478, 230.91012817043978, 233.33670426529886, 235.6859028891267, 237.96320879497557, 240.17352057705472, 242.32123284116935, 244.41030431482804, 246.44431470767108, 248.42651249552281, 250.26960081844916, 252.0706827700543, 253.83191107708146]
towerse.lc:Px | intermediate | N/m | [0.0, 0.0, 0.0, 0.0, 0.0, 0.0, 0.0, 0.0, 0.0, 0.0, 0.0, 0.0, 0.0, 0.0, 0.0, 0.0, 0.0, 0.0, 0.0, 0.0, 0.0, 0.0, 0.0, 0.0, 0.0, 0.0, 0.0, 0.0, 0.0, 0.0, 0.0]
towerse.lc:Py | intermediate | N/m | [0.0, 0.0, 0.0, 0.0, 0.0, 0.0, 0.0, 0.0, 0.0, 0.0, 0.0, 0.0, 0.0, 0.0, 0.0, 0.0, 0.0, 0.0, 0.0, 0.0, 0.0, 0.0, 0.0, 0.0, 0.0, 0.0, 0.0, 0.0, 0.0, 0.0, 0.0]
towerse.lc:Pz | intermediate | N/m | [-1032.293430892866, -1097.9301912618023, -1153.5489930017159, -1202.184904757246, -1242.3792298123399, -1278.2975356924712, -1310.7655294175142, -1320.5738286384517, -1327.0581757278408, -1330.6791365347503, -1325.3820348978595, -1317.7467390582308, -1308.047960460813, -1292.786077090844, -1275.8403171868524, -1257.3818510120007, -1233.4109943653264, -1208.16352918282, -1181.7382579544992, -1169.0535076809867, -1155.4828288380622, -1141.0821570056141, -1143.2392255060975, -1144.9149093708306, -1146.137602161981, -1146.0985943605244, -1145.6428985368984, -1144.792327696364, -1149.0727747424369, -1153.1029870108848, -1156.894739952786]
towerse.lc:qdyn | intermediate | Pa | [147.4083555359572, 156.66566137617426, 164.45727947314825, 171.2293178994547, 177.24594743157812, 182.6776190027274, 187.6412531702274, 192.22082460979834, 196.47884768837392, 200.4632197332898, 204.21151613216537, 207.75380270743753, 211.114543141162, 214.31393163768809, 217.36884799578766, 220.29355731721822, 223.10023260252157, 225.79935175814325, 228.4000037895478, 230.91012817043978, 233.33670426529886, 235.6859028891267, 237.96320879497557, 240.17352057705472, 242.32123284116935, 244.41030431482804, 246.44431470767108, 248.42651249552281, 250.26960081844916, 252.0706827700543, 253.83191107708146]
towerse.z_full | output | m | [0.0, 4.333333333333333, 8.666666666666666, 13.0, 17.333333333333332, 21.666666666666664, 26.0, 30.333333333333332, 34.666666666666664, 39.0, 43.333333333333336, 47.666666666666664, 52.0, 56.333333333333336, 60.666666666666664, 65.0, 69.33333333333333, 73.66666666666667, 78.0, 82.33333333333333, 86.66666666666667, 91.0, 95.33333333333333, 99.66666666666667, 104.0, 108.33333333333333, 112.66666666666667, 117.0, 121.12866666666666, 125.25733333333332, 129.386]
towerse.t_full | output | m | [0.039496, 0.039496, 0.039496, 0.036456, 0.036456, 0.036456, 0.033779, 0.033779, 0.033779, 0.032192, 0.032192, 0.032192, 0.030708, 0.030708, 0.030708, 0.029101000000000002, 0.029101000000000002, 0.029101000000000002, 0.027213, 0.027213, 0.027213, 0.024009, 0.024009, 0.024009, 0.020825999999999997, 0.020825999999999997, 0.020825999999999997, 0.023998, 0.023998, 0.023998]
towerse.tower_height | intermediate | m | 129.386
towerse.E_full | output | Pa | [200000000000.0, 200000000000.0, 200000000000.0, 200000000000.0, 200000000000.0, 200000000000.0, 200000000000.0, 200000000000.0, 200000000000.0, 200000000000.0, 200000000000.0, 200000000000.0, 200000000000.0, 200000000000.0, 200000000000.0, 200000000000.0, 200000000000.0, 200000000000.0, 200000000000.0, 200000000000.0, 200000000000.0, 200000000000.0, 200000000000.0, 200000000000.0, 200000000000.0, 200000000000.0, 200000000000.0, 200000000000.0, 200000000000.0, 200000000000.0]
towerse.G_full | output | Pa | [79300000000.0, 79300000000.0, 79300000000.0, 79300000000.0, 79300000000.0, 79300000000.0, 79300000000.0, 79300000000.0, 79300000000.0, 79300000000.0, 79300000000.0, 79300000000.0, 79300000000.0, 79300000000.0, 79300000000.0, 79300000000.0, 79300000000.0, 79300000000.0, 79300000000.0, 79300000000.0, 79300000000.0, 79300000000.0, 79300000000.0, 79300000000.0, 79300000000.0, 79300000000.0, 79300000000.0, 79300000000.0, 79300000000.0, 79300000000.0]
towerse.rho_full | output | kg/m**3 | [7800.0, 7800.0, 7800.0, 7800.0, 7800.0, 7800.0, 7799.999999999999, 7799.999999999999, 7799.999999999999, 7800.0, 7800.0, 7800.0, 7800.0, 7800.0, 7800.0, 7800.0, 7800.0, 7800.0, 7800.0, 7800.0, 7800.0, 7800.0, 7800.0, 7800.0, 7800.0, 7800.0, 7800.0, 7800.0, 7800.0, 7800.0]
towerse.sigma_y_full | output | Pa | [345000000.0, 345000000.0, 345000000.0, 345000000.0, 345000000.0, 345000000.0, 345000000.0, 345000000.0, 345000000.0, 345000000.0, 345000000.0, 345000000.0, 345000000.0, 345000000.0, 345000000.0, 345000000.0, 345000000.0, 345000000.0, 345000000.0, 345000000.0, 345000000.0, 345000000.0, 345000000.0, 345000000.0, 345000000.0, 345000000.0, 345000000.0, 345000000.0, 345000000.0, 345000000.0]
towerse.section_A | output | m**2 | [1.3224159502222583, 1.3224159502222583, 1.3224159502222583, 1.219490962854822, 1.2164681369805292, 1.2134453111062482, 1.1141037325820558, 1.095822464602082, 1.0775411966221085, 1.0073751497108947, 0.9853717296559915, 0.9633683096010764, 0.8968839505119199, 0.873417451467381, 0.8499509524228303, 0.782102363730914, 0.7572878959239917, 0.7324734281170694, 0.666189435623535, 0.6515226854764659, 0.6368559353293907, 0.5534968927625507, 0.5491656518245809, 0.5448344108866112, 0.46889362311072175, 0.4647865642453111, 0.4606795053799005, 0.527255205070245, 0.5253191400381827, 0.5233830750061205]
towerse.section_Asx | output | m**2 | [0.7517512956057671, 0.7517512956057671, 0.7517512956057671, 0.6931478636013552, 0.6914325374036028, 0.6897172113927035, 0.6331840899865142, 0.6228102177138944, 0.6124363523446187, 0.5725304488474783, 0.5600444109939321, 0.5475583844854482, 0.5097513887316534, 0.49643512662108097, 0.4831188798424268, 0.4445353548041378, 0.4304541960838555, 0.4163730585596197, 0.3786686071342062, 0.3703458561111041, 0.36202311396971615, 0.3145798068696419, 0.31212200589969924, 0.3096642057151512, 0.2664489254101458, 0.2641183286666998, 0.2617877325850941, 0.2996882893188872, 0.29858965420200495, 0.2974910192638158]
towerse.section_Asy | output | m**2 | [0.7517512956057671, 0.7517512956057671, 0.7517512956057671, 0.6931478636013552, 0.6914325374036028, 0.6897172113927035, 0.6331840899865142, 0.6228102177138944, 0.6124363523446187, 0.5725304488474783, 0.5600444109939321, 0.5475583844854482, 0.5097513887316534, 0.49643512662108097, 0.4831188798424268, 0.4445353548041378, 0.4304541960838555, 0.4163730585596197, 0.3786686071342062, 0.3703458561111041, 0.36202311396971615, 0.3145798068696419, 0.31212200589969924, 0.3096642057151512, 0.2664489254101458, 0.2641183286666998, 0.2617877325850941, 0.2996882893188872, 0.29858965420200495, 0.2974910192638158]
towerse.section_Ixx | output | kg*m**2 | [16.40013974725929, 16.40013974725929, 16.40013974725929, 15.095457111390713, 14.983482070327517, 14.872062144224095, 13.406986447929064, 12.757778385521604, 12.129873933692894, 10.912535954317203, 10.212980830919145, 9.543980442571394, 8.463574680825511, 7.816475376021959, 7.203230022776446, 6.24918577481708, 5.673042922440348, 5.13344684702824, 4.416611074852088, 4.131281947355985, 3.858514231529433, 3.2542090836312716, 3.178411136656319, 3.103799433253106, 2.6294091036406773, 2.5609196542982238, 2.493629974006952, 2.8155360757353067, 2.784634414415832, 2.7539596909648347]
towerse.section_Iyy | output | kg*m**2 | [16.40013974725929, 16.40013974725929, 16.40013974725929, 15.095457111390713, 14.983482070327517, 14.872062144224095, 13.406986447929064, 12.757778385521604, 12.129873933692894, 10.912535954317203, 10.212980830919145, 9.543980442571394, 8.463574680825511, 7.816475376021959, 7.203230022776446, 6.24918577481708, 5.673042922440348, 5.13344684702824, 4.416611074852088, 4.131281947355985, 3.858514231529433, 3.2542090836312716, 3.178411136656319, 3.103799433253106, 2.6294091036406773, 2.5609196542982238, 2.493629974006952, 2.8155360757353067, 2.784634414415832, 2.7539596909648347]
towerse.section_J0 | output | kg*m**2 | [32.80027949451858, 32.80027949451858, 32.80027949451858, 30.190914222781426, 29.966964140655033, 29.74412428844819, 26.81397289585813, 25.515556771043208, 24.259747867385787, 21.825071908634406, 20.42596166183829, 19.087960885142788, 16.927149361651022, 15.632950752043918, 14.406460045552892, 12.49837154963416, 11.346085844880696, 10.26689369405648, 8.833222149704175, 8.26256389471197, 7.717028463058866, 6.508418167262543, 6.356822273312638, 6.207598866506212, 5.2588182072813545, 5.1218393085964475, 4.987259948013904, 5.6310721514706135, 5.569268828831664, 5.5079193819296695]
towerse.section_rho | output | kg/m**3 | [7800.0, 7800.0, 7800.0, 7800.0, 7800.0, 7800.0, 7799.999999999999, 7799.999999999999, 7799.999999999999, 7800.0, 7800.0, 7800.0, 7800.0, 7800.0, 7800.0, 7800.0, 7800.0, 7800.0, 7800.0, 7800.0, 7800.0, 7800.0, 7800.0, 7800.0, 7800.0, 7800.0, 7800.0, 7800.0, 7800.0, 7800.0]
towerse.section_E | output | Pa | [200000000000.0, 200000000000.0, 200000000000.0, 200000000000.0, 200000000000.0, 200000000000.0, 200000000000.0, 200000000000.0, 200000000000.0, 200000000000.0, 200000000000.0, 200000000000.0, 200000000000.0, 200000000000.0, 200000000000.0, 200000000000.0, 200000000000.0, 200000000000.0, 200000000000.0, 200000000000.0, 200000000000.0, 200000000000.0, 200000000000.0, 200000000000.0, 200000000000.0, 200000000000.0, 200000000000.0, 200000000000.0, 200000000000.0, 200000000000.0]
towerse.section_G | output | Pa | [79300000000.0, 79300000000.0, 79300000000.0, 79300000000.0, 79300000000.0, 79300000000.0, 79300000000.0, 79300000000.0, 79300000000.0, 79300000000.0, 79300000000.0, 79300000000.0, 79300000000.0, 79300000000.0, 79300000000.0, 79300000000.0, 79300000000.0, 79300000000.0, 79300000000.0, 79300000000.0, 79300000000.0, 79300000000.0, 79300000000.0, 79300000000.0, 79300000000.0, 79300000000.0, 79300000000.0, 79300000000.0, 79300000000.0, 79300000000.0]
towerse.section_L | output | m | [4.333333333333332, 4.333333333333332, 4.333333333333336, 4.333333333333329, 4.333333333333336, 4.333333333333336, 4.333333333333329, 4.333333333333336, 4.333333333333336, 4.333333333333336, 4.333333333333329, 4.333333333333336, 4.333333333333343, 4.333333333333314, 4.333333333333343, 4.333333333333329, 4.333333333333343, 4.333333333333329, 4.333333333333329, 4.333333333333343, 4.333333333333329, 4.333333333333329, 4.333333333333343, 4.333333333333329, 4.333333333333329, 4.333333333333343, 4.333333333333329, 4.128666666666675, 4.128666666666646, 4.128666666666675]
towerse.post.cylinder_Fz | intermediate | N | [[-17000408.496639032], [-16557259.077501131], [-16113886.031641582], [-15704437.318769824], [-15295827.317075519], [-14888072.558013264], [-14513154.271903131], [-14144260.430326998], [-13781404.30547227], [-13441808.599632967], [-13109533.744594757], [-12784589.182861043], [-12481734.670173984], [-12186727.301265914], [-11899573.933224127], [-11635000.268657608], [-11378757.02563731], [-11130849.46925842], [-10904995.915394863], [-10684060.020948201], [-10468045.465829197], [-10279686.863276936], [-10092755.646331383], [-9907253.820169585], [-9746920.338307867], [-9587949.212039134], [-9430342.19297938], [-9259147.524669431], [-9088547.270376835], [-8918542.438380564]]
towerse.post.cylinder_Vx | intermediate | N | [[3615397.1502212435], [3615523.060619861], [3615644.4839143455], [3615733.032393366], [3615844.8453226835], [3615952.321612954], [3616003.497369796], [3616095.102905333], [3616183.464646429], [3616225.9706453085], [3616304.639137119], [3616379.8843815327], [3616401.9431345463], [3616468.1755244136], [3616530.382501662], [3616524.7185836434], [3616576.1023712754], [3616622.5130693316], [3616589.2054589987], [3616641.442808032], [3616686.0264649987], [3616575.9567450285], [3616625.279520333], [3616664.656533897], [3616520.9416301847], [3616540.2852171063], [3616548.861535728], [3616661.271512449], [3616654.2572037578], [3616637.381619096]]
towerse.post.cylinder_Vy | intermediate | N | [[53732.49067087466], [53734.81741820532], [53737.077859150246], [53738.74550160649], [53740.86174918525], [53742.91479470441], [53743.92952839332], [53745.72278304398], [53747.4758313708], [53748.377969554625], [53749.99367280677], [53751.570374040864], [53752.14400052279], [53753.60728499666], [53755.02712933719], [53755.13700687792], [53756.42576787155], [53757.66432034224], [53757.31912507024], [53758.79281365499], [53760.17102202121], [53758.29415491875], [53759.91832006071], [53761.39980164077], [53758.78768752143], [53759.98936472926], [53761.03650465701], [53764.73306029476], [53765.51506515406], [53766.15011312999]]
towerse.post.cylinder_Mxx | intermediate | N*m | [[-7943276.583050834], [-7709207.8262737], [-7474440.302243728], [-7238999.974460058], [-7002915.812773161], [-6766242.182034828], [-6528994.676928498], [-6291176.741880938], [-6052812.558109842], [-5813904.144790053], [-5574448.567890197], [-5334459.85875722], [-5093929.981676221], [-4852846.1723839715], [-4611214.991217449], [-4369015.528896108], [-4126219.6728359237], [-3882823.175133653], [-3638795.1095645875], [-3394119.9055256397], [-3148829.7654084787], [-2902903.094060965], [-2656339.9945289567], [-2409224.344215758], [-2161569.8300220706], [-1913391.9244224504], [-1664781.7865592465], [-1427652.2449948192], [-1190397.7215816155], [-953094.03030058]]
towerse.post.cylinder_Myy | intermediate | N*m | [[429839156.30314565], [414105023.7658904], [398333394.70835125], [382525900.02320755], [366684468.7805338], [350812297.5947261], [334910471.1869414], [318979598.23850846], [303021314.4475293], [287036100.30267], [271024317.7973943], [254987172.72751284], [238924786.4277873], [222837219.14536], [206725487.04959106], [190589358.70831442], [174428531.90984988], [158243882.95178747], [142035232.57374763], [125803423.57421589], [109551347.25584054], [93279842.95570683], [76991190.56705093], [60690585.8065598], [44380884.52298188], [28065897.74736762], [11751449.943058252], [-3785254.602752447], [-19309823.372408867], [-34817978.76249337]]
towerse.post.cylinder_Mzz | intermediate | N*m | [[6570085.3589272415], [6570057.60685744], [6570029.838724514], [6570087.276210661], [6570062.105917266], [6570036.86760805], [6570099.677670935], [6570089.800211129], [6570080.050876706], [6570125.965503293], [6570122.721240725], [6570119.958572965], [6570173.526097996], [6570176.528752622], [6570180.462131296], [6570253.112807295], [6570265.475464419], [6570279.6183525715], [6570376.870108633], [6570379.312448592], [6570382.507362263], [6570559.5526369], [6570543.488804567], [6570527.38675514], [6570743.248935585], [6570730.132409672], [6570717.027251106], [6570474.452826649], [6570452.907951061], [6570431.298065904]]
towerse.qdyn | output | Pa | [[147.4083555359572], [156.66566137617426], [164.45727947314825], [171.2293178994547], [177.24594743157812], [182.6776190027274], [187.6412531702274], [192.22082460979834], [196.47884768837392], [200.4632197332898], [204.21151613216537], [207.75380270743753], [211.114543141162], [214.31393163768809], [217.36884799578766], [220.29355731721822], [223.10023260252157], [225.79935175814325], [228.4000037895478], [230.91012817043978], [233.33670426529886], [235.6859028891267], [237.96320879497557], [240.17352057705472], [242.32123284116935], [244.41030431482804], [246.44431470767108], [248.42651249552281], [250.26960081844916], [252.0706827700543], [253.83191107708146]]
towerse.nodes_xyz | output | m | [[0.0, 0.0, 15.0], [0.0, 0.0, 19.333333333333332], [0.0, 0.0, 23.666666666666664], [0.0, 0.0, 28.0], [0.0, 0.0, 32.33333333333333], [0.0, 0.0, 36.666666666666664], [0.0, 0.0, 41.0], [0.0, 0.0, 45.33333333333333], [0.0, 0.0, 49.666666666666664], [0.0, 0.0, 54.0], [0.0, 0.0, 58.333333333333336], [0.0, 0.0, 62.666666666666664], [0.0, 0.0, 67.0], [0.0, 0.0, 71.33333333333334], [0.0, 0.0, 75.66666666666666], [0.0, 0.0, 80.0], [0.0, 0.0, 84.33333333333333], [0.0, 0.0, 88.66666666666667], [0.0, 0.0, 93.0], [0.0, 0.0, 97.33333333333333], [0.0, 0.0, 101.66666666666667], [0.0, 0.0, 106.0], [0.0, 0.0, 110.33333333333333], [0.0, 0.0, 114.66666666666667], [0.0, 0.0, 119.0], [0.0, 0.0, 123.33333333333333], [0.0, 0.0, 127.66666666666667], [0.0, 0.0, 132.0], [0.0, 0.0, 136.12866666666667], [0.0, 0.0, 140.25733333333332], [0.0, 0.0, 144.386]]
towerse.rna_mass | intermediate | kg | 951153.3183
towerse.rna_I | intermediate | kg*m**2 | [378215916.2797047, 272457709.5852353, 253162902.89681783, 852.6119234136422, 19408702.22344526, 170683.99793084362]
towerse.rna_cg | intermediate | m | [-7.339071708278465, -0.09931067885392131, 4.602774677129322]
towerse.tower.rna_F | intermediate | N | [[3615319.2888011034], [53731.10595411634], [-8918542.438380565]]
towerse.tower.rna_M | intermediate | N*m | [[-953093.7955826708], [-34817972.808320194], [6568992.514478389]]
towerse.Px | output | N/m | [[0.0], [0.0], [0.0], [0.0], [0.0], [0.0], [0.0], [0.0], [0.0], [0.0], [0.0], [0.0], [0.0], [0.0], [0.0], [0.0], [0.0], [0.0], [0.0], [0.0], [0.0], [0.0], [0.0], [0.0], [0.0], [0.0], [0.0], [0.0], [0.0], [0.0], [0.0]]
towerse.Py | output | N/m | [[0.0], [0.0], [0.0], [0.0], [0.0], [0.0], [0.0], [0.0], [0.0], [0.0], [0.0], [0.0], [0.0], [0.0], [0.0], [0.0], [0.0], [0.0], [0.0], [0.0], [0.0], [0.0], [0.0], [0.0], [0.0], [0.0], [0.0], [0.0], [0.0], [0.0], [0.0]]
towerse.Pz | output | N/m | [[-1032.293430892866], [-1097.9301912618023], [-1153.5489930017159], [-1202.184904757246], [-1242.3792298123399], [-1278.2975356924712], [-1310.7655294175142], [-1320.5738286384517], [-1327.0581757278408], [-1330.6791365347503], [-1325.3820348978595], [-1317.7467390582308], [-1308.047960460813], [-1292.786077090844], [-1275.8403171868524], [-1257.3818510120007], [-1233.4109943653264], [-1208.16352918282], [-1181.7382579544992], [-1169.0535076809867], [-1155.4828288380622], [-1141.0821570056141], [-1143.2392255060975], [-1144.9149093708306], [-1146.137602161981], [-1146.0985943605244], [-1145.6428985368984], [-1144.792327696364], [-1149.0727747424369], [-1153.1029870108848], [-1156.894739952786]]
towerse.tower_mass | output | kg | 853460.1174
towerse.tower_center_of_mass | output | m | 52.1867
towerse.tower_I_base | output | kg*m**2 | [3434617442.494416, 3434617442.494416, 16309047.779112916, 0.0, 0.0, 0.0]
rotorse.r | intermediate | m | [3.97, 8.004482758620691, 12.038965517241381, 16.07344827586207, 20.10793103448276, 24.142413793103447, 28.17689655172414, 32.21137931034483, 36.24586206896552, 40.280344827586205, 44.314827586206896, 48.34931034482759, 52.383793103448276, 56.418275862068974, 60.45275862068966, 64.48724137931036, 68.52172413793105, 72.55620689655174, 76.59068965517241, 80.6251724137931, 84.6596551724138, 88.6941379310345, 92.72862068965517, 96.76310344827588, 100.79758620689655, 104.83206896551724, 108.86655172413795, 112.90103448275862, 116.93551724137932, 120.97] | radial locations where blade is defined (should be increasing and not go all the way to hub or tip)
rotorse.chord | intermediate | m | [5.2, 5.2265040720520535, 5.319400683825207, 5.4580745530036845, 5.603038107463281, 5.718286587458929, 5.764630606410189, 5.715053106286686, 5.539182293334066, 5.290780459215475, 5.034005694445184, 4.815660040795825, 4.623237527554848, 4.432040224442178, 4.2451981651395, 4.065767388212587, 3.896040232078195, 3.7350841723423227, 3.5792063535409593, 3.4245801420565267, 3.267946590725438, 3.111859691750389, 2.957140175463699, 2.800021994595202, 2.6367899876098777, 2.4641317667059357, 2.2834502451238916, 2.0956817072301495, 1.9024851146667074, 0.5000000000000001] | chord length at each section
rotorse.ccblade.theta_in | intermediate | rad | [0.27217629557079365, 0.2703213611890718, 0.256799564764236, 0.2327155229387189, 0.20321731641546886, 0.1732589091471034, 0.14740155387210616, 0.12742646107176153, 0.10871460898629608, 0.09126428560094875, 0.07584972929275118, 0.06295038726312087, 0.05200766129122833, 0.04228858599827693, 0.033587020259345804, 0.025633480184089865, 0.0184400219280952, 0.01209021726759452, 0.006201760506518447, 0.00031992263151258093, -0.006211367073939275, -0.014504119313560162, -0.023986689985735336, -0.032325206696798774, -0.03736348292490616, -0.037945785000536754, -0.03678035236750884, -0.03399755916765491, -0.029012617364700573, -0.02168375606076353] | twist angle at each section (positive decreases angle of attack)
rotorse.airfoils_cl | intermediate |  | [[[[0.00010000000000000005], [0.00010000000000000005], [0.00010000000000000005]], [[9.999999999998899e-05], [9.999999999998899e-05], [9.999999999998899e-05]], [[9.999999999998899e-05], [9.999999999998899e-05], [9.999999999998899e-05]], [[9.999999999998899e-05], [9.999999999998899e-05], [9.999999999998899e-05]], [[9.999999999998899e-05], [9.999999999998899e-05], [9.999999999998899e-05]], [[9.999999999998899e-05], [9.999999999998899e-05], [9.999999999998899e-05]], [[9.999999999998899e-05], [9.999999999998899e-05], [9.999999999998899e-05]], [[9.999999999998899e-05], [9.999999999998899e-05], [9.999999999998899e-05]], [[9.999999999998899e-05], [9.999999999998899e-05], [9.999999999998899e-05]], [[9.999999999998899e-05], [9.999999999998899e-05], [9.999999999998899e-05]], [[0.00010000000000010001], [0.00010000000000010001], [0.00010000000000010001]], [[9.999999999998899e-05], [9.999999999998899e-05], [9.999999999998899e-05]], [[9.999999999998899e-05], [9.999999999998899e-05], [9.999999999998899e-05]], [[9.999999999998899e-05], [9.999999999998899e-05], [9.999999999998899e-05]], [[9.999999999998899e-05], [9.999999999998899e-05], [9.999999999998899e-05]], [[9.999999999998899e-05], [9.999999999998899e-05], [9.999999999998899e-05]], [[9.999999999998899e-05], [9.999999999998899e-05], [9.999999999998899e-05]], [[9.999999999998899e-05], [9.999999999998899e-05], [9.999999999998899e-05]], [[9.999999999998899e-05], [9.999999999998899e-05], [9.999999999998899e-05]], [[9.999999999998899e-05], [9.999999999998899e-05], [9.999999999998899e-05]], [[9.999999999998899e-05], [9.999999999998899e-05], [9.999999999998899e-05]], [[9.999999999998899e-05], [9.999999999998899e-05], [9.999999999998899e-05]], [[9.999999999998899e-05], [9.999999999998899e-05], [9.999999999998899e-05]], [[9.999999999998899e-05], [9.999999999998899e-05], [9.999999999998899e-05]], [[9.999999999998899e-05], [9.999999999998899e-05], [9.999999999998899e-05]], [[9.999999999998899e-05], [9.999999999998899e-05], [9.999999999998899e-05]], [[9.999999999998899e-05], [9.999999999998899e-05], [9.999999999998899e-05]], [[9.999999999998899e-05], [9.999999999998899e-05], [9.999999999998899e-05]], [[0.00010000000000000286], [0.00010000000000000286], [0.00010000000000000286]], [[0.00010000000000000286], [0.00010000000000000286], [0.00010000000000000286]], [[0.0001], [0.0001], [0.0001]], [[0.00010000000000000286], [0.00010000000000000286], [0.00010000000000000286]], [[0.00010000000000000286], [0.00010000000000000286], [0.00010000000000000286]], [[9.999999999998899e-05], [9.999999999998899e-05], [9.999999999998899e-05]], [[9.999999999998899e-05], [9.999999999998899e-05], [9.999999999998899e-05]], [[9.999999999998899e-05], [9.999999999998899e-05], [9.999999999998899e-05]], [[9.999999999998899e-05], [9.999999999998899e-05], [9.999999999998899e-05]], [[9.999999999998899e-05], [9.999999999998899e-05], [9.999999999998899e-05]], [[9.999999999998899e-05], [9.999999999998899e-05], [9.999999999998899e-05]], [[0.00010000000000001674], [0.00010000000000001674], [0.00010000000000001674]], [[9.999999999998899e-05], [9.999999999998899e-05], [9.999999999998899e-05]], [[9.999999999998899e-05], [9.999999999998899e-05], [9.999999999998899e-05]], [[9.999999999998899e-05], [9.999999999998899e-05], [9.999999999998899e-05]], [[9.999999999998899e-05], [9.999999999998899e-05], [9.999999999998899e-05]], [[9.999999999998899e-05], [9.999999999998899e-05], [9.999999999998899e-05]], [[9.999999999998899e-05], [9.999999999998899e-05], [9.999999999998899e-05]], [[9.999999999998899e-05], [9.999999999998899e-05], [9.999999999998899e-05]], [[9.999999999998899e-05], [9.999999999998899e-05], [9.999999999998899e-05]], [[9.999999999998899e-05], [9.999999999998899e-05], [9.999999999998899e-05]], [[9.999999999998899e-05], [9.999999999998899e-05], [9.999999999998899e-05]], [[9.999999999998899e-05], [9.999999999998899e-05], [9.999999999998899e-05]], [[9.999999999998899e-05], [9.999999999998899e-05], [9.999999999998899e-05]], [[9.999999999998899e-05], [9.999999999998899e-05], [9.999999999998899e-05]], [[9.999999999998899e-05], [9.999999999998899e-05], [9.999999999998899e-05]], [[9.999999999998899e-05], [9.999999999998899e-05], [9.999999999998899e-05]], [[9.999999999998899e-05], [9.999999999998899e-05], [9.999999999998899e-05]], [[9.999999999998899e-05], [9.999999999998899e-05], [9.999999999998899e-05]], [[9.999999999998899e-05], [9.999999999998899e-05], [9.999999999998899e-05]], [[9.999999999998899e-05], [9.999999999998899e-05], [9.999999999998899e-05]], [[9.999999999998899e-05], [9.999999999998899e-05], [9.999999999998899e-05]], [[9.999999999998899e-05], [9.999999999998899e-05], [9.999999999998899e-05]], [[9.999999999998899e-05], [9.999999999998899e-05], [9.999999999998899e-05]], [[9.999999999998899e-05], [9.999999999998899e-05], [9.999999999998899e-05]], [[9.999999999998899e-05], [9.999999999998899e-05], [9.999999999998899e-05]], [[9.999999999998899e-05], [9.999999999998899e-05], [9.999999999998899e-05]], [[9.999999999998899e-05], [9.999999999998899e-05], [9.999999999998899e-05]], [[9.999999999998899e-05], [9.999999999998899e-05], [9.999999999998899e-05]], [[9.999999999998899e-05], [9.999999999998899e-05], [9.999999999998899e-05]], [[9.999999999987796e-05], [9.999999999987796e-05], [9.999999999987796e-05]], [[9.999999999998899e-05], [9.999999999998899e-05], [9.999999999998899e-05]], [[0.00010000000000010001], [0.00010000000000010001], [0.00010000000000010001]], [[9.999999999998899e-05], [9.999999999998899e-05], [9.999999999998899e-05]], [[9.999999999987796e-05], [9.999999999987796e-05], [9.999999999987796e-05]], [[0.00010000000000010001], [0.00010000000000010001], [0.00010000000000010001]], [[9.999999999998899e-05], [9.999999999998899e-05], [9.999999999998899e-05]], [[9.999999999998899e-05], [9.999999999998899e-05], [9.999999999998899e-05]], [[9.999999999998899e-05], [9.999999999998899e-05], [9.999999999998899e-05]], [[9.999999999998899e-05], [9.999999999998899e-05], [9.999999999998899e-05]], [[9.999999999998899e-05], [9.999999999998899e-05], [9.999999999998899e-05]], [[9.999999999998899e-05], [9.999999999998899e-05], [9.999999999998899e-05]], [[9.999999999998899e-05], [9.999999999998899e-05], [9.999999999998899e-05]], [[9.999999999998899e-05], [9.999999999998899e-05], [9.999999999998899e-05]], [[9.999999999998899e-05], [9.999999999998899e-05], [9.999999999998899e-05]], [[9.999999999998899e-05], [9.999999999998899e-05], [9.999999999998899e-05]], [[9.999999999993348e-05], [9.999999999993348e-05], [9.999999999993348e-05]], [[9.999999999998899e-05], [9.999999999998899e-05], [9.999999999998899e-05]], [[9.999999999998899e-05], [9.999999999998899e-05], [9.999999999998899e-05]], [[9.999999999998899e-05], [9.999999999998899e-05], [9.999999999998899e-05]], [[9.999999999998899e-05], [9.999999999998899e-05], [9.999999999998899e-05]], [[9.999999999998899e-05], [9.999999999998899e-05], [9.999999999998899e-05]], [[9.999999999998899e-05], [9.999999999998899e-05], [9.999999999998899e-05]], [[9.999999999998899e-05], [9.999999999998899e-05], [9.999999999998899e-05]], [[0.00010000000000000286], [0.00010000000000000286], [0.00010000000000000286]], [[0.00010000000000000286], [0.00010000000000000286], [0.00010000000000000286]], [[9.99999999999994e-05], [9.99999999999994e-05], [9.99999999999994e-05]], [[0.00010000000000000286], [0.00010000000000000286], [0.00010000000000000286]], [[9.999999999998899e-05], [9.999999999998899e-05], [9.999999999998899e-05]], [[9.999999999998899e-05], [9.999999999998899e-05], [9.999999999998899e-05]], [[9.999999999996123e-05], [9.999999999996123e-05], [9.999999999996123e-05]], [[9.999999999998899e-05], [9.999999999998899e-05], [9.999999999998899e-05]], [[9.999999999998899e-05], [9.999999999998899e-05], [9.999999999998899e-05]], [[9.999999999998899e-05], [9.999999999998899e-05], [9.999999999998899e-05]], [[9.999999999998899e-05], [9.999999999998899e-05], [9.999999999998899e-05]], [[9.999999999998899e-05], [9.999999999998899e-05], [9.999999999998899e-05]], [[9.999999999998899e-05], [9.999999999998899e-05], [9.999999999998899e-05]], [[9.999999999998899e-05], [9.999999999998899e-05], [9.999999999998899e-05]], [[9.999999999998899e-05], [9.999999999998899e-05], [9.999999999998899e-05]], [[9.999999999998899e-05], [9.999999999998899e-05], [9.999999999998899e-05]], [[9.999999999998899e-05], [9.999999999998899e-05], [9.999999999998899e-05]], [[9.999999999998899e-05], [9.999999999998899e-05], [9.999999999998899e-05]], [[9.999999999998899e-05], [9.999999999998899e-05], [9.999999999998899e-05]], [[9.999999999998899e-05], [9.999999999998899e-05], [9.999999999998899e-05]], [[9.999999999998899e-05], [9.999999999998899e-05], [9.999999999998899e-05]], [[9.999999999998899e-05], [9.999999999998899e-05], [9.999999999998899e-05]], [[9.999999999998899e-05], [9.999999999998899e-05], [9.999999999998899e-05]], [[9.999999999998899e-05], [9.999999999998899e-05], [9.999999999998899e-05]], [[9.999999999998899e-05], [9.999999999998899e-05], [9.999999999998899e-05]], [[9.999999999998899e-05], [9.999999999998899e-05], [9.999999999998899e-05]], [[9.999999999998899e-05], [9.999999999998899e-05], [9.999999999998899e-05]], [[9.999999999998899e-05], [9.999999999998899e-05], [9.999999999998899e-05]], [[9.999999999998899e-05], [9.999999999998899e-05], [9.999999999998899e-05]], [[9.999999999998899e-05], [9.999999999998899e-05], [9.999999999998899e-05]], [[9.999999999998899e-05], [9.999999999998899e-05], [9.999999999998899e-05]], [[9.999999999987796e-05], [9.999999999987796e-05], [9.999999999987796e-05]], [[0.00010000000000021103], [0.00010000000000021103], [0.00010000000000021103]], [[9.999999999998899e-05], [9.999999999998899e-05], [9.999999999998899e-05]], [[9.999999999976694e-05], [9.999999999976694e-05], [9.999999999976694e-05]], [[9.999999999998899e-05], [9.999999999998899e-05], [9.999999999998899e-05]], [[9.999999999998899e-05], [9.999999999998899e-05], [9.999999999998899e-05]], [[9.999999999976694e-05], [9.999999999976694e-05], [9.999999999976694e-05]], [[9.999999999998899e-05], [9.999999999998899e-05], [9.999999999998899e-05]], [[9.999999999998899e-05], [9.999999999998899e-05], [9.999999999998899e-05]], [[9.999999999998899e-05], [9.999999999998899e-05], [9.999999999998899e-05]], [[9.999999999998899e-05], [9.999999999998899e-05], [9.999999999998899e-05]], [[9.999999999998899e-05], [9.999999999998899e-05], [9.999999999998899e-05]], [[9.999999999998899e-05], [9.999999999998899e-05], [9.999999999998899e-05]], [[9.999999999998899e-05], [9.999999999998899e-05], [9.999999999998899e-05]], [[9.999999999998899e-05], [9.999999999998899e-05], [9.999999999998899e-05]], [[9.999999999998899e-05], [9.999999999998899e-05], [9.999999999998899e-05]], [[9.999999999998899e-05], [9.999999999998899e-05], [9.999999999998899e-05]], [[9.999999999998899e-05], [9.999999999998899e-05], [9.999999999998899e-05]], [[9.999999999998899e-05], [9.999999999998899e-05], [9.999999999998899e-05]], [[9.999999999998899e-05], [9.999999999998899e-05], [9.999999999998899e-05]], [[9.999999999998899e-05], [9.999999999998899e-05], [9.999999999998899e-05]], [[9.999999999998899e-05], [9.999999999998899e-05], [9.999999999998899e-05]], [[9.999999999998899e-05], [9.999999999998899e-05], [9.999999999998899e-05]], [[9.999999999998899e-05], [9.999999999998899e-05], [9.999999999998899e-05]], [[9.999999999998899e-05], [9.999999999998899e-05], [9.999999999998899e-05]], [[9.999999999998899e-05], [9.999999999998899e-05], [9.999999999998899e-05]], [[9.999999999998899e-05], [9.999999999998899e-05], [9.999999999998899e-05]], [[9.999999999998899e-05], [9.999999999998899e-05], [9.999999999998899e-05]], [[9.999999999998899e-05], [9.999999999998899e-05], [9.999999999998899e-05]], [[9.999999999998899e-05], [9.999999999998899e-05], [9.999999999998899e-05]], [[9.999999999998899e-05], [9.999999999998899e-05], [9.999999999998899e-05]], [[9.999999999998899e-05], [9.999999999998899e-05], [9.999999999998899e-05]], [[9.999999999998899e-05], [9.999999999998899e-05], [9.999999999998899e-05]], [[9.999999999998899e-05], [9.999999999998899e-05], [9.999999999998899e-05]], [[9.999999999998899e-05], [9.999999999998899e-05], [9.999999999998899e-05]], [[9.999999999998899e-05], [9.999999999998899e-05], [9.999999999998899e-05]], [[9.999999999998899e-05], [9.999999999998899e-05], [9.999999999998899e-05]], [[9.999999999998899e-05], [9.999999999998899e-05], [9.999999999998899e-05]], [[9.999999999998899e-05], [9.999999999998899e-05], [9.999999999998899e-05]], [[9.999999999998899e-05], [9.999999999998899e-05], [9.999999999998899e-05]], [[9.999999999998899e-05], [9.999999999998899e-05], [9.999999999998899e-05]], [[9.999999999998899e-05], [9.999999999998899e-05], [9.999999999998899e-05]], [[9.999999999998899e-05], [9.999999999998899e-05], [9.999999999998899e-05]], [[9.999999999998899e-05], [9.999999999998899e-05], [9.999999999998899e-05]], [[9.999999999998899e-05], [9.999999999998899e-05], [9.999999999998899e-05]], [[0.00010000000000000286], [0.00010000000000000286], [0.00010000000000000286]], [[9.999999999999999e-05], [9.999999999999999e-05], [9.999999999999999e-05]], [[0.00010000000000000286], [0.00010000000000000286], [0.00010000000000000286]], [[0.00010000000000000286], [0.00010000000000000286], [0.00010000000000000286]], [[9.999999999998899e-05], [9.999999999998899e-05], [9.999999999998899e-05]], [[9.999999999998899e-05], [9.999999999998899e-05], [9.999999999998899e-05]], [[9.999999999998899e-05], [9.999999999998899e-05], [9.999999999998899e-05]], [[9.999999999998899e-05], [9.999999999998899e-05], [9.999999999998899e-05]], [[9.999999999998899e-05], [9.999999999998899e-05], [9.999999999998899e-05]], [[9.999999999998899e-05], [9.999999999998899e-05], [9.999999999998899e-05]], [[9.999999999998899e-05], [9.999999999998899e-05], [9.999999999998899e-05]], [[9.999999999998899e-05], [9.999999999998899e-05], [9.999999999998899e-05]], [[9.999999999998899e-05], [9.999999999998899e-05], [9.999999999998899e-05]], [[9.999999999998899e-05], [9.999999999998899e-05], [9.999999999998899e-05]], [[9.999999999998899e-05], [9.999999999998899e-05], [9.999999999998899e-05]], [[9.999999999998899e-05], [9.999999999998899e-05], [9.999999999998899e-05]], [[9.999999999998899e-05], [9.999999999998899e-05], [9.999999999998899e-05]], [[9.999999999998899e-05], [9.999999999998899e-05], [9.999999999998899e-05]], [[9.999999999998899e-05], [9.999999999998899e-05], [9.999999999998899e-05]], [[9.999999999998899e-05], [9.999999999998899e-05], [9.999999999998899e-05]], [[9.999999999998899e-05], [9.999999999998899e-05], [9.999999999998899e-05]], [[9.999999999998899e-05], [9.999999999998899e-05], [9.999999999998899e-05]], [[9.999999999998899e-05], [9.999999999998899e-05], [9.999999999998899e-05]], [[9.999999999998899e-05], [9.999999999998899e-05], [9.999999999998899e-05]], [[9.999999999998899e-05], [9.999999999998899e-05], [9.999999999998899e-05]], [[9.999999999998899e-05], [9.999999999998899e-05], [9.999999999998899e-05]], [[9.999999999998899e-05], [9.999999999998899e-05], [9.999999999998899e-05]], [[9.999999999998899e-05], [9.999999999998899e-05], [9.999999999998899e-05]], [[9.999999999998899e-05], [9.999999999998899e-05], [9.999999999998899e-05]], [[9.999999999998899e-05], [9.999999999998899e-05], [9.999999999998899e-05]], [[9.999999999998899e-05], [9.999999999998899e-05], [9.999999999998899e-05]], [[0.00010000000000000005], [0.00010000000000000005], [0.00010000000000000005]]], [[[9.834234237464428e-05], [9.834234237464428e-05], [9.834234237464428e-05]], [[0.009516056869731296], [0.009516056869731296], [0.009516056869731296]], [[0.019140830562687672], [0.019140830562687672], [0.019140830562687672]], [[0.02873113381811307], [0.02873113381811307], [0.02873113381811307]], [[0.039507651724561166], [0.039507651724561166], [0.039507651724561166]], [[0.05256333267011165], [0.05256333267011165], [0.05256333267011165]], [[0.062211652121294425], [0.062211652121294425], [0.062211652121294425]], [[0.06310663583566184], [0.06310663583566184], [0.06310663583566184]], [[0.06054550661180591], [0.06054550661180591], [0.06054550661180591]], [[0.056577856816662775], [0.056577856816662775], [0.056577856816662775]], [[0.05058761142254262], [0.05058761142254262], [0.05058761142254262]], [[0.042634795745255576], [0.042634795745255576], [0.042634795745255576]], [[0.039769091480817566], [0.039769091480817566], [0.039769091480817566]], [[0.0349419465467044], [0.0349419465467044], [0.0349419465467044]], [[0.0324253317805303], [0.0324253317805303], [0.0324253317805303]], [[0.030485953322198743], [0.030485953322198743], [0.030485953322198743]], [[0.028652625285763005], [0.028652625285763005], [0.028652625285763005]], [[0.026687884616393147], [0.026687884616393147], [0.026687884616393147]], [[0.024724838289638174], [0.024724838289638174], [0.024724838289638174]], [[0.022794509191562517], [0.022794509191562517], [0.022794509191562517]], [[0.02082700323657094], [0.02082700323657094], [0.02082700323657094]], [[0.018776916764681996], [0.018776916764681996], [0.018776916764681996]], [[0.01668603042835612], [0.01668603042835612], [0.01668603042835612]], [[0.014599181577354953], [0.014599181577354953], [0.014599181577354953]], [[0.012507658384824882], [0.012507658384824882], [0.012507658384824882]], [[0.010340408503859429], [0.010340408503859429], [0.010340408503859429]], [[0.008192210051365903], [0.008192210051365903], [0.008192210051365903]], [[0.006160842239206416], [0.006160842239206416], [0.006160842239206416]], [[0.00421430503595464], [0.00421430503595464], [0.00421430503595464]], [[0.0022212048283983088], [0.0022212048283983088], [0.0022212048283983088]], [[9.455927627781508e-05], [9.455927627781508e-05], [9.455927627781508e-05]], [[-0.0020318882262206424], [-0.0020318882262206424], [-0.0020318882262206424]], [[-0.004024538548045707], [-0.004024538548045707], [-0.004024538548045707]], [[-0.005970663744573697], [-0.005970663744573697], [-0.005970663744573697]], [[-0.008002056380760778], [-0.008002056380760778], [-0.008002056380760778]], [[-0.010150809157070732], [-0.010150809157070732], [-0.010150809157070732]], [[-0.012318134866917213], [-0.012318134866917213], [-0.012318134866917213]], [[-0.014408097119602283], [-0.014408097119602283], [-0.014408097119602283]], [[-0.01649072479930961], [-0.01649072479930961], [-0.01649072479930961]], [[-0.018577011306347903], [-0.018577011306347903], [-0.018577011306347903]], [[-0.020625039966393782], [-0.020625039966393782], [-0.020625039966393782]], [[-0.022594798023719418], [-0.022594798023719418], [-0.022594798023719418]], [[-0.024529684104834894], [-0.024529684104834894], [-0.024529684104834894]], [[-0.02649684264212178], [-0.02649684264212178], [-0.02649684264212178]], [[-0.028463140367622628], [-0.028463140367622628], [-0.028463140367622628]], [[-0.030296449665037688], [-0.030296449665037688], [-0.030296449665037688]], [[-0.03223526416786311], [-0.03223526416786311], [-0.03223526416786311]], [[-0.034645521186645545], [-0.034645521186645545], [-0.034645521186645545]], [[-0.03845312954489489], [-0.03845312954489489], [-0.03845312954489489]], [[-0.04177028071105874], [-0.04177028071105874], [-0.04177028071105874]], [[-0.04042840454142735], [-0.04042840454142735], [-0.04042840454142735]], [[-0.039618209854369105], [-0.039618209854369105], [-0.039618209854369105]], [[-0.03916993216077948], [-0.03916993216077948], [-0.03916993216077948]], [[-0.03927557435723288], [-0.03927557435723288], [-0.03927557435723288]], [[-0.04000823283626627], [-0.04000823283626627], [-0.04000823283626627]], [[-0.041077388998011256], [-0.041077388998011256], [-0.041077388998011256]], [[-0.042375362658809396], [-0.042375362658809396], [-0.042375362658809396]], [[-0.04381208435672059], [-0.04381208435672059], [-0.04381208435672059]], [[-0.04529696449944071], [-0.04529696449944071], [-0.04529696449944071]], [[-0.0467385777000051], [-0.0467385777000051], [-0.0467385777000051]], [[-0.048045462674628586], [-0.048045462674628586], [-0.048045462674628586]], [[-0.049263562309198455], [-0.049263562309198455], [-0.049263562309198455]], [[-0.05045693735214615], [-0.05045693735214615], [-0.05045693735214615]], [[-0.05160655707109815], [-0.05160655707109815], [-0.05160655707109815]], [[-0.052661855792130424], [-0.052661855792130424], [-0.052661855792130424]], [[-0.05366482608739451], [-0.05366482608739451], [-0.05366482608739451]], [[-0.05460730802724524], [-0.05460730802724524], [-0.05460730802724524]], [[-0.05485332665316826], [-0.05485332665316826], [-0.05485332665316826]], [[-0.052717498324294926], [-0.052717498324294926], [-0.052717498324294926]], [[-0.053685873598653414], [-0.053685873598653414], [-0.053685873598653414]], [[-0.05227241783397932], [-0.05227241783397932], [-0.05227241783397932]], [[-0.05226450386140585], [-0.05226450386140585], [-0.05226450386140585]], [[-0.05252801784201466], [-0.05252801784201466], [-0.05252801784201466]], [[-0.05070420363371056], [-0.05070420363371056], [-0.05070420363371056]], [[-0.05039176712704674], [-0.05039176712704674], [-0.05039176712704674]], [[-0.049579385420348204], [-0.049579385420348204], [-0.049579385420348204]], [[-0.04773167143806155], [-0.04773167143806155], [-0.04773167143806155]], [[-0.046103490197822866], [-0.046103490197822866], [-0.046103490197822866]], [[-0.045152249701433694], [-0.045152249701433694], [-0.045152249701433694]], [[-0.04246931264333323], [-0.04246931264333323], [-0.04246931264333323]], [[-0.04079654323750789], [-0.04079654323750789], [-0.04079654323750789]], [[-0.03808547879908798], [-0.03808547879908798], [-0.03808547879908798]], [[-0.03697483938910982], [-0.03697483938910982], [-0.03697483938910982]], [[-0.03628869917617619], [-0.03628869917617619], [-0.03628869917617619]], [[-0.032604042903435236], [-0.032604042903435236], [-0.032604042903435236]], [[-0.029197042642413285], [-0.029197042642413285], [-0.029197042642413285]], [[-0.024988033943934188], [-0.024988033943934188], [-0.024988033943934188]], [[-0.020416486734202016], [-0.020416486734202016], [-0.020416486734202016]], [[-0.01619472285432705], [-0.01619472285432705], [-0.01619472285432705]], [[-0.01203452658875591], [-0.01203452658875591], [-0.01203452658875591]], [[-0.008082112985573812], [-0.008082112985573812], [-0.008082112985573812]], [[-0.0036789227004006553], [-0.0036789227004006553], [-0.0036789227004006553]], [[-4.394509927936607e-05], [-4.394509927936607e-05], [-4.394509927936607e-05]], [[6.219120824203328e-05], [6.219120824203328e-05], [6.219120824203328e-05]], [[0.0025179724953656897], [0.0025179724953656897], [0.0025179724953656897]], [[0.008403394612910425], [0.008403394612910425], [0.008403394612910425]], [[0.010728513349172485], [0.010728513349172485], [0.010728513349172485]], [[0.012774033321640222], [0.012774033321640222], [0.012774033321640222]], [[0.014668957326261719], [0.014668957326261719], [0.014668957326261719]], [[0.016436455459306464], [0.016436455459306464], [0.016436455459306464]], [[0.018656328213716933], [0.018656328213716933], [0.018656328213716933]], [[0.021182966803070358], [0.021182966803070358], [0.021182966803070358]], [[0.02384719506682783], [0.02384719506682783], [0.02384719506682783]], [[0.02640365499714844], [0.02640365499714844], [0.02640365499714844]], [[0.029037258192282263], [0.029037258192282263], [0.029037258192282263]], [[0.03165133281879233], [0.03165133281879233], [0.03165133281879233]], [[0.03430721570012542], [0.03430721570012542], [0.03430721570012542]], [[0.03692433306300459], [0.03692433306300459], [0.03692433306300459]], [[0.03960851552364596], [0.03960851552364596], [0.03960851552364596]], [[0.04225179121156006], [0.04225179121156006], [0.04225179121156006]], [[0.044888223757175855], [0.044888223757175855], [0.044888223757175855]], [[0.047617034516165405], [0.047617034516165405], [0.047617034516165405]], [[0.050357726251126875], [0.050357726251126875], [0.050357726251126875]], [[0.052974982043636126], [0.052974982043636126], [0.052974982043636126]], [[0.05579359643371072], [0.05579359643371072], [0.05579359643371072]], [[0.05834098611043112], [0.05834098611043112], [0.05834098611043112]], [[0.060001182537505436], [0.060001182537505436], [0.060001182537505436]], [[0.06202985395614925], [0.06202985395614925], [0.06202985395614925]], [[0.06311971213158801], [0.06311971213158801], [0.06311971213158801]], [[0.0638701064216017], [0.0638701064216017], [0.0638701064216017]], [[0.06574697275824973], [0.06574697275824973], [0.06574697275824973]], [[0.06893576356390578], [0.06893576356390578], [0.06893576356390578]], [[0.07291677497999496], [0.07291677497999496], [0.07291677497999496]], [[0.07545631570581916], [0.07545631570581916], [0.07545631570581916]], [[0.07814690948554583], [0.07814690948554583], [0.07814690948554583]], [[0.0803039516212593], [0.0803039516212593], [0.0803039516212593]], [[0.08189019648038659], [0.08189019648038659], [0.08189019648038659]], [[0.08344181386067401], [0.08344181386067401], [0.08344181386067401]], [[0.08662110813595159], [0.08662110813595159], [0.08662110813595159]], [[0.08781029256770645], [0.08781029256770645], [0.08781029256770645]], [[0.0878701075827053], [0.0878701075827053], [0.0878701075827053]], [[0.08926361155205659], [0.08926361155205659], [0.08926361155205659]], [[0.0898077267141934], [0.0898077267141934], [0.0898077267141934]], [[0.0892490457593309], [0.0892490457593309], [0.0892490457593309]], [[0.08831006303166357], [0.08831006303166357], [0.08831006303166357]], [[0.08789209123160571], [0.08789209123160571], [0.08789209123160571]], [[0.08811892753274897], [0.08811892753274897], [0.08811892753274897]], [[0.08855615855266827], [0.08855615855266827], [0.08855615855266827]], [[0.08877058237228717], [0.08877058237228717], [0.08877058237228717]], [[0.08869166581316838], [0.08869166581316838], [0.08869166581316838]], [[0.08762840709649754], [0.08762840709649754], [0.08762840709649754]], [[0.08506209498594847], [0.08506209498594847], [0.08506209498594847]], [[0.08234157854928278], [0.08234157854928278], [0.08234157854928278]], [[0.07958393295764743], [0.07958393295764743], [0.07958393295764743]], [[0.07682604867875159], [0.07682604867875159], [0.07682604867875159]], [[0.074079425100753], [0.074079425100753], [0.074079425100753]], [[0.07128553418793959], [0.07128553418793959], [0.07128553418793959]], [[0.06842117282549887], [0.06842117282549887], [0.06842117282549887]], [[0.06540920273358869], [0.06540920273358869], [0.06540920273358869]], [[0.06325498432087093], [0.06325498432087093], [0.06325498432087093]], [[0.055050666046579204], [0.055050666046579204], [0.055050666046579204]], [[0.05297914670215606], [0.05297914670215606], [0.05297914670215606]], [[0.049046620269977685], [0.049046620269977685], [0.049046620269977685]], [[0.046179977717512394], [0.046179977717512394], [0.046179977717512394]], [[0.04358960249003929], [0.04358960249003929], [0.04358960249003929]], [[0.040877724200349436], [0.040877724200349436], [0.040877724200349436]], [[0.038117337328354886], [0.038117337328354886], [0.038117337328354886]], [[0.03534000213505033], [0.03534000213505033], [0.03534000213505033]], [[0.032551792700307954], [0.032551792700307954], [0.032551792700307954]], [[0.029717028481789778], [0.029717028481789778], [0.029717028481789778]], [[0.026788280528358143], [0.026788280528358143], [0.026788280528358143]], [[0.02380047777745361], [0.02380047777745361], [0.02380047777745361]], [[0.02081855229928263], [0.02081855229928263], [0.02081855229928263]], [[0.017830827249875503], [0.017830827249875503], [0.017830827249875503]], [[0.014735588807904543], [0.014735588807904543], [0.014735588807904543]], [[0.011667466663453543], [0.011667466663453543], [0.011667466663453543]], [[0.008720074343475662], [0.008720074343475662], [0.008720074343475662]], [[0.0055004174857328746], [0.0055004174857328746], [0.0055004174857328746]], [[0.0024692772464909056], [0.0024692772464909056], [0.0024692772464909056]], [[9.546774968755781e-05], [9.546774968755781e-05], [9.546774968755781e-05]], [[-0.0024978561920943106], [-0.0024978561920943106], [-0.0024978561920943106]], [[-0.004363880323297532], [-0.004363880323297532], [-0.004363880323297532]], [[-0.006002623662184823], [-0.006002623662184823], [-0.006002623662184823]], [[-0.008002470068382457], [-0.008002470068382457], [-0.008002470068382457]], [[-0.010151281438250224], [-0.010151281438250224], [-0.010151281438250224]], [[-0.01231855143390382], [-0.01231855143390382], [-0.01231855143390382]], [[-0.014408331110981816], [-0.014408331110981816], [-0.014408331110981816]], [[-0.01649053874526723], [-0.01649053874526723], [-0.01649053874526723]], [[-0.018576370172365395], [-0.018576370172365395], [-0.018576370172365395]], [[-0.020624201085170074], [-0.020624201085170074], [-0.020624201085170074]], [[-0.022594184299716154], [-0.022594184299716154], [-0.022594184299716154]], [[-0.024529508216364015], [-0.024529508216364015], [-0.024529508216364015]], [[-0.026497060400646692], [-0.026497060400646692], [-0.026497060400646692]], [[-0.028463497259686082], [-0.028463497259686082], [-0.028463497259686082]], [[-0.030296805690151595], [-0.030296805690151595], [-0.030296805690151595]], [[-0.032235586719087446], [-0.032235586719087446], [-0.032235586719087446]], [[-0.03475199707978209], [-0.03475199707978209], [-0.03475199707978209]], [[-0.039579147177931845], [-0.039579147177931845], [-0.039579147177931845]], [[-0.042444850920013516], [-0.042444850920013516], [-0.042444850920013516]], [[-0.05039767337960277], [-0.05039767337960277], [-0.05039767337960277]], [[-0.05638802152281927], [-0.05638802152281927], [-0.05638802152281927]], [[-0.060355897356893784], [-0.060355897356893784], [-0.060355897356893784]], [[-0.06291627600260685], [-0.06291627600260685], [-0.06291627600260685]], [[-0.06202077733579925], [-0.06202077733579925], [-0.06202077733579925]], [[-0.05236699223826852], [-0.05236699223826852], [-0.05236699223826852]], [[-0.039306874495867616], [-0.039306874495867616], [-0.039306874495867616]], [[-0.02852881210237765], [-0.02852881210237765], [-0.02852881210237765]], [[-0.018940374100152646], [-0.018940374100152646], [-0.018940374100152646]], [[-0.009319772201097518], [-0.009319772201097518], [-0.009319772201097518]], [[0.00010137616713385062], [0.00010137616713385062], [0.00010137616713385062]]], [[[-4.1832682913804366e-05], [-4.1832682913804366e-05], [-4.1832682913804366e-05]], [[0.07255987924888924], [0.07255987924888924], [0.07255987924888924]], [[0.14638247027957685], [0.14638247027957685], [0.14638247027957685]], [[0.2199963194553585], [0.2199963194553585], [0.2199963194553585]], [[0.3015464596600438], [0.3015464596600438], [0.3015464596600438]], [[0.3983431408845042], [0.3983431408845042], [0.3983431408845042]], [[0.47234575316771726], [0.47234575316771726], [0.47234575316771726]], [[0.48778633187429343], [0.48778633187429343], [0.48778633187429343]], [[0.48010757335052845], [0.48010757335052845], [0.48010757335052845]], [[0.4630179588563025], [0.4630179588563025], [0.4630179588563025]], [[0.43249573995511637], [0.43249573995511637], [0.43249573995511637]], [[0.36988213675374554], [0.36988213675374554], [0.36988213675374554]], [[0.3448757470398814], [0.3448757470398814], [0.3448757470398814]], [[0.30387970300841344], [0.30387970300841344], [0.30387970300841344]], [[0.282168451626308], [0.282168451626308], [0.282168451626308]], [[0.26523384902812075], [0.26523384902812075], [0.26523384902812075]], [[0.2491898886398053], [0.2491898886398053], [0.2491898886398053]], [[0.2320727076603715], [0.2320727076603715], [0.2320727076603715]], [[0.21496243768445836], [0.21496243768445836], [0.21496243768445836]], [[0.19810543125549354], [0.19810543125549354], [0.19810543125549354]], [[0.18092460736858482], [0.18092460736858482], [0.18092460736858482]], [[0.163047471708029], [0.163047471708029], [0.163047471708029]], [[0.1448173474682198], [0.1448173474682198], [0.1448173474682198]], [[0.1266033285303842], [0.1266033285303842], [0.1266033285303842]], [[0.10833966778142091], [0.10833966778142091], [0.10833966778142091]], [[0.08945131614248765], [0.08945131614248765], [0.08945131614248765]], [[0.07072093496004808], [0.07072093496004808], [0.07072093496004808]], [[0.052956482524065936], [0.052956482524065936], [0.052956482524065936]], [[0.03591509932015881], [0.03591509932015881], [0.03591509932015881]], [[0.0185301637520781], [0.0185301637520781], [0.0185301637520781]], [[5.3566301819914034e-05], [5.3566301819914034e-05], [5.3566301819914034e-05]], [[-0.01842244918896094], [-0.01842244918896094], [-0.01842244918896094]], [[-0.03580336848964136], [-0.03580336848964136], [-0.03580336848964136]], [[-0.05284119420390577], [-0.05284119420390577], [-0.05284119420390577]], [[-0.07060579934207466], [-0.07060579934207466], [-0.07060579934207466]], [[-0.08934072965991662], [-0.08934072965991662], [-0.08934072965991662]], [[-0.108 | lift coefficients, spanwise
rotorse.airfoils_cd | intermediate |  | [[[[0.3499999999999999], [0.3499999999999999], [0.3499999999999999]], [[0.35], [0.35], [0.35]], [[0.35], [0.35], [0.35]], [[0.35], [0.35], [0.35]], [[0.35], [0.35], [0.35]], [[0.35], [0.35], [0.35]], [[0.35], [0.35], [0.35]], [[0.35], [0.35], [0.35]], [[0.35], [0.35], [0.35]], [[0.35], [0.35], [0.35]], [[0.35], [0.35], [0.35]], [[0.35], [0.35], [0.35]], [[0.35], [0.35], [0.35]], [[0.35], [0.35], [0.35]], [[0.35], [0.35], [0.35]], [[0.35], [0.35], [0.35]], [[0.35], [0.35], [0.35]], [[0.35], [0.35], [0.35]], [[0.35], [0.35], [0.35]], [[0.35], [0.35], [0.35]], [[0.3499999999999999], [0.3499999999999999], [0.3499999999999999]], [[0.35000000000000003], [0.35000000000000003], [0.35000000000000003]], [[0.35], [0.35], [0.35]], [[0.35], [0.35], [0.35]], [[0.35], [0.35], [0.35]], [[0.35], [0.35], [0.35]], [[0.35], [0.35], [0.35]], [[0.3500000000000001], [0.3500000000000001], [0.3500000000000001]], [[0.34999999999999987], [0.34999999999999987], [0.34999999999999987]], [[0.3500000000000001], [0.3500000000000001], [0.3500000000000001]], [[0.3500000000000001], [0.3500000000000001], [0.3500000000000001]], [[0.34999999999999987], [0.34999999999999987], [0.34999999999999987]], [[0.34999999999999987], [0.34999999999999987], [0.34999999999999987]], [[0.35], [0.35], [0.35]], [[0.34999999999999987], [0.34999999999999987], [0.34999999999999987]], [[0.35], [0.35], [0.35]], [[0.35], [0.35], [0.35]], [[0.35], [0.35], [0.35]], [[0.35], [0.35], [0.35]], [[0.35], [0.35], [0.35]], [[0.35], [0.35], [0.35]], [[0.3499999999999999], [0.3499999999999999], [0.3499999999999999]], [[0.35], [0.35], [0.35]], [[0.35], [0.35], [0.35]], [[0.35], [0.35], [0.35]], [[0.35], [0.35], [0.35]], [[0.35], [0.35], [0.35]], [[0.35], [0.35], [0.35]], [[0.35], [0.35], [0.35]], [[0.35], [0.35], [0.35]], [[0.35], [0.35], [0.35]], [[0.35], [0.35], [0.35]], [[0.35], [0.35], [0.35]], [[0.35], [0.35], [0.35]], [[0.35], [0.35], [0.35]], [[0.3499999999999999], [0.3499999999999999], [0.3499999999999999]], [[0.35], [0.35], [0.35]], [[0.3499999999999999], [0.3499999999999999], [0.3499999999999999]], [[0.35000000000000003], [0.35000000000000003], [0.35000000000000003]], [[0.35000000000000003], [0.35000000000000003], [0.35000000000000003]], [[0.35], [0.35], [0.35]], [[0.35], [0.35], [0.35]], [[0.35000000000000003], [0.35000000000000003], [0.35000000000000003]], [[0.3499999999999999], [0.3499999999999999], [0.3499999999999999]], [[0.35], [0.35], [0.35]], [[0.35], [0.35], [0.35]], [[0.35], [0.35], [0.35]], [[0.35], [0.35], [0.35]], [[0.35], [0.35], [0.35]], [[0.35000000000000003], [0.35000000000000003], [0.35000000000000003]], [[0.35], [0.35], [0.35]], [[0.35], [0.35], [0.35]], [[0.3499999999999999], [0.3499999999999999], [0.3499999999999999]], [[0.35], [0.35], [0.35]], [[0.35], [0.35], [0.35]], [[0.35], [0.35], [0.35]], [[0.35], [0.35], [0.35]], [[0.35], [0.35], [0.35]], [[0.35], [0.35], [0.35]], [[0.35], [0.35], [0.35]], [[0.35], [0.35], [0.35]], [[0.35], [0.35], [0.35]], [[0.35], [0.35], [0.35]], [[0.35], [0.35], [0.35]], [[0.35], [0.35], [0.35]], [[0.35], [0.35], [0.35]], [[0.35], [0.35], [0.35]], [[0.35], [0.35], [0.35]], [[0.3499999999999999], [0.3499999999999999], [0.3499999999999999]], [[0.35], [0.35], [0.35]], [[0.35], [0.35], [0.35]], [[0.35], [0.35], [0.35]], [[0.35], [0.35], [0.35]], [[0.35], [0.35], [0.35]], [[0.35], [0.35], [0.35]], [[0.35], [0.35], [0.35]], [[0.35], [0.35], [0.35]], [[0.35], [0.35], [0.35]], [[0.35], [0.35], [0.35]], [[0.35], [0.35], [0.35]], [[0.35], [0.35], [0.35]], [[0.35], [0.35], [0.35]], [[0.35], [0.35], [0.35]], [[0.35], [0.35], [0.35]], [[0.35], [0.35], [0.35]], [[0.35], [0.35], [0.35]], [[0.35], [0.35], [0.35]], [[0.35000000000000003], [0.35000000000000003], [0.35000000000000003]], [[0.35], [0.35], [0.35]], [[0.35], [0.35], [0.35]], [[0.35], [0.35], [0.35]], [[0.35], [0.35], [0.35]], [[0.35], [0.35], [0.35]], [[0.35], [0.35], [0.35]], [[0.35], [0.35], [0.35]], [[0.35], [0.35], [0.35]], [[0.35], [0.35], [0.35]], [[0.35], [0.35], [0.35]], [[0.35], [0.35], [0.35]], [[0.35], [0.35], [0.35]], [[0.35000000000000003], [0.35000000000000003], [0.35000000000000003]], [[0.35], [0.35], [0.35]], [[0.35000000000000003], [0.35000000000000003], [0.35000000000000003]], [[0.35000000000000003], [0.35000000000000003], [0.35000000000000003]], [[0.35], [0.35], [0.35]], [[0.35], [0.35], [0.35]], [[0.35], [0.35], [0.35]], [[0.35], [0.35], [0.35]], [[0.35], [0.35], [0.35]], [[0.35], [0.35], [0.35]], [[0.35], [0.35], [0.35]], [[0.35], [0.35], [0.35]], [[0.35], [0.35], [0.35]], [[0.35], [0.35], [0.35]], [[0.35], [0.35], [0.35]], [[0.35], [0.35], [0.35]], [[0.35], [0.35], [0.35]], [[0.35], [0.35], [0.35]], [[0.35], [0.35], [0.35]], [[0.35], [0.35], [0.35]], [[0.35], [0.35], [0.35]], [[0.35], [0.35], [0.35]], [[0.35], [0.35], [0.35]], [[0.35], [0.35], [0.35]], [[0.35], [0.35], [0.35]], [[0.35], [0.35], [0.35]], [[0.35], [0.35], [0.35]], [[0.35], [0.35], [0.35]], [[0.35], [0.35], [0.35]], [[0.35], [0.35], [0.35]], [[0.3499999999999999], [0.3499999999999999], [0.3499999999999999]], [[0.35], [0.35], [0.35]], [[0.35], [0.35], [0.35]], [[0.35], [0.35], [0.35]], [[0.35], [0.35], [0.35]], [[0.35], [0.35], [0.35]], [[0.35000000000000003], [0.35000000000000003], [0.35000000000000003]], [[0.35], [0.35], [0.35]], [[0.35], [0.35], [0.35]], [[0.35000000000000003], [0.35000000000000003], [0.35000000000000003]], [[0.35], [0.35], [0.35]], [[0.35], [0.35], [0.35]], [[0.35], [0.35], [0.35]], [[0.35], [0.35], [0.35]], [[0.3500000000000001], [0.3500000000000001], [0.3500000000000001]], [[0.35], [0.35], [0.35]], [[0.34999999999999987], [0.34999999999999987], [0.34999999999999987]], [[0.34999999999999987], [0.34999999999999987], [0.34999999999999987]], [[0.35], [0.35], [0.35]], [[0.3500000000000001], [0.3500000000000001], [0.3500000000000001]], [[0.3500000000000001], [0.3500000000000001], [0.3500000000000001]], [[0.3500000000000001], [0.3500000000000001], [0.3500000000000001]], [[0.3500000000000001], [0.3500000000000001], [0.3500000000000001]], [[0.3500000000000001], [0.3500000000000001], [0.3500000000000001]], [[0.35], [0.35], [0.35]], [[0.35], [0.35], [0.35]], [[0.34999999999999987], [0.34999999999999987], [0.34999999999999987]], [[0.35], [0.35], [0.35]], [[0.3499999999999999], [0.3499999999999999], [0.3499999999999999]], [[0.35000000000000003], [0.35000000000000003], [0.35000000000000003]], [[0.35], [0.35], [0.35]], [[0.35], [0.35], [0.35]], [[0.35], [0.35], [0.35]], [[0.35], [0.35], [0.35]], [[0.35], [0.35], [0.35]], [[0.35], [0.35], [0.35]], [[0.35], [0.35], [0.35]], [[0.35], [0.35], [0.35]], [[0.35], [0.35], [0.35]], [[0.35], [0.35], [0.35]], [[0.35], [0.35], [0.35]], [[0.35], [0.35], [0.35]], [[0.35], [0.35], [0.35]], [[0.35], [0.35], [0.35]], [[0.35], [0.35], [0.35]], [[0.35], [0.35], [0.35]], [[0.35], [0.35], [0.35]], [[0.35], [0.35], [0.35]], [[0.35], [0.35], [0.35]], [[0.35], [0.35], [0.35]]], [[[0.3403409219876684], [0.3403409219876684], [0.3403409219876684]], [[0.3402644114408664], [0.3402644114408664], [0.3402644114408664]], [[0.3400262870056513], [0.3400262870056513], [0.3400262870056513]], [[0.33963561835612605], [0.33963561835612605], [0.33963561835612605]], [[0.33936422476415673], [0.33936422476415673], [0.33936422476415673]], [[0.3391368153076363], [0.3391368153076363], [0.3391368153076363]], [[0.33825173034788836], [0.33825173034788836], [0.33825173034788836]], [[0.33771337744231683], [0.33771337744231683], [0.33771337744231683]], [[0.3393569497546272], [0.3393569497546272], [0.3393569497546272]], [[0.3424941977314961], [0.3424941977314961], [0.3424941977314961]], [[0.34552204105678386], [0.34552204105678386], [0.34552204105678386]], [[0.3500001942168037], [0.3500001942168037], [0.3500001942168037]], [[0.3510702556163244], [0.3510702556163244], [0.3510702556163244]], [[0.3540508854002331], [0.3540508854002331], [0.3540508854002331]], [[0.3570073718895196], [0.3570073718895196], [0.3570073718895196]], [[0.36016612431575523], [0.36016612431575523], [0.36016612431575523]], [[0.3633450558349649], [0.3633450558349649], [0.3633450558349649]], [[0.3663749911361922], [0.3663749911361922], [0.3663749911361922]], [[0.3694844719912755], [0.3694844719912755], [0.3694844719912755]], [[0.372577662629347], [0.372577662629347], [0.372577662629347]], [[0.3754248582232049], [0.3754248582232049], [0.3754248582232049]], [[0.37817824698928404], [0.37817824698928404], [0.37817824698928404]], [[0.38093338425863665], [0.38093338425863665], [0.38093338425863665]], [[0.38338321729129], [0.38338321729129], [0.38338321729129]], [[0.38549598067754737], [0.38549598067754737], [0.38549598067754737]], [[0.38772012890920854], [0.38772012890920854], [0.38772012890920854]], [[0.38962771977777444], [0.38962771977777444], [0.38962771977777444]], [[0.39081604994047153], [0.39081604994047153], [0.39081604994047153]], [[0.39215927818697055], [0.39215927818697055], [0.39215927818697055]], [[0.39348630446779154], [0.39348630446779154], [0.39348630446779154]], [[0.3939918724178644], [0.3939918724178644], [0.3939918724178644]], [[0.3934861815272048], [0.3934861815272048], [0.3934861815272048]], [[0.3921592403223532], [0.3921592403223532], [0.3921592403223532]], [[0.39081615711082307], [0.39081615711082307], [0.39081615711082307]], [[0.38962797164950846], [0.38962797164950846], [0.38962797164950846]], [[0.38772047587802866], [0.38772047587802866], [0.38772047587802866]], [[0.38549632459214755], [0.38549632459214755], [0.38549632459214755]], [[0.383383437573537], [0.383383437573537], [0.383383437573537]], [[0.38093317087257494], [0.38093317087257494], [0.38093317087257494]], [[0.37817749560394176], [0.37817749560394176], [0.37817749560394176]], [[0.37542383105047017], [0.37542383105047017], [0.37542383105047017]], [[0.37257683545040166], [0.37257683545040166], [0.37257683545040166]], [[0.36948422923561997], [0.36948422923561997], [0.36948422923561997]], [[0.3663753018053668], [0.3663753018053668], [0.3663753018053668]], [[0.36334558576171666], [0.36334558576171666], [0.36334558576171666]], [[0.3601666563026927], [0.3601666563026927], [0.3601666563026927]], [[0.35700782042645507], [0.35700782042645507], [0.35700782042645507]], [[0.3540341457784171], [0.3540341457784171], [0.3540341457784171]], [[0.350886948290235], [0.350886948290235], [0.350886948290235]], [[0.3498519673642967], [0.3498519673642967], [0.3498519673642967]], [[0.3484546470953654], [0.3484546470953654], [0.3484546470953654]], [[0.3491799621710478], [0.3491799621710478], [0.3491799621710478]], [[0.3496857975980698], [0.3496857975980698], [0.3496857975980698]], [[0.34979408053020644], [0.34979408053020644], [0.34979408053020644]], [[0.3494570583736849], [0.3494570583736849], [0.3494570583736849]], [[0.348982886461662], [0.348982886461662], [0.348982886461662]], [[0.3484270546450716], [0.3484270546450716], [0.3484270546450716]], [[0.3478239424483848], [0.3478239424483848], [0.3478239424483848]], [[0.3472081034141702], [0.3472081034141702], [0.3472081034141702]], [[0.34661431263188214], [0.34661431263188214], [0.34661431263188214]], [[0.34607725792637406], [0.34607725792637406], [0.34607725792637406]], [[0.3455859959566322], [0.3455859959566322], [0.3455859959566322]], [[0.34511435195735163], [0.34511435195735163], [0.34511435195735163]], [[0.34465659255613373], [0.34465659255613373], [0.34465659255613373]], [[0.3442069507718026], [0.3442069507718026], [0.3442069507718026]], [[0.3437596294158517], [0.3437596294158517], [0.3437596294158517]], [[0.34330880239496625], [0.34330880239496625], [0.34330880239496625]], [[0.3429100171133504], [0.3429100171133504], [0.3429100171133504]], [[0.3429419886102206], [0.3429419886102206], [0.3429419886102206]], [[0.34264613582715575], [0.34264613582715575], [0.34264613582715575]], [[0.3426108924226393], [0.3426108924226393], [0.3426108924226393]], [[0.34243964153479456], [0.34243964153479456], [0.34243964153479456]], [[0.34227618433330487], [0.34227618433330487], [0.34227618433330487]], [[0.3422663077016726], [0.3422663077016726], [0.3422663077016726]], [[0.3421225787382108], [0.3421225787382108], [0.3421225787382108]], [[0.34201699799128016], [0.34201699799128016], [0.34201699799128016]], [[0.3419935665533225], [0.3419935665533225], [0.3419935665533225]], [[0.3419398805047767], [0.3419398805047767], [0.3419398805047767]], [[0.3418365652956388], [0.3418365652956388], [0.3418365652956388]], [[0.3418628865381339], [0.3418628865381339], [0.3418628865381339]], [[0.34178227757866875], [0.34178227757866875], [0.34178227757866875]], [[0.341786179451305], [0.341786179451305], [0.341786179451305]], [[0.34166021961717], [0.34166021961717], [0.34166021961717]], [[0.34158337185593085], [0.34158337185593085], [0.34158337185593085]], [[0.34160130501250535], [0.34160130501250535], [0.34160130501250535]], [[0.3416081149889943], [0.3416081149889943], [0.3416081149889943]], [[0.34161939815419545], [0.34161939815419545], [0.34161939815419545]], [[0.34167373366499393], [0.34167373366499393], [0.34167373366499393]], [[0.34171227436573426], [0.34171227436573426], [0.34171227436573426]], [[0.34173417610730966], [0.34173417610730966], [0.34173417610730966]], [[0.34178424740582725], [0.34178424740582725], [0.34178424740582725]], [[0.3418197703186619], [0.3418197703186619], [0.3418197703186619]], [[0.34185452554863], [0.34185452554863], [0.34185452554863]], [[0.3418828391850065], [0.3418828391850065], [0.3418828391850065]], [[0.3419019043429481], [0.3419019043429481], [0.3419019043429481]], [[0.3419367958622565], [0.3419367958622565], [0.3419367958622565]], [[0.34196257026650495], [0.34196257026650495], [0.34196257026650495]], [[0.3419672535856446], [0.3419672535856446], [0.3419672535856446]], [[0.3419907780982366], [0.3419907780982366], [0.3419907780982366]], [[0.34199770785091904], [0.34199770785091904], [0.34199770785091904]], [[0.34201148107221685], [0.34201148107221685], [0.34201148107221685]], [[0.342022749398087], [0.342022749398087], [0.342022749398087]], [[0.342031447785791], [0.342031447785791], [0.342031447785791]], [[0.3420352302879544], [0.3420352302879544], [0.3420352302879544]], [[0.3420433437916575], [0.3420433437916575], [0.3420433437916575]], [[0.342059482537236], [0.342059482537236], [0.342059482537236]], [[0.34205421996583457], [0.34205421996583457], [0.34205421996583457]], [[0.34206365392441834], [0.34206365392441834], [0.34206365392441834]], [[0.3420719667870692], [0.3420719667870692], [0.3420719667870692]], [[0.34206196655602356], [0.34206196655602356], [0.34206196655602356]], [[0.3420770292093107], [0.3420770292093107], [0.3420770292093107]], [[0.3420726727813783], [0.3420726727813783], [0.3420726727813783]], [[0.34206605682505514], [0.34206605682505514], [0.34206605682505514]], [[0.3420683195399941], [0.3420683195399941], [0.3420683195399941]], [[0.34205277929117156], [0.34205277929117156], [0.34205277929117156]], [[0.34203774101691653], [0.34203774101691653], [0.34203774101691653]], [[0.3420056544023603], [0.3420056544023603], [0.3420056544023603]], [[0.3419532370180814], [0.3419532370180814], [0.3419532370180814]], [[0.3418671408918259], [0.3418671408918259], [0.3418671408918259]], [[0.3417663664059069], [0.3417663664059069], [0.3417663664059069]], [[0.3416274657075325], [0.3416274657075325], [0.3416274657075325]], [[0.3414140324480215], [0.3414140324480215], [0.3414140324480215]], [[0.341171825413997], [0.341171825413997], [0.341171825413997]], [[0.34103205232978795], [0.34103205232978795], [0.34103205232978795]], [[0.3409111040684377], [0.3409111040684377], [0.3409111040684377]], [[0.34082162363628343], [0.34082162363628343], [0.34082162363628343]], [[0.34082610764423144], [0.34082610764423144], [0.34082610764423144]], [[0.3408613820428473], [0.3408613820428473], [0.3408613820428473]], [[0.34076385448623153], [0.34076385448623153], [0.34076385448623153]], [[0.34088273133290725], [0.34088273133290725], [0.34088273133290725]], [[0.3410307489891128], [0.3410307489891128], [0.3410307489891128]], [[0.3410404892497609], [0.3410404892497609], [0.3410404892497609]], [[0.34109954453262825], [0.34109954453262825], [0.34109954453262825]], [[0.34123802213780297], [0.34123802213780297], [0.34123802213780297]], [[0.34142002814589395], [0.34142002814589395], [0.34142002814589395]], [[0.34155196576298624], [0.34155196576298624], [0.34155196576298624]], [[0.3415916535330142], [0.3415916535330142], [0.3415916535330142]], [[0.34157827058904705], [0.34157827058904705], [0.34157827058904705]], [[0.34156945261978866], [0.34156945261978866], [0.34156945261978866]], [[0.3415163747874635], [0.3415163747874635], [0.3415163747874635]], [[0.3416601107122547], [0.3416601107122547], [0.3416601107122547]], [[0.3421227038838571], [0.3421227038838571], [0.3421227038838571]], [[0.34263173224692545], [0.34263173224692545], [0.34263173224692545]], [[0.3431497947396984], [0.3431497947396984], [0.3431497947396984]], [[0.3436540407853936], [0.3436540407853936], [0.3436540407853936]], [[0.3441523191255945], [0.3441523191255945], [0.3441523191255945]], [[0.3446524806742779], [0.3446524806742779], [0.3446524806742779]], [[0.3451632424464006], [0.3451632424464006], [0.3451632424464006]], [[0.3456853851665383], [0.3456853851665383], [0.3456853851665383]], [[0.34634723498042735], [0.34634723498042735], [0.34634723498042735]], [[0.35001095505540086], [0.35001095505540086], [0.35001095505540086]], [[0.3522232373185068], [0.3522232373185068], [0.3522232373185068]], [[0.35475807700676226], [0.35475807700676226], [0.35475807700676226]], [[0.3575988605862645], [0.3575988605862645], [0.3575988605862645]], [[0.3605065695419219], [0.3605065695419219], [0.3605065695419219]], [[0.36341145713934364], [0.36341145713934364], [0.36341145713934364]], [[0.3663529345175459], [0.3663529345175459], [0.3663529345175459]], [[0.3694444278346267], [0.3694444278346267], [0.3694444278346267]], [[0.37255940381796965], [0.37255940381796965], [0.37255940381796965]], [[0.3754238310504156], [0.3754238310504156], [0.3754238310504156]], [[0.37817749560394176], [0.37817749560394176], [0.37817749560394176]], [[0.38093317087257494], [0.38093317087257494], [0.38093317087257494]], [[0.3833834375735372], [0.3833834375735372], [0.3833834375735372]], [[0.3854963245921475], [0.3854963245921475], [0.3854963245921475]], [[0.3877204758780288], [0.3877204758780288], [0.3877204758780288]], [[0.3896279716495087], [0.3896279716495087], [0.3896279716495087]], [[0.3908161571108232], [0.3908161571108232], [0.3908161571108232]], [[0.3921592403223532], [0.3921592403223532], [0.3921592403223532]], [[0.39348618152720477], [0.39348618152720477], [0.39348618152720477]], [[0.3939918724178644], [0.3939918724178644], [0.3939918724178644]], [[0.39348630446779154], [0.39348630446779154], [0.39348630446779154]], [[0.39215927818697066], [0.39215927818697066], [0.39215927818697066]], [[0.3908160499404716], [0.3908160499404716], [0.3908160499404716]], [[0.38962771977777433], [0.38962771977777433], [0.38962771977777433]], [[0.38772012890920843], [0.38772012890920843], [0.38772012890920843]], [[0.38549598067754737], [0.38549598067754737], [0.38549598067754737]], [[0.3833832172912898], [0.3833832172912898], [0.3833832172912898]], [[0.3809333842586367], [0.3809333842586367], [0.3809333842586367]], [[0.3781782469892841], [0.3781782469892841], [0.3781782469892841]], [[0.3754248582232049], [0.3754248582232049], [0.3754248582232049]], [[0.3725776626293468], [0.3725776626293468], [0.3725776626293468]], [[0.36948447199127543], [0.36948447199127543], [0.36948447199127543]], [[0.3663749911361922], [0.3663749911361922], [0.3663749911361922]], [[0.36334505583496496], [0.36334505583496496], [0.36334505583496496]], [[0.36016612431575523], [0.36016612431575523], [0.36016612431575523]], [[0.3570073718895196], [0.3570073718895196], [0.3570073718895196]], [[0.3540508854002331], [0.3540508854002331], [0.3540508854002331]], [[0.3510702556163244], [0.3510702556163244], [0.3510702556163244]], [[0.35000019421680373], [0.35000019421680373], [0.35000019421680373]], [[0.34552204105678386], [0.34552204105678386], [0.34552204105678386]], [[0.34249423449842814], [0.34249423449842814], [0.34249423449842814]], [[0.3393570782015081], [0.3393570782015081], [0.3393570782015081]], [[0.33771314708344563], [0.33771314708344563], [0.33771314708344563]], [[0.3382519322885778], [0.3382519322885778], [0.3382519322885778]], [[0.33913679706070754], [0.33913679706070754], [0.33913679706070754]], [[0.3393642675749954], [0.3393642675749954], [0.3393642675749954]], [[0.33963562023335436], [0.33963562023335436], [0.33963562023335436]], [[0.3400262868726542], [0.3400262868726542], [0.3400262868726542]], [[0.3402644114408664], [0.3402644114408664], [0.3402644114408664]], [[0.3403409219876684], [0.3403409219876684], [0.3403409219876684]]], [[[0.2635398232668749], [0.2635398232668749], [0.2635398232668749]], [[0.26298695520503496], [0.26298695520503496], [0.26298695520503496]], [[0.26125469402513857], [0.26125469402513857], [0.26125469402513857]], [[0.25837261604180717], [0.25837261604180717], [0.25837261604180717]], [[0.25645100580413727], [0.25645100580413727], [0.25645100580413727]], [[0.25515225459201185], [0.25515225459201185], [0.25515225459201185]], [[0.24801421146684488], [0.24801421146684488], [0.24801421146684488]], [[0.24823718444192144], [0.24823718444192144], [0.24823718444192144]], [[0.2640875966009421], [0.2640875966009421], [0.2640875966009421]], [[0.29041144780676176], [0.29041144780676176], [0.29041144780676176]], [[0.31642420510994446], [0.31642420510994446], [0.31642420510994446]], [[0.35002087017002276], [0.35002087017002276], [0.35002087017002276]], [[0.36229932044026036], [0.36229932044026036], [0.36229932044026036]], [[0.38725021568349927], [0.38725021568349927], [0.38725021568349927]], [[0.4125575212513739], [0.4125575212513739], [0.4125575212513739]], [[0.4396483848541849], [0.4396483848541849], [0.4396483848541849]], [[0.46701613875339343], [0.46701613875339343], [0.46701613875339343]], [[0.49322130718019874], [0.49322130718019874], [0.49322130718019874]], [[0.5200682838201837], [0.5200682838201837], [0.5200682838201837]], [[0.546769167250575], [0.546769167250575], [0.546769167250575]], [[0.5714117299764009], [0.5714117299764009], [0.5714117299764009]], [[0.5952256737917939], [0.5952256737917939], [0.5952256737917939]], [[0.6190027860490617], [0.6190027860490617], [0.6190027860490617]], [[0.6401804471081586], [0.6401804471081586], [0.6401804471081586]], [[0.6584702589772313], [0.6584702589772313], [0.6584702589772313]], [[0.6776381308413173], [0.6776381308413173], [0.6776381308413173]], [[0.6940917323876206], [0.6940917323876206], [0.6940917323876206]], [[0.7043976292030343], [0.7043976292030343], [0.7043976292030343]], [[0.7159698435315226], [0.7159698435315226], [0.7159698435315226]], [[0.7273878920905762], [0.7273878920905762], [0.7273878920905762]], [[0.731753518034218], [0.731753518034218], [0.731753518034218]], [[0.7273868357179956], [0.7273868357179956], [0.7273868357179956]], [[0.715969520565399], [0.715969520565399], [0.715969520565399]], [[0.7043985391574298], [0.7043985391574298], [0.7043985391574298]], [[0.694093869759724], [0.694093869759724], [0.694093869759724]], [[0.6776410613394093], [0.6776410613394093], [0.6776410613394093]], [[0.6584731477090129], [0.6584731477090129], [0.6584731477090129]], [[0.640182293010214], [0.640182293010214], [0.640182293010214]], [[0.6190010047129353], [0.6190010047129353], [0.6190010047129353]], [[0.595219436015316], [0.595219436015316], [0.595219436015316]], [[0.5714032394379164], [0.5714032394379164], [0.5714032394379164]], [[0.5467623600847876], [0.5467623600847876], [0.5467623600847876]], [[0.5200663008556541], [0.5200663008556541], [0.5200663008556541]], [[0.4932238238034651], [0.4932238238034651], [0.4932238238034651]], [[0.4670203951470375], [0.4670203951470375], [0.4670203951470375]], [[0.43965259469343637], [0.43965259469343637], [0.43965259469343637]], [[0.41256099253705364], [0.41256099253705364], [0.41256099253705364]], [[0.3871247384405259], [0.3871247384405259], [0.3871247384405259]], [[0.3610245592571063], [0.3610245592571063], [0.3610245592571063]], [[0.34890897303737595], [0.34890897303737595], [0.34890897303737595]], [[0.3350637446596361], [0.3350637446596361], [0.3350637446596361]], [[0.3387856877131167], [0.3387856877131167], [0.3387856877131167]], [[0.3409391796916254], [0.3409391796916254], [0.3409391796916254]], [[0.3406837474168537], [0.3406837474168537], [0.3406837474168537]], [[0.3377781580075782], [0.3377781580075782], [0.3377781580075782]], [[0.33404058921050334], [0.33404058921050334], [0.33404058921050334]], [[0.32978642218961], [0.32978642218961], [0.32978642218961]], [[0.3252120703649799], [0.3252120703649799], [0.3252120703649799]], [[0.32052574454186766], [0.32052574454186766], [0.32052574454186766]], [[0.315950675078032], [0.315950675078032], [0.315950675078032]], [[0.31172381761572293], [0.31172381761572293], [0.31172381761572293]], [[0.30778844978440195], [0.30778844978440195], [0.30778844978440195]], [[0.3039790950502833], [0.3039790950502833], [0.3039790950502833]], [[0.30026105469425823], [0.30026105469425823], [0.30026105469425823]], [[0.29659735152332595], [0.29659735152332595], [0.29659735152332595]], [[0.2929489604683262], [0.2929489604683262], [0.2929489604683262]], [[0.2892748968871459], [0.2892748968871459], [0.2892748968871459]], [[0.2860017328177697], [0.2860017328177697], [0.2860017328177697]], [[0.2860271284300712], [0.2860271284300712], [0.2860271284300712]], [[0.28356760250994095], [0.28356760250994095], [0.28356760250994095]], [[0.2830911962332331], [0.2830911962332331], [0.2830911962332331]], [[0.28157825140029585], [0.28157825140029585], [0.28157825140029585]], [[0.28012716659708276], [0.28012716659708276], [0.28012716659708276]], [[0.2798479056360722], [0.2798479056360722], [0.2798479056360722]], [[0.27855579038942163], [0.27855579038942163], [0.27855579038942163]], [[0.27755702551423034], [0.27755702551423034], [0.27755702551423034]], [[0.2771855329623241], [0.2771855329623241], [0.2771855329623241]], [[0.27658888918409763], [0.27658888918409763], [0.27658888918409763]], [[0.27562013518183476], [0.27562013518183476], [0.27562013518183476]], [[0.2756364141068207], [0.2756364141068207], [0.2756364141068207]], [[0.27485540948969733], [0.27485540948969733], [0.27485540948969733]], [[0.27471643434994025], [0.27471643434994025], [0.27471643434994025]], [[0.27360929665774264], [0.27360929665774264], [0.27360929665774264]], [[0.272886251128082], [0.272886251128082], [0.272886251128082]], [[0.27288772436087755], [0.27288772436087755], [0.27288772436087755]], [[0.27281467014118665], [0.27281467014118665], [0.27281467014118665]], [[0.272790244990937], [0.272790244990937], [0.272790244990937]], [[0.2731053071231839], [0.2731053071231839], [0.2731053071231839]], [[0.27331236544926907], [0.27331236544926907], [0.27331236544926907]], [[0.2734054744768092], [0.2734054744768092], [0.2734054744768092]], [[0.27371838882899374], [0.27371838882899374], [0.27371838882899374]], [[0.27392799337258633], [0.27392799337258633], [0.27392799337258633]], [[0.2741395232291558], [0.2741395232291558], [0.2741395232291558]], [[0.27431513281490105], [0.27431513281490105], [0.27431513281490105]], [[0.27443065008619905], [0.27443065008619905], [0.27443065008619905]], [[0.2746683755835065], [0.2746683755835065], [0.2746683755835065]], [[0.2748438203112591], [0.2748438203112591], [0.2748438203112591]], [[0.2748679919002425], [0.2748679919002425], [0.2748679919002425]], [[0.27503567112190136], [0.27503567112190136], [0.27503567112190136]], [[0.2750827774916203], [0.2750827774916203], [0.2750827774916203]], [[0.2751840925661574], [0.2751840925661574], [0.2751840925661574]], [[0.2752680125568627], [0.2752680125568627], [0.2752680125568627]], [[0.2753351762945885], [0.2753351762945885], [0.2753351762945885]], [[0.2753686440347065], [0.2753686440347065], [0.2753686440347065]], [[0.2754358704653711], [0.2754358704653711], [0.2754358704653711]], [[0.2755641975324575], [0.2755641975324575], [0.2755641975324575]], [[0.2755361957793742], [0.2755361957793742], [0.2755361957793742]], [[0.2756189007986325], [0.2756189007986325], [0.2756189007986325]], [[0.2756954152090318], [0.2756954152090318], [0.2756954152090318]], [[0.27563866934666353], [0.27563866934666353], [0.27563866934666353]], [[0.27576983347052253], [0.27576983347052253], [0.27576983347052253]], [[0.2757602489402478], [0.2757602489402478], [0.2757602489402478]], [[0.27573781035549194], [0.27573781035549194], [0.27573781035549194]], [[0.2757857597293721], [0.2757857597293721], [0.2757857597293721]], [[0.27570755987911305], [0.27570755987911305], [0.27570755987911305]], [[0.2756409976741943], [0.2756409976741943], [0.2756409976741943]], [[0.27545935775528113], [0.27545935775528113], [0.27545935775528113]], [[0.275144193168903], [0.275144193168903], [0.275144193168903]], [[0.27460492118429897], [0.27460492118429897], [0.27460492118429897]], [[0.27399794672243455], [0.27399794672243455], [0.27399794672243455]], [[0.2731432553450585], [0.2731432553450585], [0.2731432553450585]], [[0.2717641310685776], [0.2717641310685776], [0.2717641310685776]], [[0.27019255962897043], [0.27019255962897043], [0.27019255962897043]], [[0.2693818497121077], [0.2693818497121077], [0.2693818497121077]], [[0.26868787702391633], [0.26868787702391633], [0.26868787702391633]], [[0.2682409432273742], [0.2682409432273742], [0.2682409432273742]], [[0.2685412000611978], [0.2685412000611978], [0.2685412000611978]], [[0.2691198412137483], [0.2691198412137483], [0.2691198412137483]], [[0.2686649447503448], [0.2686649447503448], [0.2686649447503448]], [[0.2699187573714442], [0.2699187573714442], [0.2699187573714442]], [[0.2714054661293826], [0.2714054661293826], [0.2714054661293826]], [[0.271769625413828], [0.271769625413828], [0.271769625413828]], [[0.27249234741642586], [0.27249234741642586], [0.27249234741642586]], [[0.27382366638362904], [0.27382366638362904], [0.27382366638362904]], [[0.2754850379817509], [0.2754850379817509], [0.2754850379817509]], [[0.2766850289008773], [0.2766850289008773], [0.2766850289008773]], [[0.2770258646563942], [0.2770258646563942], [0.2770258646563942]], [[0.27735628738440354], [0.27735628738440354], [0.27735628738440354]], [[0.2783662454853655], [0.2783662454853655], [0.2783662454853655]], [[0.27908908119067316], [0.27908908119067316], [0.27908908119067316]], [[0.28113822424991575], [0.28113822424991575], [0.28113822424991575]], [[0.2853243480693015], [0.2853243480693015], [0.2853243480693015]], [[0.2898239824953752], [0.2898239824953752], [0.2898239824953752]], [[0.2943860092406995], [0.2943860092406995], [0.2943860092406995]], [[0.2988566532807507], [0.2988566532807507], [0.2988566532807507]], [[0.3032875191246239], [0.3032875191246239], [0.3032875191246239]], [[0.30772922068419184], [0.30772922068419184], [0.30772922068419184]], [[0.31222684211507407], [0.31222684211507407], [0.31222684211507407]], [[0.3167907380046856], [0.3167907380046856], [0.3167907380046856]], [[0.32229104210695725], [0.32229104210695725], [0.32229104210695725]], [[0.35095122168328013], [0.35095122168328013], [0.35095122168328013]], [[0.3706137079825463], [0.3706137079825463], [0.3706137079825463]], [[0.3926234500889809], [0.3926234500889809], [0.3926234500889809]], [[0.4171738692670444], [0.4171738692670444], [0.4171738692670444]], [[0.4423530520232038], [0.4423530520232038], [0.4423530520232038]], [[0.4675498185920365], [0.4675498185920365], [0.4675498185920365]], [[0.4930426662515932], [0.4930426662515932], [0.4930426662515932]], [[0.5197412772391854], [0.5197412772391854], [0.5197412772391854]], [[0.5466189258157239], [0.5466189258157239], [0.5466189258157239]], [[0.5714032394374663], [0.5714032394374663], [0.5714032394374663]], [[0.595219436015316], [0.595219436015316], [0.595219436015316]], [[0.6190010047129353], [0.6190010047129353], [0.6190010047129353]], [[0.6401822930102145], [0.6401822930102145], [0.6401822930102145]], [[0.6584731477090127], [0.6584731477090127], [0.6584731477090127]], [[0.6776410613394096], [0.6776410613394096], [0.6776410613394096]], [[0.6940938697597244], [0.6940938697597244], [0.6940938697597244]], [[0.7043985391574294], [0.7043985391574294], [0.7043985391574294]], [[0.715969520565399], [0.715969520565399], [0.715969520565399]], [[0.7273868357179953], [0.7273868357179953], [0.7273868357179953]], [[0.731753518034218], [0.731753518034218], [0.731753518034218]], [[0.7273878920905762], [0.7273878920905762], [0.7273878920905762]], [[0.715969843531522], [0.715969843531522], [0.715969843531522]], [[0.7043976292030343], [0.7043976292030343], [0.7043976292030343]], [[0.6940917323876211], [0.6940917323876211], [0.6940917323876211]], [[0.6776381308413173], [0.6776381308413173], [0.6776381308413173]], [[0.6584702589772313], [0.6584702589772313], [0.6584702589772313]], [ | drag coefficients, spanwise
rotorse.airfoils_cm | intermediate |  | [[[[-0.00010000000000000005], [-0.00010000000000000005], [-0.00010000000000000005]], [[-9.999999999998899e-05], [-9.999999999998899e-05], [-9.999999999998899e-05]], [[-9.999999999998899e-05], [-9.999999999998899e-05], [-9.999999999998899e-05]], [[-9.999999999998899e-05], [-9.999999999998899e-05], [-9.999999999998899e-05]], [[-9.999999999998899e-05], [-9.999999999998899e-05], [-9.999999999998899e-05]], [[-9.999999999998899e-05], [-9.999999999998899e-05], [-9.999999999998899e-05]], [[-9.999999999998899e-05], [-9.999999999998899e-05], [-9.999999999998899e-05]], [[-9.999999999998899e-05], [-9.999999999998899e-05], [-9.999999999998899e-05]], [[-9.999999999998899e-05], [-9.999999999998899e-05], [-9.999999999998899e-05]], [[-9.999999999998899e-05], [-9.999999999998899e-05], [-9.999999999998899e-05]], [[-9.999999999998899e-05], [-9.999999999998899e-05], [-9.999999999998899e-05]], [[-9.999999999998899e-05], [-9.999999999998899e-05], [-9.999999999998899e-05]], [[-9.999999999998899e-05], [-9.999999999998899e-05], [-9.999999999998899e-05]], [[-9.999999999998899e-05], [-9.999999999998899e-05], [-9.999999999998899e-05]], [[-9.999999999998899e-05], [-9.999999999998899e-05], [-9.999999999998899e-05]], [[-9.999999999998899e-05], [-9.999999999998899e-05], [-9.999999999998899e-05]], [[-9.999999999998899e-05], [-9.999999999998899e-05], [-9.999999999998899e-05]], [[-9.999999999998899e-05], [-9.999999999998899e-05], [-9.999999999998899e-05]], [[-9.999999999998899e-05], [-9.999999999998899e-05], [-9.999999999998899e-05]], [[-9.999999999998899e-05], [-9.999999999998899e-05], [-9.999999999998899e-05]], [[-9.999999999998899e-05], [-9.999999999998899e-05], [-9.999999999998899e-05]], [[-9.999999999998899e-05], [-9.999999999998899e-05], [-9.999999999998899e-05]], [[-9.999999999998899e-05], [-9.999999999998899e-05], [-9.999999999998899e-05]], [[-9.999999999998899e-05], [-9.999999999998899e-05], [-9.999999999998899e-05]], [[-9.999999999998899e-05], [-9.999999999998899e-05], [-9.999999999998899e-05]], [[-9.999999999998899e-05], [-9.999999999998899e-05], [-9.999999999998899e-05]], [[-9.999999999998899e-05], [-9.999999999998899e-05], [-9.999999999998899e-05]], [[-9.999999999998899e-05], [-9.999999999998899e-05], [-9.999999999998899e-05]], [[-9.999999999998899e-05], [-9.999999999998899e-05], [-9.999999999998899e-05]], [[-9.999999999998899e-05], [-9.999999999998899e-05], [-9.999999999998899e-05]], [[-9.999999999998899e-05], [-9.999999999998899e-05], [-9.999999999998899e-05]], [[-9.999999999998899e-05], [-9.999999999998899e-05], [-9.999999999998899e-05]], [[-9.999999999998899e-05], [-9.999999999998899e-05], [-9.999999999998899e-05]], [[-9.999999999998899e-05], [-9.999999999998899e-05], [-9.999999999998899e-05]], [[-9.999999999998899e-05], [-9.999999999998899e-05], [-9.999999999998899e-05]], [[-9.999999999998899e-05], [-9.999999999998899e-05], [-9.999999999998899e-05]], [[-9.999999999998899e-05], [-9.999999999998899e-05], [-9.999999999998899e-05]], [[-9.999999999998899e-05], [-9.999999999998899e-05], [-9.999999999998899e-05]], [[-9.999999999998899e-05], [-9.999999999998899e-05], [-9.999999999998899e-05]], [[-9.999999999998899e-05], [-9.999999999998899e-05], [-9.999999999998899e-05]], [[-9.999999999998899e-05], [-9.999999999998899e-05], [-9.999999999998899e-05]], [[-0.00010000000000000286], [-0.00010000000000000286], [-0.00010000000000000286]], [[-0.00010000000000000286], [-0.00010000000000000286], [-0.00010000000000000286]], [[-0.00010000000000000286], [-0.00010000000000000286], [-0.00010000000000000286]], [[-0.00010000000000000286], [-0.00010000000000000286], [-0.00010000000000000286]], [[-0.00010000000000000286], [-0.00010000000000000286], [-0.00010000000000000286]], [[-0.00010000000000000286], [-0.00010000000000000286], [-0.00010000000000000286]], [[-0.00010000000000000286], [-0.00010000000000000286], [-0.00010000000000000286]], [[-0.00010000000000000286], [-0.00010000000000000286], [-0.00010000000000000286]], [[-0.00010000000000000286], [-0.00010000000000000286], [-0.00010000000000000286]], [[-0.00010000000000000286], [-0.00010000000000000286], [-0.00010000000000000286]], [[-0.00010000000000000286], [-0.00010000000000000286], [-0.00010000000000000286]], [[-0.00010000000000000286], [-0.00010000000000000286], [-0.00010000000000000286]], [[-0.00010000000000000286], [-0.00010000000000000286], [-0.00010000000000000286]], [[-0.00010000000000000286], [-0.00010000000000000286], [-0.00010000000000000286]], [[-0.00010000000000000286], [-0.00010000000000000286], [-0.00010000000000000286]], [[-0.00010000000000000286], [-0.00010000000000000286], [-0.00010000000000000286]], [[-0.00010000000000000286], [-0.00010000000000000286], [-0.00010000000000000286]], [[-9.99999999999994e-05], [-9.99999999999994e-05], [-9.99999999999994e-05]], [[-9.99999999999994e-05], [-9.99999999999994e-05], [-9.99999999999994e-05]], [[-9.99999999999994e-05], [-9.99999999999994e-05], [-9.99999999999994e-05]], [[-9.99999999999994e-05], [-9.99999999999994e-05], [-9.99999999999994e-05]], [[-9.99999999999994e-05], [-9.99999999999994e-05], [-9.99999999999994e-05]], [[-9.99999999999994e-05], [-9.99999999999994e-05], [-9.99999999999994e-05]], [[-0.00010000000000000026], [-0.00010000000000000026], [-0.00010000000000000026]], [[-0.00010000000000000005], [-0.00010000000000000005], [-0.00010000000000000005]], [[-9.999999999999983e-05], [-9.999999999999983e-05], [-9.999999999999983e-05]], [[-9.99999999999994e-05], [-9.99999999999994e-05], [-9.99999999999994e-05]], [[-9.99999999999994e-05], [-9.99999999999994e-05], [-9.99999999999994e-05]], [[-9.99999999999994e-05], [-9.99999999999994e-05], [-9.99999999999994e-05]], [[-9.99999999999994e-05], [-9.99999999999994e-05], [-9.99999999999994e-05]], [[-9.99999999999994e-05], [-9.99999999999994e-05], [-9.99999999999994e-05]], [[-9.99999999999994e-05], [-9.99999999999994e-05], [-9.99999999999994e-05]], [[-9.99999999999994e-05], [-9.99999999999994e-05], [-9.99999999999994e-05]], [[-9.99999999999994e-05], [-9.99999999999994e-05], [-9.99999999999994e-05]], [[-9.99999999999994e-05], [-9.99999999999994e-05], [-9.99999999999994e-05]], [[-9.99999999999994e-05], [-9.99999999999994e-05], [-9.99999999999994e-05]], [[-9.99999999999994e-05], [-9.99999999999994e-05], [-9.99999999999994e-05]], [[-9.99999999999994e-05], [-9.99999999999994e-05], [-9.99999999999994e-05]], [[-9.99999999999994e-05], [-9.99999999999994e-05], [-9.99999999999994e-05]], [[-9.99999999999994e-05], [-9.99999999999994e-05], [-9.99999999999994e-05]], [[-9.99999999999994e-05], [-9.99999999999994e-05], [-9.99999999999994e-05]], [[-9.99999999999994e-05], [-9.99999999999994e-05], [-9.99999999999994e-05]], [[-9.99999999999994e-05], [-9.99999999999994e-05], [-9.99999999999994e-05]], [[-9.99999999999994e-05], [-9.99999999999994e-05], [-9.99999999999994e-05]], [[-9.99999999999994e-05], [-9.99999999999994e-05], [-9.99999999999994e-05]], [[-0.00010000000000000286], [-0.00010000000000000286], [-0.00010000000000000286]], [[-0.00010000000000000286], [-0.00010000000000000286], [-0.00010000000000000286]], [[-0.00010000000000000286], [-0.00010000000000000286], [-0.00010000000000000286]], [[-0.00010000000000000286], [-0.00010000000000000286], [-0.00010000000000000286]], [[-0.00010000000000000286], [-0.00010000000000000286], [-0.00010000000000000286]], [[-0.00010000000000000286], [-0.00010000000000000286], [-0.00010000000000000286]], [[-0.00010000000000000286], [-0.00010000000000000286], [-0.00010000000000000286]], [[-0.00010000000000000286], [-0.00010000000000000286], [-0.00010000000000000286]], [[-0.00010000000000000286], [-0.00010000000000000286], [-0.00010000000000000286]], [[-0.00010000000000000286], [-0.00010000000000000286], [-0.00010000000000000286]], [[-0.00010000000000000286], [-0.00010000000000000286], [-0.00010000000000000286]], [[-0.00010000000000000286], [-0.00010000000000000286], [-0.00010000000000000286]], [[-0.00010000000000000286], [-0.00010000000000000286], [-0.00010000000000000286]], [[-0.00010000000000000286], [-0.00010000000000000286], [-0.00010000000000000286]], [[-0.00010000000000000286], [-0.00010000000000000286], [-0.00010000000000000286]], [[-0.00010000000000000286], [-0.00010000000000000286], [-0.00010000000000000286]], [[-0.00010000000000000286], [-0.00010000000000000286], [-0.00010000000000000286]], [[-0.00010000000000000286], [-0.00010000000000000286], [-0.00010000000000000286]], [[-0.00010000000000000286], [-0.00010000000000000286], [-0.00010000000000000286]], [[-0.00010000000000000286], [-0.00010000000000000286], [-0.00010000000000000286]], [[-0.00010000000000000286], [-0.00010000000000000286], [-0.00010000000000000286]], [[-0.00010000000000000286], [-0.00010000000000000286], [-0.00010000000000000286]], [[-0.00010000000000000286], [-0.00010000000000000286], [-0.00010000000000000286]], [[-0.00010000000000000286], [-0.00010000000000000286], [-0.00010000000000000286]], [[-0.00010000000000000286], [-0.00010000000000000286], [-0.00010000000000000286]], [[-0.00010000000000000286], [-0.00010000000000000286], [-0.00010000000000000286]], [[-9.999999999998899e-05], [-9.999999999998899e-05], [-9.999999999998899e-05]], [[-9.999999999998899e-05], [-9.999999999998899e-05], [-9.999999999998899e-05]], [[-9.999999999998899e-05], [-9.999999999998899e-05], [-9.999999999998899e-05]], [[-9.999999999998899e-05], [-9.999999999998899e-05], [-9.999999999998899e-05]], [[-9.999999999998899e-05], [-9.999999999998899e-05], [-9.999999999998899e-05]], [[-9.999999999998899e-05], [-9.999999999998899e-05], [-9.999999999998899e-05]], [[-0.00010000000000000286], [-0.00010000000000000286], [-0.00010000000000000286]], [[-0.00010000000000000286], [-0.00010000000000000286], [-0.00010000000000000286]], [[-0.00010000000000000286], [-0.00010000000000000286], [-0.00010000000000000286]], [[-0.00010000000000000286], [-0.00010000000000000286], [-0.00010000000000000286]], [[-0.00010000000000000286], [-0.00010000000000000286], [-0.00010000000000000286]], [[-0.00010000000000000286], [-0.00010000000000000286], [-0.00010000000000000286]], [[-0.00010000000000000286], [-0.00010000000000000286], [-0.00010000000000000286]], [[-0.00010000000000000286], [-0.00010000000000000286], [-0.00010000000000000286]], [[-0.00010000000000000286], [-0.00010000000000000286], [-0.00010000000000000286]], [[-0.00010000000000000286], [-0.00010000000000000286], [-0.00010000000000000286]], [[-0.00010000000000000286], [-0.00010000000000000286], [-0.00010000000000000286]], [[-0.00010000000000000286], [-0.00010000000000000286], [-0.00010000000000000286]], [[-0.00010000000000000286], [-0.00010000000000000286], [-0.00010000000000000286]], [[-0.00010000000000000286], [-0.00010000000000000286], [-0.00010000000000000286]], [[-0.00010000000000000286], [-0.00010000000000000286], [-0.00010000000000000286]], [[-0.00010000000000000286], [-0.00010000000000000286], [-0.00010000000000000286]], [[-0.00010000000000000286], [-0.00010000000000000286], [-0.00010000000000000286]], [[-0.00010000000000000286], [-0.00010000000000000286], [-0.00010000000000000286]], [[-0.00010000000000000286], [-0.00010000000000000286], [-0.00010000000000000286]], [[-0.00010000000000000286], [-0.00010000000000000286], [-0.00010000000000000286]], [[-0.00010000000000000286], [-0.00010000000000000286], [-0.00010000000000000286]], [[-0.00010000000000000286], [-0.00010000000000000286], [-0.00010000000000000286]], [[-0.00010000000000000286], [-0.00010000000000000286], [-0.00010000000000000286]], [[-9.999999999998899e-05], [-9.999999999998899e-05], [-9.999999999998899e-05]], [[-9.999999999998899e-05], [-9.999999999998899e-05], [-9.999999999998899e-05]], [[-9.999999999998899e-05], [-9.999999999998899e-05], [-9.999999999998899e-05]], [[-9.999999999998899e-05], [-9.999999999998899e-05], [-9.999999999998899e-05]], [[-9.999999999998899e-05], [-9.999999999998899e-05], [-9.999999999998899e-05]], [[-9.999999999998899e-05], [-9.999999999998899e-05], [-9.999999999998899e-05]], [[-9.999999999998899e-05], [-9.999999999998899e-05], [-9.999999999998899e-05]], [[-9.999999999998899e-05], [-9.999999999998899e-05], [-9.999999999998899e-05]], [[-9.999999999998899e-05], [-9.999999999998899e-05], [-9.999999999998899e-05]], [[-9.999999999998899e-05], [-9.999999999998899e-05], [-9.999999999998899e-05]], [[-9.999999999998899e-05], [-9.999999999998899e-05], [-9.999999999998899e-05]], [[-9.999999999998899e-05], [-9.999999999998899e-05], [-9.999999999998899e-05]], [[-9.999999999998899e-05], [-9.999999999998899e-05], [-9.999999999998899e-05]], [[-9.999999999998899e-05], [-9.999999999998899e-05], [-9.999999999998899e-05]], [[-9.999999999998899e-05], [-9.999999999998899e-05], [-9.999999999998899e-05]], [[-9.999999999998899e-05], [-9.999999999998899e-05], [-9.999999999998899e-05]], [[-9.999999999998899e-05], [-9.999999999998899e-05], [-9.999999999998899e-05]], [[-9.999999999998899e-05], [-9.999999999998899e-05], [-9.999999999998899e-05]], [[-9.999999999998899e-05], [-9.999999999998899e-05], [-9.999999999998899e-05]], [[-9.999999999998899e-05], [-9.999999999998899e-05], [-9.999999999998899e-05]], [[-9.999999999998899e-05], [-9.999999999998899e-05], [-9.999999999998899e-05]], [[-9.999999999998899e-05], [-9.999999999998899e-05], [-9.999999999998899e-05]], [[-9.999999999998899e-05], [-9.999999999998899e-05], [-9.999999999998899e-05]], [[-9.999999999998899e-05], [-9.999999999998899e-05], [-9.999999999998899e-05]], [[-9.999999999998899e-05], [-9.999999999998899e-05], [-9.999999999998899e-05]], [[-9.999999999998899e-05], [-9.999999999998899e-05], [-9.999999999998899e-05]], [[-9.999999999998899e-05], [-9.999999999998899e-05], [-9.999999999998899e-05]], [[-9.999999999998899e-05], [-9.999999999998899e-05], [-9.999999999998899e-05]], [[-9.999999999998899e-05], [-9.999999999998899e-05], [-9.999999999998899e-05]], [[-9.999999999998899e-05], [-9.999999999998899e-05], [-9.999999999998899e-05]], [[-9.999999999998899e-05], [-9.999999999998899e-05], [-9.999999999998899e-05]], [[-9.999999999998899e-05], [-9.999999999998899e-05], [-9.999999999998899e-05]], [[-9.999999999998899e-05], [-9.999999999998899e-05], [-9.999999999998899e-05]], [[-9.999999999998899e-05], [-9.999999999998899e-05], [-9.999999999998899e-05]], [[-9.999999999998899e-05], [-9.999999999998899e-05], [-9.999999999998899e-05]], [[-9.999999999998899e-05], [-9.999999999998899e-05], [-9.999999999998899e-05]], [[-9.999999999998899e-05], [-9.999999999998899e-05], [-9.999999999998899e-05]], [[-9.999999999998899e-05], [-9.999999999998899e-05], [-9.999999999998899e-05]], [[-9.999999999998899e-05], [-9.999999999998899e-05], [-9.999999999998899e-05]], [[-9.999999999998899e-05], [-9.999999999998899e-05], [-9.999999999998899e-05]], [[-9.999999999998899e-05], [-9.999999999998899e-05], [-9.999999999998899e-05]], [[-9.999999999998899e-05], [-9.999999999998899e-05], [-9.999999999998899e-05]], [[-9.999999999998899e-05], [-9.999999999998899e-05], [-9.999999999998899e-05]], [[-9.999999999998899e-05], [-9.999999999998899e-05], [-9.999999999998899e-05]], [[-9.999999999998899e-05], [-9.999999999998899e-05], [-9.999999999998899e-05]], [[-9.999999999998899e-05], [-9.999999999998899e-05], [-9.999999999998899e-05]], [[-9.999999999996123e-05], [-9.999999999996123e-05], [-9.999999999996123e-05]], [[-9.999999999998899e-05], [-9.999999999998899e-05], [-9.999999999998899e-05]], [[-9.999999999993348e-05], [-9.999999999993348e-05], [-9.999999999993348e-05]], [[-9.999999999998899e-05], [-9.999999999998899e-05], [-9.999999999998899e-05]], [[-9.999999999998899e-05], [-9.999999999998899e-05], [-9.999999999998899e-05]], [[-9.999999999998899e-05], [-9.999999999998899e-05], [-9.999999999998899e-05]], [[-9.999999999998899e-05], [-9.999999999998899e-05], [-9.999999999998899e-05]], [[-9.999999999998899e-05], [-9.999999999998899e-05], [-9.999999999998899e-05]], [[-9.999999999998899e-05], [-9.999999999998899e-05], [-9.999999999998899e-05]], [[-9.999999999998899e-05], [-9.999999999998899e-05], [-9.999999999998899e-05]], [[-9.999999999998899e-05], [-9.999999999998899e-05], [-9.999999999998899e-05]], [[-9.999999999998899e-05], [-9.999999999998899e-05], [-9.999999999998899e-05]], [[-0.00010000000000000005], [-0.00010000000000000005], [-0.00010000000000000005]]], [[[-0.00010135652441833465], [-0.00010135652441833465], [-0.00010135652441833465]], [[0.008115004305767483], [0.008115004305767483], [0.008115004305767483]], [[0.01304199822778097], [0.01304199822778097], [0.01304199822778097]], [[0.011168234507398423], [0.011168234507398423], [0.011168234507398423]], [[0.008143947674647486], [0.008143947674647486], [0.008143947674647486]], [[0.0064894969166937495], [0.0064894969166937495], [0.0064894969166937495]], [[0.00453765211789299], [0.00453765211789299], [0.00453765211789299]], [[0.0026304938341837752], [0.0026304938341837752], [0.0026304938341837752]], [[0.00023203446560213226], [0.00023203446560213226], [0.00023203446560213226]], [[0.00020549442734084378], [0.00020549442734084378], [0.00020549442734084378]], [[0.00017995834044214065], [0.00017995834044214065], [0.00017995834044214065]], [[0.0001551734920823694], [0.0001551734920823694], [0.0001551734920823694]], [[0.00012141349595494455], [0.00012141349595494455], [0.00012141349595494455]], [[9.701389098407814e-05], [9.701389098407814e-05], [9.701389098407814e-05]], [[8.946011623186048e-05], [8.946011623186048e-05], [8.946011623186048e-05]], [[8.447606076074712e-05], [8.447606076074712e-05], [8.447606076074712e-05]], [[8.253431267754921e-05], [8.253431267754921e-05], [8.253431267754921e-05]], [[8.309533374481481e-05], [8.309533374481481e-05], [8.309533374481481e-05]], [[8.629101798021677e-05], [8.629101798021677e-05], [8.629101798021677e-05]], [[9.11317717574231e-05], [9.11317717574231e-05], [9.11317717574231e-05]], [[9.640701311788152e-05], [9.640701311788152e-05], [9.640701311788152e-05]], [[0.00010233688500613236], [0.00010233688500613236], [0.00010233688500613236]], [[0.00010930744293887601], [0.00010930744293887601], [0.00010930744293887601]], [[0.00011603009973829709], [0.00011603009973829709], [0.00011603009973829709]], [[0.0001222092914246395], [0.0001222092914246395], [0.0001222092914246395]], [[0.00012871389397821342], [0.00012871389397821342], [0.00012871389397821342]], [[0.00013373010756751597], [0.00013373010756751597], [0.00013373010756751597]], [[0.0001357653628082517], [0.0001357653628082517], [0.0001357653628082517]], [[0.00013678392171417864], [0.00013678392171417864], [0.00013678392171417864]], [[0.00013735779380683044], [0.00013735779380683044], [0.00013735779380683044]], [[0.00013730327627699268], [0.00013730327627699268], [0.00013730327627699268]], [[0.00013368584089504254], [0.00013368584089504254], [0.00013368584089504254]], [[0.0001226325986059193], [0.0001226325986059193], [0.0001226325986059193]], [[0.00010938417482340285], [0.00010938417482340285], [0.00010938417482340285]], [[9.770322549131766e-05], [9.770322549131766e-05], [9.770322549131766e-05]], [[8.469584690309201e-05], [8.469584690309201e-05], [8.469584690309201e-05]], [[7.098134038245607e-05], [7.098134038245607e-05], [7.098134038245607e-05]], [[5.7558126153982314e-05], [5.7558126153982314e-05], [5.7558126153982314e-05]], [[4.410968920524547e-05], [4.410968920524547e-05], [4.410968920524547e-05]], [[3.071812570033805e-05], [3.071812570033805e-05], [3.071812570033805e-05]], [[1.8110297913400547e-05], [1.8110297913400547e-05], [1.8110297913400547e-05]], [[6.178775608465387e-06], [6.178775608465387e-06], [6.178775608465387e-06]], [[-5.165322381053827e-06], [-5.165322381053827e-06], [-5.165322381053827e-06]], [[-1.53751118337625e-05], [-1.53751118337625e-05], [-1.53751118337625e-05]], [[-2.4196949680371e-05], [-2.4196949680371e-05], [-2.4196949680371e-05]], [[-3.211913023167429e-05], [-3.211913023167429e-05], [-3.211913023167429e-05]], [[-3.9428243720296755e-05], [-3.9428243720296755e-05], [-3.9428243720296755e-05]], [[-4.3678935146437294e-05], [-4.3678935146437294e-05], [-4.3678935146437294e-05]], [[-3.604349179578588e-05], [-3.604349179578588e-05], [-3.604349179578588e-05]], [[0.0021604752260170547], [0.0021604752260170547], [0.0021604752260170547]], [[0.003307734750893108], [0.003307734750893108], [0.003307734750893108]], [[0.0032934276276894124], [0.0032934276276894124], [0.0032934276276894124]], [[0.00323933566219127], [0.00323933566219127], [0.00323933566219127]], [[0.003162691138703197], [0.003162691138703197], [0.003162691138703197]], [[0.0030716896530622456], [0.0030716896530622456], [0.0030716896530622456]], [[0.0029491384044941435], [0.0029491384044941435], [0.0029491384044941435]], [[0.0027937650812877336], [0.0027937650812877336], [0.0027937650812877336]], [[0.0026057006513195147], [0.0026057006513195147], [0.0026057006513195147]], [[0.002385076082465982], [0.002385076082465982], [0.002385076082465982]], [[0.0021320223426036303], [0.0021320223426036303], [0.0021320223426036303]], [[0.001813054669241261], [0.001813054669241261], [0.001813054669241261]], [[0.0014764514675701876], [0.0014764514675701876], [0.0014764514675701876]], [[0.0011254361457379396], [0.0011254361457379396], [0.0011254361457379396]], [[0.0007606473426580197], [0.0007606473426580197], [0.0007606473426580197]], [[0.00038272369724392987], [0.00038272369724392987], [0.00038272369724392987]], [[-7.69615159082037e-06], [-7.69615159082037e-06], [-7.69615159082037e-06]], [[-0.00040997356493273265], [-0.00040997356493273265], [-0.00040997356493273265]], [[-0.0008456746143457559], [-0.0008456746143457559], [-0.0008456746143457559]], [[-0.0009463909511676621], [-0.0009463909511676621], [-0.0009463909511676621]], [[-0.0010579882056387796], [-0.0010579882056387796], [-0.0010579882056387796]], [[-0.0011297252228147994], [-0.0011297252228147994], [-0.0011297252228147994]], [[-0.0011621759979156664], [-0.0011621759979156664], [-0.0011621759979156664]], [[-0.001195118776469127], [-0.001195118776469127], [-0.001195118776469127]], [[-0.0012409154802250702], [-0.0012409154802250702], [-0.0012409154802250702]], [[-0.001286842561904665], [-0.001286842561904665], [-0.001286842561904665]], [[-0.0013403290903006362], [-0.0013403290903006362], [-0.0013403290903006362]], [[-0.0013917603953137719], [-0.0013917603953137719], [-0.0013917603953137719]], [[-0.0014786296586758643], [-0.0014786296586758643], [-0.0014786296586758643]], [[-0.001532204060885143], [-0.001532204060885143], [-0.001532204060885143]], [[-0.0016289989854991905], [-0.0016289989854991905], [-0.0016289989854991905]], [[-0.0016931334892147376], [-0.0016931334892147376], [-0.0016931334892147376]], [[-0.001747799465646297], [-0.001747799465646297], [-0.001747799465646297]], [[-0.0017120280893099978], [-0.0017120280893099978], [-0.0017120280893099978]], [[-0.0015770433656759567], [-0.0015770433656759567], [-0.0015770433656759567]], [[-0.0017610733219238922], [-0.0017610733219238922], [-0.0017610733219238922]], [[-0.001973860161459595], [-0.001973860161459595], [-0.001973860161459595]], [[-0.002261048514143745], [-0.002261048514143745], [-0.002261048514143745]], [[-0.002554006800091718], [-0.002554006800091718], [-0.002554006800091718]], [[-0.0028448085054049712], [-0.0028448085054049712], [-0.0028448085054049712]], [[-0.003168886085563878], [-0.003168886085563878], [-0.003168886085563878]], [[-0.0034023049707353516], [-0.0034023049707353516], [-0.0034023049707353516]], [[-0.0037661952804708904], [-0.0037661952804708904], [-0.0037661952804708904]], [[-0.004047489324208717], [-0.004047489324208717], [-0.004047489324208717]], [[-0.004216306402089097], [-0.004216306402089097], [-0.004216306402089097]], [[-0.004311806413436838], [-0.004311806413436838], [-0.004311806413436838]], [[-0.004267869515573178], [-0.004267869515573178], [-0.004267869515573178]], [[-0.004254755349476714], [-0.004254755349476714], [-0.004254755349476714]], [[-0.0042334656922190066], [-0.0042334656922190066], [-0.0042334656922190066]], [[-0.00420296377725203], [-0.00420296377725203], [-0.00420296377725203]], [[-0.004156295316408364], [-0.004156295316408364], [-0.004156295316408364]], [[-0.004140319862656764], [-0.004140319862656764], [-0.004140319862656764]], [[-0.004139423696490126], [-0.004139423696490126], [-0.004139423696490126]], [[-0.004150945249629776], [-0.004150945249629776], [-0.004150945249629776]], [[-0.004181795702713536], [-0.004181795702713536], [-0.004181795702713536]], [[-0.0041860677087628565], [-0.0041860677087628565], [-0.0041860677087628565]], [[-0.004221805148486062], [-0.004221805148486062], [-0.004221805148486062]], [[-0.004244769149183556], [-0.004244769149183556], [-0.004244769149183556]], [[-0.004286462601443743], [-0.004286462601443743], [-0.004286462601443743]], [[-0.004310199794390493], [-0.004310199794390493], [-0.004310199794390493]], [[-0.004339771488756037], [-0.004339771488756037], [-0.004339771488756037]], [[-0.004364870437625578], [-0.004364870437625578], [-0.004364870437625578]], [[-0.004389359542434115], [-0.004389359542434115], [-0.004389359542434115]], [[-0.004426736910324604], [-0.004426736910324604], [-0.004426736910324604]], [[-0.004425056595365845], [-0.004425056595365845], [-0.004425056595365845]], [[-0.004445432203591922], [-0.004445432203591922], [-0.004445432203591922]], [[-0.004446871048256109], [-0.004446871048256109], [-0.004446871048256109]], [[-0.004366059828574115], [-0.004366059828574115], [-0.004366059828574115]], [[-0.0042920591131965224], [-0.0042920591131965224], [-0.0042920591131965224]], [[-0.00394544023824187], [-0.00394544023824187], [-0.00394544023824187]], [[-0.0034794686286475016], [-0.0034794686286475016], [-0.0034794686286475016]], [[-0.003118886044136283], [-0.003118886044136283], [-0.003118886044136283]], [[-0.002917538702168383], [-0.002917538702168383], [-0.002917538702168383]], [[-0.0028542795201830394], [-0.0028542795201830394], [-0.0028542795201830394]], [[-0.0027226205697205227], [-0.0027226205697205227], [-0.0027226205697205227]], [[-0.002616163265482926], [-0.002616163265482926], [-0.002616163265482926]], [[-0.002546776824185068], [-0.002546776824185068], [-0.002546776824185068]], [[-0.0024582120953579416], [-0.0024582120953579416], [-0.0024582120953579416]], [[-0.0024034081837707305], [-0.0024034081837707305], [-0.0024034081837707305]], [[-0.0023876134554841706], [-0.0023876134554841706], [-0.0023876134554841706]], [[-0.0023124899093780347], [-0.0023124899093780347], [-0.0023124899093780347]], [[-0.0022154791710185685], [-0.0022154791710185685], [-0.0022154791710185685]], [[-0.0021137663560565328], [-0.0021137663560565328], [-0.0021137663560565328]], [[-0.0020337805665159477], [-0.0020337805665159477], [-0.0020337805665159477]], [[-0.0020531086954710936], [-0.0020531086954710936], [-0.0020531086954710936]], [[-0.002094057856124267], [-0.002094057856124267], [-0.002094057856124267]], [[-0.0021605728993282936], [-0.0021605728993282936], [-0.0021605728993282936]], [[-0.0022756390979696874], [-0.0022756390979696874], [-0.0022756390979696874]], [[-0.002427256421119007], [-0.002427256421119007], [-0.002427256421119007]], [[-0.002577286322353319], [-0.002577286322353319], [-0.002577286322353319]], [[-0.002769287041376474], [-0.002769287041376474], [-0.002769287041376474]], [[-0.0030953139607900063], [-0.0030953139607900063], [-0.0030953139607900063]], [[-0.0035790330549352887], [-0.0035790330549352887], [-0.0035790330549352887]], [[-0.004081819924530389], [-0.004081819924530389], [-0.004081819924530389]], [[-0.0045713166838443255], [-0.0045713166838443255], [-0.0045713166838443255]], [[-0.005061014998808213], [-0.005061014998808213], [-0.005061014998808213]], [[-0.005551042971719521], [-0.005551042971719521], [-0.005551042971719521]], [[-0.006050176607731632], [-0.006050176607731632], [-0.006050176607731632]], [[-0.006566510319503536], [-0.006566510319503536], [-0.006566510319503536]], [[-0.007141951849132257], [-0.007141951849132257], [-0.007141951849132257]], [[-0.007349104703773991], [-0.007349104703773991], [-0.007349104703773991]], [[-0.007956497134273665], [-0.007956497134273665], [-0.007956497134273665]], [[-0.008576707972910748], [-0.008576707972910748], [-0.008576707972910748]], [[-0.009179334981149643], [-0.009179334981149643], [-0.009179334981149643]], [[-0.009555824816593964], [-0.009555824816593964], [-0.009555824816593964]], [[-0.009937391002092167], [-0.009937391002092167], [-0.009937391002092167]], [[-0.010275169943007931], [-0.010275169943007931], [-0.010275169943007931]], [[-0.010675964413753168], [-0.010675964413753168], [-0.010675964413753168]], [[-0.01106646584157103], [-0.01106646584157103], [-0.01106646584157103]], [[-0.011465251685235125], [-0.011465251685235125], [-0.011465251685235125]], [[-0.011883075150545179], [-0.011883075150545179], [-0.011883075150545179]], [[-0.012336359577414047], [-0.012336359577414047], [-0.012336359577414047]], [[-0.012809986447980554], [-0.012809986447980554], [-0.012809986447980554]], [[-0.013290784857746117], [-0.013290784857746117], [-0.013290784857746117]], [[-0.01379778171940483], [-0.01379778171940483], [-0.01379778171940483]], [[-0.014327676142575622], [-0.014327676142575622], [-0.014327676142575622]], [[-0.014847862836539478], [-0.014847862836539478], [-0.014847862836539478]], [[-0.015355257456601537], [-0.015355257456601537], [-0.015355257456601537]], [[-0.01598476592714309], [-0.01598476592714309], [-0.01598476592714309]], [[-0.01652072804230778], [-0.01652072804230778], [-0.01652072804230778]], [[-0.016737080984705197], [-0.016737080984705197], [-0.016737080984705197]], [[-0.01697441036811792], [-0.01697441036811792], [-0.01697441036811792]], [[-0.017110070042635275], [-0.017110070042635275], [-0.017110070042635275]], [[-0.01708238437963276], [-0.01708238437963276], [-0.01708238437963276]], [[-0.016926025812626973], [-0.016926025812626973], [-0.016926025812626973]], [[-0.016822764037472248], [-0.016822764037472248], [-0.016822764037472248]], [[-0.01672118855748402], [-0.01672118855748402], [-0.01672118855748402]], [[-0.016609524052488504], [-0.016609524052488504], [-0.016609524052488504]], [[-0.016438784475849674], [-0.016438784475849674], [-0.016438784475849674]], [[-0.01623597612504588], [-0.01623597612504588], [-0.01623597612504588]], [[-0.016115337349022648], [-0.016115337349022648], [-0.016115337349022648]], [[-0.016072811356140505], [-0.016072811356140505], [-0.016072811356140505]], [[-0.016018382049778495], [-0.016018382049778495], [-0.016018382049778495]], [[-0.015885605803962838], [-0.015885605803962838], [-0.015885605803962838]], [[-0.015713947549964444], [-0.015713947549964444], [-0.015713947549964444]], [[-0.015793208767671794], [-0.015793208767671794], [-0.015793208767671794]], [[-0.016345954565827558], [-0.016345954565827558], [-0.016345954565827558]], [[-0.01703221339882122], [-0.01703221339882122], [-0.01703221339882122]], [[-0.018883587491101136], [-0.018883587491101136], [-0.018883587491101136]], [[-0.021482683313787457], [-0.021482683313787457], [-0.021482683313787457]], [[-0.023688584724859976], [-0.023688584724859976], [-0.023688584724859976]], [[-0.02765274403519111], [-0.02765274403519111], [-0.02765274403519111]], [[-0.03153804568960593], [-0.03153804568960593], [-0.03153804568960593]], [[-0.03467736154931733], [-0.03467736154931733], [-0.03467736154931733]], [[-0.0330415900777556], [-0.0330415900777556], [-0.0330415900777556]], [[-0.026626343276651858], [-0.026626343276651858], [-0.026626343276651858]], [[-0.017514259555524155], [-0.017514259555524155], [-0.017514259555524155]], [[-0.011850566807382749], [-0.011850566807382749], [-0.011850566807382749]], [[-0.011587792346440787], [-0.011587792346440787], [-0.011587792346440787]], [[-0.007080348853006513], [-0.007080348853006513], [-0.007080348853006513]], [[-9.845806664151781e-05], [-9.845806664151781e-05], [-9.845806664151781e-05]]], [[[-0.0002202827105310633], [-0.0002202827105310633], [-0.0002202827105310633]], [[0.06693855212507638], [0.06693855212507638], [0.06693855212507638]], [[0.11191457008346976], [0.11191457008346976], [0.11191457008346976]], [[0.10065846433294863], [0.10065846433294863], [0.10065846433294863]], [[0.0799578860532941], [0.0799578860532941], [0.0799578860532941]], [[0.06836466728409102], [0.06836466728409102], [0.06836466728409102]], [[0.0549672057695833], [0.0549672057695833], [0.0549672057695833]], [[0.042437441708593766], [0.042437441708593766], [0.042437441708593766]], [[0.027457381173054428], [0.027457381173054428], [0.027457381173054428]], [[0.02556363166374674], [0.02556363166374674], [0.02556363166374674]], [[0.02370120355185213], [0.02370120355185213], [0.02370120355185213]], [[0.021732370624088462], [0.021732370624088462], [0.021732370624088462]], [[0.019038068827975766], [0.019038068827975766], [0.019038068827975766]], [[0.0170623696636428], [0.0170623696636428], [0.0170623696636428]], [[0.016429040467650962], [0.016429040467650962], [0.016429040467650962]], [[0.016008092857539822], [0.0160080928575398 | moment coefficients, spanwise
rotorse.Rhub | intermediate | m | 3.97 | hub radius
rotorse.Rtip | intermediate | m | 120.97 | tip radius
rotorse.ccblade.rthick | intermediate |  | [1.0, 0.98574825156946, 0.8645454487175683, 0.6863275078144752, 0.5327892032934999, 0.4554085600324844, 0.39835906248095737, 0.3623362355961333, 0.34602611408094774, 0.3353661215778716, 0.3253483459809507, 0.31640414054792565, 0.3078434763344884, 0.2983348142661491, 0.2875131823266269, 0.27634815520943806, 0.2657571396422814, 0.25541928518054025, 0.24561066272325402, 0.23638575382363344, 0.2261326075998445, 0.21694508641677518, 0.21151678678986288, 0.211, 0.211, 0.211, 0.211, 0.211, 0.211, 0.211] | 1D array of the relative thicknesses of the blade defined along span.
rotorse.precurve | intermediate | m | [0.0, 0.034295923985786604, 0.08329262571797669, 0.1392555188551465, 0.19190331656176873, 0.232028257864551, 0.24918042933165166, 0.2496141741724728, 0.24625256887234165, 0.2404720106240574, 0.23297926741790076, 0.2179571400171469, 0.17712118065470675, 0.10030156784192272, 1.126605912840715e-05, -0.11231262929473985, -0.24379916019447512, -0.4153387722179258, -0.6207684349190539, -0.8462432424369124, -1.0798464372334413, -1.3290155919297535, -1.6021369821922977, -1.8948995248383433, -2.201796716438755, -2.5227281124194536, -2.8639215886652067, -3.2248356445430946, -3.6046563533868463, -3.9999999999999996] | precurve at each section
rotorse.precurveTip | intermediate | m | -4 | precurve at tip
rotorse.presweep | intermediate | m | [0.0, 0.0, 0.0, 0.0, 0.0, 0.0, 0.0, 0.0, 0.0, 0.0, 0.0, 0.0, 0.0, 0.0, 0.0, 0.0, 0.0, 0.0, 0.0, 0.0, 0.0, 0.0, 0.0, 0.0, 0.0, 0.0, 0.0, 0.0, 0.0, 0.0] | presweep at each section
rotorse.presweepTip | intermediate | m | 0 | presweep at tip
rotorse.hub_height | intermediate | m | 150 | hub height
rotorse.rc.blade_length | intermediate | m | 117.1489 | blade length
rotorse.rc.s | intermediate |  | [0.0, 0.034482758620689655, 0.06896551724137931, 0.10344827586206896, 0.13793103448275862, 0.1724137931034483, 0.20689655172413793, 0.24137931034482757, 0.27586206896551724, 0.3103448275862069, 0.3448275862068966, 0.3793103448275862, 0.41379310344827586, 0.4482758620689655, 0.48275862068965514, 0.5172413793103449, 0.5517241379310345, 0.5862068965517241, 0.6206896551724138, 0.6551724137931034, 0.6896551724137931, 0.7241379310344828, 0.7586206896551724, 0.7931034482758621, 0.8275862068965517, 0.8620689655172413, 0.896551724137931, 0.9310344827586207, 0.9655172413793103, 1.0] | blade nondimensional span location
rotorse.rc.chord | intermediate | m | [5.2, 5.2265040720520535, 5.319400683825207, 5.4580745530036845, 5.603038107463281, 5.718286587458929, 5.764630606410189, 5.715053106286686, 5.539182293334066, 5.290780459215475, 5.034005694445184, 4.815660040795825, 4.623237527554848, 4.432040224442178, 4.2451981651395, 4.065767388212587, 3.896040232078195, 3.7350841723423227, 3.5792063535409593, 3.4245801420565267, 3.267946590725438, 3.111859691750389, 2.957140175463699, 2.800021994595202, 2.6367899876098777, 2.4641317667059357, 2.2834502451238916, 2.0956817072301495, 1.9024851146667074, 0.5000000000000001] | Chord distribution
rotorse.rc.coord_xy_interp | intermediate |  | [[[1.0, -5.228293926268224e-16], [0.9994296839925828, -0.022259740711558177], [0.9980630178329651, -0.04445803489546769], [0.9955739142666737, -0.0665618134473914], [0.9920863097495596, -0.08851982053258163], [0.9876861486750573, -0.11027527223126012], [0.9823305251706396, -0.1317843709197388], [0.9760119083356915, -0.1530066176350885], [0.9687874672983805, -0.1738868028054739], [0.9606748602592401, -0.19437934848935778], [0.9516753587636769, -0.2144496858898974], [0.9418276527462444, -0.23405837873056085], [0.9311752953551309, -0.2531529758653068], [0.9197303974311781, -0.2717058715241765], [0.9075245591947199, -0.2896910384273745], [0.8946104080703081, -0.3070575403137143], [0.8810096964994352, -0.3237794960574165], [0.866747905197194, -0.339839087916958], [0.8518902581712053, -0.35520047541186606], [0.8364694626214207, -0.3698431374689817], [0.8205134859436981, -0.3837614939542973], [0.8040738322175812, -0.39691489811790015], [0.7871915298856534, -0.4092893400643106], [0.7698979191015535, -0.4208940017028426], [0.7522523412351593, -0.43170364047579557], [0.7342913491785575, -0.44170411642042817], [0.7160449249557642, -0.45091629501054464], [0.6975716400331089, -0.45931119239150625], [0.6789061864336874, -0.466891833699312], [0.6600803126205398, -0.4736931268620854], [0.6411475171372123, -0.4796641292900073], [0.6221376509688521, -0.4848434334715212], [0.6030879981944149, -0.4892689245320695], [0.5840450421189749, -0.49287710440089977], [0.5650308976870032, -0.4957710179013429], [0.5460886027795995, -0.49790677272002765], [0.5272486739168989, -0.49920523096536945], [0.508535950506088, -0.4999001471231513], [0.48999235547038833, -0.49986512233616703], [0.4716321145068305, -0.49915299052333634], [0.45349250374434763, -0.4978655748478763], [0.43559330289767306, -0.49584922139645754], [0.41795606561694243, -0.49322020425743757], [0.40060974844257635, -0.4900340177148858], [0.38356093160600935, -0.4862406543812106], [0.3668432157337161, -0.4819531220757106], [0.35045731632050314, -0.4771070365916879], [0.33443448400863013, -0.47180161714763363], [0.3187741003293152, -0.465997503105357], [0.3034996231212948, -0.4597718336399732], [0.2886112935656476, -0.45311101277459825], [0.27412438666566624, -0.44607147267604036], [0.26004145552371905, -0.43865399658656523], [0.2463748720159175, -0.43089728807614147], [0.23312344393883352, -0.4228128921543159], [0.22029377781042306, -0.41444216059030153], [0.20788328296533118, -0.4057907314202666], [0.19590295639164573, -0.39689711005990247], [0.18434125306662855, -0.3877630289328062], [0.17321393095416077, -0.3784327818575115], [0.16249917612963843, -0.3689016855353164], [0.15221460277725932, -0.35922081920480586], [0.14233175939897136, -0.34938179497549954], [0.13287211153919, -0.3394286782901919], [0.12380643962975976, -0.3293594524047539], [0.11514762338607656, -0.3192023645100907], [0.10688720880274838, -0.30897183476900875], [0.09900711152156341, -0.2986754406431282], [0.09152340438534401, -0.28834653723959136], [0.08439704281722242, -0.2779791205220024], [0.0776464790199521, -0.26760420577043886], [0.07124790821202077, -0.25722921245277414], [0.06518786629737473, -0.24686109008276283], [0.05948747212742032, -0.23652443301269652], [0.05410024641809, -0.2262139012738714], [0.049037878670187655, -0.21594907486257178], [0.044300349757333976, -0.20574524647381487], [0.039842359734680484, -0.19559765442820762], [0.035689975243613004, -0.18552550330330408], [0.0318292350050659, -0.1755359887530568], [0.028220007205789974, -0.16562693673246215], [0.024892524779269766, -0.15581522149021937], [0.021828668303003517, -0.1461056218157035], [0.018984694713133153, -0.13649533799824295], [0.016392191702033498, -0.1269983005811027], [0.014044634634199048, -0.11762077059006068], [0.011879824984634942, -0.10835684703907963], [0.00993094518736226, -0.09921662146203766], [0.008219407957347493, -0.09020841012942249], [0.0066583862213787865, -0.08132543510984099], [0.005267741928506431, -0.07257222340427001], [0.00409515753852961, -0.06395640173157158], [0.0030987885971364196, -0.05547801302110005], [0.0021966077355110324, -0.04713200469997591], [0.0014626417630186888, -0.038924405260417023], [0.0009644846082979224, -0.030860610171394718], [0.0005993738679828514, -0.022936235945969066], [0.0002900866455990823, -0.015148765877396714], [7.807077883024657e-05, -0.007502222076493378], [0.0, 0.0], [7.804120611659719e-05, 0.007500736220690077], [0.0002898787241920041, 0.015142758486887441], [0.000598775316682048, 0.022922584561419372], [0.000963326351634835, 0.03083611939777482], [0.0014596682128281925, 0.03888574897117924], [0.002190976364499905, 0.047075815990683056], [0.0030899784195977838, 0.05540088812816734], [0.0040827111247031585, 0.06385488643689734], [0.005248531243836643, 0.07244263446468859], [0.006631282230012606, 0.08116423659691048], [0.008183684298590573, 0.09001209900857182], [0.009883614168490653, 0.09898142028662286], [0.011817640154723611, 0.10807902374749316], [0.01396619932168302, 0.1172968915532844], [0.016295142079104163, 0.1266248185078847], [0.018863193778115264, 0.13606823481979582], [0.02168071375327755, 0.14562174107393758], [0.02471591629586298, 0.15527150565279574], [0.028006440010586352, 0.1650191265391525], [0.03157625589149645, 0.17486145042023296], [0.03539483961687758, 0.18478174850035556], [0.03949498254800754, 0.19478045115068363], [0.04389792827815823, 0.20485282604936875], [0.04857580757377651, 0.21497933573681455], [0.053567991613811754, 0.22516324887670366], [0.058881821148870805, 0.23539257539832661], [0.06450016290273135, 0.24564586185495754], [0.07046920463911449, 0.2559288096954281], [0.07677403099247093, 0.2662200889663396], [0.08341621271683673, 0.2765073937902718], [0.09042901951906561, 0.28678971177956086], [0.0977906533229447, 0.29703436159541413], [0.10553618719874776, 0.30724577033016703], [0.11365876004177941, 0.31739779819794195], [0.12216148331893956, 0.32747251411893785], [0.1310674986027348, 0.33746715509188474], [0.14035464992188373, 0.3473464005305412], [0.15005511078613856, 0.35711729389225577], [0.16014896266156226, 0.3667368291462652], [0.17065818789963985, 0.37620901617836566], [0.181574957422924, 0.38549542027777267], [0.19290757140963558, 0.39458324766597075], [0.20465763457781186, 0.40345225285920333], [0.21681735306942435, 0.4120736546751029], [0.22939648396347811, 0.4204412604055216], [0.24237780069407988, 0.4285157291249229], [0.25577362426833844, 0.43629701405132887], [0.2695667856328992, 0.4437307842367116], [0.2837657972261352, 0.4508257189736272], [0.29834798288780395, 0.457529313046837], [0.3133189787852679, 0.46384827499917675], [0.3286584618928104, 0.4697270339484697], [0.3443649416455463, 0.4751660894880115], [0.3604197737256814, 0.480124895665173], [0.37681123376695697, 0.4845801569487354], [0.3935252510207292, 0.48853802379954264], [0.41053864255357086, 0.4919162868719799], [0.4278432324908231, 0.4947936897726825], [0.4454066634681981, 0.49700186546594954], [0.46322225410302975, 0.4986945279258362], [0.4812515456557157, 0.4995759574617022], [0.49948102667173666, 0.49999959595885196], [0.5178795830856975, 0.4996098999639328], [0.53641763136701, 0.49871925440459125], [0.5550757049095608, 0.4969470954598009], [0.5738084272426077, 0.49454680736168694], [0.5925967311050585, 0.4913424955847996], [0.6114013775535108, 0.48742771367820337], [0.6301864306052414, 0.48276379079159115], [0.648926781663159, 0.47729943602739405], [0.6675702064249728, 0.4710909063826163], [0.6860884295909518, 0.4640855644485798], [0.7044453890439168, 0.4562851535303835], [0.722592093722966, 0.44772115413233077], [0.7405018004535244, 0.4383571285236732], [0.7581254571228347, 0.4282123442390851], [0.7754210143761534, 0.4173028842750689], [0.7923623735876001, 0.4056139761112096], [0.8088945461516956, 0.3931735469910264], [0.8249746330148909, 0.37999039194943635], [0.8405769522734091, 0.36606263907410247], [0.8556527588088183, 0.3514331465234179], [0.8701628988827118, 0.33611786369580327], [0.8840850330712717, 0.3201256148355837], [0.8973612142623708, 0.3034905059583089], [0.9099546800766618, 0.2862409686609341], [0.921851471402547, 0.26839650792968384], [0.9330128366584268, 0.2500014055184513], [0.9433892789690503, 0.23108884233257737], [0.9529731538505595, 0.2116848082416565], [0.9617431308270605, 0.19183234032607036], [0.9696406906754642, 0.17157715881862903], [0.9766642158986641, 0.15095167052848088], [0.9828150771120139, 0.12999562103203396], [0.9880284400451029, 0.1087652991581767], [0.992304836603751, 0.08729993375043676], [0.9956935187759139, 0.06563977190440679], [0.9981204893400154, 0.04383945814142799], [0.9994430379087048, 0.021949651396883253], [1.0, -5.268286851570632e-16]], [[1.0, 1.6027396660939803e-05], [0.9991193946721869, -0.022232752714814348], [0.9963739638870815, -0.044143993372640196], [0.9926209379463079, -0.06599358540264459], [0.9880030048735263, -0.08796501454153367], [0.9825866688500768, -0.10979451933153926], [0.9763079886987813, -0.13138486154120135], [0.9691459138420777, -0.152679756234073], [0.9611340443934658, -0.17360314668595028], [0.9523026586044867, -0.19414383597316454], [0.9426240666753992, -0.2142231312896632], [0.9321366756960972, -0.23381022638150664], [0.9208775505620386, -0.2528523889503405], [0.9088471639859164, -0.2713053613930863], [0.8960843845514238, -0.28916044478745756], [0.882637010833816, -0.3063622824245554], [0.868525920452995, -0.3228835382081365], [0.8537803485543862, -0.33871232720386224], [0.8384664760261626, -0.353818606635353], [0.8226202735914808, -0.36818874004466373], [0.8062670546422668, -0.38180725172842134], [0.7894590053695918, -0.39462933375988135], [0.7722484288380836, -0.40666726736194486], [0.7546533785322755, -0.4178937409067266], [0.7367442848251284, -0.42833145956384605], [0.7185485211876659, -0.43792327583439494], [0.7001037399425907, -0.4467202037953153], [0.6814685674571446, -0.45470482070172275], [0.6626765282523989, -0.46187150883457617], [0.6437587163607813, -0.46824006527960566], [0.6247690984200839, -0.47380531220095556], [0.6057368118671762, -0.4785561251489711], [0.5866983012026874, -0.48256671801543366], [0.5676983279724891, -0.4857732755175852], [0.5487588946206379, -0.4882803245813119], [0.5299233258334409, -0.49001894051155903], [0.5112198495238442, -0.4909441114253439], [0.4926695135792725, -0.49128463092634], [0.4743155796283754, -0.490909414558449], [0.4561718361830662, -0.48986899458193034], [0.43827018080516067, -0.48827451903686153], [0.42063647020949785, -0.48595808570739674], [0.40328080352956663, -0.4830632912088146], [0.38624069518492093, -0.4796148777235183], [0.369514526825096, -0.47558689631997353], [0.35313729666846155, -0.47108053013564016], [0.3371119489204746, -0.4660315610706886], [0.32145856738457707, -0.46055105277104286], [0.30618801483624464, -0.4545841106307646], [0.2913118391130942, -0.4482202860586898], [0.27683693794839154, -0.4414376997289328], [0.2627741640118191, -0.4342957443445502], [0.24911976419260728, -0.4268028800040647], [0.2358939113783064, -0.41898631345438286], [0.22308258995093405, -0.4108709880512468], [0.210691610104368, -0.4024957438885666], [0.1987200198705986, -0.3938638591189511], [0.18717158142739948, -0.3850172025093376], [0.17605142718545405, -0.37594348496340296], [0.16535787602922913, -0.3666976473418643], [0.15506134812006964, -0.35728018499333813], [0.1452010640482442, -0.34772420762001865], [0.13573637755162593, -0.33802987670549706], [0.1266843381102638, -0.3282407950315077], [0.11801240385665308, -0.31835654519928447], [0.10972814857298775, -0.3084056178392945], [0.10183485236398848, -0.2983952456490591], [0.09430659089497768, -0.28833607696732466], [0.08715581435557682, -0.27826004455484266], [0.08034724871266319, -0.2681597292099322], [0.0739055476031035, -0.2580609292964055], [0.06780304583835677, -0.24797225231113718], [0.06202754275455287, -0.237899731056188], [0.056600226585529566, -0.22786569180925112], [0.05147526451739879, -0.21786540494516196], [0.04666091099215963, -0.2079177148409998], [0.042158164740524966, -0.19803715665555274], [0.03792205676893052, -0.18821837940681524], [0.03397169615544762, -0.17848047717673854], [0.030296423989277045, -0.16882948201162642], [0.026863723408403366, -0.15926191173135928], [0.023699531869641362, -0.14979370151252397], [0.02078318862733278, -0.1404293222727325], [0.018071346153301658, -0.13116613637379265], [0.015598284636665115, -0.12201647171052657], [0.013361814179709844, -0.11298548485647271], [0.01130156638652298, -0.1040674726836899], [0.009446422833289222, -0.09527213694418153], [0.007815596337780764, -0.08660729169064936], [0.006328530971426164, -0.07806612661478217], [0.005006672063769243, -0.06965257632886078], [0.0038930928279797016, -0.06137376717039014], [0.0029442477385377475, -0.05322981559928684], [0.002078465635465553, -0.04521601497323964], [0.001371518254992493, -0.0373376416908814], [0.0009003391420190694, -0.029599024748674294], [0.0005563584267788965, -0.021996068153926372], [0.00026700503570038287, -0.014526379474615648], [7.186282654915835e-05, -0.007193711462081459], [0.0, 0.0], [7.317781609915754e-05, 0.007189827337300626], [0.0002735196161736636, 0.014517909448146866], [0.0005720605878500704, 0.021979778512043212], [0.0009260236839425597, 0.029571847110732834], [0.0014009119144708692, 0.03729686773996881], [0.0020968854219485583, 0.045159049755518585], [0.0029515517434170373, 0.05315325532033252], [0.003897001156769241, 0.06127362060678871], [0.005011916499057202, 0.06952479697199847], [0.006333890814384298, 0.07790741474446201], [0.007813415117336148, 0.08641473618322318], [0.009432238119640566, 0.09504222693475464], [0.011274764160457591, 0.10379626243267832], [0.013326128965177325, 0.11266903539579512], [0.01555245328815606, 0.12165118889877907], [0.018004087515799266, 0.13074872657520523], [0.020689454626570018, 0.13995705845476816], [0.023581290755611422, 0.14926277846907324], [0.026720018926760708, 0.1586670125725837], [0.030128172741886675, 0.16816759950867824], [0.03376916529815803, 0.17774971875273463], [0.0376714083295188, 0.18741499451034827], [0.04185904492838064, 0.19715834971012536], [0.0463118988997737, 0.20696100474692325], [0.05106593733557313, 0.2168268871857425], [0.056124950158366674, 0.22674558039560977], [0.06147923314436219, 0.23669501854223615], [0.06717550543170585, 0.24668022059190348], [0.07319646911923935, 0.25668212234068577], [0.0795453027368716, 0.2666888525396918], [0.0862544365694561, 0.2766994002033151], [0.09329689045304368, 0.28668575238695926], [0.10070665667442727, 0.2966524865755819], [0.10848210903046987, 0.3065737160820448], [0.1166281655918611, 0.3164317587988908], [0.1251574402344456, 0.32622941165749636], [0.1340536606870656, 0.3359313867326968], [0.14335618147000312, 0.34554086222273855], [0.15304746959360266, 0.3550165654098661], [0.16314497676314277, 0.3643646655915984], [0.1736426868072346, 0.37354867203719766], [0.1845448871854217, 0.3825600583019848], [0.19586092585972656, 0.3913744831075185], [0.20758762848045992, 0.39996213171033995], [0.219729044150545, 0.4083224261343232], [0.23226888829033523, 0.4164185681486385], [0.245224154466229, 0.4242466141205235], [0.2585818883280316, 0.43175178524542296], [0.2723520296093817, 0.4389413427169352], [0.2865150018761857, 0.4457631323821831], [0.30107974492647416, 0.45221855901435737], [0.31601877165933806, 0.4582664834129868], [0.3313450870578208, 0.4638847953290667], [0.34702901382471707, 0.4690552980248078], [0.36306846808716875, 0.47373956148712065], [0.3794468360533952, 0.4779494728189213], [0.39614640233168896, 0.48159755076756366], [0.4131559062553608, 0.48476507483919534], [0.4304465251598585, 0.4872870070322992], [0.44801377287815436, 0.48930297228565217], [0.4658229343165638, 0.49052196608873383], [0.4838595660580187, 0.4912806842867092], [0.5020920220247063, 0.4912445558597011], [0.5204916568254648, 0.4907091024602079], [0.539040181058893, 0.4893025740018747], [0.5576926294151483, 0.48727173347719865], [0.5764311364603231, 0.4844396168322342], [0.595215673227479, 0.4809062716323635], [0.6140121614086554, 0.47660888613686686], [0.6327945464659088, 0.4715113249936428], [0.6515131189524991, 0.4656933478664988], [0.6701364104500684, 0.45903986750141207], [0.6886329162029324, 0.4516147190046995], [0.706952308192976, 0.44341622356072685], [0.7250672106876291, 0.434409901514892], [0.7429294174887814, 0.4246120080695092], [0.7605022977033313, 0.41404713250639474], [0.7777558757485193, 0.4026854710625138], [0.794635396617264, 0.3905641601015229], [0.8110946097429435, 0.3776766736247096], [0.827113377336164, 0.3640424239202501], [0.8426407089607172, 0.3496930563673494], [0.8576399848724814, 0.33464792691190676], [0.872089228718841, 0.3189190395301578], [0.8859239931334859, 0.30251656876361954], [0.8991184688136027, 0.2854967776933343], [0.9116446363103797, 0.267845223962694], [0.9234762080477321, 0.2496342230903793], [0.9345613685115886, 0.2308881597776023], [0.9448889295742874, 0.2116060822008467], [0.9544324629440817, 0.19176512892954048], [0.9631454146135555, 0.17152139551952755], [0.9710201837148761, 0.15090709650754322], [0.9780450239477211, 0.12996155959564193], [0.9841752515977836, 0.10874166838596838], [0.9894016940096204, 0.08728636100049855], [0.9937724117391794, 0.06563595282352885], [0.9971946047362426, 0.04384444114840181], [0.9994270803560593, 0.02183891336407695], [1.0, 1.6027396660935805e-05]], [[1.0, 0.00011812477576429977], [0.9958844445620711, -0.021208629277808373], [0.9831152572458106, -0.040023108643000106], [0.9698288310857399, -0.05921848251729137], [0.9565860398170628, -0.08010445311146552], [0.9433843837384415, -0.10129393915537228], [0.9300231343548039, -0.1223798162520597], [0.9163850726955463, -0.14320804588837782], [0.9023282063816799, -0.1635713693341333], [0.8879772572808802, -0.18364847844588703], [0.8730879000099089, -0.20310351503200605], [0.8576954835691574, -0.2219503646440476], [0.8417868378299845, -0.24012631947615176], [0.8252729024396577, -0.25748434692043964], [0.8082449226870172, -0.27410603145117546], [0.7907117096386173, -0.289905421510701], [0.7726850169069055, -0.30484059265450913], [0.7542205883121054, -0.3189280235424285], [0.7353902977205362, -0.3321674846369581], [0.7162542095604879, -0.3445827784814327], [0.6968158541246166, -0.35609665546924435], [0.677285787718665, -0.36663819145049387], [0.6579411128600314, -0.37637258982427835], [0.6384346678603429, -0.38505307045010223], [0.6188949776975857, -0.39298590687876855], [0.5992944012087671, -0.399854801473225], [0.5797117651336785, -0.40588621716905243], [0.5602019080653087, -0.4111342254110947], [0.5407904068921308, -0.4155417353880923], [0.5215032843021559, -0.41903363576433894], [0.5023934690179608, -0.421890873918274], [0.4834844691401515, -0.4237923927147082], [0.46480550945728005, -0.4250373936925943], [0.44638805837913836, -0.4255654380477259], [0.42825221805917946, -0.4254866682664583], [0.41043940999127965, -0.42457715595189127], [0.39296246789713946, -0.42301227644128186], [0.3758189531692269, -0.4209818090410367], [0.3590558760592983, -0.41833214754411074], [0.34268333522018435, -0.41509763432887387], [0.3266989253562344, -0.4114483394522714], [0.3111609317453848, -0.40712967728568045], [0.2960119884371933, -0.4024641861090319], [0.28133497512957156, -0.39726998470707164], [0.26708046590310186, -0.39168640925927345], [0.25328816115609004, -0.38573109906172653], [0.2399729093700544, -0.37934432918663813], [0.2270875294725141, -0.372716771087938], [0.21470779491983785, -0.3656884658084408], [0.20277414050890583, -0.35843410387468977], [0.19133052699288322, -0.35087543152963646], [0.18036076343159574, -0.3430916439719271], [0.16982427717561488, -0.3351469282691567], [0.1597839016205447, -0.32698677256031833], [0.15015200614680352, -0.31873308006434886], [0.14092827693323565, -0.31040772019273255], [0.13212060056854144, -0.3019983582994764], [0.12368933746031845, -0.29357231321773714], [0.11573424170753634, -0.28501589759204804], [0.10815149454535965, -0.27646242682111893], [0.10086820572192137, -0.2679522302877082], [0.09404291428391251, -0.25938570908154446], [0.08756751531363391, -0.2508271409625188], [0.08143092198941075, -0.24231706035765346], [0.07558361483620982, -0.23386792360654268], [0.07000056884758814, -0.2255107433890659], [0.06475136725646659, -0.21719911485022553], [0.05976600089351106, -0.2089673416582577], [0.0550334043820117, -0.20083694042248276], [0.050541273136882614, -0.19279019625506696], [0.04634482415843585, -0.18481334174852787], [0.0423958643462499, -0.17692416844376457], [0.03868970107793504, -0.16912184377432216], [0.035244235696036685, -0.16141142075199502], [0.032020795846749855, -0.1537929409260643], [0.029008067042862, -0.14627970257124384], [0.02621324165005088, -0.13888053775801468], [0.023595224832489027, -0.13158563432949413], [0.021130761405865867, -0.12441334498374658], [0.018828760413954808, -0.11736081593977447], [0.01670430996035672, -0.11041450191926376], [0.014753924576097114, -0.10358315498884561], [0.012941826153091703, -0.09686888879330936], [0.011230256242876298, -0.09027034017725762], [0.009663532353754447, -0.08378748816052087], [0.00826306032790583, -0.07741696247674196], [0.006985663913875643, -0.07115459239241814], [0.005833442821336909, -0.06500711415121449], [0.004810443611575464, -0.05897849645415099], [0.003880842944631912, -0.05306166795530241], [0.0030728312517399273, -0.04725599971616508], [0.0023981195576250414, -0.04156477763566746], [0.0018082287519078553, -0.03598870002198356], [0.0012308753359488796, -0.030525735760923402], [0.0007432482426115814, -0.025175351061130353], [0.0004678247206531437, -0.01993362332075287], [0.000273270018039783, -0.01479866648213666], [0.00011997105844756496, -0.009769006693704356], [3.2317061826068634e-05, -0.0048460964217611575], [0.0, 0.0], [4.219715312399413e-05, 0.004783324071676041], [0.00016616990141209097, 0.009696899571356889], [0.0003830801761616208, 0.014717378100223215], [0.0006491246320939735, 0.019841068541731573], [0.0009614866811175466, 0.025073628995340772], [0.0013932071246838802, 0.030418247639970353], [0.00191712843504656, 0.03587204131181461], [0.002507601407894493, 0.041430772685999116], [0.003231767089176599, 0.04709776864848053], [0.00408795793527448, 0.05287774710288481], [0.005019117929394344, 0.058770574094578], [0.006030491708383537, 0.06477374589577554], [0.007186301330532175, 0.07089016856664826], [0.008498502596867697, 0.07711360534215317], [0.009936021487741163, 0.08344121778851964], [0.011496749265003292, 0.08988347361849157], [0.0131793062590729, 0.09644203278137824], [0.01498655705589568, 0.10310671286737431], [0.01697132699484152, 0.10987496818755801], [0.01914882086981364, 0.11675232138496461], [0.021453904404784174, 0.12373864542131606], [0.023885573073349056, 0.13084475931096243], [0.02648432329578644, 0.13806284386632178], [0.029277905007021657, 0.1453798860923166], [0.032280914112155765, 0.15280483301126474], [0.035476943461229676, 0.16033927784112817], [0.03889586013289964, 0.16795630485075003], [0.04258394116822202, 0.17565564495467872], [0.046514688574659416, 0.1834355639698948], [0.05069943314319785, 0.19128744758156713], [0.05516396283432537, 0.19921021436732386], [0.05985597155522733, 0.20721142323755304], [0.06480242559132571, 0.21529652145148714], [0.07003345322256165, 0.2234413425167526], [0.07556481021169043, 0.23162989710208418], [0.08134840549755734, 0.23990669846695953], [0.08740521800873363, 0.2482362641371019], [0.09381373947399647, 0.2565920316391085], [0.10057340071646065, 0.2649455950321175], [0.10767466184397632, 0.2733186856670263], [0.1151248488295111, 0.28168881266610857], [0.122906252236912, 0.29007820015985913], [0.13107317368571247, 0.29843120761687864], [0.13965113048386163, 0.3067097092490282], [0.14861275760024556, 0.3149530105786648], [0.15794983426507062, 0.3231417220763414], [0.167705452208616, 0.3312417053949525], [0.1778929368756611, 0.3391944324859352], [0.188531353100908, 0.34699476167203985], [0.19962191178795904, 0.3545924640740346], [0.2111920158575411, 0.3619497573456613], [0.22317570546420792, 0.36912722148185834], [0.2356692753044389, 0.3759420589723175], [0.2485825460621206, 0.3825318796086081], [0.26197015143477964, 0.3887513609941095], [0.27580266785027246, 0.3946500076588223], [0.2900958442101634, 0.40010532609002714], [0.304821537095761, 0.4052116637315044], [0.31997425361408594, 0.4098305797564691], [0.3355624812979192, 0.41399994007893715], [0.3515763246372846, 0.41747172331077814], [0.36799693545210777, 0.420458253239024], [0.3847925037255106, 0.4227777241899862], [0.4019423381817409, 0.42460144641169695], [0.41943649351033585, 0.4256339458942157], [0.43723655025406766, 0.4260662303806093], [0.4553330547209764, 0.4257237939745882], [0.4736850479259107, 0.4247441341107526], [0.49227216338175184, 0.4229142784565678], [0.5110651177996854, 0.4202978646845459], [0.5300334122149644, 0.417118829565517], [0.5491297017640604, 0.4128776428343945], [0.568351469786719, 0.40802322888482684], [0.5876452685072161, 0.40234866822684906], [0.6069823120795602, 0.3958351446215789], [0.6263236410757427, 0.38848129409086907], [0.6458777642182982, 0.3803633899126589], [0.6655637840570522, 0.3713636364908402], [0.6851364314192349, 0.36157499970740853], [0.7045236204711756, 0.3509008874413592], [0.7237487370636692, 0.3394895665586538], [0.7427436735670696, 0.32730450524568716], [0.7614916538866416, 0.3143862001773812], [0.7799736625185445, 0.30076585264340516], [0.7980766656733258, 0.28631352178603603], [0.8158580475356613, 0.27124831376386693], [0.8331847184828045, 0.25535901924724086], [0.8501239880600036, 0.23887893834507642], [0.8666068987457685, 0.22178112659733715], [0.8825958976428646, 0.203938767418003], [0.8980274437468592, 0.18502783486574528], [0.912941747167342, 0.1657111584542817], [0.9272856938538739, 0.14600646167667736], [0.9409519857883536, 0.12592149988924728], [0.9540348191847412, 0.10555745523240985], [0.9664460327771436, 0.0849311811926207], [0.9782020638045452, 0.06408809911065515], [0.9890374845117161, 0.04303293767696745], [0.9981068844273615, 0.021043360109460407], [1.0, 0.00011812477576429603]], [[1.0, 0.00018289573274966385], [0.9895488796972829, -0.017524175543065807], [0.9670875143962344, -0.03022438133046956], [0.9441624213612151, -0.044202915352852555], [0.9219493455697814, -0.060479986398781604], [0.9004934144716109, -0.0775816658645333], [0.8795391022576976, -0.09498195991376067], [0.8589155971474798, -0.11245997697854739], [0.8383520127389303, -0.12971459577415723], [0.8180406922893816, -0.14696482665611538], [0.797583718659566, -0.16376461331554168], [0.777008831076137, -0.18012611000471745], [0.7562557645228156, -0.19595309918973772], [0.7351633473314692, -0.2110358901601305], [0.713849339721917, -0.22545848980977115], [0.6922813630789371, -0.2391074100335077], [0.6704557733110604, -0.2519162252152058], [0.6484400552093865, -0.2638943764013936], [0.626299262266981, -0.27504257369263796], [0.6041065130679788, -0.2853922815147666], [0.5818437257845251, -0.2948309240849317], [0.5600107600356237, -0.3032757036693114], [0.5392084143060729, -0.310949355502811], [0.5185107173200812, -0.3175073548229101], [0.4980527234925005, -0.3233712554605324], [0.4777802545476169, -0.3281116938350706], [0.45777967564167554, -0.3320144321419204], [0.4380934199464436, -0.3351707475608704], [0.4187407883595153, -0.3375048951965088], [0.39974240447788456, -0.33889344182584324], [0.38114082076997174, -0.3397646128020218], [0.3629533537131844, -0.3396458956010651], [0.3452001236443256, -0.33894064022637616], [0.3278985445160615, -0.3376080985765367], [0.31106465146520806, -0.335744809754404], [0.2947296408251125, -0.33306640306004026], [0.2788946090593513, -0.32986983770980444], [0.26354382809468274, -0.32629285831858473], [0.2487151326462891, -0.3221987680980579], [0.234414092875827, -0.31760789609560564], [0.220616443901125, -0.3127109401908288], [0.20738585457199094, -0.3072358171939489], [0.19463546052549205, -0.30159189607986353], [0.18245480131438124, -0.29547331318275283], [0.1707748043504794, -0.2891293006955554], [0.15962799781724493, -0.2825097294312402], [0.14903123894778628, -0.27557244883175885], [0.138904029049127, -0.2685452592625232], [0.1293434325755488, -0.2612119680436702], [0.12025626711149738, -0.25379306273127966], [0.1116970958567795, -0.24617994114430797], [0.10363529691109605, -0.23845725722426211], [0.0960150430565885, -0.23072853448479214], [0.0889092285524058, -0.22288215851681228], [0.08220303632860888, -0.21510587016181762], [0.07588972596871585, -0.20740843408618856], [0.06997892268762439, -0.1997693033671342], [0.06440994429275071, -0.1922717156858156], [0.059314490161810965, -0.18473520552833578], [0.05454558751981172, -0.17734435525646974], [0.050017761300551064, -0.17017138867943277], [0.04592096222028547, -0.16301959633164395], [0.042129006343119065, -0.15600116854880738], [0.03861294454290732, -0.1491504477360157], [0.03532260645154919, -0.1424911998098404], [0.032215189583544634, -0.1360546259749483], [0.02938192367267295, -0.1297552123758893], [0.026738991827665957, -0.12364496114969481], [0.02425934994576897, -0.11773496375408495], [0.02194272795611828, -0.11200265911580799], [0.019842117729779764, -0.10640304752074632], [0.017906126893406142, -0.10096008433015714], [0.016133519902600684, -0.09566720180704563], [0.014531098314167204, -0.09051424105179637], [0.013072087250615079, -0.08550561700495016], [0.011738349338915773, -0.08064742502115642], [0.010540304415924932, -0.0759417928262166], [0.009443584596096689, -0.07137715405619184], [0.00840278888561369, -0.06696887749129399], [0.007435689667594042, -0.06270633165784942], [0.00658539127180978, -0.05856874582657806], [0.005824762217877965, -0.05455733702419384], [0.0051110238104911275, -0.05067245661137351], [0.004417383743956322, -0.04691371254662946], [0.0037773282080487028, -0.04327011868445499], [0.003217520384404226, -0.039731082770909906], [0.002719069014061373, -0.03629368379844824], [0.002268570942758418, -0.032960769416016666], [0.0018576649805066492, -0.02973207113599398], [0.0014904723328803876, -0.02660074977370551], [0.0011913848958964338, -0.02356186086571618], [0.0009473812685143665, -0.020614624736104342], [0.0007211218951008764, -0.017759904460955694], [0.00046348798424136175, -0.014997933671292181], [0.00022912183523994672, -0.012322869326430575], [0.00013566637548083373, -0.009723699676141007], [7.174516815588526e-05, -0.0072004074889777435], [2.6692156484881332e-05, -0.004752140803436785], [7.2290816219982e-06, -0.00237765205605623], [0.0, 0.0], [2.2542905320914804e-05, 0.002226872531525004], [9.047762292248614e-05, 0.004583908067867854], [0.00021773435152873497, 0.007022535484760899], [0.00037851270540780857, 0.009535102448112728], [0.0005252442209795076, 0.012129575076115172], [0.0006946396979166039, 0.014808125122884354], [0.0008919248923585485, 0.017570400571814554], [0.0011272018405165047, 0.02041438278921362], [0.0014427655131141696, 0.023342087908333035], [0.00181338455124589, 0.026361552787422256], [0.0021932996572168167, 0.029478861135252544], [0.002599834432490176, 0.03269391069518765], [0.003068941537279468, 0.03600649288710277], [0.003622070097470791, 0.03941311910716202], [0.004232544098952921, 0.042917769188221946], [0.0048671282884540515, 0.04653396162691964], [0.00552434598005537, 0.050268734222769396], [0.0062293749263962845, 0.05411623422819296], [0.007030011306269575, 0.05807128986354799], [0.007941228816062611, 0.06214510403700621], [0.008904132602111236, 0.06635082135723976], [0.009895388385196963, 0.0707061639477877], [0.010960749336029385, 0.0752019333029988], [0.012155759238984857, 0.07983096241802037], [0.013482213820544259, 0.08460553311629032], [0.014916748847848783, 0.08953717344197322], [0.016495592433853224, 0.09460006306133788], [0.018255489237547023, 0.09978918205545623], [0.02017855434279312, 0.10511742199942169], [0.022276238842829872, 0.11058075058002902], [0.024566985974855474, 0.11617782636677419], [0.02700100107312701, 0.12194564718892326], [0.029600451707149228, 0.12788838536537253], [0.032411760774493946, 0.13398532441714725], [0.0354559380958861, 0.1402233193225447], [0.03866175258010263, 0.14667651893395955], [0.04207326179580897, 0.15331199442926352], [0.04577781352356584, 0.1600790807306346], [0.04978987336309414, 0.16696247239101364], [0.05408729720830031, 0.17399319803235372], [0.05869021140088007, 0.18116047294454196], [0.06357556961615504, 0.18850688180036723], [0.06881562244123164, 0.19595470659252295], [0.0744523113577368, 0.2034604191657432], [0.08045030075726962, 0.21108713295468343], [0.08681147335590271, 0.2188288782522619], [0.0935866129634275, 0.22662710383141146], [0.10080434238889077, 0.23442516537240107], [0.10848959518310745, 0.2 | 3D array of the non-dimensional x and y airfoil coordinates of the airfoils interpolated along span for n_span stations.
rotorse.rc.web_start_nd | intermediate |  | [[0.2052832431554164, 0.21282276887837137, 0.22085214026611114, 0.2608677234327575, 0.2838316677320035, 0.30408592770070414, 0.32081619831144337, 0.33235345730783866, 0.3433238425925263, 0.34884520564067684, 0.3537103885008473, 0.36050438049173333, 0.366150510717643, 0.37069556113956104, 0.3767667540154066, 0.38136989549830047, 0.38392907434083834, 0.3868632437852429, 0.389409877802761, 0.39148571199069304, 0.3931444744070098, 0.3943763623673688, 0.3953624435949873, 0.3963748671890009, 0.3974932952599749, 0.39848126362416736, 0.39975475504924574, 0.401710296011168, 0.40430554405223934, 0.30906614114560194], [0.2052832431554164, 0.21282276887837137, 0.22085214026611114, 0.21121638930309344, 0.231878018646444, 0.2513375619314167, 0.26717592110092997, 0.2774039383787617, 0.285667343168134, 0.2884129260940338, 0.29020161997845545, 0.2934550670142172, 0.2960380572012669, 0.2973956758218799, 0.29953654798698653, 0.3003832778967837, 0.29938861211494916, 0.29833408533528444, 0.29652794305172936, 0.29408897795384603, 0.2906527976710302, 0.28632247902724345, 0.28134822457609343, 0.2758419903148923, 0.2693686753207114, 0.26121163889836446, 0.25139875066423356, 0.23977340487646764, 0.22557895650418985, 0.30906614114560194]] | 2D array of the non-dimensional start point defined along the outer profile of a web. The TE suction side is 0, the TE pressure side is 1. The first dimension represents each web, the second dimension represents each entry along blade span.
rotorse.rc.web_end_nd | intermediate |  | [[0.7080802577208776, 0.7014724649134555, 0.7012739904902956, 0.6760242431061244, 0.6692951254795121, 0.6613205645795558, 0.6550310579698881, 0.6499043985828055, 0.642873808760916, 0.6411376439981601, 0.638942739512561, 0.6342518590732111, 0.6303887197760176, 0.6274222168351609, 0.6224079596334446, 0.6188509514600341, 0.616850959091077, 0.6141775511177653, 0.6119998522117205, 0.6103002521444987, 0.6086043500252697, 0.6072663740134485, 0.6065932100517598, 0.6062867319788948, 0.6056182352971436, 0.6046651428222832, 0.6032567098057202, 0.6010072382347592, 0.5979039118632977, 0.6929001625242509], [0.7080802577208776, 0.7014724649134555, 0.7012739904902956, 0.7264340164349495, 0.7223774652675432, 0.7147672740179873, 0.7093038020878246, 0.7056512775112251, 0.7011906975938511, 0.7017694483891997, 0.7028267419826033, 0.7013599349477673, 0.7005770071036009, 0.7006032205742382, 0.6993754647830874, 0.699621052720851, 0.7012518403415275, 0.7026036016118509, 0.7047574610959687, 0.7076387921886128, 0.7111184475869978, 0.7154202162669596, 0.7207148990874411, 0.7268814438574873, 0.7337130821188417, 0.7417596015176143, 0.751238989886847, 0.7623151994227195, 0.7757186588481565, 0.6929001625242509]] | 2D array of the non-dimensional end point defined along the outer profile of a web. The TE suction side is 0, the TE pressure side is 1. The first dimension represents each web, the second dimension represents each entry along blade span.
rotorse.rc.layer_thickness | intermediate | m | [[0.001, 0.001, 0.001, 0.001, 0.001, 0.001, 0.001, 0.001, 0.001, 0.001, 0.001, 0.001, 0.001, 0.001, 0.001, 0.001, 0.001, 0.001, 0.001, 0.001, 0.001, 0.001, 0.001, 0.001, 0.001, 0.001, 0.001, 0.001, 0.001, 0.001], [0.05, 0.0408222184063085, 0.03227313926048303, 0.024145972694482237, 0.015705569687762155, 0.008780100035772388, 0.00479635850055312, 0.0031297240664340336, 0.0022826917804419063, 0.0020369729079713524, 0.0020007460905738872, 0.002000037059269053, 0.002000000495532114, 0.0020000000000000608, 0.002, 0.002, 0.002, 0.002, 0.002, 0.002, 0.002, 0.002, 0.002, 0.002, 0.0017994981851164914, 0.0013159487984171954, 0.0010438809038808864, 0.001001931909619958, 0.001, 0.001], [0.0001, 0.004419878334477179, 0.015090822119312248, 0.030382105124484426, 0.04744079152205518, 0.06353773283159729, 0.07594813593145543, 0.08316374510452554, 0.08936990874530398, 0.09447030393782439, 0.09767621042889293, 0.09829737923548582, 0.09732816699112329, 0.09510225437702131, 0.09225052519827547, 0.08925817046710618, 0.08634924135483835, 0.08326351521775043, 0.07969892747853398, 0.07545926234514862, 0.06996616697984069, 0.06112109490616299, 0.04860983245173956, 0.03553265093318574, 0.024710213639477004, 0.01776948594807157, 0.01195955439742918, 0.006954287330510351, 0.003327560264074706, 0.0010000000000001236], [0.0001, 0.004419878334477179, 0.015090822119312248, 0.030382105124484426, 0.04744079152205518, 0.06353773283159729, 0.07594813593145543, 0.08316374510452554, 0.08936990874530398, 0.09447030393782439, 0.09767621042889293, 0.09829737923548582, 0.09732816699112329, 0.09510225437702131, 0.09225052519827547, 0.08925817046710618, 0.08634924135483835, 0.08326351521775043, 0.07969892747853398, 0.07545926234514862, 0.06996616697984069, 0.06112109490616299, 0.04860983245173956, 0.03553265093318574, 0.024710213639477004, 0.01776948594807157, 0.01195955439742918, 0.006954287330510351, 0.003327560264074706, 0.0010000000000001236], [0.0, 0.0, 0.0, 0.002996816779346709, 0.0029458128078817744, 0.002896551724137931, 0.0028472906403940877, 0.0027980295566502455, 0.0027487684729064037, 0.0026995073891625623, 0.002650246305418719, 0.0026009852216748765, 0.0025517241379310347, 0.0025024630541871933, 0.0024532019704433497, 0.0024039408866995075, 0.002354679802955666, 0.002305418719211824, 0.0022561576354679803, 0.002206896551724138, 0.002157635467980296, 0.002108374384236454, 0.0020591133004926104, 0.002012755077250901, 0.0, 0.0, 0.0, 0.0, 0.0, 0.0], [0.0, 0.0, 0.004791725569902692, 0.014412995467259384, 0.027047460650643354, 0.03045990214853375, 0.03, 0.03, 0.03, 0.03, 0.03, 0.03, 0.03, 0.03, 0.03, 0.03, 0.029771622514482537, 0.022712924291608143, 0.01506313277081732, 0.007701969096218487, 0.004634878249282575, 0.0031057808675626557, 0.0020040105889382307, 0.0002636147262998891, 0.0, 0.0, 0.0, 0.0, 0.0, 0.0], [0.0, 0.0, 0.004791725569902692, 0.014412995467259384, 0.027047460650643354, 0.03045990214853375, 0.03, 0.03, 0.03, 0.03, 0.03, 0.03, 0.03, 0.03, 0.03, 0.03, 0.029771622514482537, 0.022712924291608143, 0.01506313277081732, 0.007701969096218487, 0.004634878249282575, 0.0031057808675626557, 0.0020040105889382307, 0.0002636147262998891, 0.0, 0.0, 0.0, 0.0, 0.0, 0.0], [0.0, 0.0, 0.0, 0.059824922864068986, 0.05701970443349754, 0.054310344827586204, 0.05160098522167486, 0.048891625615763545, 0.04618226600985221, 0.0434729064039409, 0.04076354679802956, 0.03805418719211823, 0.03534482758620689, 0.03263546798029556, 0.02992610837438424, 0.027216748768472895, 0.02450738916256158, 0.021798029556650257, 0.019088669950738914, 0.016379310344827588, 0.013669950738916255, 0.010960591133004929, 0.008251231527093606, 0.005630111038532382, 0.0, 0.0, 0.0, 0.0, 0.0, 0.0], [0.0, 0.0, 0.0, 0.059824922864068986, 0.05701970443349754, 0.054310344827586204, 0.05160098522167486, 0.048891625615763545, 0.04618226600985221, 0.0434729064039409, 0.04076354679802956, 0.03805418719211823, 0.03534482758620689, 0.03263546798029556, 0.02992610837438424, 0.027216748768472895, 0.02450738916256158, 0.021798029556650257, 0.019088669950738914, 0.016379310344827588, 0.013669950738916255, 0.010960591133004929, 0.008251231527093606, 0.005630111038532382, 0.0, 0.0, 0.0, 0.0, 0.0, 0.0], [0.0, 0.0, 0.0, 0.059824922864068986, 0.05701970443349754, 0.054310344827586204, 0.05160098522167486, 0.048891625615763545, 0.04618226600985221, 0.0434729064039409, 0.04076354679802956, 0.03805418719211823, 0.03534482758620689, 0.03263546798029556, 0.02992610837438424, 0.027216748768472895, 0.02450738916256158, 0.021798029556650257, 0.019088669950738914, 0.016379310344827588, 0.013669950738916255, 0.010960591133004929, 0.008251231527093606, 0.005630111038532382, 0.0, 0.0, 0.0, 0.0, 0.0, 0.0], [0.0, 0.0, 0.0, 0.059824922864068986, 0.05701970443349754, 0.054310344827586204, 0.05160098522167486, 0.048891625615763545, 0.04618226600985221, 0.0434729064039409, 0.04076354679802956, 0.03805418719211823, 0.03534482758620689, 0.03263546798029556, 0.02992610837438424, 0.027216748768472895, 0.02450738916256158, 0.021798029556650257, 0.019088669950738914, 0.016379310344827588, 0.013669950738916255, 0.010960591133004929, 0.008251231527093606, 0.005630111038532382, 0.0, 0.0, 0.0, 0.0, 0.0, 0.0], [0.05, 0.0408222184063085, 0.03227313926048303, 0.024145972694482237, 0.015705569687762155, 0.008780100035772388, 0.00479635850055312, 0.0031297240664340336, 0.0022826917804419063, 0.0020369729079713524, 0.0020007460905738872, 0.002000037059269053, 0.002000000495532114, 0.0020000000000000608, 0.002, 0.002, 0.002, 0.002, 0.002, 0.002, 0.002, 0.002, 0.002, 0.002, 0.0017994981851164914, 0.0013159487984171954, 0.0010438809038808864, 0.001001931909619958, 0.001, 0.001], [0.0, 0.0, 0.0, 0.001996067786251817, 0.0019330628803245443, 0.001872210953346856, 0.001811359026369168, 0.001750507099391481, 0.0016896551724137933, 0.0016288032454361057, 0.0015679513184584176, 0.0015070993914807298, 0.0014462474645030427, 0.001385395537525355, 0.0013245436105476676, 0.0012636916835699796, 0.0012028397565922919, 0.0011419878296146041, 0.0010811359026369164, 0.001020283975659229, 0.0009594320486815414, 0.0008985801217038539, 0.0008377281947261663, 0.0007768762677484787, 0.0007160243407707911, 0.0006551724137931035, 0.000594320486815416, 0.0005380493880995532, 0.0, 0.0], [0.0, 0.0, 0.0, 0.04290038391837936, 0.041304259634888436, 0.03976267748478701, 0.038221095334685595, 0.036679513184584164, 0.035137931034482754, 0.03359634888438133, 0.032054766734279906, 0.0305131845841785, 0.02897160243407708, 0.02743002028397566, 0.025888438133874248, 0.02434685598377282, 0.022805273833671404, 0.021263691683569976, 0.020037030057826286, 0.02, 0.02, 0.02, 0.02, 0.02, 0.02, 0.02, 0.02, 0.02, 0.0, 0.0], [0.0, 0.0, 0.0, 0.001996067786251817, 0.0019330628803245443, 0.001872210953346856, 0.001811359026369168, 0.001750507099391481, 0.0016896551724137933, 0.0016288032454361057, 0.0015679513184584176, 0.0015070993914807298, 0.0014462474645030427, 0.001385395537525355, 0.0013245436105476676, 0.0012636916835699796, 0.0012028397565922919, 0.0011419878296146041, 0.0010811359026369164, 0.001020283975659229, 0.0009594320486815414, 0.0008985801217038539, 0.0008377281947261663, 0.0007768762677484787, 0.0007160243407707911, 0.0006551724137931035, 0.000594320486815416, 0.0005380493880995532, 0.0, 0.0], [0.0, 0.0, 0.0, 0.001996067786251817, 0.0019330628803245443, 0.001872210953346856, 0.001811359026369168, 0.001750507099391481, 0.0016896551724137933, 0.0016288032454361057, 0.0015679513184584176, 0.0015070993914807298, 0.0014462474645030427, 0.001385395537525355, 0.0013245436105476676, 0.0012636916835699796, 0.0012028397565922919, 0.0011419878296146041, 0.0010811359026369164, 0.001020283975659229, 0.0009594320486815414, 0.0008985801217038539, 0.0008377281947261663, 0.0007768762677484787, 0.0007160243407707911, 0.0006551724137931035, 0.000594320486815416, 0.0005380493880995532, 0.0, 0.0], [0.0, 0.0, 0.0, 0.04290038391837936, 0.041304259634888436, 0.03976267748478701, 0.038221095334685595, 0.036679513184584164, 0.035137931034482754, 0.03359634888438133, 0.032054766734279906, 0.0305131845841785, 0.02897160243407708, 0.02743002028397566, 0.025888438133874248, 0.02434685598377282, 0.022805273833671404, 0.021263691683569976, 0.020037030057826286, 0.02, 0.02, 0.02, 0.02, 0.02, 0.02, 0.02, 0.02, 0.02, 0.0, 0.0], [0.0, 0.0, 0.0, 0.001996067786251817, 0.0019330628803245443, 0.001872210953346856, 0.001811359026369168, 0.001750507099391481, 0.0016896551724137933, 0.0016288032454361057, 0.0015679513184584176, 0.0015070993914807298, 0.0014462474645030427, 0.001385395537525355, 0.0013245436105476676, 0.0012636916835699796, 0.0012028397565922919, 0.0011419878296146041, 0.0010811359026369164, 0.001020283975659229, 0.0009594320486815414, 0.0008985801217038539, 0.0008377281947261663, 0.0007768762677484787, 0.0007160243407707911, 0.0006551724137931035, 0.000594320486815416, 0.0005380493880995532, 0.0, 0.0]] | 2D array of the thickness of the layers of the blade structure. The first dimension represents each layer, the second dimension represents each entry along blade span.
rotorse.rc.layer_start_nd | intermediate |  | [[0.0, 0.0, 0.0, 0.0, 0.0, 0.0, 0.0, 0.0, 0.0, 0.0, 0.0, 0.0, 0.0, 0.0, 0.0, 0.0, 0.0, 0.0, 0.0, 0.0, 0.0, 0.0, 0.0, 0.0, 0.0, 0.0, 0.0, 0.0, 0.0, 0.0], [0.0, 0.0, 0.0, 0.0, 0.0, 0.0, 0.0, 0.0, 0.005258518184427406, 0.01, 0.01, 0.01, 0.01, 0.01, 0.01, 0.01, 0.01, 0.01, 0.01, 0.01, 0.01, 0.01, 0.01, 0.01, 0.01, 0.01, 0.01, 0.01, 0.01, 0.01], [0.1777357006824315, 0.18508857276017085, 0.1911627568939783, 0.2042136092430108, 0.22449665782749223, 0.24383779934507793, 0.25954850975900995, 0.269593854223245, 0.27746199738582744, 0.2798927805621619, 0.28118726652064496, 0.2839427017654521, 0.2860913774021875, 0.28703042994667916, 0.28865601417073466, 0.2889427886331768, 0.2874377841304047, 0.2858209596736184, 0.28346624709076323, 0.28032219642946077, 0.2761794278480238, 0.2711343400638286, 0.26544176263789776, 0.2591651485651819, 0.2518012014763089, 0.2425829006292552, 0.2316341570527743, 0.2208306786347319, 0.22452602487654297, 0.16803069192449513], [0.6805327152478927, 0.673738268795255, 0.6715846071181628, 0.6690723171099197, 0.6621925541877121, 0.6540133403583054, 0.6475739595062411, 0.642309085478495, 0.6347764529875712, 0.6326131212445995, 0.6299566535418697, 0.6247403726786691, 0.6204347863924999, 0.6170248951113627, 0.6114945625235568, 0.6074520403494307, 0.6049299683474407, 0.6016700908160953, 0.5989690079132762, 0.596714477468906, 0.5943989872797952, 0.592347841526498, 0.5908828819896095, 0.5897268524898993, 0.5880549855658681, 0.5858620282365493, 0.583070442756191, 0.5813201248911624, 0.5957097401135727, 0.5518647133031441], [0.49999933459621543, 0.4999654282594862, 0.4996807414257139, 0.4707905072401282, 0.46901745855144245, 0.46913965770563515, 0.4696596949835222, 0.46895338617033006, 0.46769405695820976, 0.46668924001432965, 0.4650259263758558, 0.46304361501328667, 0.46156076389714773, 0.4598989618089354, 0.4572111692189029, 0.45463713174209536, 0.45228249708666446, 0.4494808409622838, 0.44640861434842083, 0.4432668768460395, 0.43972036513710244, 0.4365866679693331, 0.4356549553595269, 0.43591142395648763, 0.49683998400205737, 0.49683998400205737, 0.4968399840020573, 0.4968399840020569, 0.49683998400205726, 0.4968399840020574], [0.0, 0.0, 0.0, 0.0, 0.0, 0.0, 0.0, 0.0, 0.0, 0.0, 0.0, 0.0, 0.0, 0.0, 0.0, 0.0, 0.0, 0.0, 0.0, 0.0, 0.0, 0.0, 0.0, 0.0, 0.0, 0.0, 0.0, 0.0, 0.0, 0.0], [1.0, 1.0, 1.0, 0.9469352185381998, 0.9444473503509982, 0.943660320786688, 0.9426952208213969, 0.9412351787661493, 0.9382979084294123, 0.9354708736836025, 0.9321150472121305, 0.9283564705022695, 0.925066659701337, 0.9218055424142301, 0.9177272016367463, 0.9136856588246065, 0.9097745489042479, 0.9054304262558607, 0.9009003255817178, 0.8960725980239125, 0.890640423911735, 0.8846906815219086, 0.8783616345182487, 0.8715066131866114, 1.0, 1.0, 1.0, 1.0, 1.0, 1.0], [0.0, 0.0, 0.0, 0.0530647814618002, 0.05555264964900174, 0.056339679213311976, 0.057304779178603084, 0.058764821233850684, 0.061702091570587675, 0.06452912631639748, 0.06788495278786949, 0.07164352949773045, 0.0749333402986631, 0.07819445758576997, 0.08227279836325377, 0.08631434117539354, 0.09022545109575213, 0.09456957374413934, 0.09909967441828217, 0.10392740197608753, 0.10935957608826494, 0.11530931847809148, 0.12163836548175132, 0.12849338681338862, 0.0, 0.0, 0.0, 0.0, 0.0, 0.0], [0.23283078562840132, 0.2405569649965719, 0.25054152363824395, 0.26789134699717104, 0.2911598374062943, 0.3114454144010523, 0.32831424477333365, 0.3401116397038658, 0.3515045072705326, 0.3573277321418388, 0.3626492098660883, 0.3699149371627286, 0.37601138576058324, 0.3808637790496031, 0.38738337220663915, 0.392519998043649, 0.39570832544530726, 0.3993044481665856, 0.4023858563927018, 0.40503507880076584, 0.40741091915394173, 0.4095055222375384, 0.4114078012159993, 0.41335721274124826, 0.4155385860150802, 0.41778842438103164, 0.42045495186279297, 0.4219140755558114, 0.4070088525071738, 0.4501015903667087], [0.49999933459621543, 0.4999654282594862, 0.4996807414257139, 0.5273929407993818, 0.5282736181770443, 0.5292353155331679, 0.5307847927740322, 0.5316358621531041, 0.53350962130017, 0.5355203080851536, 0.5374365426829166, 0.5394633798108658, 0.5414896602157218, 0.5433063832337567, 0.5449688208063737, 0.5467057623291818, 0.5485229782554667, 0.5503550529560325, 0.5521149337279219, 0.5541183462531163, 0.5562080391636055, 0.5579313651007602, 0.5580930269559978, 0.5577685440476263, 0.49683998400205737, 0.49683998400205737, 0.4968399840020573, 0.4968399840020569, 0.49683998400205726, 0.4968399840020574], [0.7356278001938624, 0.729206661031656, 0.7309633738624284, 0.7327500548640798, 0.728855733766514, 0.7216209554142797, 0.7163396945205649, 0.7128268709591159, 0.7088189628722765, 0.7100480728242765, 0.711418596887313, 0.7107126080759456, 0.7103547947508957, 0.7108582442142867, 0.7102219205594613, 0.711029249759903, 0.7132005096623433, 0.7151535793090625, 0.7178886172152149, 0.7214273598402111, 0.7256304785857133, 0.7307190237002077, 0.7368489205677111, 0.7439189166659657, 0.7517923701046394, 0.7610675519883258, 0.7718912375662097, 0.7824035218122418, 0.7781925677442034, 0.8339356117453577], [0.0, 0.0, 0.0, 0.0, 0.0, 0.0, 0.004146131452704074, 0.07368567796957642, 0.08, 0.08, 0.08, 0.08, 0.08, 0.08, 0.08, 0.08, 0.08, 0.08, 0.08, 0.08, 0.08, 0.08, 0.08, 0.08, 0.08, 0.08, 0.08, 0.08, 0.08, 0.08], [0.0, 0.0, 0.0, 0.0, 0.0, 0.0, 0.0, 0.0, 0.0, 0.0, 0.0, 0.0, 0.0, 0.0, 0.0, 0.0, 0.0, 0.0, 0.0, 0.0, 0.0, 0.0, 0.0, 0.0, 0.0, 0.0, 0.0, 0.0, 0.0, 0.0], [0.0, 0.0, 0.0, 0.0, 0.0, 0.0, 0.0, 0.0, 0.0, 0.0, 0.0, 0.0, 0.0, 0.0, 0.0, 0.0, 0.0, 0.0, 0.0, 0.0, 0.0, 0.0, 0.0, 0.0, 0.0, 0.0, 0.0, 0.0, 0.0, 0.0], [0.0, 0.0, 0.0, 0.0, 0.0, 0.0, 0.0, 0.0, 0.0, 0.0, 0.0, 0.0, 0.0, 0.0, 0.0, 0.0, 0.0, 0.0, 0.0, 0.0, 0.0, 0.0, 0.0, 0.0, 0.0, 0.0, 0.0, 0.0, 0.0, 0.0], [0.0, 0.0, 0.0, 0.0, 0.0, 0.0, 0.0, 0.0, 0.0, 0.0, 0.0, 0.0, 0.0, 0.0, 0.0, 0.0, 0.0, 0.0, 0.0, 0.0, 0.0, 0.0, 0.0, 0.0, 0.0, 0.0, 0.0, 0.0, 0.0, 0.0], [0.0, 0.0, 0.0, 0.0, 0.0, 0.0, 0.0, 0.0, 0.0, 0.0, 0.0, 0.0, 0.0, 0.0, 0.0, 0.0, 0.0, 0.0, 0.0, 0.0, 0.0, 0.0, 0.0, 0.0, 0.0, 0.0, 0.0, 0.0, 0.0, 0.0], [0.0, 0.0, 0.0, 0.0, 0.0, 0.0, 0.0, 0.0, 0.0, 0.0, 0.0, 0.0, 0.0, 0.0, 0.0, 0.0, 0.0, 0.0, 0.0, 0.0, 0.0, 0.0, 0.0, 0.0, 0.0, 0.0, 0.0, 0.0, 0.0, 0.0]] | 2D array of the non-dimensional start point defined along the outer profile of a layer. The TE suction side is 0, the TE pressure side is 1. The first dimension represents each layer, the second dimension represents each entry along blade span.
rotorse.rc.layer_end_nd | intermediate |  | [[1.0, 1.0, 1.0, 1.0, 1.0, 1.0, 1.0, 1.0, 1.0, 1.0, 1.0, 1.0, 1.0, 1.0, 1.0, 1.0, 1.0, 1.0, 1.0, 1.0, 1.0, 1.0, 1.0, 1.0, 1.0, 1.0, 1.0, 1.0, 1.0, 1.0], [1.0, 1.0, 1.0, 1.0, 1.0, 1.0, 1.0, 1.0, 0.9947414818155725, 0.99, 0.99, 0.99, 0.99, 0.99, 0.99, 0.99, 0.99, 0.99, 0.99, 0.99, 0.99, 0.99, 0.99, 0.99, 0.99, 0.99, 0.99, 0.99, 0.99, 0.99], [0.23283078562840132, 0.2405569649965719, 0.25054152363824395, 0.26789134699717104, 0.2911598374062943, 0.3114454144010523, 0.32831424477333365, 0.3401116397038658, 0.3515045072705326, 0.3573277321418388, 0.3626492098660883, 0.3699149371627286, 0.37601138576058324, 0.3808637790496031, 0.38738337220663915, 0.392519998043649, 0.39570832544530726, 0.3993044481665856, 0.4023858563927018, 0.40503507880076584, 0.40741091915394173, 0.4095055222375384, 0.4114078012159993, 0.41335721274124826, 0.4155385860150802, 0.41778842438103164, 0.42045495186279297, 0.4219140755558114, 0.4070088525071738, 0.4501015903667087], [0.7356278001938624, 0.729206661031656, 0.7309633738624284, 0.7327500548640798, 0.728855733766514, 0.7216209554142797, 0.7163396945205649, 0.7128268709591159, 0.7088189628722765, 0.7100480728242765, 0.711418596887313, 0.7107126080759456, 0.7103547947508957, 0.7108582442142867, 0.7102219205594613, 0.711029249759903, 0.7132005096623433, 0.7151535793090625, 0.7178886172152149, 0.7214273598402111, 0.7256304785857133, 0.7307190237002077, 0.7368489205677111, 0.7439189166659657, 0.7517923701046394, 0.7610675519883258, 0.7718912375662097, 0.7824035218122418, 0.7781925677442034, 0.8339356117453577], [0.49999933459621543, 0.4999654282594862, 0.4996807414257139, 0.5273929407993818, 0.5282736181770443, 0.5292353155331679, 0.5307847927740322, 0.5316358621531041, 0.53350962130017, 0.5355203080851536, 0.5374365426829166, 0.5394633798108658, 0.5414896602157218, 0.5433063832337567, 0.5449688208063737, 0.5467057623291818, 0.5485229782554667, 0.5503550529560325, 0.5521149337279219, 0.5541183462531163, 0.5562080391636055, 0.5579313651007602, 0.5580930269559978, 0.5577685440476263, 0.49683998400205737, 0.49683998400205737, 0.4968399840020573, 0.4968399840020569, 0.49683998400205726, 0.4968399840020574], [0.0, 0.0, 0.0, 0.0530647814618002, 0.05555264964900174, 0.056339679213311976, 0.057304779178603084, 0.058764821233850684, 0.061702091570587675, 0.06452912631639748, 0.06788495278786949, 0.07164352949773045, 0.0749333402986631, 0.07819445758576997, 0.08227279836325377, 0.08631434117539354, 0.09022545109575213, 0.09456957374413934, 0.09909967441828217, 0.10392740197608753, 0.10935957608826494, 0.11530931847809148, 0.12163836548175132, 0.12849338681338862, 0.0, 0.0, 0.0, 0.0, 0.0, 0.0], [1.0, 1.0, 1.0, 1.0, 1.0, 1.0, 1.0, 1.0, 1.0, 1.0, 1.0, 1.0, 1.0, 1.0, 1.0, 1.0, 1.0, 1.0, 1.0, 1.0, 1.0, 1.0, 1.0, 1.0, 1.0, 1.0, 1.0, 1.0, 1.0, 1.0], [0.1777357006824315, 0.18508857276017085, 0.1911627568939783, 0.2042136092430108, 0.22449665782749223, 0.24383779934507793, 0.25954850975900995, 0.269593854223245, 0.27746199738582744, 0.2798927805621619, 0.28118726652064496, 0.2839427017654521, 0.2860913774021875, 0.28703042994667916, 0.28865601417073466, 0.2889427886331768, 0.2874377841304047, 0.2858209596736184, 0.28346624709076323, 0.28032219642946077, 0.2761794278480238, 0.2711343400638286, 0.26544176263789776, 0.2591651485651819, 0.2518012014763089, 0.2425829006292552, 0.2316341570527743, 0.2208306786347319, 0.22452602487654297, 0.16803069192449513], [0.49999933459621543, 0.4999654282594862, 0.4996807414257139, 0.4707905072401282, 0.46901745855144245, 0.46913965770563515, 0.4696596949835222, 0.46895338617033006, 0.46769405695820976, 0.46668924001432965, 0.4650259263758558, 0.46304361501328667, 0.46156076389714773, 0.4598989618089354, 0.4572111692189029, 0.45463713174209536, 0.45228249708666446, 0.4494808409622838, 0.44640861434842083, 0.4432668768460395, 0.43972036513710244, 0.4365866679693331, 0.4356549553595269, 0.43591142395648763, 0.49683998400205737, 0.49683998400205737, 0.4968399840020573, 0.4968399840020569, 0.49683998400205726, 0.4968399840020574], [0.6805327152478927, 0.673738268795255, 0.6715846071181628, 0.6690723171099197, 0.6621925541877121, 0.6540133403583054, 0.6475739595062411, 0.642309085478495, 0.6347764529875712, 0.6326131212445995, 0.6299566535418697, 0.6247403726786691, 0.6204347863924999, 0.6170248951113627, 0.6114945625235568, 0.6074520403494307, 0.6049299683474407, 0.6016700908160953, 0.5989690079132762, 0.596714477468906, 0.5943989872797952, 0.592347841526498, 0.5908828819896095, 0.5897268524898993, 0.5880549855658681, 0.5858620282365493, 0.583070442756191, 0.5813201248911624, 0.5957097401135727, 0.5518647133031441], [1.0, 1.0, 1.0, 0.9469352185381998, 0.9444473503509982, 0.943660320786688, 0.9426952208213969, 0.9412351787661493, 0.9382979084294123, 0.9354708736836025, 0.9321150472121305, 0.9283564705022695, 0.925066659701337, 0.9218055424142301, 0.9177272016367463, 0.9136856588246065, 0.9097745489042479, 0.9054304262558607, 0.9009003255817178, 0.8960725980239125, 0.890640423911735, 0.8846906815219086, 0.8783616345182487, 0.8715066131866114, 1.0, 1.0, 1.0, 1.0, 1.0, 1.0], [1.0, 1.0, 1.0, 1.0, 1.0, 1.0, 0.995853868547296, 0.9263143220304236, 0.92, 0.92, 0.92, 0.92, 0.92, 0.92, 0.92, 0.92, 0.92, 0.92, 0.92, 0.92, 0.92, 0.92, 0.92, 0.92, 0.92, 0.92, 0.92, 0.92, 0.92, 0.92], [0.0, 0.0, 0.0, 0.0, 0.0, 0.0, 0.0, 0.0, 0.0, 0.0, 0.0, 0.0, 0.0, 0.0, 0.0, 0.0, 0.0, 0.0, 0.0, 0.0, 0.0, 0.0, 0.0, 0.0, 0.0, 0.0, 0.0, 0.0, 0.0, 0.0], [0.0, 0.0, 0.0, 0.0, 0.0, 0.0, 0.0, 0.0, 0.0, 0.0, 0.0, 0.0, 0.0, 0.0, 0.0, 0.0, 0.0, 0.0, 0.0, 0.0, 0.0, 0.0, 0.0, 0.0, 0.0, 0.0, 0.0, 0.0, 0.0, 0.0], [0.0, 0.0, 0.0, 0.0, 0.0, 0.0, 0.0, 0.0, 0.0, 0.0, 0.0, 0.0, 0.0, 0.0, 0.0, 0.0, 0.0, 0.0, 0.0, 0.0, 0.0, 0.0, 0.0, 0.0, 0.0, 0.0, 0.0, 0.0, 0.0, 0.0], [0.0, 0.0, 0.0, 0.0, 0.0, 0.0, 0.0, 0.0, 0.0, 0.0, 0.0, 0.0, 0.0, 0.0, 0.0, 0.0, 0.0, 0.0, 0.0, 0.0, 0.0, 0.0, 0.0, 0.0, 0.0, 0.0, 0.0, 0.0, 0.0, 0.0], [0.0, 0.0, 0.0, 0.0, 0.0, 0.0, 0.0, 0.0, 0.0, 0.0, 0.0, 0.0, 0.0, 0.0, 0.0, 0.0, 0.0, 0.0, 0.0, 0.0, 0.0, 0.0, 0.0, 0.0, 0.0, 0.0, 0.0, 0.0, 0.0, 0.0], [0.0, 0.0, 0.0, 0.0, 0.0, 0.0, 0.0, 0.0, 0.0, 0.0, 0.0, 0.0, 0.0, 0.0, 0.0, 0.0, 0.0, 0.0, 0.0, 0.0, 0.0, 0.0, 0.0, 0.0, 0.0, 0.0, 0.0, 0.0, 0.0, 0.0]] | 2D array of the non-dimensional end point defined along the outer profile of a layer. The TE suction side is 0, the TE pressure side is 1. The first dimension represents each layer, the second dimension represents each entry along blade span.
rotorse.rc.ply_t | intermediate | m | [1000000.0, 1000000.0, 1000000.0, 1000000.0, 0.005, 0.005158730158730159, 0.001, 0.001, 1000000.0, 1000000.0, 1000000.0] | 1D array of the ply thicknesses of the materials. Non-composite materials are kept at 0.
rotorse.rc.fwf | intermediate |  | [0.0, 0.0, 0.0, 0.0, 0.7450682696347697, 0.15889029003783103, 0.7450682696347697, 0.7450682696347697, 0.0, 0.0, 0.0] | 1D array of the non-dimensional fiber weight fraction of the composite materials. Non-composite materials are kept at 0.
rotorse.rc.fvf | intermediate |  | [0.0, 0.0, 0.0, 0.0, 0.57, 0.1076923076923077, 0.57, 0.57, 0.0, 0.0, 0.0] | 1D array of the non-dimensional fiber volume fraction of the composite materials. Non-composite materials are kept at 0.
rotorse.theta | output | deg | [15.594553019711718, 15.488273108365346, 14.71353124178717, 13.333617291568489, 11.64349455458099, 9.927004257169598, 8.44548693054192, 7.300998417700017, 6.228888266329778, 5.229058385210934, 4.345869365684453, 3.606791508890919, 2.9798194943332845, 2.4229574992772953, 1.9243945072809063, 1.4686902287805779, 1.0565354306085457, 0.6927184228293563, 0.3553347025744227, 0.01833021655638992, -0.355885118343244, -0.8310248222211819, -1.3743361006713515, -1.8520979156145947, -2.1407698795062395, -2.1741333308415802, -2.1073589596622617, -1.9479166540529262, -1.6623005276253076, -1.2423877062729698] | Twist angle at each section (positive decreases angle of attack)
rotorse.re.pitch_axis | intermediate |  | [0.5045454545454545, 0.478272788275845, 0.4467037271357153, 0.4143671733690558, 0.3852340324213114, 0.35900232277705957, 0.3387088845446817, 0.3251668513770255, 0.3165684415629794, 0.3109012710840118, 0.3068353469556881, 0.3029298546845621, 0.2984498424070107, 0.294050797638603, 0.2906618358638823, 0.2884710521324488, 0.28784166497695546, 0.28831579012827324, 0.2901546214955529, 0.293228374804286, 0.2972374968685465, 0.3019960315194374, 0.30725011193605684, 0.312567265034242, 0.31843498972288176, 0.32575139297419775, 0.3342661884039118, 0.3437327016266949, 0.35493038748272737, 0.36818181818181805] | 1D array of the chordwise position of the pitch axis (0-LE, 1-TE), defined along blade span.
rotorse.re.coord_xy_interp | intermediate |  | [[[1.0, -5.228293926268224e-16], [0.9994296839925828, -0.022259740711558177], [0.9980630178329651, -0.04445803489546769], [0.9955739142666737, -0.0665618134473914], [0.9920863097495596, -0.08851982053258163], [0.9876861486750573, -0.11027527223126012], [0.9823305251706396, -0.1317843709197388], [0.9760119083356915, -0.1530066176350885], [0.9687874672983805, -0.1738868028054739], [0.9606748602592401, -0.19437934848935778], [0.9516753587636769, -0.2144496858898974], [0.9418276527462444, -0.23405837873056085], [0.9311752953551309, -0.2531529758653068], [0.9197303974311781, -0.2717058715241765], [0.9075245591947199, -0.2896910384273745], [0.8946104080703081, -0.3070575403137143], [0.8810096964994352, -0.3237794960574165], [0.866747905197194, -0.339839087916958], [0.8518902581712053, -0.35520047541186606], [0.8364694626214207, -0.3698431374689817], [0.8205134859436981, -0.3837614939542973], [0.8040738322175812, -0.39691489811790015], [0.7871915298856534, -0.4092893400643106], [0.7698979191015535, -0.4208940017028426], [0.7522523412351593, -0.43170364047579557], [0.7342913491785575, -0.44170411642042817], [0.7160449249557642, -0.45091629501054464], [0.6975716400331089, -0.45931119239150625], [0.6789061864336874, -0.466891833699312], [0.6600803126205398, -0.4736931268620854], [0.6411475171372123, -0.4796641292900073], [0.6221376509688521, -0.4848434334715212], [0.6030879981944149, -0.4892689245320695], [0.5840450421189749, -0.49287710440089977], [0.5650308976870032, -0.4957710179013429], [0.5460886027795995, -0.49790677272002765], [0.5272486739168989, -0.49920523096536945], [0.508535950506088, -0.4999001471231513], [0.48999235547038833, -0.49986512233616703], [0.4716321145068305, -0.49915299052333634], [0.45349250374434763, -0.4978655748478763], [0.43559330289767306, -0.49584922139645754], [0.41795606561694243, -0.49322020425743757], [0.40060974844257635, -0.4900340177148858], [0.38356093160600935, -0.4862406543812106], [0.3668432157337161, -0.4819531220757106], [0.35045731632050314, -0.4771070365916879], [0.33443448400863013, -0.47180161714763363], [0.3187741003293152, -0.465997503105357], [0.3034996231212948, -0.4597718336399732], [0.2886112935656476, -0.45311101277459825], [0.27412438666566624, -0.44607147267604036], [0.26004145552371905, -0.43865399658656523], [0.2463748720159175, -0.43089728807614147], [0.23312344393883352, -0.4228128921543159], [0.22029377781042306, -0.41444216059030153], [0.20788328296533118, -0.4057907314202666], [0.19590295639164573, -0.39689711005990247], [0.18434125306662855, -0.3877630289328062], [0.17321393095416077, -0.3784327818575115], [0.16249917612963843, -0.3689016855353164], [0.15221460277725932, -0.35922081920480586], [0.14233175939897136, -0.34938179497549954], [0.13287211153919, -0.3394286782901919], [0.12380643962975976, -0.3293594524047539], [0.11514762338607656, -0.3192023645100907], [0.10688720880274838, -0.30897183476900875], [0.09900711152156341, -0.2986754406431282], [0.09152340438534401, -0.28834653723959136], [0.08439704281722242, -0.2779791205220024], [0.0776464790199521, -0.26760420577043886], [0.07124790821202077, -0.25722921245277414], [0.06518786629737473, -0.24686109008276283], [0.05948747212742032, -0.23652443301269652], [0.05410024641809, -0.2262139012738714], [0.049037878670187655, -0.21594907486257178], [0.044300349757333976, -0.20574524647381487], [0.039842359734680484, -0.19559765442820762], [0.035689975243613004, -0.18552550330330408], [0.0318292350050659, -0.1755359887530568], [0.028220007205789974, -0.16562693673246215], [0.024892524779269766, -0.15581522149021937], [0.021828668303003517, -0.1461056218157035], [0.018984694713133153, -0.13649533799824295], [0.016392191702033498, -0.1269983005811027], [0.014044634634199048, -0.11762077059006068], [0.011879824984634942, -0.10835684703907963], [0.00993094518736226, -0.09921662146203766], [0.008219407957347493, -0.09020841012942249], [0.0066583862213787865, -0.08132543510984099], [0.005267741928506431, -0.07257222340427001], [0.00409515753852961, -0.06395640173157158], [0.0030987885971364196, -0.05547801302110005], [0.0021966077355110324, -0.04713200469997591], [0.0014626417630186888, -0.038924405260417023], [0.0009644846082979224, -0.030860610171394718], [0.0005993738679828514, -0.022936235945969066], [0.0002900866455990823, -0.015148765877396714], [7.807077883024657e-05, -0.007502222076493378], [0.0, 0.0], [7.804120611659719e-05, 0.007500736220690077], [0.0002898787241920041, 0.015142758486887441], [0.000598775316682048, 0.022922584561419372], [0.000963326351634835, 0.03083611939777482], [0.0014596682128281925, 0.03888574897117924], [0.002190976364499905, 0.047075815990683056], [0.0030899784195977838, 0.05540088812816734], [0.0040827111247031585, 0.06385488643689734], [0.005248531243836643, 0.07244263446468859], [0.006631282230012606, 0.08116423659691048], [0.008183684298590573, 0.09001209900857182], [0.009883614168490653, 0.09898142028662286], [0.011817640154723611, 0.10807902374749316], [0.01396619932168302, 0.1172968915532844], [0.016295142079104163, 0.1266248185078847], [0.018863193778115264, 0.13606823481979582], [0.02168071375327755, 0.14562174107393758], [0.02471591629586298, 0.15527150565279574], [0.028006440010586352, 0.1650191265391525], [0.03157625589149645, 0.17486145042023296], [0.03539483961687758, 0.18478174850035556], [0.03949498254800754, 0.19478045115068363], [0.04389792827815823, 0.20485282604936875], [0.04857580757377651, 0.21497933573681455], [0.053567991613811754, 0.22516324887670366], [0.058881821148870805, 0.23539257539832661], [0.06450016290273135, 0.24564586185495754], [0.07046920463911449, 0.2559288096954281], [0.07677403099247093, 0.2662200889663396], [0.08341621271683673, 0.2765073937902718], [0.09042901951906561, 0.28678971177956086], [0.0977906533229447, 0.29703436159541413], [0.10553618719874776, 0.30724577033016703], [0.11365876004177941, 0.31739779819794195], [0.12216148331893956, 0.32747251411893785], [0.1310674986027348, 0.33746715509188474], [0.14035464992188373, 0.3473464005305412], [0.15005511078613856, 0.35711729389225577], [0.16014896266156226, 0.3667368291462652], [0.17065818789963985, 0.37620901617836566], [0.181574957422924, 0.38549542027777267], [0.19290757140963558, 0.39458324766597075], [0.20465763457781186, 0.40345225285920333], [0.21681735306942435, 0.4120736546751029], [0.22939648396347811, 0.4204412604055216], [0.24237780069407988, 0.4285157291249229], [0.25577362426833844, 0.43629701405132887], [0.2695667856328992, 0.4437307842367116], [0.2837657972261352, 0.4508257189736272], [0.29834798288780395, 0.457529313046837], [0.3133189787852679, 0.46384827499917675], [0.3286584618928104, 0.4697270339484697], [0.3443649416455463, 0.4751660894880115], [0.3604197737256814, 0.480124895665173], [0.37681123376695697, 0.4845801569487354], [0.3935252510207292, 0.48853802379954264], [0.41053864255357086, 0.4919162868719799], [0.4278432324908231, 0.4947936897726825], [0.4454066634681981, 0.49700186546594954], [0.46322225410302975, 0.4986945279258362], [0.4812515456557157, 0.4995759574617022], [0.49948102667173666, 0.49999959595885196], [0.5178795830856975, 0.4996098999639328], [0.53641763136701, 0.49871925440459125], [0.5550757049095608, 0.4969470954598009], [0.5738084272426077, 0.49454680736168694], [0.5925967311050585, 0.4913424955847996], [0.6114013775535108, 0.48742771367820337], [0.6301864306052414, 0.48276379079159115], [0.648926781663159, 0.47729943602739405], [0.6675702064249728, 0.4710909063826163], [0.6860884295909518, 0.4640855644485798], [0.7044453890439168, 0.4562851535303835], [0.722592093722966, 0.44772115413233077], [0.7405018004535244, 0.4383571285236732], [0.7581254571228347, 0.4282123442390851], [0.7754210143761534, 0.4173028842750689], [0.7923623735876001, 0.4056139761112096], [0.8088945461516956, 0.3931735469910264], [0.8249746330148909, 0.37999039194943635], [0.8405769522734091, 0.36606263907410247], [0.8556527588088183, 0.3514331465234179], [0.8701628988827118, 0.33611786369580327], [0.8840850330712717, 0.3201256148355837], [0.8973612142623708, 0.3034905059583089], [0.9099546800766618, 0.2862409686609341], [0.921851471402547, 0.26839650792968384], [0.9330128366584268, 0.2500014055184513], [0.9433892789690503, 0.23108884233257737], [0.9529731538505595, 0.2116848082416565], [0.9617431308270605, 0.19183234032607036], [0.9696406906754642, 0.17157715881862903], [0.9766642158986641, 0.15095167052848088], [0.9828150771120139, 0.12999562103203396], [0.9880284400451029, 0.1087652991581767], [0.992304836603751, 0.08729993375043676], [0.9956935187759139, 0.06563977190440679], [0.9981204893400154, 0.04383945814142799], [0.9994430379087048, 0.021949651396883253], [1.0, -5.268286851570632e-16]], [[1.0, 1.6027396660939803e-05], [0.9991193946721869, -0.022232752714814348], [0.9963739638870815, -0.044143993372640196], [0.9926209379463079, -0.06599358540264459], [0.9880030048735263, -0.08796501454153367], [0.9825866688500768, -0.10979451933153926], [0.9763079886987813, -0.13138486154120135], [0.9691459138420777, -0.152679756234073], [0.9611340443934658, -0.17360314668595028], [0.9523026586044867, -0.19414383597316454], [0.9426240666753992, -0.2142231312896632], [0.9321366756960972, -0.23381022638150664], [0.9208775505620386, -0.2528523889503405], [0.9088471639859164, -0.2713053613930863], [0.8960843845514238, -0.28916044478745756], [0.882637010833816, -0.3063622824245554], [0.868525920452995, -0.3228835382081365], [0.8537803485543862, -0.33871232720386224], [0.8384664760261626, -0.353818606635353], [0.8226202735914808, -0.36818874004466373], [0.8062670546422668, -0.38180725172842134], [0.7894590053695918, -0.39462933375988135], [0.7722484288380836, -0.40666726736194486], [0.7546533785322755, -0.4178937409067266], [0.7367442848251284, -0.42833145956384605], [0.7185485211876659, -0.43792327583439494], [0.7001037399425907, -0.4467202037953153], [0.6814685674571446, -0.45470482070172275], [0.6626765282523989, -0.46187150883457617], [0.6437587163607813, -0.46824006527960566], [0.6247690984200839, -0.47380531220095556], [0.6057368118671762, -0.4785561251489711], [0.5866983012026874, -0.48256671801543366], [0.5676983279724891, -0.4857732755175852], [0.5487588946206379, -0.4882803245813119], [0.5299233258334409, -0.49001894051155903], [0.5112198495238442, -0.4909441114253439], [0.4926695135792725, -0.49128463092634], [0.4743155796283754, -0.490909414558449], [0.4561718361830662, -0.48986899458193034], [0.43827018080516067, -0.48827451903686153], [0.42063647020949785, -0.48595808570739674], [0.40328080352956663, -0.4830632912088146], [0.38624069518492093, -0.4796148777235183], [0.369514526825096, -0.47558689631997353], [0.35313729666846155, -0.47108053013564016], [0.3371119489204746, -0.4660315610706886], [0.32145856738457707, -0.46055105277104286], [0.30618801483624464, -0.4545841106307646], [0.2913118391130942, -0.4482202860586898], [0.27683693794839154, -0.4414376997289328], [0.2627741640118191, -0.4342957443445502], [0.24911976419260728, -0.4268028800040647], [0.2358939113783064, -0.41898631345438286], [0.22308258995093405, -0.4108709880512468], [0.210691610104368, -0.4024957438885666], [0.1987200198705986, -0.3938638591189511], [0.18717158142739948, -0.3850172025093376], [0.17605142718545405, -0.37594348496340296], [0.16535787602922913, -0.3666976473418643], [0.15506134812006964, -0.35728018499333813], [0.1452010640482442, -0.34772420762001865], [0.13573637755162593, -0.33802987670549706], [0.1266843381102638, -0.3282407950315077], [0.11801240385665308, -0.31835654519928447], [0.10972814857298775, -0.3084056178392945], [0.10183485236398848, -0.2983952456490591], [0.09430659089497768, -0.28833607696732466], [0.08715581435557682, -0.27826004455484266], [0.08034724871266319, -0.2681597292099322], [0.0739055476031035, -0.2580609292964055], [0.06780304583835677, -0.24797225231113718], [0.06202754275455287, -0.237899731056188], [0.056600226585529566, -0.22786569180925112], [0.05147526451739879, -0.21786540494516196], [0.04666091099215963, -0.2079177148409998], [0.042158164740524966, -0.19803715665555274], [0.03792205676893052, -0.18821837940681524], [0.03397169615544762, -0.17848047717673854], [0.030296423989277045, -0.16882948201162642], [0.026863723408403366, -0.15926191173135928], [0.023699531869641362, -0.14979370151252397], [0.02078318862733278, -0.1404293222727325], [0.018071346153301658, -0.13116613637379265], [0.015598284636665115, -0.12201647171052657], [0.013361814179709844, -0.11298548485647271], [0.01130156638652298, -0.1040674726836899], [0.009446422833289222, -0.09527213694418153], [0.007815596337780764, -0.08660729169064936], [0.006328530971426164, -0.07806612661478217], [0.005006672063769243, -0.06965257632886078], [0.0038930928279797016, -0.06137376717039014], [0.0029442477385377475, -0.05322981559928684], [0.002078465635465553, -0.04521601497323964], [0.001371518254992493, -0.0373376416908814], [0.0009003391420190694, -0.029599024748674294], [0.0005563584267788965, -0.021996068153926372], [0.00026700503570038287, -0.014526379474615648], [7.186282654915835e-05, -0.007193711462081459], [0.0, 0.0], [7.317781609915754e-05, 0.007189827337300626], [0.0002735196161736636, 0.014517909448146866], [0.0005720605878500704, 0.021979778512043212], [0.0009260236839425597, 0.029571847110732834], [0.0014009119144708692, 0.03729686773996881], [0.0020968854219485583, 0.045159049755518585], [0.0029515517434170373, 0.05315325532033252], [0.003897001156769241, 0.06127362060678871], [0.005011916499057202, 0.06952479697199847], [0.006333890814384298, 0.07790741474446201], [0.007813415117336148, 0.08641473618322318], [0.009432238119640566, 0.09504222693475464], [0.011274764160457591, 0.10379626243267832], [0.013326128965177325, 0.11266903539579512], [0.01555245328815606, 0.12165118889877907], [0.018004087515799266, 0.13074872657520523], [0.020689454626570018, 0.13995705845476816], [0.023581290755611422, 0.14926277846907324], [0.026720018926760708, 0.1586670125725837], [0.030128172741886675, 0.16816759950867824], [0.03376916529815803, 0.17774971875273463], [0.0376714083295188, 0.18741499451034827], [0.04185904492838064, 0.19715834971012536], [0.0463118988997737, 0.20696100474692325], [0.05106593733557313, 0.2168268871857425], [0.056124950158366674, 0.22674558039560977], [0.06147923314436219, 0.23669501854223615], [0.06717550543170585, 0.24668022059190348], [0.07319646911923935, 0.25668212234068577], [0.0795453027368716, 0.2666888525396918], [0.0862544365694561, 0.2766994002033151], [0.09329689045304368, 0.28668575238695926], [0.10070665667442727, 0.2966524865755819], [0.10848210903046987, 0.3065737160820448], [0.1166281655918611, 0.3164317587988908], [0.1251574402344456, 0.32622941165749636], [0.1340536606870656, 0.3359313867326968], [0.14335618147000312, 0.34554086222273855], [0.15304746959360266, 0.3550165654098661], [0.16314497676314277, 0.3643646655915984], [0.1736426868072346, 0.37354867203719766], [0.1845448871854217, 0.3825600583019848], [0.19586092585972656, 0.3913744831075185], [0.20758762848045992, 0.39996213171033995], [0.219729044150545, 0.4083224261343232], [0.23226888829033523, 0.4164185681486385], [0.245224154466229, 0.4242466141205235], [0.2585818883280316, 0.43175178524542296], [0.2723520296093817, 0.4389413427169352], [0.2865150018761857, 0.4457631323821831], [0.30107974492647416, 0.45221855901435737], [0.31601877165933806, 0.4582664834129868], [0.3313450870578208, 0.4638847953290667], [0.34702901382471707, 0.4690552980248078], [0.36306846808716875, 0.47373956148712065], [0.3794468360533952, 0.4779494728189213], [0.39614640233168896, 0.48159755076756366], [0.4131559062553608, 0.48476507483919534], [0.4304465251598585, 0.4872870070322992], [0.44801377287815436, 0.48930297228565217], [0.4658229343165638, 0.49052196608873383], [0.4838595660580187, 0.4912806842867092], [0.5020920220247063, 0.4912445558597011], [0.5204916568254648, 0.4907091024602079], [0.539040181058893, 0.4893025740018747], [0.5576926294151483, 0.48727173347719865], [0.5764311364603231, 0.4844396168322342], [0.595215673227479, 0.4809062716323635], [0.6140121614086554, 0.47660888613686686], [0.6327945464659088, 0.4715113249936428], [0.6515131189524991, 0.4656933478664988], [0.6701364104500684, 0.45903986750141207], [0.6886329162029324, 0.4516147190046995], [0.706952308192976, 0.44341622356072685], [0.7250672106876291, 0.434409901514892], [0.7429294174887814, 0.4246120080695092], [0.7605022977033313, 0.41404713250639474], [0.7777558757485193, 0.4026854710625138], [0.794635396617264, 0.3905641601015229], [0.8110946097429435, 0.3776766736247096], [0.827113377336164, 0.3640424239202501], [0.8426407089607172, 0.3496930563673494], [0.8576399848724814, 0.33464792691190676], [0.872089228718841, 0.3189190395301578], [0.8859239931334859, 0.30251656876361954], [0.8991184688136027, 0.2854967776933343], [0.9116446363103797, 0.267845223962694], [0.9234762080477321, 0.2496342230903793], [0.9345613685115886, 0.2308881597776023], [0.9448889295742874, 0.2116060822008467], [0.9544324629440817, 0.19176512892954048], [0.9631454146135555, 0.17152139551952755], [0.9710201837148761, 0.15090709650754322], [0.9780450239477211, 0.12996155959564193], [0.9841752515977836, 0.10874166838596838], [0.9894016940096204, 0.08728636100049855], [0.9937724117391794, 0.06563595282352885], [0.9971946047362426, 0.04384444114840181], [0.9994270803560593, 0.02183891336407695], [1.0, 1.6027396660935805e-05]], [[1.0, 0.00011812477576429977], [0.9958844445620711, -0.021208629277808373], [0.9831152572458106, -0.040023108643000106], [0.9698288310857399, -0.05921848251729137], [0.9565860398170628, -0.08010445311146552], [0.9433843837384415, -0.10129393915537228], [0.9300231343548039, -0.1223798162520597], [0.9163850726955463, -0.14320804588837782], [0.9023282063816799, -0.1635713693341333], [0.8879772572808802, -0.18364847844588703], [0.8730879000099089, -0.20310351503200605], [0.8576954835691574, -0.2219503646440476], [0.8417868378299845, -0.24012631947615176], [0.8252729024396577, -0.25748434692043964], [0.8082449226870172, -0.27410603145117546], [0.7907117096386173, -0.289905421510701], [0.7726850169069055, -0.30484059265450913], [0.7542205883121054, -0.3189280235424285], [0.7353902977205362, -0.3321674846369581], [0.7162542095604879, -0.3445827784814327], [0.6968158541246166, -0.35609665546924435], [0.677285787718665, -0.36663819145049387], [0.6579411128600314, -0.37637258982427835], [0.6384346678603429, -0.38505307045010223], [0.6188949776975857, -0.39298590687876855], [0.5992944012087671, -0.399854801473225], [0.5797117651336785, -0.40588621716905243], [0.5602019080653087, -0.4111342254110947], [0.5407904068921308, -0.4155417353880923], [0.5215032843021559, -0.41903363576433894], [0.5023934690179608, -0.421890873918274], [0.4834844691401515, -0.4237923927147082], [0.46480550945728005, -0.4250373936925943], [0.44638805837913836, -0.4255654380477259], [0.42825221805917946, -0.4254866682664583], [0.41043940999127965, -0.42457715595189127], [0.39296246789713946, -0.42301227644128186], [0.3758189531692269, -0.4209818090410367], [0.3590558760592983, -0.41833214754411074], [0.34268333522018435, -0.41509763432887387], [0.3266989253562344, -0.4114483394522714], [0.3111609317453848, -0.40712967728568045], [0.2960119884371933, -0.4024641861090319], [0.28133497512957156, -0.39726998470707164], [0.26708046590310186, -0.39168640925927345], [0.25328816115609004, -0.38573109906172653], [0.2399729093700544, -0.37934432918663813], [0.2270875294725141, -0.372716771087938], [0.21470779491983785, -0.3656884658084408], [0.20277414050890583, -0.35843410387468977], [0.19133052699288322, -0.35087543152963646], [0.18036076343159574, -0.3430916439719271], [0.16982427717561488, -0.3351469282691567], [0.1597839016205447, -0.32698677256031833], [0.15015200614680352, -0.31873308006434886], [0.14092827693323565, -0.31040772019273255], [0.13212060056854144, -0.3019983582994764], [0.12368933746031845, -0.29357231321773714], [0.11573424170753634, -0.28501589759204804], [0.10815149454535965, -0.27646242682111893], [0.10086820572192137, -0.2679522302877082], [0.09404291428391251, -0.25938570908154446], [0.08756751531363391, -0.2508271409625188], [0.08143092198941075, -0.24231706035765346], [0.07558361483620982, -0.23386792360654268], [0.07000056884758814, -0.2255107433890659], [0.06475136725646659, -0.21719911485022553], [0.05976600089351106, -0.2089673416582577], [0.0550334043820117, -0.20083694042248276], [0.050541273136882614, -0.19279019625506696], [0.04634482415843585, -0.18481334174852787], [0.0423958643462499, -0.17692416844376457], [0.03868970107793504, -0.16912184377432216], [0.035244235696036685, -0.16141142075199502], [0.032020795846749855, -0.1537929409260643], [0.029008067042862, -0.14627970257124384], [0.02621324165005088, -0.13888053775801468], [0.023595224832489027, -0.13158563432949413], [0.021130761405865867, -0.12441334498374658], [0.018828760413954808, -0.11736081593977447], [0.01670430996035672, -0.11041450191926376], [0.014753924576097114, -0.10358315498884561], [0.012941826153091703, -0.09686888879330936], [0.011230256242876298, -0.09027034017725762], [0.009663532353754447, -0.08378748816052087], [0.00826306032790583, -0.07741696247674196], [0.006985663913875643, -0.07115459239241814], [0.005833442821336909, -0.06500711415121449], [0.004810443611575464, -0.05897849645415099], [0.003880842944631912, -0.05306166795530241], [0.0030728312517399273, -0.04725599971616508], [0.0023981195576250414, -0.04156477763566746], [0.0018082287519078553, -0.03598870002198356], [0.0012308753359488796, -0.030525735760923402], [0.0007432482426115814, -0.025175351061130353], [0.0004678247206531437, -0.01993362332075287], [0.000273270018039783, -0.01479866648213666], [0.00011997105844756496, -0.009769006693704356], [3.2317061826068634e-05, -0.0048460964217611575], [0.0, 0.0], [4.219715312399413e-05, 0.004783324071676041], [0.00016616990141209097, 0.009696899571356889], [0.0003830801761616208, 0.014717378100223215], [0.0006491246320939735, 0.019841068541731573], [0.0009614866811175466, 0.025073628995340772], [0.0013932071246838802, 0.030418247639970353], [0.00191712843504656, 0.03587204131181461], [0.002507601407894493, 0.041430772685999116], [0.003231767089176599, 0.04709776864848053], [0.00408795793527448, 0.05287774710288481], [0.005019117929394344, 0.058770574094578], [0.006030491708383537, 0.06477374589577554], [0.007186301330532175, 0.07089016856664826], [0.008498502596867697, 0.07711360534215317], [0.009936021487741163, 0.08344121778851964], [0.011496749265003292, 0.08988347361849157], [0.0131793062590729, 0.09644203278137824], [0.01498655705589568, 0.10310671286737431], [0.01697132699484152, 0.10987496818755801], [0.01914882086981364, 0.11675232138496461], [0.021453904404784174, 0.12373864542131606], [0.023885573073349056, 0.13084475931096243], [0.02648432329578644, 0.13806284386632178], [0.029277905007021657, 0.1453798860923166], [0.032280914112155765, 0.15280483301126474], [0.035476943461229676, 0.16033927784112817], [0.03889586013289964, 0.16795630485075003], [0.04258394116822202, 0.17565564495467872], [0.046514688574659416, 0.1834355639698948], [0.05069943314319785, 0.19128744758156713], [0.05516396283432537, 0.19921021436732386], [0.05985597155522733, 0.20721142323755304], [0.06480242559132571, 0.21529652145148714], [0.07003345322256165, 0.2234413425167526], [0.07556481021169043, 0.23162989710208418], [0.08134840549755734, 0.23990669846695953], [0.08740521800873363, 0.2482362641371019], [0.09381373947399647, 0.2565920316391085], [0.10057340071646065, 0.2649455950321175], [0.10767466184397632, 0.2733186856670263], [0.1151248488295111, 0.28168881266610857], [0.122906252236912, 0.29007820015985913], [0.13107317368571247, 0.29843120761687864], [0.13965113048386163, 0.3067097092490282], [0.14861275760024556, 0.3149530105786648], [0.15794983426507062, 0.3231417220763414], [0.167705452208616, 0.3312417053949525], [0.1778929368756611, 0.3391944324859352], [0.188531353100908, 0.34699476167203985], [0.19962191178795904, 0.3545924640740346], [0.2111920158575411, 0.3619497573456613], [0.22317570546420792, 0.36912722148185834], [0.2356692753044389, 0.3759420589723175], [0.2485825460621206, 0.3825318796086081], [0.26197015143477964, 0.3887513609941095], [0.27580266785027246, 0.3946500076588223], [0.2900958442101634, 0.40010532609002714], [0.304821537095761, 0.4052116637315044], [0.31997425361408594, 0.4098305797564691], [0.3355624812979192, 0.41399994007893715], [0.3515763246372846, 0.41747172331077814], [0.36799693545210777, 0.420458253239024], [0.3847925037255106, 0.4227777241899862], [0.4019423381817409, 0.42460144641169695], [0.41943649351033585, 0.4256339458942157], [0.43723655025406766, 0.4260662303806093], [0.4553330547209764, 0.4257237939745882], [0.4736850479259107, 0.4247441341107526], [0.49227216338175184, 0.4229142784565678], [0.5110651177996854, 0.4202978646845459], [0.5300334122149644, 0.417118829565517], [0.5491297017640604, 0.4128776428343945], [0.568351469786719, 0.40802322888482684], [0.5876452685072161, 0.40234866822684906], [0.6069823120795602, 0.3958351446215789], [0.6263236410757427, 0.38848129409086907], [0.6458777642182982, 0.3803633899126589], [0.6655637840570522, 0.3713636364908402], [0.6851364314192349, 0.36157499970740853], [0.7045236204711756, 0.3509008874413592], [0.7237487370636692, 0.3394895665586538], [0.7427436735670696, 0.32730450524568716], [0.7614916538866416, 0.3143862001773812], [0.7799736625185445, 0.30076585264340516], [0.7980766656733258, 0.28631352178603603], [0.8158580475356613, 0.27124831376386693], [0.8331847184828045, 0.25535901924724086], [0.8501239880600036, 0.23887893834507642], [0.8666068987457685, 0.22178112659733715], [0.8825958976428646, 0.203938767418003], [0.8980274437468592, 0.18502783486574528], [0.912941747167342, 0.1657111584542817], [0.9272856938538739, 0.14600646167667736], [0.9409519857883536, 0.12592149988924728], [0.9540348191847412, 0.10555745523240985], [0.9664460327771436, 0.0849311811926207], [0.9782020638045452, 0.06408809911065515], [0.9890374845117161, 0.04303293767696745], [0.9981068844273615, 0.021043360109460407], [1.0, 0.00011812477576429603]], [[1.0, 0.00018289573274966385], [0.9895488796972829, -0.017524175543065807], [0.9670875143962344, -0.03022438133046956], [0.9441624213612151, -0.044202915352852555], [0.9219493455697814, -0.060479986398781604], [0.9004934144716109, -0.0775816658645333], [0.8795391022576976, -0.09498195991376067], [0.8589155971474798, -0.11245997697854739], [0.8383520127389303, -0.12971459577415723], [0.8180406922893816, -0.14696482665611538], [0.797583718659566, -0.16376461331554168], [0.777008831076137, -0.18012611000471745], [0.7562557645228156, -0.19595309918973772], [0.7351633473314692, -0.2110358901601305], [0.713849339721917, -0.22545848980977115], [0.6922813630789371, -0.2391074100335077], [0.6704557733110604, -0.2519162252152058], [0.6484400552093865, -0.2638943764013936], [0.626299262266981, -0.27504257369263796], [0.6041065130679788, -0.2853922815147666], [0.5818437257845251, -0.2948309240849317], [0.5600107600356237, -0.3032757036693114], [0.5392084143060729, -0.310949355502811], [0.5185107173200812, -0.3175073548229101], [0.4980527234925005, -0.3233712554605324], [0.4777802545476169, -0.3281116938350706], [0.45777967564167554, -0.3320144321419204], [0.4380934199464436, -0.3351707475608704], [0.4187407883595153, -0.3375048951965088], [0.39974240447788456, -0.33889344182584324], [0.38114082076997174, -0.3397646128020218], [0.3629533537131844, -0.3396458956010651], [0.3452001236443256, -0.33894064022637616], [0.3278985445160615, -0.3376080985765367], [0.31106465146520806, -0.335744809754404], [0.2947296408251125, -0.33306640306004026], [0.2788946090593513, -0.32986983770980444], [0.26354382809468274, -0.32629285831858473], [0.2487151326462891, -0.3221987680980579], [0.234414092875827, -0.31760789609560564], [0.220616443901125, -0.3127109401908288], [0.20738585457199094, -0.3072358171939489], [0.19463546052549205, -0.30159189607986353], [0.18245480131438124, -0.29547331318275283], [0.1707748043504794, -0.2891293006955554], [0.15962799781724493, -0.2825097294312402], [0.14903123894778628, -0.27557244883175885], [0.138904029049127, -0.2685452592625232], [0.1293434325755488, -0.2612119680436702], [0.12025626711149738, -0.25379306273127966], [0.1116970958567795, -0.24617994114430797], [0.10363529691109605, -0.23845725722426211], [0.0960150430565885, -0.23072853448479214], [0.0889092285524058, -0.22288215851681228], [0.08220303632860888, -0.21510587016181762], [0.07588972596871585, -0.20740843408618856], [0.06997892268762439, -0.1997693033671342], [0.06440994429275071, -0.1922717156858156], [0.059314490161810965, -0.18473520552833578], [0.05454558751981172, -0.17734435525646974], [0.050017761300551064, -0.17017138867943277], [0.04592096222028547, -0.16301959633164395], [0.042129006343119065, -0.15600116854880738], [0.03861294454290732, -0.1491504477360157], [0.03532260645154919, -0.1424911998098404], [0.032215189583544634, -0.1360546259749483], [0.02938192367267295, -0.1297552123758893], [0.026738991827665957, -0.12364496114969481], [0.02425934994576897, -0.11773496375408495], [0.02194272795611828, -0.11200265911580799], [0.019842117729779764, -0.10640304752074632], [0.017906126893406142, -0.10096008433015714], [0.016133519902600684, -0.09566720180704563], [0.014531098314167204, -0.09051424105179637], [0.013072087250615079, -0.08550561700495016], [0.011738349338915773, -0.08064742502115642], [0.010540304415924932, -0.0759417928262166], [0.009443584596096689, -0.07137715405619184], [0.00840278888561369, -0.06696887749129399], [0.007435689667594042, -0.06270633165784942], [0.00658539127180978, -0.05856874582657806], [0.005824762217877965, -0.05455733702419384], [0.0051110238104911275, -0.05067245661137351], [0.004417383743956322, -0.04691371254662946], [0.0037773282080487028, -0.04327011868445499], [0.003217520384404226, -0.039731082770909906], [0.002719069014061373, -0.03629368379844824], [0.002268570942758418, -0.032960769416016666], [0.0018576649805066492, -0.02973207113599398], [0.0014904723328803876, -0.02660074977370551], [0.0011913848958964338, -0.02356186086571618], [0.0009473812685143665, -0.020614624736104342], [0.0007211218951008764, -0.017759904460955694], [0.00046348798424136175, -0.014997933671292181], [0.00022912183523994672, -0.012322869326430575], [0.00013566637548083373, -0.009723699676141007], [7.174516815588526e-05, -0.0072004074889777435], [2.6692156484881332e-05, -0.004752140803436785], [7.2290816219982e-06, -0.00237765205605623], [0.0, 0.0], [2.2542905320914804e-05, 0.002226872531525004], [9.047762292248614e-05, 0.004583908067867854], [0.00021773435152873497, 0.007022535484760899], [0.00037851270540780857, 0.009535102448112728], [0.0005252442209795076, 0.012129575076115172], [0.0006946396979166039, 0.014808125122884354], [0.0008919248923585485, 0.017570400571814554], [0.0011272018405165047, 0.02041438278921362], [0.0014427655131141696, 0.023342087908333035], [0.00181338455124589, 0.026361552787422256], [0.0021932996572168167, 0.029478861135252544], [0.002599834432490176, 0.03269391069518765], [0.003068941537279468, 0.03600649288710277], [0.003622070097470791, 0.03941311910716202], [0.004232544098952921, 0.042917769188221946], [0.0048671282884540515, 0.04653396162691964], [0.00552434598005537, 0.050268734222769396], [0.0062293749263962845, 0.05411623422819296], [0.007030011306269575, 0.05807128986354799], [0.007941228816062611, 0.06214510403700621], [0.008904132602111236, 0.06635082135723976], [0.009895388385196963, 0.0707061639477877], [0.010960749336029385, 0.0752019333029988], [0.012155759238984857, 0.07983096241802037], [0.013482213820544259, 0.08460553311629032], [0.014916748847848783, 0.08953717344197322], [0.016495592433853224, 0.09460006306133788], [0.018255489237547023, 0.09978918205545623], [0.02017855434279312, 0.10511742199942169], [0.022276238842829872, 0.11058075058002902], [0.024566985974855474, 0.11617782636677419], [0.02700100107312701, 0.12194564718892326], [0.029600451707149228, 0.12788838536537253], [0.032411760774493946, 0.13398532441714725], [0.0354559380958861, 0.1402233193225447], [0.03866175258010263, 0.14667651893395955], [0.04207326179580897, 0.15331199442926352], [0.04577781352356584, 0.1600790807306346], [0.04978987336309414, 0.16696247239101364], [0.05408729720830031, 0.17399319803235372], [0.05869021140088007, 0.18116047294454196], [0.06357556961615504, 0.18850688180036723], [0.06881562244123164, 0.19595470659252295], [0.0744523113577368, 0.2034604191657432], [0.08045030075726962, 0.21108713295468343], [0.08681147335590271, 0.2188288782522619], [0.0935866129634275, 0.22662710383141146], [0.10080434238889077, 0.23442516537240107], [0.10848959518310745, 0.2 | 3D array of the non-dimensional x and y airfoil coordinates of the airfoils interpolated along span for n_span stations.
rotorse.re.precomp.web_start_nd | intermediate |  | [[0.2052832431554164, 0.21282276887837137, 0.22085214026611114, 0.2608677234327575, 0.2838316677320035, 0.30408592770070414, 0.32081619831144337, 0.33235345730783866, 0.3433238425925263, 0.34884520564067684, 0.3537103885008473, 0.36050438049173333, 0.366150510717643, 0.37069556113956104, 0.3767667540154066, 0.38136989549830047, 0.38392907434083834, 0.3868632437852429, 0.389409877802761, 0.39148571199069304, 0.3931444744070098, 0.3943763623673688, 0.3953624435949873, 0.3963748671890009, 0.3974932952599749, 0.39848126362416736, 0.39975475504924574, 0.401710296011168, 0.40430554405223934, 0.30906614114560194], [0.2052832431554164, 0.21282276887837137, 0.22085214026611114, 0.21121638930309344, 0.231878018646444, 0.2513375619314167, 0.26717592110092997, 0.2774039383787617, 0.285667343168134, 0.2884129260940338, 0.29020161997845545, 0.2934550670142172, 0.2960380572012669, 0.2973956758218799, 0.29953654798698653, 0.3003832778967837, 0.29938861211494916, 0.29833408533528444, 0.29652794305172936, 0.29408897795384603, 0.2906527976710302, 0.28632247902724345, 0.28134822457609343, 0.2758419903148923, 0.2693686753207114, 0.26121163889836446, 0.25139875066423356, 0.23977340487646764, 0.22557895650418985, 0.30906614114560194]] | 2D array of the non-dimensional start point defined along the outer profile of a web. The TE suction side is 0, the TE pressure side is 1. The first dimension represents each web, the second dimension represents each entry along blade span.
rotorse.re.precomp.web_end_nd | intermediate |  | [[0.7080802577208776, 0.7014724649134555, 0.7012739904902956, 0.6760242431061244, 0.6692951254795121, 0.6613205645795558, 0.6550310579698881, 0.6499043985828055, 0.642873808760916, 0.6411376439981601, 0.638942739512561, 0.6342518590732111, 0.6303887197760176, 0.6274222168351609, 0.6224079596334446, 0.6188509514600341, 0.616850959091077, 0.6141775511177653, 0.6119998522117205, 0.6103002521444987, 0.6086043500252697, 0.6072663740134485, 0.6065932100517598, 0.6062867319788948, 0.6056182352971436, 0.6046651428222832, 0.6032567098057202, 0.6010072382347592, 0.5979039118632977, 0.6929001625242509], [0.7080802577208776, 0.7014724649134555, 0.7012739904902956, 0.7264340164349495, 0.7223774652675432, 0.7147672740179873, 0.7093038020878246, 0.7056512775112251, 0.7011906975938511, 0.7017694483891997, 0.7028267419826033, 0.7013599349477673, 0.7005770071036009, 0.7006032205742382, 0.6993754647830874, 0.699621052720851, 0.7012518403415275, 0.7026036016118509, 0.7047574610959687, 0.7076387921886128, 0.7111184475869978, 0.7154202162669596, 0.7207148990874411, 0.7268814438574873, 0.7337130821188417, 0.7417596015176143, 0.751238989886847, 0.7623151994227195, 0.7757186588481565, 0.6929001625242509]] | 2D array of the non-dimensional end point defined along the outer profile of a web. The TE suction side is 0, the TE pressure side is 1. The first dimension represents each web, the second dimension represents each entry along blade span.
rotorse.re.precomp.layer_thickness | intermediate | m | [[0.001, 0.001, 0.001, 0.001, 0.001, 0.001, 0.001, 0.001, 0.001, 0.001, 0.001, 0.001, 0.001, 0.001, 0.001, 0.001, 0.001, 0.001, 0.001, 0.001, 0.001, 0.001, 0.001, 0.001, 0.001, 0.001, 0.001, 0.001, 0.001, 0.001], [0.05, 0.0408222184063085, 0.03227313926048303, 0.024145972694482237, 0.015705569687762155, 0.008780100035772388, 0.00479635850055312, 0.0031297240664340336, 0.0022826917804419063, 0.0020369729079713524, 0.0020007460905738872, 0.002000037059269053, 0.002000000495532114, 0.0020000000000000608, 0.002, 0.002, 0.002, 0.002, 0.002, 0.002, 0.002, 0.002, 0.002, 0.002, 0.0017994981851164914, 0.0013159487984171954, 0.0010438809038808864, 0.001001931909619958, 0.001, 0.001], [0.0001, 0.004419878334477179, 0.015090822119312248, 0.030382105124484426, 0.04744079152205518, 0.06353773283159729, 0.07594813593145543, 0.08316374510452554, 0.08936990874530398, 0.09447030393782439, 0.09767621042889293, 0.09829737923548582, 0.09732816699112329, 0.09510225437702131, 0.09225052519827547, 0.08925817046710618, 0.08634924135483835, 0.08326351521775043, 0.07969892747853398, 0.07545926234514862, 0.06996616697984069, 0.06112109490616299, 0.04860983245173956, 0.03553265093318574, 0.024710213639477004, 0.01776948594807157, 0.01195955439742918, 0.006954287330510351, 0.003327560264074706, 0.0010000000000001236], [0.0001, 0.004419878334477179, 0.015090822119312248, 0.030382105124484426, 0.04744079152205518, 0.06353773283159729, 0.07594813593145543, 0.08316374510452554, 0.08936990874530398, 0.09447030393782439, 0.09767621042889293, 0.09829737923548582, 0.09732816699112329, 0.09510225437702131, 0.09225052519827547, 0.08925817046710618, 0.08634924135483835, 0.08326351521775043, 0.07969892747853398, 0.07545926234514862, 0.06996616697984069, 0.06112109490616299, 0.04860983245173956, 0.03553265093318574, 0.024710213639477004, 0.01776948594807157, 0.01195955439742918, 0.006954287330510351, 0.003327560264074706, 0.0010000000000001236], [0.0, 0.0, 0.0, 0.002996816779346709, 0.0029458128078817744, 0.002896551724137931, 0.0028472906403940877, 0.0027980295566502455, 0.0027487684729064037, 0.0026995073891625623, 0.002650246305418719, 0.0026009852216748765, 0.0025517241379310347, 0.0025024630541871933, 0.0024532019704433497, 0.0024039408866995075, 0.002354679802955666, 0.002305418719211824, 0.0022561576354679803, 0.002206896551724138, 0.002157635467980296, 0.002108374384236454, 0.0020591133004926104, 0.002012755077250901, 0.0, 0.0, 0.0, 0.0, 0.0, 0.0], [0.0, 0.0, 0.004791725569902692, 0.014412995467259384, 0.027047460650643354, 0.03045990214853375, 0.03, 0.03, 0.03, 0.03, 0.03, 0.03, 0.03, 0.03, 0.03, 0.03, 0.029771622514482537, 0.022712924291608143, 0.01506313277081732, 0.007701969096218487, 0.004634878249282575, 0.0031057808675626557, 0.0020040105889382307, 0.0002636147262998891, 0.0, 0.0, 0.0, 0.0, 0.0, 0.0], [0.0, 0.0, 0.004791725569902692, 0.014412995467259384, 0.027047460650643354, 0.03045990214853375, 0.03, 0.03, 0.03, 0.03, 0.03, 0.03, 0.03, 0.03, 0.03, 0.03, 0.029771622514482537, 0.022712924291608143, 0.01506313277081732, 0.007701969096218487, 0.004634878249282575, 0.0031057808675626557, 0.0020040105889382307, 0.0002636147262998891, 0.0, 0.0, 0.0, 0.0, 0.0, 0.0], [0.0, 0.0, 0.0, 0.059824922864068986, 0.05701970443349754, 0.054310344827586204, 0.05160098522167486, 0.048891625615763545, 0.04618226600985221, 0.0434729064039409, 0.04076354679802956, 0.03805418719211823, 0.03534482758620689, 0.03263546798029556, 0.02992610837438424, 0.027216748768472895, 0.02450738916256158, 0.021798029556650257, 0.019088669950738914, 0.016379310344827588, 0.013669950738916255, 0.010960591133004929, 0.008251231527093606, 0.005630111038532382, 0.0, 0.0, 0.0, 0.0, 0.0, 0.0], [0.0, 0.0, 0.0, 0.059824922864068986, 0.05701970443349754, 0.054310344827586204, 0.05160098522167486, 0.048891625615763545, 0.04618226600985221, 0.0434729064039409, 0.04076354679802956, 0.03805418719211823, 0.03534482758620689, 0.03263546798029556, 0.02992610837438424, 0.027216748768472895, 0.02450738916256158, 0.021798029556650257, 0.019088669950738914, 0.016379310344827588, 0.013669950738916255, 0.010960591133004929, 0.008251231527093606, 0.005630111038532382, 0.0, 0.0, 0.0, 0.0, 0.0, 0.0], [0.0, 0.0, 0.0, 0.059824922864068986, 0.05701970443349754, 0.054310344827586204, 0.05160098522167486, 0.048891625615763545, 0.04618226600985221, 0.0434729064039409, 0.04076354679802956, 0.03805418719211823, 0.03534482758620689, 0.03263546798029556, 0.02992610837438424, 0.027216748768472895, 0.02450738916256158, 0.021798029556650257, 0.019088669950738914, 0.016379310344827588, 0.013669950738916255, 0.010960591133004929, 0.008251231527093606, 0.005630111038532382, 0.0, 0.0, 0.0, 0.0, 0.0, 0.0], [0.0, 0.0, 0.0, 0.059824922864068986, 0.05701970443349754, 0.054310344827586204, 0.05160098522167486, 0.048891625615763545, 0.04618226600985221, 0.0434729064039409, 0.04076354679802956, 0.03805418719211823, 0.03534482758620689, 0.03263546798029556, 0.02992610837438424, 0.027216748768472895, 0.02450738916256158, 0.021798029556650257, 0.019088669950738914, 0.016379310344827588, 0.013669950738916255, 0.010960591133004929, 0.008251231527093606, 0.005630111038532382, 0.0, 0.0, 0.0, 0.0, 0.0, 0.0], [0.05, 0.0408222184063085, 0.03227313926048303, 0.024145972694482237, 0.015705569687762155, 0.008780100035772388, 0.00479635850055312, 0.0031297240664340336, 0.0022826917804419063, 0.0020369729079713524, 0.0020007460905738872, 0.002000037059269053, 0.002000000495532114, 0.0020000000000000608, 0.002, 0.002, 0.002, 0.002, 0.002, 0.002, 0.002, 0.002, 0.002, 0.002, 0.0017994981851164914, 0.0013159487984171954, 0.0010438809038808864, 0.001001931909619958, 0.001, 0.001], [0.0, 0.0, 0.0, 0.001996067786251817, 0.0019330628803245443, 0.001872210953346856, 0.001811359026369168, 0.001750507099391481, 0.0016896551724137933, 0.0016288032454361057, 0.0015679513184584176, 0.0015070993914807298, 0.0014462474645030427, 0.001385395537525355, 0.0013245436105476676, 0.0012636916835699796, 0.0012028397565922919, 0.0011419878296146041, 0.0010811359026369164, 0.001020283975659229, 0.0009594320486815414, 0.0008985801217038539, 0.0008377281947261663, 0.0007768762677484787, 0.0007160243407707911, 0.0006551724137931035, 0.000594320486815416, 0.0005380493880995532, 0.0, 0.0], [0.0, 0.0, 0.0, 0.04290038391837936, 0.041304259634888436, 0.03976267748478701, 0.038221095334685595, 0.036679513184584164, 0.035137931034482754, 0.03359634888438133, 0.032054766734279906, 0.0305131845841785, 0.02897160243407708, 0.02743002028397566, 0.025888438133874248, 0.02434685598377282, 0.022805273833671404, 0.021263691683569976, 0.020037030057826286, 0.02, 0.02, 0.02, 0.02, 0.02, 0.02, 0.02, 0.02, 0.02, 0.0, 0.0], [0.0, 0.0, 0.0, 0.001996067786251817, 0.0019330628803245443, 0.001872210953346856, 0.001811359026369168, 0.001750507099391481, 0.0016896551724137933, 0.0016288032454361057, 0.0015679513184584176, 0.0015070993914807298, 0.0014462474645030427, 0.001385395537525355, 0.0013245436105476676, 0.0012636916835699796, 0.0012028397565922919, 0.0011419878296146041, 0.0010811359026369164, 0.001020283975659229, 0.0009594320486815414, 0.0008985801217038539, 0.0008377281947261663, 0.0007768762677484787, 0.0007160243407707911, 0.0006551724137931035, 0.000594320486815416, 0.0005380493880995532, 0.0, 0.0], [0.0, 0.0, 0.0, 0.001996067786251817, 0.0019330628803245443, 0.001872210953346856, 0.001811359026369168, 0.001750507099391481, 0.0016896551724137933, 0.0016288032454361057, 0.0015679513184584176, 0.0015070993914807298, 0.0014462474645030427, 0.001385395537525355, 0.0013245436105476676, 0.0012636916835699796, 0.0012028397565922919, 0.0011419878296146041, 0.0010811359026369164, 0.001020283975659229, 0.0009594320486815414, 0.0008985801217038539, 0.0008377281947261663, 0.0007768762677484787, 0.0007160243407707911, 0.0006551724137931035, 0.000594320486815416, 0.0005380493880995532, 0.0, 0.0], [0.0, 0.0, 0.0, 0.04290038391837936, 0.041304259634888436, 0.03976267748478701, 0.038221095334685595, 0.036679513184584164, 0.035137931034482754, 0.03359634888438133, 0.032054766734279906, 0.0305131845841785, 0.02897160243407708, 0.02743002028397566, 0.025888438133874248, 0.02434685598377282, 0.022805273833671404, 0.021263691683569976, 0.020037030057826286, 0.02, 0.02, 0.02, 0.02, 0.02, 0.02, 0.02, 0.02, 0.02, 0.0, 0.0], [0.0, 0.0, 0.0, 0.001996067786251817, 0.0019330628803245443, 0.001872210953346856, 0.001811359026369168, 0.001750507099391481, 0.0016896551724137933, 0.0016288032454361057, 0.0015679513184584176, 0.0015070993914807298, 0.0014462474645030427, 0.001385395537525355, 0.0013245436105476676, 0.0012636916835699796, 0.0012028397565922919, 0.0011419878296146041, 0.0010811359026369164, 0.001020283975659229, 0.0009594320486815414, 0.0008985801217038539, 0.0008377281947261663, 0.0007768762677484787, 0.0007160243407707911, 0.0006551724137931035, 0.000594320486815416, 0.0005380493880995532, 0.0, 0.0]] | 2D array of the thickness of the layers of the blade structure. The first dimension represents each layer, the second dimension represents each entry along blade span.
rotorse.re.precomp.layer_start_nd | intermediate |  | [[0.0, 0.0, 0.0, 0.0, 0.0, 0.0, 0.0, 0.0, 0.0, 0.0, 0.0, 0.0, 0.0, 0.0, 0.0, 0.0, 0.0, 0.0, 0.0, 0.0, 0.0, 0.0, 0.0, 0.0, 0.0, 0.0, 0.0, 0.0, 0.0, 0.0], [0.0, 0.0, 0.0, 0.0, 0.0, 0.0, 0.0, 0.0, 0.005258518184427406, 0.01, 0.01, 0.01, 0.01, 0.01, 0.01, 0.01, 0.01, 0.01, 0.01, 0.01, 0.01, 0.01, 0.01, 0.01, 0.01, 0.01, 0.01, 0.01, 0.01, 0.01], [0.1777357006824315, 0.18508857276017085, 0.1911627568939783, 0.2042136092430108, 0.22449665782749223, 0.24383779934507793, 0.25954850975900995, 0.269593854223245, 0.27746199738582744, 0.2798927805621619, 0.28118726652064496, 0.2839427017654521, 0.2860913774021875, 0.28703042994667916, 0.28865601417073466, 0.2889427886331768, 0.2874377841304047, 0.2858209596736184, 0.28346624709076323, 0.28032219642946077, 0.2761794278480238, 0.2711343400638286, 0.26544176263789776, 0.2591651485651819, 0.2518012014763089, 0.2425829006292552, 0.2316341570527743, 0.2208306786347319, 0.22452602487654297, 0.16803069192449513], [0.6805327152478927, 0.673738268795255, 0.6715846071181628, 0.6690723171099197, 0.6621925541877121, 0.6540133403583054, 0.6475739595062411, 0.642309085478495, 0.6347764529875712, 0.6326131212445995, 0.6299566535418697, 0.6247403726786691, 0.6204347863924999, 0.6170248951113627, 0.6114945625235568, 0.6074520403494307, 0.6049299683474407, 0.6016700908160953, 0.5989690079132762, 0.596714477468906, 0.5943989872797952, 0.592347841526498, 0.5908828819896095, 0.5897268524898993, 0.5880549855658681, 0.5858620282365493, 0.583070442756191, 0.5813201248911624, 0.5957097401135727, 0.5518647133031441], [0.49999933459621543, 0.4999654282594862, 0.4996807414257139, 0.4707905072401282, 0.46901745855144245, 0.46913965770563515, 0.4696596949835222, 0.46895338617033006, 0.46769405695820976, 0.46668924001432965, 0.4650259263758558, 0.46304361501328667, 0.46156076389714773, 0.4598989618089354, 0.4572111692189029, 0.45463713174209536, 0.45228249708666446, 0.4494808409622838, 0.44640861434842083, 0.4432668768460395, 0.43972036513710244, 0.4365866679693331, 0.4356549553595269, 0.43591142395648763, 0.49683998400205737, 0.49683998400205737, 0.4968399840020573, 0.4968399840020569, 0.49683998400205726, 0.4968399840020574], [0.0, 0.0, 0.0, 0.0, 0.0, 0.0, 0.0, 0.0, 0.0, 0.0, 0.0, 0.0, 0.0, 0.0, 0.0, 0.0, 0.0, 0.0, 0.0, 0.0, 0.0, 0.0, 0.0, 0.0, 0.0, 0.0, 0.0, 0.0, 0.0, 0.0], [1.0, 1.0, 1.0, 0.9469352185381998, 0.9444473503509982, 0.943660320786688, 0.9426952208213969, 0.9412351787661493, 0.9382979084294123, 0.9354708736836025, 0.9321150472121305, 0.9283564705022695, 0.925066659701337, 0.9218055424142301, 0.9177272016367463, 0.9136856588246065, 0.9097745489042479, 0.9054304262558607, 0.9009003255817178, 0.8960725980239125, 0.890640423911735, 0.8846906815219086, 0.8783616345182487, 0.8715066131866114, 1.0, 1.0, 1.0, 1.0, 1.0, 1.0], [0.0, 0.0, 0.0, 0.0530647814618002, 0.05555264964900174, 0.056339679213311976, 0.057304779178603084, 0.058764821233850684, 0.061702091570587675, 0.06452912631639748, 0.06788495278786949, 0.07164352949773045, 0.0749333402986631, 0.07819445758576997, 0.08227279836325377, 0.08631434117539354, 0.09022545109575213, 0.09456957374413934, 0.09909967441828217, 0.10392740197608753, 0.10935957608826494, 0.11530931847809148, 0.12163836548175132, 0.12849338681338862, 0.0, 0.0, 0.0, 0.0, 0.0, 0.0], [0.23283078562840132, 0.2405569649965719, 0.25054152363824395, 0.26789134699717104, 0.2911598374062943, 0.3114454144010523, 0.32831424477333365, 0.3401116397038658, 0.3515045072705326, 0.3573277321418388, 0.3626492098660883, 0.3699149371627286, 0.37601138576058324, 0.3808637790496031, 0.38738337220663915, 0.392519998043649, 0.39570832544530726, 0.3993044481665856, 0.4023858563927018, 0.40503507880076584, 0.40741091915394173, 0.4095055222375384, 0.4114078012159993, 0.41335721274124826, 0.4155385860150802, 0.41778842438103164, 0.42045495186279297, 0.4219140755558114, 0.4070088525071738, 0.4501015903667087], [0.49999933459621543, 0.4999654282594862, 0.4996807414257139, 0.5273929407993818, 0.5282736181770443, 0.5292353155331679, 0.5307847927740322, 0.5316358621531041, 0.53350962130017, 0.5355203080851536, 0.5374365426829166, 0.5394633798108658, 0.5414896602157218, 0.5433063832337567, 0.5449688208063737, 0.5467057623291818, 0.5485229782554667, 0.5503550529560325, 0.5521149337279219, 0.5541183462531163, 0.5562080391636055, 0.5579313651007602, 0.5580930269559978, 0.5577685440476263, 0.49683998400205737, 0.49683998400205737, 0.4968399840020573, 0.4968399840020569, 0.49683998400205726, 0.4968399840020574], [0.7356278001938624, 0.729206661031656, 0.7309633738624284, 0.7327500548640798, 0.728855733766514, 0.7216209554142797, 0.7163396945205649, 0.7128268709591159, 0.7088189628722765, 0.7100480728242765, 0.711418596887313, 0.7107126080759456, 0.7103547947508957, 0.7108582442142867, 0.7102219205594613, 0.711029249759903, 0.7132005096623433, 0.7151535793090625, 0.7178886172152149, 0.7214273598402111, 0.7256304785857133, 0.7307190237002077, 0.7368489205677111, 0.7439189166659657, 0.7517923701046394, 0.7610675519883258, 0.7718912375662097, 0.7824035218122418, 0.7781925677442034, 0.8339356117453577], [0.0, 0.0, 0.0, 0.0, 0.0, 0.0, 0.004146131452704074, 0.07368567796957642, 0.08, 0.08, 0.08, 0.08, 0.08, 0.08, 0.08, 0.08, 0.08, 0.08, 0.08, 0.08, 0.08, 0.08, 0.08, 0.08, 0.08, 0.08, 0.08, 0.08, 0.08, 0.08], [0.0, 0.0, 0.0, 0.0, 0.0, 0.0, 0.0, 0.0, 0.0, 0.0, 0.0, 0.0, 0.0, 0.0, 0.0, 0.0, 0.0, 0.0, 0.0, 0.0, 0.0, 0.0, 0.0, 0.0, 0.0, 0.0, 0.0, 0.0, 0.0, 0.0], [0.0, 0.0, 0.0, 0.0, 0.0, 0.0, 0.0, 0.0, 0.0, 0.0, 0.0, 0.0, 0.0, 0.0, 0.0, 0.0, 0.0, 0.0, 0.0, 0.0, 0.0, 0.0, 0.0, 0.0, 0.0, 0.0, 0.0, 0.0, 0.0, 0.0], [0.0, 0.0, 0.0, 0.0, 0.0, 0.0, 0.0, 0.0, 0.0, 0.0, 0.0, 0.0, 0.0, 0.0, 0.0, 0.0, 0.0, 0.0, 0.0, 0.0, 0.0, 0.0, 0.0, 0.0, 0.0, 0.0, 0.0, 0.0, 0.0, 0.0], [0.0, 0.0, 0.0, 0.0, 0.0, 0.0, 0.0, 0.0, 0.0, 0.0, 0.0, 0.0, 0.0, 0.0, 0.0, 0.0, 0.0, 0.0, 0.0, 0.0, 0.0, 0.0, 0.0, 0.0, 0.0, 0.0, 0.0, 0.0, 0.0, 0.0], [0.0, 0.0, 0.0, 0.0, 0.0, 0.0, 0.0, 0.0, 0.0, 0.0, 0.0, 0.0, 0.0, 0.0, 0.0, 0.0, 0.0, 0.0, 0.0, 0.0, 0.0, 0.0, 0.0, 0.0, 0.0, 0.0, 0.0, 0.0, 0.0, 0.0], [0.0, 0.0, 0.0, 0.0, 0.0, 0.0, 0.0, 0.0, 0.0, 0.0, 0.0, 0.0, 0.0, 0.0, 0.0, 0.0, 0.0, 0.0, 0.0, 0.0, 0.0, 0.0, 0.0, 0.0, 0.0, 0.0, 0.0, 0.0, 0.0, 0.0]] | 2D array of the non-dimensional start point defined along the outer profile of a layer. The TE suction side is 0, the TE pressure side is 1. The first dimension represents each layer, the second dimension represents each entry along blade span.
rotorse.re.precomp.layer_end_nd | intermediate |  | [[1.0, 1.0, 1.0, 1.0, 1.0, 1.0, 1.0, 1.0, 1.0, 1.0, 1.0, 1.0, 1.0, 1.0, 1.0, 1.0, 1.0, 1.0, 1.0, 1.0, 1.0, 1.0, 1.0, 1.0, 1.0, 1.0, 1.0, 1.0, 1.0, 1.0], [1.0, 1.0, 1.0, 1.0, 1.0, 1.0, 1.0, 1.0, 0.9947414818155725, 0.99, 0.99, 0.99, 0.99, 0.99, 0.99, 0.99, 0.99, 0.99, 0.99, 0.99, 0.99, 0.99, 0.99, 0.99, 0.99, 0.99, 0.99, 0.99, 0.99, 0.99], [0.23283078562840132, 0.2405569649965719, 0.25054152363824395, 0.26789134699717104, 0.2911598374062943, 0.3114454144010523, 0.32831424477333365, 0.3401116397038658, 0.3515045072705326, 0.3573277321418388, 0.3626492098660883, 0.3699149371627286, 0.37601138576058324, 0.3808637790496031, 0.38738337220663915, 0.392519998043649, 0.39570832544530726, 0.3993044481665856, 0.4023858563927018, 0.40503507880076584, 0.40741091915394173, 0.4095055222375384, 0.4114078012159993, 0.41335721274124826, 0.4155385860150802, 0.41778842438103164, 0.42045495186279297, 0.4219140755558114, 0.4070088525071738, 0.4501015903667087], [0.7356278001938624, 0.729206661031656, 0.7309633738624284, 0.7327500548640798, 0.728855733766514, 0.7216209554142797, 0.7163396945205649, 0.7128268709591159, 0.7088189628722765, 0.7100480728242765, 0.711418596887313, 0.7107126080759456, 0.7103547947508957, 0.7108582442142867, 0.7102219205594613, 0.711029249759903, 0.7132005096623433, 0.7151535793090625, 0.7178886172152149, 0.7214273598402111, 0.7256304785857133, 0.7307190237002077, 0.7368489205677111, 0.7439189166659657, 0.7517923701046394, 0.7610675519883258, 0.7718912375662097, 0.7824035218122418, 0.7781925677442034, 0.8339356117453577], [0.49999933459621543, 0.4999654282594862, 0.4996807414257139, 0.5273929407993818, 0.5282736181770443, 0.5292353155331679, 0.5307847927740322, 0.5316358621531041, 0.53350962130017, 0.5355203080851536, 0.5374365426829166, 0.5394633798108658, 0.5414896602157218, 0.5433063832337567, 0.5449688208063737, 0.5467057623291818, 0.5485229782554667, 0.5503550529560325, 0.5521149337279219, 0.5541183462531163, 0.5562080391636055, 0.5579313651007602, 0.5580930269559978, 0.5577685440476263, 0.49683998400205737, 0.49683998400205737, 0.4968399840020573, 0.4968399840020569, 0.49683998400205726, 0.4968399840020574], [0.0, 0.0, 0.0, 0.0530647814618002, 0.05555264964900174, 0.056339679213311976, 0.057304779178603084, 0.058764821233850684, 0.061702091570587675, 0.06452912631639748, 0.06788495278786949, 0.07164352949773045, 0.0749333402986631, 0.07819445758576997, 0.08227279836325377, 0.08631434117539354, 0.09022545109575213, 0.09456957374413934, 0.09909967441828217, 0.10392740197608753, 0.10935957608826494, 0.11530931847809148, 0.12163836548175132, 0.12849338681338862, 0.0, 0.0, 0.0, 0.0, 0.0, 0.0], [1.0, 1.0, 1.0, 1.0, 1.0, 1.0, 1.0, 1.0, 1.0, 1.0, 1.0, 1.0, 1.0, 1.0, 1.0, 1.0, 1.0, 1.0, 1.0, 1.0, 1.0, 1.0, 1.0, 1.0, 1.0, 1.0, 1.0, 1.0, 1.0, 1.0], [0.1777357006824315, 0.18508857276017085, 0.1911627568939783, 0.2042136092430108, 0.22449665782749223, 0.24383779934507793, 0.25954850975900995, 0.269593854223245, 0.27746199738582744, 0.2798927805621619, 0.28118726652064496, 0.2839427017654521, 0.2860913774021875, 0.28703042994667916, 0.28865601417073466, 0.2889427886331768, 0.2874377841304047, 0.2858209596736184, 0.28346624709076323, 0.28032219642946077, 0.2761794278480238, 0.2711343400638286, 0.26544176263789776, 0.2591651485651819, 0.2518012014763089, 0.2425829006292552, 0.2316341570527743, 0.2208306786347319, 0.22452602487654297, 0.16803069192449513], [0.49999933459621543, 0.4999654282594862, 0.4996807414257139, 0.4707905072401282, 0.46901745855144245, 0.46913965770563515, 0.4696596949835222, 0.46895338617033006, 0.46769405695820976, 0.46668924001432965, 0.4650259263758558, 0.46304361501328667, 0.46156076389714773, 0.4598989618089354, 0.4572111692189029, 0.45463713174209536, 0.45228249708666446, 0.4494808409622838, 0.44640861434842083, 0.4432668768460395, 0.43972036513710244, 0.4365866679693331, 0.4356549553595269, 0.43591142395648763, 0.49683998400205737, 0.49683998400205737, 0.4968399840020573, 0.4968399840020569, 0.49683998400205726, 0.4968399840020574], [0.6805327152478927, 0.673738268795255, 0.6715846071181628, 0.6690723171099197, 0.6621925541877121, 0.6540133403583054, 0.6475739595062411, 0.642309085478495, 0.6347764529875712, 0.6326131212445995, 0.6299566535418697, 0.6247403726786691, 0.6204347863924999, 0.6170248951113627, 0.6114945625235568, 0.6074520403494307, 0.6049299683474407, 0.6016700908160953, 0.5989690079132762, 0.596714477468906, 0.5943989872797952, 0.592347841526498, 0.5908828819896095, 0.5897268524898993, 0.5880549855658681, 0.5858620282365493, 0.583070442756191, 0.5813201248911624, 0.5957097401135727, 0.5518647133031441], [1.0, 1.0, 1.0, 0.9469352185381998, 0.9444473503509982, 0.943660320786688, 0.9426952208213969, 0.9412351787661493, 0.9382979084294123, 0.9354708736836025, 0.9321150472121305, 0.9283564705022695, 0.925066659701337, 0.9218055424142301, 0.9177272016367463, 0.9136856588246065, 0.9097745489042479, 0.9054304262558607, 0.9009003255817178, 0.8960725980239125, 0.890640423911735, 0.8846906815219086, 0.8783616345182487, 0.8715066131866114, 1.0, 1.0, 1.0, 1.0, 1.0, 1.0], [1.0, 1.0, 1.0, 1.0, 1.0, 1.0, 0.995853868547296, 0.9263143220304236, 0.92, 0.92, 0.92, 0.92, 0.92, 0.92, 0.92, 0.92, 0.92, 0.92, 0.92, 0.92, 0.92, 0.92, 0.92, 0.92, 0.92, 0.92, 0.92, 0.92, 0.92, 0.92], [0.0, 0.0, 0.0, 0.0, 0.0, 0.0, 0.0, 0.0, 0.0, 0.0, 0.0, 0.0, 0.0, 0.0, 0.0, 0.0, 0.0, 0.0, 0.0, 0.0, 0.0, 0.0, 0.0, 0.0, 0.0, 0.0, 0.0, 0.0, 0.0, 0.0], [0.0, 0.0, 0.0, 0.0, 0.0, 0.0, 0.0, 0.0, 0.0, 0.0, 0.0, 0.0, 0.0, 0.0, 0.0, 0.0, 0.0, 0.0, 0.0, 0.0, 0.0, 0.0, 0.0, 0.0, 0.0, 0.0, 0.0, 0.0, 0.0, 0.0], [0.0, 0.0, 0.0, 0.0, 0.0, 0.0, 0.0, 0.0, 0.0, 0.0, 0.0, 0.0, 0.0, 0.0, 0.0, 0.0, 0.0, 0.0, 0.0, 0.0, 0.0, 0.0, 0.0, 0.0, 0.0, 0.0, 0.0, 0.0, 0.0, 0.0], [0.0, 0.0, 0.0, 0.0, 0.0, 0.0, 0.0, 0.0, 0.0, 0.0, 0.0, 0.0, 0.0, 0.0, 0.0, 0.0, 0.0, 0.0, 0.0, 0.0, 0.0, 0.0, 0.0, 0.0, 0.0, 0.0, 0.0, 0.0, 0.0, 0.0], [0.0, 0.0, 0.0, 0.0, 0.0, 0.0, 0.0, 0.0, 0.0, 0.0, 0.0, 0.0, 0.0, 0.0, 0.0, 0.0, 0.0, 0.0, 0.0, 0.0, 0.0, 0.0, 0.0, 0.0, 0.0, 0.0, 0.0, 0.0, 0.0, 0.0], [0.0, 0.0, 0.0, 0.0, 0.0, 0.0, 0.0, 0.0, 0.0, 0.0, 0.0, 0.0, 0.0, 0.0, 0.0, 0.0, 0.0, 0.0, 0.0, 0.0, 0.0, 0.0, 0.0, 0.0, 0.0, 0.0, 0.0, 0.0, 0.0, 0.0]] | 2D array of the non-dimensional end point defined along the outer profile of a layer. The TE suction side is 0, the TE pressure side is 1. The first dimension represents each layer, the second dimension represents each entry along blade span.
rotorse.total_bc.inner_blade_cost | intermediate | USD | 759850.1914 | Total cost (variable and fixed) for the blade inner portion.
towerse.member.gc.d | intermediate | m | [10.0, 10.0, 9.926, 9.443, 8.833, 8.151, 7.39, 6.909, 6.748, 6.572, 6.5]
towerse.member.gc.t | intermediate | m | [0.039496, 0.036456, 0.033779, 0.032192, 0.030708, 0.029101000000000002, 0.027213, 0.024009, 0.020825999999999997, 0.023998]
towerse.member.s | output |  | [0.0, 0.10047454902385111, 0.20094909804770222, 0.30142364707155334, 0.40189819609540445, 0.5023727451192556, 0.6028472941431067, 0.7033218431669578, 0.8037963921908089, 0.90427094121466, 1.0]
towerse.member.height | output | m | 129.386
towerse.tower_outer_diameter | output | m | [10.0, 10.0, 9.926, 9.443, 8.833, 8.151, 7.39, 6.909, 6.748, 6.572, 6.5]
towerse.tower_wall_thickness | output | m | [0.039496, 0.036456, 0.033779, 0.032192, 0.030708, 0.029101000000000002, 0.027213, 0.024009, 0.020825999999999997, 0.023998]
towerse.member.E | output | Pa | [200000000000.0, 200000000000.0, 200000000000.0, 200000000000.0, 200000000000.0, 200000000000.0, 200000000000.0, 200000000000.0, 200000000000.0, 200000000000.0]
towerse.member.G | output | Pa | [79300000000.0, 79300000000.0, 79300000000.0, 79300000000.0, 79300000000.0, 79300000000.0, 79300000000.0, 79300000000.0, 79300000000.0, 79300000000.0]
towerse.member.sigma_y | output | Pa | [345000000.0, 345000000.0, 345000000.0, 345000000.0, 345000000.0, 345000000.0, 345000000.0, 345000000.0, 345000000.0, 345000000.0]
towerse.member.rho | output | kg/m**3 | [7800.0, 7800.0, 7799.999999999999, 7800.0, 7800.0, 7800.0, 7800.0, 7800.0, 7800.0, 7800.0]
towerse.member.unit_cost | output | USD/kg | [0.7, 0.7, 0.7, 0.7, 0.7, 0.7, 0.7, 0.7, 0.7, 0.7000000000000001]
towerse.member.outfitting_factor | output |  | [1.07, 1.07, 1.07, 1.07, 1.07, 1.07, 1.07, 1.07, 1.07, 1.07]
towerse.tower_s | intermediate |  | [0.0, 0.10047454902385111, 0.20094909804770222, 0.30142364707155334, 0.40189819609540445, 0.5023727451192556, 0.6028472941431067, 0.7033218431669578, 0.8037963921908089, 0.90427094121466, 1.0]
towerse.outfitting_full | output |  | [1.07, 1.07, 1.07, 1.07, 1.07, 1.07, 1.07, 1.07, 1.07, 1.07, 1.07, 1.07, 1.07, 1.07, 1.07, 1.07, 1.07, 1.07, 1.07, 1.07, 1.07, 1.07, 1.07, 1.07, 1.07, 1.07, 1.07, 1.07, 1.07, 1.07]
towerse.member.unit_cost_full | output | USD/kg | [0.7, 0.7, 0.7, 0.7, 0.7, 0.7, 0.7, 0.7, 0.7, 0.7, 0.7, 0.7, 0.7, 0.7, 0.7, 0.7, 0.7, 0.7, 0.7, 0.7, 0.7, 0.7, 0.7, 0.7, 0.7, 0.7, 0.7, 0.7000000000000001, 0.7000000000000001, 0.7000000000000001]
towerse.hub_height | intermediate | m | 150
towerse.foundation_height | intermediate | m | 15
af_3d.cl | intermediate |  | [[[[0.00010000000000000005], [0.00010000000000000005], [0.00010000000000000005]], [[9.999999999998899e-05], [9.999999999998899e-05], [9.999999999998899e-05]], [[9.999999999998899e-05], [9.999999999998899e-05], [9.999999999998899e-05]], [[9.999999999998899e-05], [9.999999999998899e-05], [9.999999999998899e-05]], [[9.999999999998899e-05], [9.999999999998899e-05], [9.999999999998899e-05]], [[9.999999999998899e-05], [9.999999999998899e-05], [9.999999999998899e-05]], [[9.999999999998899e-05], [9.999999999998899e-05], [9.999999999998899e-05]], [[9.999999999998899e-05], [9.999999999998899e-05], [9.999999999998899e-05]], [[9.999999999998899e-05], [9.999999999998899e-05], [9.999999999998899e-05]], [[9.999999999998899e-05], [9.999999999998899e-05], [9.999999999998899e-05]], [[0.00010000000000010001], [0.00010000000000010001], [0.00010000000000010001]], [[9.999999999998899e-05], [9.999999999998899e-05], [9.999999999998899e-05]], [[9.999999999998899e-05], [9.999999999998899e-05], [9.999999999998899e-05]], [[9.999999999998899e-05], [9.999999999998899e-05], [9.999999999998899e-05]], [[9.999999999998899e-05], [9.999999999998899e-05], [9.999999999998899e-05]], [[9.999999999998899e-05], [9.999999999998899e-05], [9.999999999998899e-05]], [[9.999999999998899e-05], [9.999999999998899e-05], [9.999999999998899e-05]], [[9.999999999998899e-05], [9.999999999998899e-05], [9.999999999998899e-05]], [[9.999999999998899e-05], [9.999999999998899e-05], [9.999999999998899e-05]], [[9.999999999998899e-05], [9.999999999998899e-05], [9.999999999998899e-05]], [[9.999999999998899e-05], [9.999999999998899e-05], [9.999999999998899e-05]], [[9.999999999998899e-05], [9.999999999998899e-05], [9.999999999998899e-05]], [[9.999999999998899e-05], [9.999999999998899e-05], [9.999999999998899e-05]], [[9.999999999998899e-05], [9.999999999998899e-05], [9.999999999998899e-05]], [[9.999999999998899e-05], [9.999999999998899e-05], [9.999999999998899e-05]], [[9.999999999998899e-05], [9.999999999998899e-05], [9.999999999998899e-05]], [[9.999999999998899e-05], [9.999999999998899e-05], [9.999999999998899e-05]], [[9.999999999998899e-05], [9.999999999998899e-05], [9.999999999998899e-05]], [[0.00010000000000000286], [0.00010000000000000286], [0.00010000000000000286]], [[0.00010000000000000286], [0.00010000000000000286], [0.00010000000000000286]], [[0.0001], [0.0001], [0.0001]], [[0.00010000000000000286], [0.00010000000000000286], [0.00010000000000000286]], [[0.00010000000000000286], [0.00010000000000000286], [0.00010000000000000286]], [[9.999999999998899e-05], [9.999999999998899e-05], [9.999999999998899e-05]], [[9.999999999998899e-05], [9.999999999998899e-05], [9.999999999998899e-05]], [[9.999999999998899e-05], [9.999999999998899e-05], [9.999999999998899e-05]], [[9.999999999998899e-05], [9.999999999998899e-05], [9.999999999998899e-05]], [[9.999999999998899e-05], [9.999999999998899e-05], [9.999999999998899e-05]], [[9.999999999998899e-05], [9.999999999998899e-05], [9.999999999998899e-05]], [[0.00010000000000001674], [0.00010000000000001674], [0.00010000000000001674]], [[9.999999999998899e-05], [9.999999999998899e-05], [9.999999999998899e-05]], [[9.999999999998899e-05], [9.999999999998899e-05], [9.999999999998899e-05]], [[9.999999999998899e-05], [9.999999999998899e-05], [9.999999999998899e-05]], [[9.999999999998899e-05], [9.999999999998899e-05], [9.999999999998899e-05]], [[9.999999999998899e-05], [9.999999999998899e-05], [9.999999999998899e-05]], [[9.999999999998899e-05], [9.999999999998899e-05], [9.999999999998899e-05]], [[9.999999999998899e-05], [9.999999999998899e-05], [9.999999999998899e-05]], [[9.999999999998899e-05], [9.999999999998899e-05], [9.999999999998899e-05]], [[9.999999999998899e-05], [9.999999999998899e-05], [9.999999999998899e-05]], [[9.999999999998899e-05], [9.999999999998899e-05], [9.999999999998899e-05]], [[9.999999999998899e-05], [9.999999999998899e-05], [9.999999999998899e-05]], [[9.999999999998899e-05], [9.999999999998899e-05], [9.999999999998899e-05]], [[9.999999999998899e-05], [9.999999999998899e-05], [9.999999999998899e-05]], [[9.999999999998899e-05], [9.999999999998899e-05], [9.999999999998899e-05]], [[9.999999999998899e-05], [9.999999999998899e-05], [9.999999999998899e-05]], [[9.999999999998899e-05], [9.999999999998899e-05], [9.999999999998899e-05]], [[9.999999999998899e-05], [9.999999999998899e-05], [9.999999999998899e-05]], [[9.999999999998899e-05], [9.999999999998899e-05], [9.999999999998899e-05]], [[9.999999999998899e-05], [9.999999999998899e-05], [9.999999999998899e-05]], [[9.999999999998899e-05], [9.999999999998899e-05], [9.999999999998899e-05]], [[9.999999999998899e-05], [9.999999999998899e-05], [9.999999999998899e-05]], [[9.999999999998899e-05], [9.999999999998899e-05], [9.999999999998899e-05]], [[9.999999999998899e-05], [9.999999999998899e-05], [9.999999999998899e-05]], [[9.999999999998899e-05], [9.999999999998899e-05], [9.999999999998899e-05]], [[9.999999999998899e-05], [9.999999999998899e-05], [9.999999999998899e-05]], [[9.999999999998899e-05], [9.999999999998899e-05], [9.999999999998899e-05]], [[9.999999999998899e-05], [9.999999999998899e-05], [9.999999999998899e-05]], [[9.999999999998899e-05], [9.999999999998899e-05], [9.999999999998899e-05]], [[9.999999999987796e-05], [9.999999999987796e-05], [9.999999999987796e-05]], [[9.999999999998899e-05], [9.999999999998899e-05], [9.999999999998899e-05]], [[0.00010000000000010001], [0.00010000000000010001], [0.00010000000000010001]], [[9.999999999998899e-05], [9.999999999998899e-05], [9.999999999998899e-05]], [[9.999999999987796e-05], [9.999999999987796e-05], [9.999999999987796e-05]], [[0.00010000000000010001], [0.00010000000000010001], [0.00010000000000010001]], [[9.999999999998899e-05], [9.999999999998899e-05], [9.999999999998899e-05]], [[9.999999999998899e-05], [9.999999999998899e-05], [9.999999999998899e-05]], [[9.999999999998899e-05], [9.999999999998899e-05], [9.999999999998899e-05]], [[9.999999999998899e-05], [9.999999999998899e-05], [9.999999999998899e-05]], [[9.999999999998899e-05], [9.999999999998899e-05], [9.999999999998899e-05]], [[9.999999999998899e-05], [9.999999999998899e-05], [9.999999999998899e-05]], [[9.999999999998899e-05], [9.999999999998899e-05], [9.999999999998899e-05]], [[9.999999999998899e-05], [9.999999999998899e-05], [9.999999999998899e-05]], [[9.999999999998899e-05], [9.999999999998899e-05], [9.999999999998899e-05]], [[9.999999999998899e-05], [9.999999999998899e-05], [9.999999999998899e-05]], [[9.999999999993348e-05], [9.999999999993348e-05], [9.999999999993348e-05]], [[9.999999999998899e-05], [9.999999999998899e-05], [9.999999999998899e-05]], [[9.999999999998899e-05], [9.999999999998899e-05], [9.999999999998899e-05]], [[9.999999999998899e-05], [9.999999999998899e-05], [9.999999999998899e-05]], [[9.999999999998899e-05], [9.999999999998899e-05], [9.999999999998899e-05]], [[9.999999999998899e-05], [9.999999999998899e-05], [9.999999999998899e-05]], [[9.999999999998899e-05], [9.999999999998899e-05], [9.999999999998899e-05]], [[9.999999999998899e-05], [9.999999999998899e-05], [9.999999999998899e-05]], [[0.00010000000000000286], [0.00010000000000000286], [0.00010000000000000286]], [[0.00010000000000000286], [0.00010000000000000286], [0.00010000000000000286]], [[9.99999999999994e-05], [9.99999999999994e-05], [9.99999999999994e-05]], [[0.00010000000000000286], [0.00010000000000000286], [0.00010000000000000286]], [[9.999999999998899e-05], [9.999999999998899e-05], [9.999999999998899e-05]], [[9.999999999998899e-05], [9.999999999998899e-05], [9.999999999998899e-05]], [[9.999999999996123e-05], [9.999999999996123e-05], [9.999999999996123e-05]], [[9.999999999998899e-05], [9.999999999998899e-05], [9.999999999998899e-05]], [[9.999999999998899e-05], [9.999999999998899e-05], [9.999999999998899e-05]], [[9.999999999998899e-05], [9.999999999998899e-05], [9.999999999998899e-05]], [[9.999999999998899e-05], [9.999999999998899e-05], [9.999999999998899e-05]], [[9.999999999998899e-05], [9.999999999998899e-05], [9.999999999998899e-05]], [[9.999999999998899e-05], [9.999999999998899e-05], [9.999999999998899e-05]], [[9.999999999998899e-05], [9.999999999998899e-05], [9.999999999998899e-05]], [[9.999999999998899e-05], [9.999999999998899e-05], [9.999999999998899e-05]], [[9.999999999998899e-05], [9.999999999998899e-05], [9.999999999998899e-05]], [[9.999999999998899e-05], [9.999999999998899e-05], [9.999999999998899e-05]], [[9.999999999998899e-05], [9.999999999998899e-05], [9.999999999998899e-05]], [[9.999999999998899e-05], [9.999999999998899e-05], [9.999999999998899e-05]], [[9.999999999998899e-05], [9.999999999998899e-05], [9.999999999998899e-05]], [[9.999999999998899e-05], [9.999999999998899e-05], [9.999999999998899e-05]], [[9.999999999998899e-05], [9.999999999998899e-05], [9.999999999998899e-05]], [[9.999999999998899e-05], [9.999999999998899e-05], [9.999999999998899e-05]], [[9.999999999998899e-05], [9.999999999998899e-05], [9.999999999998899e-05]], [[9.999999999998899e-05], [9.999999999998899e-05], [9.999999999998899e-05]], [[9.999999999998899e-05], [9.999999999998899e-05], [9.999999999998899e-05]], [[9.999999999998899e-05], [9.999999999998899e-05], [9.999999999998899e-05]], [[9.999999999998899e-05], [9.999999999998899e-05], [9.999999999998899e-05]], [[9.999999999998899e-05], [9.999999999998899e-05], [9.999999999998899e-05]], [[9.999999999998899e-05], [9.999999999998899e-05], [9.999999999998899e-05]], [[9.999999999998899e-05], [9.999999999998899e-05], [9.999999999998899e-05]], [[9.999999999987796e-05], [9.999999999987796e-05], [9.999999999987796e-05]], [[0.00010000000000021103], [0.00010000000000021103], [0.00010000000000021103]], [[9.999999999998899e-05], [9.999999999998899e-05], [9.999999999998899e-05]], [[9.999999999976694e-05], [9.999999999976694e-05], [9.999999999976694e-05]], [[9.999999999998899e-05], [9.999999999998899e-05], [9.999999999998899e-05]], [[9.999999999998899e-05], [9.999999999998899e-05], [9.999999999998899e-05]], [[9.999999999976694e-05], [9.999999999976694e-05], [9.999999999976694e-05]], [[9.999999999998899e-05], [9.999999999998899e-05], [9.999999999998899e-05]], [[9.999999999998899e-05], [9.999999999998899e-05], [9.999999999998899e-05]], [[9.999999999998899e-05], [9.999999999998899e-05], [9.999999999998899e-05]], [[9.999999999998899e-05], [9.999999999998899e-05], [9.999999999998899e-05]], [[9.999999999998899e-05], [9.999999999998899e-05], [9.999999999998899e-05]], [[9.999999999998899e-05], [9.999999999998899e-05], [9.999999999998899e-05]], [[9.999999999998899e-05], [9.999999999998899e-05], [9.999999999998899e-05]], [[9.999999999998899e-05], [9.999999999998899e-05], [9.999999999998899e-05]], [[9.999999999998899e-05], [9.999999999998899e-05], [9.999999999998899e-05]], [[9.999999999998899e-05], [9.999999999998899e-05], [9.999999999998899e-05]], [[9.999999999998899e-05], [9.999999999998899e-05], [9.999999999998899e-05]], [[9.999999999998899e-05], [9.999999999998899e-05], [9.999999999998899e-05]], [[9.999999999998899e-05], [9.999999999998899e-05], [9.999999999998899e-05]], [[9.999999999998899e-05], [9.999999999998899e-05], [9.999999999998899e-05]], [[9.999999999998899e-05], [9.999999999998899e-05], [9.999999999998899e-05]], [[9.999999999998899e-05], [9.999999999998899e-05], [9.999999999998899e-05]], [[9.999999999998899e-05], [9.999999999998899e-05], [9.999999999998899e-05]], [[9.999999999998899e-05], [9.999999999998899e-05], [9.999999999998899e-05]], [[9.999999999998899e-05], [9.999999999998899e-05], [9.999999999998899e-05]], [[9.999999999998899e-05], [9.999999999998899e-05], [9.999999999998899e-05]], [[9.999999999998899e-05], [9.999999999998899e-05], [9.999999999998899e-05]], [[9.999999999998899e-05], [9.999999999998899e-05], [9.999999999998899e-05]], [[9.999999999998899e-05], [9.999999999998899e-05], [9.999999999998899e-05]], [[9.999999999998899e-05], [9.999999999998899e-05], [9.999999999998899e-05]], [[9.999999999998899e-05], [9.999999999998899e-05], [9.999999999998899e-05]], [[9.999999999998899e-05], [9.999999999998899e-05], [9.999999999998899e-05]], [[9.999999999998899e-05], [9.999999999998899e-05], [9.999999999998899e-05]], [[9.999999999998899e-05], [9.999999999998899e-05], [9.999999999998899e-05]], [[9.999999999998899e-05], [9.999999999998899e-05], [9.999999999998899e-05]], [[9.999999999998899e-05], [9.999999999998899e-05], [9.999999999998899e-05]], [[9.999999999998899e-05], [9.999999999998899e-05], [9.999999999998899e-05]], [[9.999999999998899e-05], [9.999999999998899e-05], [9.999999999998899e-05]], [[9.999999999998899e-05], [9.999999999998899e-05], [9.999999999998899e-05]], [[9.999999999998899e-05], [9.999999999998899e-05], [9.999999999998899e-05]], [[9.999999999998899e-05], [9.999999999998899e-05], [9.999999999998899e-05]], [[9.999999999998899e-05], [9.999999999998899e-05], [9.999999999998899e-05]], [[9.999999999998899e-05], [9.999999999998899e-05], [9.999999999998899e-05]], [[9.999999999998899e-05], [9.999999999998899e-05], [9.999999999998899e-05]], [[0.00010000000000000286], [0.00010000000000000286], [0.00010000000000000286]], [[9.999999999999999e-05], [9.999999999999999e-05], [9.999999999999999e-05]], [[0.00010000000000000286], [0.00010000000000000286], [0.00010000000000000286]], [[0.00010000000000000286], [0.00010000000000000286], [0.00010000000000000286]], [[9.999999999998899e-05], [9.999999999998899e-05], [9.999999999998899e-05]], [[9.999999999998899e-05], [9.999999999998899e-05], [9.999999999998899e-05]], [[9.999999999998899e-05], [9.999999999998899e-05], [9.999999999998899e-05]], [[9.999999999998899e-05], [9.999999999998899e-05], [9.999999999998899e-05]], [[9.999999999998899e-05], [9.999999999998899e-05], [9.999999999998899e-05]], [[9.999999999998899e-05], [9.999999999998899e-05], [9.999999999998899e-05]], [[9.999999999998899e-05], [9.999999999998899e-05], [9.999999999998899e-05]], [[9.999999999998899e-05], [9.999999999998899e-05], [9.999999999998899e-05]], [[9.999999999998899e-05], [9.999999999998899e-05], [9.999999999998899e-05]], [[9.999999999998899e-05], [9.999999999998899e-05], [9.999999999998899e-05]], [[9.999999999998899e-05], [9.999999999998899e-05], [9.999999999998899e-05]], [[9.999999999998899e-05], [9.999999999998899e-05], [9.999999999998899e-05]], [[9.999999999998899e-05], [9.999999999998899e-05], [9.999999999998899e-05]], [[9.999999999998899e-05], [9.999999999998899e-05], [9.999999999998899e-05]], [[9.999999999998899e-05], [9.999999999998899e-05], [9.999999999998899e-05]], [[9.999999999998899e-05], [9.999999999998899e-05], [9.999999999998899e-05]], [[9.999999999998899e-05], [9.999999999998899e-05], [9.999999999998899e-05]], [[9.999999999998899e-05], [9.999999999998899e-05], [9.999999999998899e-05]], [[9.999999999998899e-05], [9.999999999998899e-05], [9.999999999998899e-05]], [[9.999999999998899e-05], [9.999999999998899e-05], [9.999999999998899e-05]], [[9.999999999998899e-05], [9.999999999998899e-05], [9.999999999998899e-05]], [[9.999999999998899e-05], [9.999999999998899e-05], [9.999999999998899e-05]], [[9.999999999998899e-05], [9.999999999998899e-05], [9.999999999998899e-05]], [[9.999999999998899e-05], [9.999999999998899e-05], [9.999999999998899e-05]], [[9.999999999998899e-05], [9.999999999998899e-05], [9.999999999998899e-05]], [[9.999999999998899e-05], [9.999999999998899e-05], [9.999999999998899e-05]], [[9.999999999998899e-05], [9.999999999998899e-05], [9.999999999998899e-05]], [[0.00010000000000000005], [0.00010000000000000005], [0.00010000000000000005]]], [[[9.834234237464428e-05], [9.834234237464428e-05], [9.834234237464428e-05]], [[0.009516056869731296], [0.009516056869731296], [0.009516056869731296]], [[0.019140830562687672], [0.019140830562687672], [0.019140830562687672]], [[0.02873113381811307], [0.02873113381811307], [0.02873113381811307]], [[0.039507651724561166], [0.039507651724561166], [0.039507651724561166]], [[0.05256333267011165], [0.05256333267011165], [0.05256333267011165]], [[0.062211652121294425], [0.062211652121294425], [0.062211652121294425]], [[0.06310663583566184], [0.06310663583566184], [0.06310663583566184]], [[0.06054550661180591], [0.06054550661180591], [0.06054550661180591]], [[0.056577856816662775], [0.056577856816662775], [0.056577856816662775]], [[0.05058761142254262], [0.05058761142254262], [0.05058761142254262]], [[0.042634795745255576], [0.042634795745255576], [0.042634795745255576]], [[0.039769091480817566], [0.039769091480817566], [0.039769091480817566]], [[0.0349419465467044], [0.0349419465467044], [0.0349419465467044]], [[0.0324253317805303], [0.0324253317805303], [0.0324253317805303]], [[0.030485953322198743], [0.030485953322198743], [0.030485953322198743]], [[0.028652625285763005], [0.028652625285763005], [0.028652625285763005]], [[0.026687884616393147], [0.026687884616393147], [0.026687884616393147]], [[0.024724838289638174], [0.024724838289638174], [0.024724838289638174]], [[0.022794509191562517], [0.022794509191562517], [0.022794509191562517]], [[0.02082700323657094], [0.02082700323657094], [0.02082700323657094]], [[0.018776916764681996], [0.018776916764681996], [0.018776916764681996]], [[0.01668603042835612], [0.01668603042835612], [0.01668603042835612]], [[0.014599181577354953], [0.014599181577354953], [0.014599181577354953]], [[0.012507658384824882], [0.012507658384824882], [0.012507658384824882]], [[0.010340408503859429], [0.010340408503859429], [0.010340408503859429]], [[0.008192210051365903], [0.008192210051365903], [0.008192210051365903]], [[0.006160842239206416], [0.006160842239206416], [0.006160842239206416]], [[0.00421430503595464], [0.00421430503595464], [0.00421430503595464]], [[0.0022212048283983088], [0.0022212048283983088], [0.0022212048283983088]], [[9.455927627781508e-05], [9.455927627781508e-05], [9.455927627781508e-05]], [[-0.0020318882262206424], [-0.0020318882262206424], [-0.0020318882262206424]], [[-0.004024538548045707], [-0.004024538548045707], [-0.004024538548045707]], [[-0.005970663744573697], [-0.005970663744573697], [-0.005970663744573697]], [[-0.008002056380760778], [-0.008002056380760778], [-0.008002056380760778]], [[-0.010150809157070732], [-0.010150809157070732], [-0.010150809157070732]], [[-0.012318134866917213], [-0.012318134866917213], [-0.012318134866917213]], [[-0.014408097119602283], [-0.014408097119602283], [-0.014408097119602283]], [[-0.01649072479930961], [-0.01649072479930961], [-0.01649072479930961]], [[-0.018577011306347903], [-0.018577011306347903], [-0.018577011306347903]], [[-0.020625039966393782], [-0.020625039966393782], [-0.020625039966393782]], [[-0.022594798023719418], [-0.022594798023719418], [-0.022594798023719418]], [[-0.024529684104834894], [-0.024529684104834894], [-0.024529684104834894]], [[-0.02649684264212178], [-0.02649684264212178], [-0.02649684264212178]], [[-0.028463140367622628], [-0.028463140367622628], [-0.028463140367622628]], [[-0.030296449665037688], [-0.030296449665037688], [-0.030296449665037688]], [[-0.03223526416786311], [-0.03223526416786311], [-0.03223526416786311]], [[-0.034645521186645545], [-0.034645521186645545], [-0.034645521186645545]], [[-0.03845312954489489], [-0.03845312954489489], [-0.03845312954489489]], [[-0.04177028071105874], [-0.04177028071105874], [-0.04177028071105874]], [[-0.04042840454142735], [-0.04042840454142735], [-0.04042840454142735]], [[-0.039618209854369105], [-0.039618209854369105], [-0.039618209854369105]], [[-0.03916993216077948], [-0.03916993216077948], [-0.03916993216077948]], [[-0.03927557435723288], [-0.03927557435723288], [-0.03927557435723288]], [[-0.04000823283626627], [-0.04000823283626627], [-0.04000823283626627]], [[-0.041077388998011256], [-0.041077388998011256], [-0.041077388998011256]], [[-0.042375362658809396], [-0.042375362658809396], [-0.042375362658809396]], [[-0.04381208435672059], [-0.04381208435672059], [-0.04381208435672059]], [[-0.04529696449944071], [-0.04529696449944071], [-0.04529696449944071]], [[-0.0467385777000051], [-0.0467385777000051], [-0.0467385777000051]], [[-0.048045462674628586], [-0.048045462674628586], [-0.048045462674628586]], [[-0.049263562309198455], [-0.049263562309198455], [-0.049263562309198455]], [[-0.05045693735214615], [-0.05045693735214615], [-0.05045693735214615]], [[-0.05160655707109815], [-0.05160655707109815], [-0.05160655707109815]], [[-0.052661855792130424], [-0.052661855792130424], [-0.052661855792130424]], [[-0.05366482608739451], [-0.05366482608739451], [-0.05366482608739451]], [[-0.05460730802724524], [-0.05460730802724524], [-0.05460730802724524]], [[-0.05485332665316826], [-0.05485332665316826], [-0.05485332665316826]], [[-0.052717498324294926], [-0.052717498324294926], [-0.052717498324294926]], [[-0.053685873598653414], [-0.053685873598653414], [-0.053685873598653414]], [[-0.05227241783397932], [-0.05227241783397932], [-0.05227241783397932]], [[-0.05226450386140585], [-0.05226450386140585], [-0.05226450386140585]], [[-0.05252801784201466], [-0.05252801784201466], [-0.05252801784201466]], [[-0.05070420363371056], [-0.05070420363371056], [-0.05070420363371056]], [[-0.05039176712704674], [-0.05039176712704674], [-0.05039176712704674]], [[-0.049579385420348204], [-0.049579385420348204], [-0.049579385420348204]], [[-0.04773167143806155], [-0.04773167143806155], [-0.04773167143806155]], [[-0.046103490197822866], [-0.046103490197822866], [-0.046103490197822866]], [[-0.045152249701433694], [-0.045152249701433694], [-0.045152249701433694]], [[-0.04246931264333323], [-0.04246931264333323], [-0.04246931264333323]], [[-0.04079654323750789], [-0.04079654323750789], [-0.04079654323750789]], [[-0.03808547879908798], [-0.03808547879908798], [-0.03808547879908798]], [[-0.03697483938910982], [-0.03697483938910982], [-0.03697483938910982]], [[-0.03628869917617619], [-0.03628869917617619], [-0.03628869917617619]], [[-0.032604042903435236], [-0.032604042903435236], [-0.032604042903435236]], [[-0.029197042642413285], [-0.029197042642413285], [-0.029197042642413285]], [[-0.024988033943934188], [-0.024988033943934188], [-0.024988033943934188]], [[-0.020416486734202016], [-0.020416486734202016], [-0.020416486734202016]], [[-0.01619472285432705], [-0.01619472285432705], [-0.01619472285432705]], [[-0.01203452658875591], [-0.01203452658875591], [-0.01203452658875591]], [[-0.008082112985573812], [-0.008082112985573812], [-0.008082112985573812]], [[-0.0036789227004006553], [-0.0036789227004006553], [-0.0036789227004006553]], [[-4.394509927936607e-05], [-4.394509927936607e-05], [-4.394509927936607e-05]], [[6.219120824203328e-05], [6.219120824203328e-05], [6.219120824203328e-05]], [[0.0025179724953656897], [0.0025179724953656897], [0.0025179724953656897]], [[0.008403394612910425], [0.008403394612910425], [0.008403394612910425]], [[0.010728513349172485], [0.010728513349172485], [0.010728513349172485]], [[0.012774033321640222], [0.012774033321640222], [0.012774033321640222]], [[0.014668957326261719], [0.014668957326261719], [0.014668957326261719]], [[0.016436455459306464], [0.016436455459306464], [0.016436455459306464]], [[0.018656328213716933], [0.018656328213716933], [0.018656328213716933]], [[0.021182966803070358], [0.021182966803070358], [0.021182966803070358]], [[0.02384719506682783], [0.02384719506682783], [0.02384719506682783]], [[0.02640365499714844], [0.02640365499714844], [0.02640365499714844]], [[0.029037258192282263], [0.029037258192282263], [0.029037258192282263]], [[0.03165133281879233], [0.03165133281879233], [0.03165133281879233]], [[0.03430721570012542], [0.03430721570012542], [0.03430721570012542]], [[0.03692433306300459], [0.03692433306300459], [0.03692433306300459]], [[0.03960851552364596], [0.03960851552364596], [0.03960851552364596]], [[0.04225179121156006], [0.04225179121156006], [0.04225179121156006]], [[0.044888223757175855], [0.044888223757175855], [0.044888223757175855]], [[0.047617034516165405], [0.047617034516165405], [0.047617034516165405]], [[0.050357726251126875], [0.050357726251126875], [0.050357726251126875]], [[0.052974982043636126], [0.052974982043636126], [0.052974982043636126]], [[0.05579359643371072], [0.05579359643371072], [0.05579359643371072]], [[0.05834098611043112], [0.05834098611043112], [0.05834098611043112]], [[0.060001182537505436], [0.060001182537505436], [0.060001182537505436]], [[0.06202985395614925], [0.06202985395614925], [0.06202985395614925]], [[0.06311971213158801], [0.06311971213158801], [0.06311971213158801]], [[0.0638701064216017], [0.0638701064216017], [0.0638701064216017]], [[0.06574697275824973], [0.06574697275824973], [0.06574697275824973]], [[0.06893576356390578], [0.06893576356390578], [0.06893576356390578]], [[0.07291677497999496], [0.07291677497999496], [0.07291677497999496]], [[0.07545631570581916], [0.07545631570581916], [0.07545631570581916]], [[0.07814690948554583], [0.07814690948554583], [0.07814690948554583]], [[0.0803039516212593], [0.0803039516212593], [0.0803039516212593]], [[0.08189019648038659], [0.08189019648038659], [0.08189019648038659]], [[0.08344181386067401], [0.08344181386067401], [0.08344181386067401]], [[0.08662110813595159], [0.08662110813595159], [0.08662110813595159]], [[0.08781029256770645], [0.08781029256770645], [0.08781029256770645]], [[0.0878701075827053], [0.0878701075827053], [0.0878701075827053]], [[0.08926361155205659], [0.08926361155205659], [0.08926361155205659]], [[0.0898077267141934], [0.0898077267141934], [0.0898077267141934]], [[0.0892490457593309], [0.0892490457593309], [0.0892490457593309]], [[0.08831006303166357], [0.08831006303166357], [0.08831006303166357]], [[0.08789209123160571], [0.08789209123160571], [0.08789209123160571]], [[0.08811892753274897], [0.08811892753274897], [0.08811892753274897]], [[0.08855615855266827], [0.08855615855266827], [0.08855615855266827]], [[0.08877058237228717], [0.08877058237228717], [0.08877058237228717]], [[0.08869166581316838], [0.08869166581316838], [0.08869166581316838]], [[0.08762840709649754], [0.08762840709649754], [0.08762840709649754]], [[0.08506209498594847], [0.08506209498594847], [0.08506209498594847]], [[0.08234157854928278], [0.08234157854928278], [0.08234157854928278]], [[0.07958393295764743], [0.07958393295764743], [0.07958393295764743]], [[0.07682604867875159], [0.07682604867875159], [0.07682604867875159]], [[0.074079425100753], [0.074079425100753], [0.074079425100753]], [[0.07128553418793959], [0.07128553418793959], [0.07128553418793959]], [[0.06842117282549887], [0.06842117282549887], [0.06842117282549887]], [[0.06540920273358869], [0.06540920273358869], [0.06540920273358869]], [[0.06325498432087093], [0.06325498432087093], [0.06325498432087093]], [[0.055050666046579204], [0.055050666046579204], [0.055050666046579204]], [[0.05297914670215606], [0.05297914670215606], [0.05297914670215606]], [[0.049046620269977685], [0.049046620269977685], [0.049046620269977685]], [[0.046179977717512394], [0.046179977717512394], [0.046179977717512394]], [[0.04358960249003929], [0.04358960249003929], [0.04358960249003929]], [[0.040877724200349436], [0.040877724200349436], [0.040877724200349436]], [[0.038117337328354886], [0.038117337328354886], [0.038117337328354886]], [[0.03534000213505033], [0.03534000213505033], [0.03534000213505033]], [[0.032551792700307954], [0.032551792700307954], [0.032551792700307954]], [[0.029717028481789778], [0.029717028481789778], [0.029717028481789778]], [[0.026788280528358143], [0.026788280528358143], [0.026788280528358143]], [[0.02380047777745361], [0.02380047777745361], [0.02380047777745361]], [[0.02081855229928263], [0.02081855229928263], [0.02081855229928263]], [[0.017830827249875503], [0.017830827249875503], [0.017830827249875503]], [[0.014735588807904543], [0.014735588807904543], [0.014735588807904543]], [[0.011667466663453543], [0.011667466663453543], [0.011667466663453543]], [[0.008720074343475662], [0.008720074343475662], [0.008720074343475662]], [[0.0055004174857328746], [0.0055004174857328746], [0.0055004174857328746]], [[0.0024692772464909056], [0.0024692772464909056], [0.0024692772464909056]], [[9.546774968755781e-05], [9.546774968755781e-05], [9.546774968755781e-05]], [[-0.0024978561920943106], [-0.0024978561920943106], [-0.0024978561920943106]], [[-0.004363880323297532], [-0.004363880323297532], [-0.004363880323297532]], [[-0.006002623662184823], [-0.006002623662184823], [-0.006002623662184823]], [[-0.008002470068382457], [-0.008002470068382457], [-0.008002470068382457]], [[-0.010151281438250224], [-0.010151281438250224], [-0.010151281438250224]], [[-0.01231855143390382], [-0.01231855143390382], [-0.01231855143390382]], [[-0.014408331110981816], [-0.014408331110981816], [-0.014408331110981816]], [[-0.01649053874526723], [-0.01649053874526723], [-0.01649053874526723]], [[-0.018576370172365395], [-0.018576370172365395], [-0.018576370172365395]], [[-0.020624201085170074], [-0.020624201085170074], [-0.020624201085170074]], [[-0.022594184299716154], [-0.022594184299716154], [-0.022594184299716154]], [[-0.024529508216364015], [-0.024529508216364015], [-0.024529508216364015]], [[-0.026497060400646692], [-0.026497060400646692], [-0.026497060400646692]], [[-0.028463497259686082], [-0.028463497259686082], [-0.028463497259686082]], [[-0.030296805690151595], [-0.030296805690151595], [-0.030296805690151595]], [[-0.032235586719087446], [-0.032235586719087446], [-0.032235586719087446]], [[-0.03475199707978209], [-0.03475199707978209], [-0.03475199707978209]], [[-0.039579147177931845], [-0.039579147177931845], [-0.039579147177931845]], [[-0.042444850920013516], [-0.042444850920013516], [-0.042444850920013516]], [[-0.05039767337960277], [-0.05039767337960277], [-0.05039767337960277]], [[-0.05638802152281927], [-0.05638802152281927], [-0.05638802152281927]], [[-0.060355897356893784], [-0.060355897356893784], [-0.060355897356893784]], [[-0.06291627600260685], [-0.06291627600260685], [-0.06291627600260685]], [[-0.06202077733579925], [-0.06202077733579925], [-0.06202077733579925]], [[-0.05236699223826852], [-0.05236699223826852], [-0.05236699223826852]], [[-0.039306874495867616], [-0.039306874495867616], [-0.039306874495867616]], [[-0.02852881210237765], [-0.02852881210237765], [-0.02852881210237765]], [[-0.018940374100152646], [-0.018940374100152646], [-0.018940374100152646]], [[-0.009319772201097518], [-0.009319772201097518], [-0.009319772201097518]], [[0.00010137616713385062], [0.00010137616713385062], [0.00010137616713385062]]], [[[-4.1832682913804366e-05], [-4.1832682913804366e-05], [-4.1832682913804366e-05]], [[0.07255987924888924], [0.07255987924888924], [0.07255987924888924]], [[0.14638247027957685], [0.14638247027957685], [0.14638247027957685]], [[0.2199963194553585], [0.2199963194553585], [0.2199963194553585]], [[0.3015464596600438], [0.3015464596600438], [0.3015464596600438]], [[0.3983431408845042], [0.3983431408845042], [0.3983431408845042]], [[0.47234575316771726], [0.47234575316771726], [0.47234575316771726]], [[0.48778633187429343], [0.48778633187429343], [0.48778633187429343]], [[0.48010757335052845], [0.48010757335052845], [0.48010757335052845]], [[0.4630179588563025], [0.4630179588563025], [0.4630179588563025]], [[0.43249573995511637], [0.43249573995511637], [0.43249573995511637]], [[0.36988213675374554], [0.36988213675374554], [0.36988213675374554]], [[0.3448757470398814], [0.3448757470398814], [0.3448757470398814]], [[0.30387970300841344], [0.30387970300841344], [0.30387970300841344]], [[0.282168451626308], [0.282168451626308], [0.282168451626308]], [[0.26523384902812075], [0.26523384902812075], [0.26523384902812075]], [[0.2491898886398053], [0.2491898886398053], [0.2491898886398053]], [[0.2320727076603715], [0.2320727076603715], [0.2320727076603715]], [[0.21496243768445836], [0.21496243768445836], [0.21496243768445836]], [[0.19810543125549354], [0.19810543125549354], [0.19810543125549354]], [[0.18092460736858482], [0.18092460736858482], [0.18092460736858482]], [[0.163047471708029], [0.163047471708029], [0.163047471708029]], [[0.1448173474682198], [0.1448173474682198], [0.1448173474682198]], [[0.1266033285303842], [0.1266033285303842], [0.1266033285303842]], [[0.10833966778142091], [0.10833966778142091], [0.10833966778142091]], [[0.08945131614248765], [0.08945131614248765], [0.08945131614248765]], [[0.07072093496004808], [0.07072093496004808], [0.07072093496004808]], [[0.052956482524065936], [0.052956482524065936], [0.052956482524065936]], [[0.03591509932015881], [0.03591509932015881], [0.03591509932015881]], [[0.0185301637520781], [0.0185301637520781], [0.0185301637520781]], [[5.3566301819914034e-05], [5.3566301819914034e-05], [5.3566301819914034e-05]], [[-0.01842244918896094], [-0.01842244918896094], [-0.01842244918896094]], [[-0.03580336848964136], [-0.03580336848964136], [-0.03580336848964136]], [[-0.05284119420390577], [-0.05284119420390577], [-0.05284119420390577]], [[-0.07060579934207466], [-0.07060579934207466], [-0.07060579934207466]], [[-0.08934072965991662], [-0.08934072965991662], [-0.08934072965991662]], [[-0.108 | 4D array with the lift coefficients of the airfoils. Dimension 0 is along the blade span for n_span stations, dimension 1 is along the angles of attack, dimension 2 is along the Reynolds number, dimension 3 is along the number of tabs, which may describe multiple sets at the same station, for example in presence of a flap.
af_3d.cd | intermediate |  | [[[[0.3499999999999999], [0.3499999999999999], [0.3499999999999999]], [[0.35], [0.35], [0.35]], [[0.35], [0.35], [0.35]], [[0.35], [0.35], [0.35]], [[0.35], [0.35], [0.35]], [[0.35], [0.35], [0.35]], [[0.35], [0.35], [0.35]], [[0.35], [0.35], [0.35]], [[0.35], [0.35], [0.35]], [[0.35], [0.35], [0.35]], [[0.35], [0.35], [0.35]], [[0.35], [0.35], [0.35]], [[0.35], [0.35], [0.35]], [[0.35], [0.35], [0.35]], [[0.35], [0.35], [0.35]], [[0.35], [0.35], [0.35]], [[0.35], [0.35], [0.35]], [[0.35], [0.35], [0.35]], [[0.35], [0.35], [0.35]], [[0.35], [0.35], [0.35]], [[0.3499999999999999], [0.3499999999999999], [0.3499999999999999]], [[0.35000000000000003], [0.35000000000000003], [0.35000000000000003]], [[0.35], [0.35], [0.35]], [[0.35], [0.35], [0.35]], [[0.35], [0.35], [0.35]], [[0.35], [0.35], [0.35]], [[0.35], [0.35], [0.35]], [[0.3500000000000001], [0.3500000000000001], [0.3500000000000001]], [[0.34999999999999987], [0.34999999999999987], [0.34999999999999987]], [[0.3500000000000001], [0.3500000000000001], [0.3500000000000001]], [[0.3500000000000001], [0.3500000000000001], [0.3500000000000001]], [[0.34999999999999987], [0.34999999999999987], [0.34999999999999987]], [[0.34999999999999987], [0.34999999999999987], [0.34999999999999987]], [[0.35], [0.35], [0.35]], [[0.34999999999999987], [0.34999999999999987], [0.34999999999999987]], [[0.35], [0.35], [0.35]], [[0.35], [0.35], [0.35]], [[0.35], [0.35], [0.35]], [[0.35], [0.35], [0.35]], [[0.35], [0.35], [0.35]], [[0.35], [0.35], [0.35]], [[0.3499999999999999], [0.3499999999999999], [0.3499999999999999]], [[0.35], [0.35], [0.35]], [[0.35], [0.35], [0.35]], [[0.35], [0.35], [0.35]], [[0.35], [0.35], [0.35]], [[0.35], [0.35], [0.35]], [[0.35], [0.35], [0.35]], [[0.35], [0.35], [0.35]], [[0.35], [0.35], [0.35]], [[0.35], [0.35], [0.35]], [[0.35], [0.35], [0.35]], [[0.35], [0.35], [0.35]], [[0.35], [0.35], [0.35]], [[0.35], [0.35], [0.35]], [[0.3499999999999999], [0.3499999999999999], [0.3499999999999999]], [[0.35], [0.35], [0.35]], [[0.3499999999999999], [0.3499999999999999], [0.3499999999999999]], [[0.35000000000000003], [0.35000000000000003], [0.35000000000000003]], [[0.35000000000000003], [0.35000000000000003], [0.35000000000000003]], [[0.35], [0.35], [0.35]], [[0.35], [0.35], [0.35]], [[0.35000000000000003], [0.35000000000000003], [0.35000000000000003]], [[0.3499999999999999], [0.3499999999999999], [0.3499999999999999]], [[0.35], [0.35], [0.35]], [[0.35], [0.35], [0.35]], [[0.35], [0.35], [0.35]], [[0.35], [0.35], [0.35]], [[0.35], [0.35], [0.35]], [[0.35000000000000003], [0.35000000000000003], [0.35000000000000003]], [[0.35], [0.35], [0.35]], [[0.35], [0.35], [0.35]], [[0.3499999999999999], [0.3499999999999999], [0.3499999999999999]], [[0.35], [0.35], [0.35]], [[0.35], [0.35], [0.35]], [[0.35], [0.35], [0.35]], [[0.35], [0.35], [0.35]], [[0.35], [0.35], [0.35]], [[0.35], [0.35], [0.35]], [[0.35], [0.35], [0.35]], [[0.35], [0.35], [0.35]], [[0.35], [0.35], [0.35]], [[0.35], [0.35], [0.35]], [[0.35], [0.35], [0.35]], [[0.35], [0.35], [0.35]], [[0.35], [0.35], [0.35]], [[0.35], [0.35], [0.35]], [[0.35], [0.35], [0.35]], [[0.3499999999999999], [0.3499999999999999], [0.3499999999999999]], [[0.35], [0.35], [0.35]], [[0.35], [0.35], [0.35]], [[0.35], [0.35], [0.35]], [[0.35], [0.35], [0.35]], [[0.35], [0.35], [0.35]], [[0.35], [0.35], [0.35]], [[0.35], [0.35], [0.35]], [[0.35], [0.35], [0.35]], [[0.35], [0.35], [0.35]], [[0.35], [0.35], [0.35]], [[0.35], [0.35], [0.35]], [[0.35], [0.35], [0.35]], [[0.35], [0.35], [0.35]], [[0.35], [0.35], [0.35]], [[0.35], [0.35], [0.35]], [[0.35], [0.35], [0.35]], [[0.35], [0.35], [0.35]], [[0.35], [0.35], [0.35]], [[0.35000000000000003], [0.35000000000000003], [0.35000000000000003]], [[0.35], [0.35], [0.35]], [[0.35], [0.35], [0.35]], [[0.35], [0.35], [0.35]], [[0.35], [0.35], [0.35]], [[0.35], [0.35], [0.35]], [[0.35], [0.35], [0.35]], [[0.35], [0.35], [0.35]], [[0.35], [0.35], [0.35]], [[0.35], [0.35], [0.35]], [[0.35], [0.35], [0.35]], [[0.35], [0.35], [0.35]], [[0.35], [0.35], [0.35]], [[0.35000000000000003], [0.35000000000000003], [0.35000000000000003]], [[0.35], [0.35], [0.35]], [[0.35000000000000003], [0.35000000000000003], [0.35000000000000003]], [[0.35000000000000003], [0.35000000000000003], [0.35000000000000003]], [[0.35], [0.35], [0.35]], [[0.35], [0.35], [0.35]], [[0.35], [0.35], [0.35]], [[0.35], [0.35], [0.35]], [[0.35], [0.35], [0.35]], [[0.35], [0.35], [0.35]], [[0.35], [0.35], [0.35]], [[0.35], [0.35], [0.35]], [[0.35], [0.35], [0.35]], [[0.35], [0.35], [0.35]], [[0.35], [0.35], [0.35]], [[0.35], [0.35], [0.35]], [[0.35], [0.35], [0.35]], [[0.35], [0.35], [0.35]], [[0.35], [0.35], [0.35]], [[0.35], [0.35], [0.35]], [[0.35], [0.35], [0.35]], [[0.35], [0.35], [0.35]], [[0.35], [0.35], [0.35]], [[0.35], [0.35], [0.35]], [[0.35], [0.35], [0.35]], [[0.35], [0.35], [0.35]], [[0.35], [0.35], [0.35]], [[0.35], [0.35], [0.35]], [[0.35], [0.35], [0.35]], [[0.35], [0.35], [0.35]], [[0.3499999999999999], [0.3499999999999999], [0.3499999999999999]], [[0.35], [0.35], [0.35]], [[0.35], [0.35], [0.35]], [[0.35], [0.35], [0.35]], [[0.35], [0.35], [0.35]], [[0.35], [0.35], [0.35]], [[0.35000000000000003], [0.35000000000000003], [0.35000000000000003]], [[0.35], [0.35], [0.35]], [[0.35], [0.35], [0.35]], [[0.35000000000000003], [0.35000000000000003], [0.35000000000000003]], [[0.35], [0.35], [0.35]], [[0.35], [0.35], [0.35]], [[0.35], [0.35], [0.35]], [[0.35], [0.35], [0.35]], [[0.3500000000000001], [0.3500000000000001], [0.3500000000000001]], [[0.35], [0.35], [0.35]], [[0.34999999999999987], [0.34999999999999987], [0.34999999999999987]], [[0.34999999999999987], [0.34999999999999987], [0.34999999999999987]], [[0.35], [0.35], [0.35]], [[0.3500000000000001], [0.3500000000000001], [0.3500000000000001]], [[0.3500000000000001], [0.3500000000000001], [0.3500000000000001]], [[0.3500000000000001], [0.3500000000000001], [0.3500000000000001]], [[0.3500000000000001], [0.3500000000000001], [0.3500000000000001]], [[0.3500000000000001], [0.3500000000000001], [0.3500000000000001]], [[0.35], [0.35], [0.35]], [[0.35], [0.35], [0.35]], [[0.34999999999999987], [0.34999999999999987], [0.34999999999999987]], [[0.35], [0.35], [0.35]], [[0.3499999999999999], [0.3499999999999999], [0.3499999999999999]], [[0.35000000000000003], [0.35000000000000003], [0.35000000000000003]], [[0.35], [0.35], [0.35]], [[0.35], [0.35], [0.35]], [[0.35], [0.35], [0.35]], [[0.35], [0.35], [0.35]], [[0.35], [0.35], [0.35]], [[0.35], [0.35], [0.35]], [[0.35], [0.35], [0.35]], [[0.35], [0.35], [0.35]], [[0.35], [0.35], [0.35]], [[0.35], [0.35], [0.35]], [[0.35], [0.35], [0.35]], [[0.35], [0.35], [0.35]], [[0.35], [0.35], [0.35]], [[0.35], [0.35], [0.35]], [[0.35], [0.35], [0.35]], [[0.35], [0.35], [0.35]], [[0.35], [0.35], [0.35]], [[0.35], [0.35], [0.35]], [[0.35], [0.35], [0.35]], [[0.35], [0.35], [0.35]]], [[[0.3403409219876684], [0.3403409219876684], [0.3403409219876684]], [[0.3402644114408664], [0.3402644114408664], [0.3402644114408664]], [[0.3400262870056513], [0.3400262870056513], [0.3400262870056513]], [[0.33963561835612605], [0.33963561835612605], [0.33963561835612605]], [[0.33936422476415673], [0.33936422476415673], [0.33936422476415673]], [[0.3391368153076363], [0.3391368153076363], [0.3391368153076363]], [[0.33825173034788836], [0.33825173034788836], [0.33825173034788836]], [[0.33771337744231683], [0.33771337744231683], [0.33771337744231683]], [[0.3393569497546272], [0.3393569497546272], [0.3393569497546272]], [[0.3424941977314961], [0.3424941977314961], [0.3424941977314961]], [[0.34552204105678386], [0.34552204105678386], [0.34552204105678386]], [[0.3500001942168037], [0.3500001942168037], [0.3500001942168037]], [[0.3510702556163244], [0.3510702556163244], [0.3510702556163244]], [[0.3540508854002331], [0.3540508854002331], [0.3540508854002331]], [[0.3570073718895196], [0.3570073718895196], [0.3570073718895196]], [[0.36016612431575523], [0.36016612431575523], [0.36016612431575523]], [[0.3633450558349649], [0.3633450558349649], [0.3633450558349649]], [[0.3663749911361922], [0.3663749911361922], [0.3663749911361922]], [[0.3694844719912755], [0.3694844719912755], [0.3694844719912755]], [[0.372577662629347], [0.372577662629347], [0.372577662629347]], [[0.3754248582232049], [0.3754248582232049], [0.3754248582232049]], [[0.37817824698928404], [0.37817824698928404], [0.37817824698928404]], [[0.38093338425863665], [0.38093338425863665], [0.38093338425863665]], [[0.38338321729129], [0.38338321729129], [0.38338321729129]], [[0.38549598067754737], [0.38549598067754737], [0.38549598067754737]], [[0.38772012890920854], [0.38772012890920854], [0.38772012890920854]], [[0.38962771977777444], [0.38962771977777444], [0.38962771977777444]], [[0.39081604994047153], [0.39081604994047153], [0.39081604994047153]], [[0.39215927818697055], [0.39215927818697055], [0.39215927818697055]], [[0.39348630446779154], [0.39348630446779154], [0.39348630446779154]], [[0.3939918724178644], [0.3939918724178644], [0.3939918724178644]], [[0.3934861815272048], [0.3934861815272048], [0.3934861815272048]], [[0.3921592403223532], [0.3921592403223532], [0.3921592403223532]], [[0.39081615711082307], [0.39081615711082307], [0.39081615711082307]], [[0.38962797164950846], [0.38962797164950846], [0.38962797164950846]], [[0.38772047587802866], [0.38772047587802866], [0.38772047587802866]], [[0.38549632459214755], [0.38549632459214755], [0.38549632459214755]], [[0.383383437573537], [0.383383437573537], [0.383383437573537]], [[0.38093317087257494], [0.38093317087257494], [0.38093317087257494]], [[0.37817749560394176], [0.37817749560394176], [0.37817749560394176]], [[0.37542383105047017], [0.37542383105047017], [0.37542383105047017]], [[0.37257683545040166], [0.37257683545040166], [0.37257683545040166]], [[0.36948422923561997], [0.36948422923561997], [0.36948422923561997]], [[0.3663753018053668], [0.3663753018053668], [0.3663753018053668]], [[0.36334558576171666], [0.36334558576171666], [0.36334558576171666]], [[0.3601666563026927], [0.3601666563026927], [0.3601666563026927]], [[0.35700782042645507], [0.35700782042645507], [0.35700782042645507]], [[0.3540341457784171], [0.3540341457784171], [0.3540341457784171]], [[0.350886948290235], [0.350886948290235], [0.350886948290235]], [[0.3498519673642967], [0.3498519673642967], [0.3498519673642967]], [[0.3484546470953654], [0.3484546470953654], [0.3484546470953654]], [[0.3491799621710478], [0.3491799621710478], [0.3491799621710478]], [[0.3496857975980698], [0.3496857975980698], [0.3496857975980698]], [[0.34979408053020644], [0.34979408053020644], [0.34979408053020644]], [[0.3494570583736849], [0.3494570583736849], [0.3494570583736849]], [[0.348982886461662], [0.348982886461662], [0.348982886461662]], [[0.3484270546450716], [0.3484270546450716], [0.3484270546450716]], [[0.3478239424483848], [0.3478239424483848], [0.3478239424483848]], [[0.3472081034141702], [0.3472081034141702], [0.3472081034141702]], [[0.34661431263188214], [0.34661431263188214], [0.34661431263188214]], [[0.34607725792637406], [0.34607725792637406], [0.34607725792637406]], [[0.3455859959566322], [0.3455859959566322], [0.3455859959566322]], [[0.34511435195735163], [0.34511435195735163], [0.34511435195735163]], [[0.34465659255613373], [0.34465659255613373], [0.34465659255613373]], [[0.3442069507718026], [0.3442069507718026], [0.3442069507718026]], [[0.3437596294158517], [0.3437596294158517], [0.3437596294158517]], [[0.34330880239496625], [0.34330880239496625], [0.34330880239496625]], [[0.3429100171133504], [0.3429100171133504], [0.3429100171133504]], [[0.3429419886102206], [0.3429419886102206], [0.3429419886102206]], [[0.34264613582715575], [0.34264613582715575], [0.34264613582715575]], [[0.3426108924226393], [0.3426108924226393], [0.3426108924226393]], [[0.34243964153479456], [0.34243964153479456], [0.34243964153479456]], [[0.34227618433330487], [0.34227618433330487], [0.34227618433330487]], [[0.3422663077016726], [0.3422663077016726], [0.3422663077016726]], [[0.3421225787382108], [0.3421225787382108], [0.3421225787382108]], [[0.34201699799128016], [0.34201699799128016], [0.34201699799128016]], [[0.3419935665533225], [0.3419935665533225], [0.3419935665533225]], [[0.3419398805047767], [0.3419398805047767], [0.3419398805047767]], [[0.3418365652956388], [0.3418365652956388], [0.3418365652956388]], [[0.3418628865381339], [0.3418628865381339], [0.3418628865381339]], [[0.34178227757866875], [0.34178227757866875], [0.34178227757866875]], [[0.341786179451305], [0.341786179451305], [0.341786179451305]], [[0.34166021961717], [0.34166021961717], [0.34166021961717]], [[0.34158337185593085], [0.34158337185593085], [0.34158337185593085]], [[0.34160130501250535], [0.34160130501250535], [0.34160130501250535]], [[0.3416081149889943], [0.3416081149889943], [0.3416081149889943]], [[0.34161939815419545], [0.34161939815419545], [0.34161939815419545]], [[0.34167373366499393], [0.34167373366499393], [0.34167373366499393]], [[0.34171227436573426], [0.34171227436573426], [0.34171227436573426]], [[0.34173417610730966], [0.34173417610730966], [0.34173417610730966]], [[0.34178424740582725], [0.34178424740582725], [0.34178424740582725]], [[0.3418197703186619], [0.3418197703186619], [0.3418197703186619]], [[0.34185452554863], [0.34185452554863], [0.34185452554863]], [[0.3418828391850065], [0.3418828391850065], [0.3418828391850065]], [[0.3419019043429481], [0.3419019043429481], [0.3419019043429481]], [[0.3419367958622565], [0.3419367958622565], [0.3419367958622565]], [[0.34196257026650495], [0.34196257026650495], [0.34196257026650495]], [[0.3419672535856446], [0.3419672535856446], [0.3419672535856446]], [[0.3419907780982366], [0.3419907780982366], [0.3419907780982366]], [[0.34199770785091904], [0.34199770785091904], [0.34199770785091904]], [[0.34201148107221685], [0.34201148107221685], [0.34201148107221685]], [[0.342022749398087], [0.342022749398087], [0.342022749398087]], [[0.342031447785791], [0.342031447785791], [0.342031447785791]], [[0.3420352302879544], [0.3420352302879544], [0.3420352302879544]], [[0.3420433437916575], [0.3420433437916575], [0.3420433437916575]], [[0.342059482537236], [0.342059482537236], [0.342059482537236]], [[0.34205421996583457], [0.34205421996583457], [0.34205421996583457]], [[0.34206365392441834], [0.34206365392441834], [0.34206365392441834]], [[0.3420719667870692], [0.3420719667870692], [0.3420719667870692]], [[0.34206196655602356], [0.34206196655602356], [0.34206196655602356]], [[0.3420770292093107], [0.3420770292093107], [0.3420770292093107]], [[0.3420726727813783], [0.3420726727813783], [0.3420726727813783]], [[0.34206605682505514], [0.34206605682505514], [0.34206605682505514]], [[0.3420683195399941], [0.3420683195399941], [0.3420683195399941]], [[0.34205277929117156], [0.34205277929117156], [0.34205277929117156]], [[0.34203774101691653], [0.34203774101691653], [0.34203774101691653]], [[0.3420056544023603], [0.3420056544023603], [0.3420056544023603]], [[0.3419532370180814], [0.3419532370180814], [0.3419532370180814]], [[0.3418671408918259], [0.3418671408918259], [0.3418671408918259]], [[0.3417663664059069], [0.3417663664059069], [0.3417663664059069]], [[0.3416274657075325], [0.3416274657075325], [0.3416274657075325]], [[0.3414140324480215], [0.3414140324480215], [0.3414140324480215]], [[0.341171825413997], [0.341171825413997], [0.341171825413997]], [[0.34103205232978795], [0.34103205232978795], [0.34103205232978795]], [[0.3409111040684377], [0.3409111040684377], [0.3409111040684377]], [[0.34082162363628343], [0.34082162363628343], [0.34082162363628343]], [[0.34082610764423144], [0.34082610764423144], [0.34082610764423144]], [[0.3408613820428473], [0.3408613820428473], [0.3408613820428473]], [[0.34076385448623153], [0.34076385448623153], [0.34076385448623153]], [[0.34088273133290725], [0.34088273133290725], [0.34088273133290725]], [[0.3410307489891128], [0.3410307489891128], [0.3410307489891128]], [[0.3410404892497609], [0.3410404892497609], [0.3410404892497609]], [[0.34109954453262825], [0.34109954453262825], [0.34109954453262825]], [[0.34123802213780297], [0.34123802213780297], [0.34123802213780297]], [[0.34142002814589395], [0.34142002814589395], [0.34142002814589395]], [[0.34155196576298624], [0.34155196576298624], [0.34155196576298624]], [[0.3415916535330142], [0.3415916535330142], [0.3415916535330142]], [[0.34157827058904705], [0.34157827058904705], [0.34157827058904705]], [[0.34156945261978866], [0.34156945261978866], [0.34156945261978866]], [[0.3415163747874635], [0.3415163747874635], [0.3415163747874635]], [[0.3416601107122547], [0.3416601107122547], [0.3416601107122547]], [[0.3421227038838571], [0.3421227038838571], [0.3421227038838571]], [[0.34263173224692545], [0.34263173224692545], [0.34263173224692545]], [[0.3431497947396984], [0.3431497947396984], [0.3431497947396984]], [[0.3436540407853936], [0.3436540407853936], [0.3436540407853936]], [[0.3441523191255945], [0.3441523191255945], [0.3441523191255945]], [[0.3446524806742779], [0.3446524806742779], [0.3446524806742779]], [[0.3451632424464006], [0.3451632424464006], [0.3451632424464006]], [[0.3456853851665383], [0.3456853851665383], [0.3456853851665383]], [[0.34634723498042735], [0.34634723498042735], [0.34634723498042735]], [[0.35001095505540086], [0.35001095505540086], [0.35001095505540086]], [[0.3522232373185068], [0.3522232373185068], [0.3522232373185068]], [[0.35475807700676226], [0.35475807700676226], [0.35475807700676226]], [[0.3575988605862645], [0.3575988605862645], [0.3575988605862645]], [[0.3605065695419219], [0.3605065695419219], [0.3605065695419219]], [[0.36341145713934364], [0.36341145713934364], [0.36341145713934364]], [[0.3663529345175459], [0.3663529345175459], [0.3663529345175459]], [[0.3694444278346267], [0.3694444278346267], [0.3694444278346267]], [[0.37255940381796965], [0.37255940381796965], [0.37255940381796965]], [[0.3754238310504156], [0.3754238310504156], [0.3754238310504156]], [[0.37817749560394176], [0.37817749560394176], [0.37817749560394176]], [[0.38093317087257494], [0.38093317087257494], [0.38093317087257494]], [[0.3833834375735372], [0.3833834375735372], [0.3833834375735372]], [[0.3854963245921475], [0.3854963245921475], [0.3854963245921475]], [[0.3877204758780288], [0.3877204758780288], [0.3877204758780288]], [[0.3896279716495087], [0.3896279716495087], [0.3896279716495087]], [[0.3908161571108232], [0.3908161571108232], [0.3908161571108232]], [[0.3921592403223532], [0.3921592403223532], [0.3921592403223532]], [[0.39348618152720477], [0.39348618152720477], [0.39348618152720477]], [[0.3939918724178644], [0.3939918724178644], [0.3939918724178644]], [[0.39348630446779154], [0.39348630446779154], [0.39348630446779154]], [[0.39215927818697066], [0.39215927818697066], [0.39215927818697066]], [[0.3908160499404716], [0.3908160499404716], [0.3908160499404716]], [[0.38962771977777433], [0.38962771977777433], [0.38962771977777433]], [[0.38772012890920843], [0.38772012890920843], [0.38772012890920843]], [[0.38549598067754737], [0.38549598067754737], [0.38549598067754737]], [[0.3833832172912898], [0.3833832172912898], [0.3833832172912898]], [[0.3809333842586367], [0.3809333842586367], [0.3809333842586367]], [[0.3781782469892841], [0.3781782469892841], [0.3781782469892841]], [[0.3754248582232049], [0.3754248582232049], [0.3754248582232049]], [[0.3725776626293468], [0.3725776626293468], [0.3725776626293468]], [[0.36948447199127543], [0.36948447199127543], [0.36948447199127543]], [[0.3663749911361922], [0.3663749911361922], [0.3663749911361922]], [[0.36334505583496496], [0.36334505583496496], [0.36334505583496496]], [[0.36016612431575523], [0.36016612431575523], [0.36016612431575523]], [[0.3570073718895196], [0.3570073718895196], [0.3570073718895196]], [[0.3540508854002331], [0.3540508854002331], [0.3540508854002331]], [[0.3510702556163244], [0.3510702556163244], [0.3510702556163244]], [[0.35000019421680373], [0.35000019421680373], [0.35000019421680373]], [[0.34552204105678386], [0.34552204105678386], [0.34552204105678386]], [[0.34249423449842814], [0.34249423449842814], [0.34249423449842814]], [[0.3393570782015081], [0.3393570782015081], [0.3393570782015081]], [[0.33771314708344563], [0.33771314708344563], [0.33771314708344563]], [[0.3382519322885778], [0.3382519322885778], [0.3382519322885778]], [[0.33913679706070754], [0.33913679706070754], [0.33913679706070754]], [[0.3393642675749954], [0.3393642675749954], [0.3393642675749954]], [[0.33963562023335436], [0.33963562023335436], [0.33963562023335436]], [[0.3400262868726542], [0.3400262868726542], [0.3400262868726542]], [[0.3402644114408664], [0.3402644114408664], [0.3402644114408664]], [[0.3403409219876684], [0.3403409219876684], [0.3403409219876684]]], [[[0.2635398232668749], [0.2635398232668749], [0.2635398232668749]], [[0.26298695520503496], [0.26298695520503496], [0.26298695520503496]], [[0.26125469402513857], [0.26125469402513857], [0.26125469402513857]], [[0.25837261604180717], [0.25837261604180717], [0.25837261604180717]], [[0.25645100580413727], [0.25645100580413727], [0.25645100580413727]], [[0.25515225459201185], [0.25515225459201185], [0.25515225459201185]], [[0.24801421146684488], [0.24801421146684488], [0.24801421146684488]], [[0.24823718444192144], [0.24823718444192144], [0.24823718444192144]], [[0.2640875966009421], [0.2640875966009421], [0.2640875966009421]], [[0.29041144780676176], [0.29041144780676176], [0.29041144780676176]], [[0.31642420510994446], [0.31642420510994446], [0.31642420510994446]], [[0.35002087017002276], [0.35002087017002276], [0.35002087017002276]], [[0.36229932044026036], [0.36229932044026036], [0.36229932044026036]], [[0.38725021568349927], [0.38725021568349927], [0.38725021568349927]], [[0.4125575212513739], [0.4125575212513739], [0.4125575212513739]], [[0.4396483848541849], [0.4396483848541849], [0.4396483848541849]], [[0.46701613875339343], [0.46701613875339343], [0.46701613875339343]], [[0.49322130718019874], [0.49322130718019874], [0.49322130718019874]], [[0.5200682838201837], [0.5200682838201837], [0.5200682838201837]], [[0.546769167250575], [0.546769167250575], [0.546769167250575]], [[0.5714117299764009], [0.5714117299764009], [0.5714117299764009]], [[0.5952256737917939], [0.5952256737917939], [0.5952256737917939]], [[0.6190027860490617], [0.6190027860490617], [0.6190027860490617]], [[0.6401804471081586], [0.6401804471081586], [0.6401804471081586]], [[0.6584702589772313], [0.6584702589772313], [0.6584702589772313]], [[0.6776381308413173], [0.6776381308413173], [0.6776381308413173]], [[0.6940917323876206], [0.6940917323876206], [0.6940917323876206]], [[0.7043976292030343], [0.7043976292030343], [0.7043976292030343]], [[0.7159698435315226], [0.7159698435315226], [0.7159698435315226]], [[0.7273878920905762], [0.7273878920905762], [0.7273878920905762]], [[0.731753518034218], [0.731753518034218], [0.731753518034218]], [[0.7273868357179956], [0.7273868357179956], [0.7273868357179956]], [[0.715969520565399], [0.715969520565399], [0.715969520565399]], [[0.7043985391574298], [0.7043985391574298], [0.7043985391574298]], [[0.694093869759724], [0.694093869759724], [0.694093869759724]], [[0.6776410613394093], [0.6776410613394093], [0.6776410613394093]], [[0.6584731477090129], [0.6584731477090129], [0.6584731477090129]], [[0.640182293010214], [0.640182293010214], [0.640182293010214]], [[0.6190010047129353], [0.6190010047129353], [0.6190010047129353]], [[0.595219436015316], [0.595219436015316], [0.595219436015316]], [[0.5714032394379164], [0.5714032394379164], [0.5714032394379164]], [[0.5467623600847876], [0.5467623600847876], [0.5467623600847876]], [[0.5200663008556541], [0.5200663008556541], [0.5200663008556541]], [[0.4932238238034651], [0.4932238238034651], [0.4932238238034651]], [[0.4670203951470375], [0.4670203951470375], [0.4670203951470375]], [[0.43965259469343637], [0.43965259469343637], [0.43965259469343637]], [[0.41256099253705364], [0.41256099253705364], [0.41256099253705364]], [[0.3871247384405259], [0.3871247384405259], [0.3871247384405259]], [[0.3610245592571063], [0.3610245592571063], [0.3610245592571063]], [[0.34890897303737595], [0.34890897303737595], [0.34890897303737595]], [[0.3350637446596361], [0.3350637446596361], [0.3350637446596361]], [[0.3387856877131167], [0.3387856877131167], [0.3387856877131167]], [[0.3409391796916254], [0.3409391796916254], [0.3409391796916254]], [[0.3406837474168537], [0.3406837474168537], [0.3406837474168537]], [[0.3377781580075782], [0.3377781580075782], [0.3377781580075782]], [[0.33404058921050334], [0.33404058921050334], [0.33404058921050334]], [[0.32978642218961], [0.32978642218961], [0.32978642218961]], [[0.3252120703649799], [0.3252120703649799], [0.3252120703649799]], [[0.32052574454186766], [0.32052574454186766], [0.32052574454186766]], [[0.315950675078032], [0.315950675078032], [0.315950675078032]], [[0.31172381761572293], [0.31172381761572293], [0.31172381761572293]], [[0.30778844978440195], [0.30778844978440195], [0.30778844978440195]], [[0.3039790950502833], [0.3039790950502833], [0.3039790950502833]], [[0.30026105469425823], [0.30026105469425823], [0.30026105469425823]], [[0.29659735152332595], [0.29659735152332595], [0.29659735152332595]], [[0.2929489604683262], [0.2929489604683262], [0.2929489604683262]], [[0.2892748968871459], [0.2892748968871459], [0.2892748968871459]], [[0.2860017328177697], [0.2860017328177697], [0.2860017328177697]], [[0.2860271284300712], [0.2860271284300712], [0.2860271284300712]], [[0.28356760250994095], [0.28356760250994095], [0.28356760250994095]], [[0.2830911962332331], [0.2830911962332331], [0.2830911962332331]], [[0.28157825140029585], [0.28157825140029585], [0.28157825140029585]], [[0.28012716659708276], [0.28012716659708276], [0.28012716659708276]], [[0.2798479056360722], [0.2798479056360722], [0.2798479056360722]], [[0.27855579038942163], [0.27855579038942163], [0.27855579038942163]], [[0.27755702551423034], [0.27755702551423034], [0.27755702551423034]], [[0.2771855329623241], [0.2771855329623241], [0.2771855329623241]], [[0.27658888918409763], [0.27658888918409763], [0.27658888918409763]], [[0.27562013518183476], [0.27562013518183476], [0.27562013518183476]], [[0.2756364141068207], [0.2756364141068207], [0.2756364141068207]], [[0.27485540948969733], [0.27485540948969733], [0.27485540948969733]], [[0.27471643434994025], [0.27471643434994025], [0.27471643434994025]], [[0.27360929665774264], [0.27360929665774264], [0.27360929665774264]], [[0.272886251128082], [0.272886251128082], [0.272886251128082]], [[0.27288772436087755], [0.27288772436087755], [0.27288772436087755]], [[0.27281467014118665], [0.27281467014118665], [0.27281467014118665]], [[0.272790244990937], [0.272790244990937], [0.272790244990937]], [[0.2731053071231839], [0.2731053071231839], [0.2731053071231839]], [[0.27331236544926907], [0.27331236544926907], [0.27331236544926907]], [[0.2734054744768092], [0.2734054744768092], [0.2734054744768092]], [[0.27371838882899374], [0.27371838882899374], [0.27371838882899374]], [[0.27392799337258633], [0.27392799337258633], [0.27392799337258633]], [[0.2741395232291558], [0.2741395232291558], [0.2741395232291558]], [[0.27431513281490105], [0.27431513281490105], [0.27431513281490105]], [[0.27443065008619905], [0.27443065008619905], [0.27443065008619905]], [[0.2746683755835065], [0.2746683755835065], [0.2746683755835065]], [[0.2748438203112591], [0.2748438203112591], [0.2748438203112591]], [[0.2748679919002425], [0.2748679919002425], [0.2748679919002425]], [[0.27503567112190136], [0.27503567112190136], [0.27503567112190136]], [[0.2750827774916203], [0.2750827774916203], [0.2750827774916203]], [[0.2751840925661574], [0.2751840925661574], [0.2751840925661574]], [[0.2752680125568627], [0.2752680125568627], [0.2752680125568627]], [[0.2753351762945885], [0.2753351762945885], [0.2753351762945885]], [[0.2753686440347065], [0.2753686440347065], [0.2753686440347065]], [[0.2754358704653711], [0.2754358704653711], [0.2754358704653711]], [[0.2755641975324575], [0.2755641975324575], [0.2755641975324575]], [[0.2755361957793742], [0.2755361957793742], [0.2755361957793742]], [[0.2756189007986325], [0.2756189007986325], [0.2756189007986325]], [[0.2756954152090318], [0.2756954152090318], [0.2756954152090318]], [[0.27563866934666353], [0.27563866934666353], [0.27563866934666353]], [[0.27576983347052253], [0.27576983347052253], [0.27576983347052253]], [[0.2757602489402478], [0.2757602489402478], [0.2757602489402478]], [[0.27573781035549194], [0.27573781035549194], [0.27573781035549194]], [[0.2757857597293721], [0.2757857597293721], [0.2757857597293721]], [[0.27570755987911305], [0.27570755987911305], [0.27570755987911305]], [[0.2756409976741943], [0.2756409976741943], [0.2756409976741943]], [[0.27545935775528113], [0.27545935775528113], [0.27545935775528113]], [[0.275144193168903], [0.275144193168903], [0.275144193168903]], [[0.27460492118429897], [0.27460492118429897], [0.27460492118429897]], [[0.27399794672243455], [0.27399794672243455], [0.27399794672243455]], [[0.2731432553450585], [0.2731432553450585], [0.2731432553450585]], [[0.2717641310685776], [0.2717641310685776], [0.2717641310685776]], [[0.27019255962897043], [0.27019255962897043], [0.27019255962897043]], [[0.2693818497121077], [0.2693818497121077], [0.2693818497121077]], [[0.26868787702391633], [0.26868787702391633], [0.26868787702391633]], [[0.2682409432273742], [0.2682409432273742], [0.2682409432273742]], [[0.2685412000611978], [0.2685412000611978], [0.2685412000611978]], [[0.2691198412137483], [0.2691198412137483], [0.2691198412137483]], [[0.2686649447503448], [0.2686649447503448], [0.2686649447503448]], [[0.2699187573714442], [0.2699187573714442], [0.2699187573714442]], [[0.2714054661293826], [0.2714054661293826], [0.2714054661293826]], [[0.271769625413828], [0.271769625413828], [0.271769625413828]], [[0.27249234741642586], [0.27249234741642586], [0.27249234741642586]], [[0.27382366638362904], [0.27382366638362904], [0.27382366638362904]], [[0.2754850379817509], [0.2754850379817509], [0.2754850379817509]], [[0.2766850289008773], [0.2766850289008773], [0.2766850289008773]], [[0.2770258646563942], [0.2770258646563942], [0.2770258646563942]], [[0.27735628738440354], [0.27735628738440354], [0.27735628738440354]], [[0.2783662454853655], [0.2783662454853655], [0.2783662454853655]], [[0.27908908119067316], [0.27908908119067316], [0.27908908119067316]], [[0.28113822424991575], [0.28113822424991575], [0.28113822424991575]], [[0.2853243480693015], [0.2853243480693015], [0.2853243480693015]], [[0.2898239824953752], [0.2898239824953752], [0.2898239824953752]], [[0.2943860092406995], [0.2943860092406995], [0.2943860092406995]], [[0.2988566532807507], [0.2988566532807507], [0.2988566532807507]], [[0.3032875191246239], [0.3032875191246239], [0.3032875191246239]], [[0.30772922068419184], [0.30772922068419184], [0.30772922068419184]], [[0.31222684211507407], [0.31222684211507407], [0.31222684211507407]], [[0.3167907380046856], [0.3167907380046856], [0.3167907380046856]], [[0.32229104210695725], [0.32229104210695725], [0.32229104210695725]], [[0.35095122168328013], [0.35095122168328013], [0.35095122168328013]], [[0.3706137079825463], [0.3706137079825463], [0.3706137079825463]], [[0.3926234500889809], [0.3926234500889809], [0.3926234500889809]], [[0.4171738692670444], [0.4171738692670444], [0.4171738692670444]], [[0.4423530520232038], [0.4423530520232038], [0.4423530520232038]], [[0.4675498185920365], [0.4675498185920365], [0.4675498185920365]], [[0.4930426662515932], [0.4930426662515932], [0.4930426662515932]], [[0.5197412772391854], [0.5197412772391854], [0.5197412772391854]], [[0.5466189258157239], [0.5466189258157239], [0.5466189258157239]], [[0.5714032394374663], [0.5714032394374663], [0.5714032394374663]], [[0.595219436015316], [0.595219436015316], [0.595219436015316]], [[0.6190010047129353], [0.6190010047129353], [0.6190010047129353]], [[0.6401822930102145], [0.6401822930102145], [0.6401822930102145]], [[0.6584731477090127], [0.6584731477090127], [0.6584731477090127]], [[0.6776410613394096], [0.6776410613394096], [0.6776410613394096]], [[0.6940938697597244], [0.6940938697597244], [0.6940938697597244]], [[0.7043985391574294], [0.7043985391574294], [0.7043985391574294]], [[0.715969520565399], [0.715969520565399], [0.715969520565399]], [[0.7273868357179953], [0.7273868357179953], [0.7273868357179953]], [[0.731753518034218], [0.731753518034218], [0.731753518034218]], [[0.7273878920905762], [0.7273878920905762], [0.7273878920905762]], [[0.715969843531522], [0.715969843531522], [0.715969843531522]], [[0.7043976292030343], [0.7043976292030343], [0.7043976292030343]], [[0.6940917323876211], [0.6940917323876211], [0.6940917323876211]], [[0.6776381308413173], [0.6776381308413173], [0.6776381308413173]], [[0.6584702589772313], [0.6584702589772313], [0.6584702589772313]], [ | 4D array with the drag coefficients of the airfoils. Dimension 0 is along the blade span for n_span stations, dimension 1 is along the angles of attack, dimension 2 is along the Reynolds number, dimension 3 is along the number of tabs, which may describe multiple sets at the same station, for example in presence of a flap.
af_3d.cm | intermediate |  | [[[[-0.00010000000000000005], [-0.00010000000000000005], [-0.00010000000000000005]], [[-9.999999999998899e-05], [-9.999999999998899e-05], [-9.999999999998899e-05]], [[-9.999999999998899e-05], [-9.999999999998899e-05], [-9.999999999998899e-05]], [[-9.999999999998899e-05], [-9.999999999998899e-05], [-9.999999999998899e-05]], [[-9.999999999998899e-05], [-9.999999999998899e-05], [-9.999999999998899e-05]], [[-9.999999999998899e-05], [-9.999999999998899e-05], [-9.999999999998899e-05]], [[-9.999999999998899e-05], [-9.999999999998899e-05], [-9.999999999998899e-05]], [[-9.999999999998899e-05], [-9.999999999998899e-05], [-9.999999999998899e-05]], [[-9.999999999998899e-05], [-9.999999999998899e-05], [-9.999999999998899e-05]], [[-9.999999999998899e-05], [-9.999999999998899e-05], [-9.999999999998899e-05]], [[-9.999999999998899e-05], [-9.999999999998899e-05], [-9.999999999998899e-05]], [[-9.999999999998899e-05], [-9.999999999998899e-05], [-9.999999999998899e-05]], [[-9.999999999998899e-05], [-9.999999999998899e-05], [-9.999999999998899e-05]], [[-9.999999999998899e-05], [-9.999999999998899e-05], [-9.999999999998899e-05]], [[-9.999999999998899e-05], [-9.999999999998899e-05], [-9.999999999998899e-05]], [[-9.999999999998899e-05], [-9.999999999998899e-05], [-9.999999999998899e-05]], [[-9.999999999998899e-05], [-9.999999999998899e-05], [-9.999999999998899e-05]], [[-9.999999999998899e-05], [-9.999999999998899e-05], [-9.999999999998899e-05]], [[-9.999999999998899e-05], [-9.999999999998899e-05], [-9.999999999998899e-05]], [[-9.999999999998899e-05], [-9.999999999998899e-05], [-9.999999999998899e-05]], [[-9.999999999998899e-05], [-9.999999999998899e-05], [-9.999999999998899e-05]], [[-9.999999999998899e-05], [-9.999999999998899e-05], [-9.999999999998899e-05]], [[-9.999999999998899e-05], [-9.999999999998899e-05], [-9.999999999998899e-05]], [[-9.999999999998899e-05], [-9.999999999998899e-05], [-9.999999999998899e-05]], [[-9.999999999998899e-05], [-9.999999999998899e-05], [-9.999999999998899e-05]], [[-9.999999999998899e-05], [-9.999999999998899e-05], [-9.999999999998899e-05]], [[-9.999999999998899e-05], [-9.999999999998899e-05], [-9.999999999998899e-05]], [[-9.999999999998899e-05], [-9.999999999998899e-05], [-9.999999999998899e-05]], [[-9.999999999998899e-05], [-9.999999999998899e-05], [-9.999999999998899e-05]], [[-9.999999999998899e-05], [-9.999999999998899e-05], [-9.999999999998899e-05]], [[-9.999999999998899e-05], [-9.999999999998899e-05], [-9.999999999998899e-05]], [[-9.999999999998899e-05], [-9.999999999998899e-05], [-9.999999999998899e-05]], [[-9.999999999998899e-05], [-9.999999999998899e-05], [-9.999999999998899e-05]], [[-9.999999999998899e-05], [-9.999999999998899e-05], [-9.999999999998899e-05]], [[-9.999999999998899e-05], [-9.999999999998899e-05], [-9.999999999998899e-05]], [[-9.999999999998899e-05], [-9.999999999998899e-05], [-9.999999999998899e-05]], [[-9.999999999998899e-05], [-9.999999999998899e-05], [-9.999999999998899e-05]], [[-9.999999999998899e-05], [-9.999999999998899e-05], [-9.999999999998899e-05]], [[-9.999999999998899e-05], [-9.999999999998899e-05], [-9.999999999998899e-05]], [[-9.999999999998899e-05], [-9.999999999998899e-05], [-9.999999999998899e-05]], [[-9.999999999998899e-05], [-9.999999999998899e-05], [-9.999999999998899e-05]], [[-0.00010000000000000286], [-0.00010000000000000286], [-0.00010000000000000286]], [[-0.00010000000000000286], [-0.00010000000000000286], [-0.00010000000000000286]], [[-0.00010000000000000286], [-0.00010000000000000286], [-0.00010000000000000286]], [[-0.00010000000000000286], [-0.00010000000000000286], [-0.00010000000000000286]], [[-0.00010000000000000286], [-0.00010000000000000286], [-0.00010000000000000286]], [[-0.00010000000000000286], [-0.00010000000000000286], [-0.00010000000000000286]], [[-0.00010000000000000286], [-0.00010000000000000286], [-0.00010000000000000286]], [[-0.00010000000000000286], [-0.00010000000000000286], [-0.00010000000000000286]], [[-0.00010000000000000286], [-0.00010000000000000286], [-0.00010000000000000286]], [[-0.00010000000000000286], [-0.00010000000000000286], [-0.00010000000000000286]], [[-0.00010000000000000286], [-0.00010000000000000286], [-0.00010000000000000286]], [[-0.00010000000000000286], [-0.00010000000000000286], [-0.00010000000000000286]], [[-0.00010000000000000286], [-0.00010000000000000286], [-0.00010000000000000286]], [[-0.00010000000000000286], [-0.00010000000000000286], [-0.00010000000000000286]], [[-0.00010000000000000286], [-0.00010000000000000286], [-0.00010000000000000286]], [[-0.00010000000000000286], [-0.00010000000000000286], [-0.00010000000000000286]], [[-0.00010000000000000286], [-0.00010000000000000286], [-0.00010000000000000286]], [[-9.99999999999994e-05], [-9.99999999999994e-05], [-9.99999999999994e-05]], [[-9.99999999999994e-05], [-9.99999999999994e-05], [-9.99999999999994e-05]], [[-9.99999999999994e-05], [-9.99999999999994e-05], [-9.99999999999994e-05]], [[-9.99999999999994e-05], [-9.99999999999994e-05], [-9.99999999999994e-05]], [[-9.99999999999994e-05], [-9.99999999999994e-05], [-9.99999999999994e-05]], [[-9.99999999999994e-05], [-9.99999999999994e-05], [-9.99999999999994e-05]], [[-0.00010000000000000026], [-0.00010000000000000026], [-0.00010000000000000026]], [[-0.00010000000000000005], [-0.00010000000000000005], [-0.00010000000000000005]], [[-9.999999999999983e-05], [-9.999999999999983e-05], [-9.999999999999983e-05]], [[-9.99999999999994e-05], [-9.99999999999994e-05], [-9.99999999999994e-05]], [[-9.99999999999994e-05], [-9.99999999999994e-05], [-9.99999999999994e-05]], [[-9.99999999999994e-05], [-9.99999999999994e-05], [-9.99999999999994e-05]], [[-9.99999999999994e-05], [-9.99999999999994e-05], [-9.99999999999994e-05]], [[-9.99999999999994e-05], [-9.99999999999994e-05], [-9.99999999999994e-05]], [[-9.99999999999994e-05], [-9.99999999999994e-05], [-9.99999999999994e-05]], [[-9.99999999999994e-05], [-9.99999999999994e-05], [-9.99999999999994e-05]], [[-9.99999999999994e-05], [-9.99999999999994e-05], [-9.99999999999994e-05]], [[-9.99999999999994e-05], [-9.99999999999994e-05], [-9.99999999999994e-05]], [[-9.99999999999994e-05], [-9.99999999999994e-05], [-9.99999999999994e-05]], [[-9.99999999999994e-05], [-9.99999999999994e-05], [-9.99999999999994e-05]], [[-9.99999999999994e-05], [-9.99999999999994e-05], [-9.99999999999994e-05]], [[-9.99999999999994e-05], [-9.99999999999994e-05], [-9.99999999999994e-05]], [[-9.99999999999994e-05], [-9.99999999999994e-05], [-9.99999999999994e-05]], [[-9.99999999999994e-05], [-9.99999999999994e-05], [-9.99999999999994e-05]], [[-9.99999999999994e-05], [-9.99999999999994e-05], [-9.99999999999994e-05]], [[-9.99999999999994e-05], [-9.99999999999994e-05], [-9.99999999999994e-05]], [[-9.99999999999994e-05], [-9.99999999999994e-05], [-9.99999999999994e-05]], [[-9.99999999999994e-05], [-9.99999999999994e-05], [-9.99999999999994e-05]], [[-0.00010000000000000286], [-0.00010000000000000286], [-0.00010000000000000286]], [[-0.00010000000000000286], [-0.00010000000000000286], [-0.00010000000000000286]], [[-0.00010000000000000286], [-0.00010000000000000286], [-0.00010000000000000286]], [[-0.00010000000000000286], [-0.00010000000000000286], [-0.00010000000000000286]], [[-0.00010000000000000286], [-0.00010000000000000286], [-0.00010000000000000286]], [[-0.00010000000000000286], [-0.00010000000000000286], [-0.00010000000000000286]], [[-0.00010000000000000286], [-0.00010000000000000286], [-0.00010000000000000286]], [[-0.00010000000000000286], [-0.00010000000000000286], [-0.00010000000000000286]], [[-0.00010000000000000286], [-0.00010000000000000286], [-0.00010000000000000286]], [[-0.00010000000000000286], [-0.00010000000000000286], [-0.00010000000000000286]], [[-0.00010000000000000286], [-0.00010000000000000286], [-0.00010000000000000286]], [[-0.00010000000000000286], [-0.00010000000000000286], [-0.00010000000000000286]], [[-0.00010000000000000286], [-0.00010000000000000286], [-0.00010000000000000286]], [[-0.00010000000000000286], [-0.00010000000000000286], [-0.00010000000000000286]], [[-0.00010000000000000286], [-0.00010000000000000286], [-0.00010000000000000286]], [[-0.00010000000000000286], [-0.00010000000000000286], [-0.00010000000000000286]], [[-0.00010000000000000286], [-0.00010000000000000286], [-0.00010000000000000286]], [[-0.00010000000000000286], [-0.00010000000000000286], [-0.00010000000000000286]], [[-0.00010000000000000286], [-0.00010000000000000286], [-0.00010000000000000286]], [[-0.00010000000000000286], [-0.00010000000000000286], [-0.00010000000000000286]], [[-0.00010000000000000286], [-0.00010000000000000286], [-0.00010000000000000286]], [[-0.00010000000000000286], [-0.00010000000000000286], [-0.00010000000000000286]], [[-0.00010000000000000286], [-0.00010000000000000286], [-0.00010000000000000286]], [[-0.00010000000000000286], [-0.00010000000000000286], [-0.00010000000000000286]], [[-0.00010000000000000286], [-0.00010000000000000286], [-0.00010000000000000286]], [[-0.00010000000000000286], [-0.00010000000000000286], [-0.00010000000000000286]], [[-9.999999999998899e-05], [-9.999999999998899e-05], [-9.999999999998899e-05]], [[-9.999999999998899e-05], [-9.999999999998899e-05], [-9.999999999998899e-05]], [[-9.999999999998899e-05], [-9.999999999998899e-05], [-9.999999999998899e-05]], [[-9.999999999998899e-05], [-9.999999999998899e-05], [-9.999999999998899e-05]], [[-9.999999999998899e-05], [-9.999999999998899e-05], [-9.999999999998899e-05]], [[-9.999999999998899e-05], [-9.999999999998899e-05], [-9.999999999998899e-05]], [[-0.00010000000000000286], [-0.00010000000000000286], [-0.00010000000000000286]], [[-0.00010000000000000286], [-0.00010000000000000286], [-0.00010000000000000286]], [[-0.00010000000000000286], [-0.00010000000000000286], [-0.00010000000000000286]], [[-0.00010000000000000286], [-0.00010000000000000286], [-0.00010000000000000286]], [[-0.00010000000000000286], [-0.00010000000000000286], [-0.00010000000000000286]], [[-0.00010000000000000286], [-0.00010000000000000286], [-0.00010000000000000286]], [[-0.00010000000000000286], [-0.00010000000000000286], [-0.00010000000000000286]], [[-0.00010000000000000286], [-0.00010000000000000286], [-0.00010000000000000286]], [[-0.00010000000000000286], [-0.00010000000000000286], [-0.00010000000000000286]], [[-0.00010000000000000286], [-0.00010000000000000286], [-0.00010000000000000286]], [[-0.00010000000000000286], [-0.00010000000000000286], [-0.00010000000000000286]], [[-0.00010000000000000286], [-0.00010000000000000286], [-0.00010000000000000286]], [[-0.00010000000000000286], [-0.00010000000000000286], [-0.00010000000000000286]], [[-0.00010000000000000286], [-0.00010000000000000286], [-0.00010000000000000286]], [[-0.00010000000000000286], [-0.00010000000000000286], [-0.00010000000000000286]], [[-0.00010000000000000286], [-0.00010000000000000286], [-0.00010000000000000286]], [[-0.00010000000000000286], [-0.00010000000000000286], [-0.00010000000000000286]], [[-0.00010000000000000286], [-0.00010000000000000286], [-0.00010000000000000286]], [[-0.00010000000000000286], [-0.00010000000000000286], [-0.00010000000000000286]], [[-0.00010000000000000286], [-0.00010000000000000286], [-0.00010000000000000286]], [[-0.00010000000000000286], [-0.00010000000000000286], [-0.00010000000000000286]], [[-0.00010000000000000286], [-0.00010000000000000286], [-0.00010000000000000286]], [[-0.00010000000000000286], [-0.00010000000000000286], [-0.00010000000000000286]], [[-9.999999999998899e-05], [-9.999999999998899e-05], [-9.999999999998899e-05]], [[-9.999999999998899e-05], [-9.999999999998899e-05], [-9.999999999998899e-05]], [[-9.999999999998899e-05], [-9.999999999998899e-05], [-9.999999999998899e-05]], [[-9.999999999998899e-05], [-9.999999999998899e-05], [-9.999999999998899e-05]], [[-9.999999999998899e-05], [-9.999999999998899e-05], [-9.999999999998899e-05]], [[-9.999999999998899e-05], [-9.999999999998899e-05], [-9.999999999998899e-05]], [[-9.999999999998899e-05], [-9.999999999998899e-05], [-9.999999999998899e-05]], [[-9.999999999998899e-05], [-9.999999999998899e-05], [-9.999999999998899e-05]], [[-9.999999999998899e-05], [-9.999999999998899e-05], [-9.999999999998899e-05]], [[-9.999999999998899e-05], [-9.999999999998899e-05], [-9.999999999998899e-05]], [[-9.999999999998899e-05], [-9.999999999998899e-05], [-9.999999999998899e-05]], [[-9.999999999998899e-05], [-9.999999999998899e-05], [-9.999999999998899e-05]], [[-9.999999999998899e-05], [-9.999999999998899e-05], [-9.999999999998899e-05]], [[-9.999999999998899e-05], [-9.999999999998899e-05], [-9.999999999998899e-05]], [[-9.999999999998899e-05], [-9.999999999998899e-05], [-9.999999999998899e-05]], [[-9.999999999998899e-05], [-9.999999999998899e-05], [-9.999999999998899e-05]], [[-9.999999999998899e-05], [-9.999999999998899e-05], [-9.999999999998899e-05]], [[-9.999999999998899e-05], [-9.999999999998899e-05], [-9.999999999998899e-05]], [[-9.999999999998899e-05], [-9.999999999998899e-05], [-9.999999999998899e-05]], [[-9.999999999998899e-05], [-9.999999999998899e-05], [-9.999999999998899e-05]], [[-9.999999999998899e-05], [-9.999999999998899e-05], [-9.999999999998899e-05]], [[-9.999999999998899e-05], [-9.999999999998899e-05], [-9.999999999998899e-05]], [[-9.999999999998899e-05], [-9.999999999998899e-05], [-9.999999999998899e-05]], [[-9.999999999998899e-05], [-9.999999999998899e-05], [-9.999999999998899e-05]], [[-9.999999999998899e-05], [-9.999999999998899e-05], [-9.999999999998899e-05]], [[-9.999999999998899e-05], [-9.999999999998899e-05], [-9.999999999998899e-05]], [[-9.999999999998899e-05], [-9.999999999998899e-05], [-9.999999999998899e-05]], [[-9.999999999998899e-05], [-9.999999999998899e-05], [-9.999999999998899e-05]], [[-9.999999999998899e-05], [-9.999999999998899e-05], [-9.999999999998899e-05]], [[-9.999999999998899e-05], [-9.999999999998899e-05], [-9.999999999998899e-05]], [[-9.999999999998899e-05], [-9.999999999998899e-05], [-9.999999999998899e-05]], [[-9.999999999998899e-05], [-9.999999999998899e-05], [-9.999999999998899e-05]], [[-9.999999999998899e-05], [-9.999999999998899e-05], [-9.999999999998899e-05]], [[-9.999999999998899e-05], [-9.999999999998899e-05], [-9.999999999998899e-05]], [[-9.999999999998899e-05], [-9.999999999998899e-05], [-9.999999999998899e-05]], [[-9.999999999998899e-05], [-9.999999999998899e-05], [-9.999999999998899e-05]], [[-9.999999999998899e-05], [-9.999999999998899e-05], [-9.999999999998899e-05]], [[-9.999999999998899e-05], [-9.999999999998899e-05], [-9.999999999998899e-05]], [[-9.999999999998899e-05], [-9.999999999998899e-05], [-9.999999999998899e-05]], [[-9.999999999998899e-05], [-9.999999999998899e-05], [-9.999999999998899e-05]], [[-9.999999999998899e-05], [-9.999999999998899e-05], [-9.999999999998899e-05]], [[-9.999999999998899e-05], [-9.999999999998899e-05], [-9.999999999998899e-05]], [[-9.999999999998899e-05], [-9.999999999998899e-05], [-9.999999999998899e-05]], [[-9.999999999998899e-05], [-9.999999999998899e-05], [-9.999999999998899e-05]], [[-9.999999999998899e-05], [-9.999999999998899e-05], [-9.999999999998899e-05]], [[-9.999999999998899e-05], [-9.999999999998899e-05], [-9.999999999998899e-05]], [[-9.999999999996123e-05], [-9.999999999996123e-05], [-9.999999999996123e-05]], [[-9.999999999998899e-05], [-9.999999999998899e-05], [-9.999999999998899e-05]], [[-9.999999999993348e-05], [-9.999999999993348e-05], [-9.999999999993348e-05]], [[-9.999999999998899e-05], [-9.999999999998899e-05], [-9.999999999998899e-05]], [[-9.999999999998899e-05], [-9.999999999998899e-05], [-9.999999999998899e-05]], [[-9.999999999998899e-05], [-9.999999999998899e-05], [-9.999999999998899e-05]], [[-9.999999999998899e-05], [-9.999999999998899e-05], [-9.999999999998899e-05]], [[-9.999999999998899e-05], [-9.999999999998899e-05], [-9.999999999998899e-05]], [[-9.999999999998899e-05], [-9.999999999998899e-05], [-9.999999999998899e-05]], [[-9.999999999998899e-05], [-9.999999999998899e-05], [-9.999999999998899e-05]], [[-9.999999999998899e-05], [-9.999999999998899e-05], [-9.999999999998899e-05]], [[-9.999999999998899e-05], [-9.999999999998899e-05], [-9.999999999998899e-05]], [[-0.00010000000000000005], [-0.00010000000000000005], [-0.00010000000000000005]]], [[[-0.00010135652441833465], [-0.00010135652441833465], [-0.00010135652441833465]], [[0.008115004305767483], [0.008115004305767483], [0.008115004305767483]], [[0.01304199822778097], [0.01304199822778097], [0.01304199822778097]], [[0.011168234507398423], [0.011168234507398423], [0.011168234507398423]], [[0.008143947674647486], [0.008143947674647486], [0.008143947674647486]], [[0.0064894969166937495], [0.0064894969166937495], [0.0064894969166937495]], [[0.00453765211789299], [0.00453765211789299], [0.00453765211789299]], [[0.0026304938341837752], [0.0026304938341837752], [0.0026304938341837752]], [[0.00023203446560213226], [0.00023203446560213226], [0.00023203446560213226]], [[0.00020549442734084378], [0.00020549442734084378], [0.00020549442734084378]], [[0.00017995834044214065], [0.00017995834044214065], [0.00017995834044214065]], [[0.0001551734920823694], [0.0001551734920823694], [0.0001551734920823694]], [[0.00012141349595494455], [0.00012141349595494455], [0.00012141349595494455]], [[9.701389098407814e-05], [9.701389098407814e-05], [9.701389098407814e-05]], [[8.946011623186048e-05], [8.946011623186048e-05], [8.946011623186048e-05]], [[8.447606076074712e-05], [8.447606076074712e-05], [8.447606076074712e-05]], [[8.253431267754921e-05], [8.253431267754921e-05], [8.253431267754921e-05]], [[8.309533374481481e-05], [8.309533374481481e-05], [8.309533374481481e-05]], [[8.629101798021677e-05], [8.629101798021677e-05], [8.629101798021677e-05]], [[9.11317717574231e-05], [9.11317717574231e-05], [9.11317717574231e-05]], [[9.640701311788152e-05], [9.640701311788152e-05], [9.640701311788152e-05]], [[0.00010233688500613236], [0.00010233688500613236], [0.00010233688500613236]], [[0.00010930744293887601], [0.00010930744293887601], [0.00010930744293887601]], [[0.00011603009973829709], [0.00011603009973829709], [0.00011603009973829709]], [[0.0001222092914246395], [0.0001222092914246395], [0.0001222092914246395]], [[0.00012871389397821342], [0.00012871389397821342], [0.00012871389397821342]], [[0.00013373010756751597], [0.00013373010756751597], [0.00013373010756751597]], [[0.0001357653628082517], [0.0001357653628082517], [0.0001357653628082517]], [[0.00013678392171417864], [0.00013678392171417864], [0.00013678392171417864]], [[0.00013735779380683044], [0.00013735779380683044], [0.00013735779380683044]], [[0.00013730327627699268], [0.00013730327627699268], [0.00013730327627699268]], [[0.00013368584089504254], [0.00013368584089504254], [0.00013368584089504254]], [[0.0001226325986059193], [0.0001226325986059193], [0.0001226325986059193]], [[0.00010938417482340285], [0.00010938417482340285], [0.00010938417482340285]], [[9.770322549131766e-05], [9.770322549131766e-05], [9.770322549131766e-05]], [[8.469584690309201e-05], [8.469584690309201e-05], [8.469584690309201e-05]], [[7.098134038245607e-05], [7.098134038245607e-05], [7.098134038245607e-05]], [[5.7558126153982314e-05], [5.7558126153982314e-05], [5.7558126153982314e-05]], [[4.410968920524547e-05], [4.410968920524547e-05], [4.410968920524547e-05]], [[3.071812570033805e-05], [3.071812570033805e-05], [3.071812570033805e-05]], [[1.8110297913400547e-05], [1.8110297913400547e-05], [1.8110297913400547e-05]], [[6.178775608465387e-06], [6.178775608465387e-06], [6.178775608465387e-06]], [[-5.165322381053827e-06], [-5.165322381053827e-06], [-5.165322381053827e-06]], [[-1.53751118337625e-05], [-1.53751118337625e-05], [-1.53751118337625e-05]], [[-2.4196949680371e-05], [-2.4196949680371e-05], [-2.4196949680371e-05]], [[-3.211913023167429e-05], [-3.211913023167429e-05], [-3.211913023167429e-05]], [[-3.9428243720296755e-05], [-3.9428243720296755e-05], [-3.9428243720296755e-05]], [[-4.3678935146437294e-05], [-4.3678935146437294e-05], [-4.3678935146437294e-05]], [[-3.604349179578588e-05], [-3.604349179578588e-05], [-3.604349179578588e-05]], [[0.0021604752260170547], [0.0021604752260170547], [0.0021604752260170547]], [[0.003307734750893108], [0.003307734750893108], [0.003307734750893108]], [[0.0032934276276894124], [0.0032934276276894124], [0.0032934276276894124]], [[0.00323933566219127], [0.00323933566219127], [0.00323933566219127]], [[0.003162691138703197], [0.003162691138703197], [0.003162691138703197]], [[0.0030716896530622456], [0.0030716896530622456], [0.0030716896530622456]], [[0.0029491384044941435], [0.0029491384044941435], [0.0029491384044941435]], [[0.0027937650812877336], [0.0027937650812877336], [0.0027937650812877336]], [[0.0026057006513195147], [0.0026057006513195147], [0.0026057006513195147]], [[0.002385076082465982], [0.002385076082465982], [0.002385076082465982]], [[0.0021320223426036303], [0.0021320223426036303], [0.0021320223426036303]], [[0.001813054669241261], [0.001813054669241261], [0.001813054669241261]], [[0.0014764514675701876], [0.0014764514675701876], [0.0014764514675701876]], [[0.0011254361457379396], [0.0011254361457379396], [0.0011254361457379396]], [[0.0007606473426580197], [0.0007606473426580197], [0.0007606473426580197]], [[0.00038272369724392987], [0.00038272369724392987], [0.00038272369724392987]], [[-7.69615159082037e-06], [-7.69615159082037e-06], [-7.69615159082037e-06]], [[-0.00040997356493273265], [-0.00040997356493273265], [-0.00040997356493273265]], [[-0.0008456746143457559], [-0.0008456746143457559], [-0.0008456746143457559]], [[-0.0009463909511676621], [-0.0009463909511676621], [-0.0009463909511676621]], [[-0.0010579882056387796], [-0.0010579882056387796], [-0.0010579882056387796]], [[-0.0011297252228147994], [-0.0011297252228147994], [-0.0011297252228147994]], [[-0.0011621759979156664], [-0.0011621759979156664], [-0.0011621759979156664]], [[-0.001195118776469127], [-0.001195118776469127], [-0.001195118776469127]], [[-0.0012409154802250702], [-0.0012409154802250702], [-0.0012409154802250702]], [[-0.001286842561904665], [-0.001286842561904665], [-0.001286842561904665]], [[-0.0013403290903006362], [-0.0013403290903006362], [-0.0013403290903006362]], [[-0.0013917603953137719], [-0.0013917603953137719], [-0.0013917603953137719]], [[-0.0014786296586758643], [-0.0014786296586758643], [-0.0014786296586758643]], [[-0.001532204060885143], [-0.001532204060885143], [-0.001532204060885143]], [[-0.0016289989854991905], [-0.0016289989854991905], [-0.0016289989854991905]], [[-0.0016931334892147376], [-0.0016931334892147376], [-0.0016931334892147376]], [[-0.001747799465646297], [-0.001747799465646297], [-0.001747799465646297]], [[-0.0017120280893099978], [-0.0017120280893099978], [-0.0017120280893099978]], [[-0.0015770433656759567], [-0.0015770433656759567], [-0.0015770433656759567]], [[-0.0017610733219238922], [-0.0017610733219238922], [-0.0017610733219238922]], [[-0.001973860161459595], [-0.001973860161459595], [-0.001973860161459595]], [[-0.002261048514143745], [-0.002261048514143745], [-0.002261048514143745]], [[-0.002554006800091718], [-0.002554006800091718], [-0.002554006800091718]], [[-0.0028448085054049712], [-0.0028448085054049712], [-0.0028448085054049712]], [[-0.003168886085563878], [-0.003168886085563878], [-0.003168886085563878]], [[-0.0034023049707353516], [-0.0034023049707353516], [-0.0034023049707353516]], [[-0.0037661952804708904], [-0.0037661952804708904], [-0.0037661952804708904]], [[-0.004047489324208717], [-0.004047489324208717], [-0.004047489324208717]], [[-0.004216306402089097], [-0.004216306402089097], [-0.004216306402089097]], [[-0.004311806413436838], [-0.004311806413436838], [-0.004311806413436838]], [[-0.004267869515573178], [-0.004267869515573178], [-0.004267869515573178]], [[-0.004254755349476714], [-0.004254755349476714], [-0.004254755349476714]], [[-0.0042334656922190066], [-0.0042334656922190066], [-0.0042334656922190066]], [[-0.00420296377725203], [-0.00420296377725203], [-0.00420296377725203]], [[-0.004156295316408364], [-0.004156295316408364], [-0.004156295316408364]], [[-0.004140319862656764], [-0.004140319862656764], [-0.004140319862656764]], [[-0.004139423696490126], [-0.004139423696490126], [-0.004139423696490126]], [[-0.004150945249629776], [-0.004150945249629776], [-0.004150945249629776]], [[-0.004181795702713536], [-0.004181795702713536], [-0.004181795702713536]], [[-0.0041860677087628565], [-0.0041860677087628565], [-0.0041860677087628565]], [[-0.004221805148486062], [-0.004221805148486062], [-0.004221805148486062]], [[-0.004244769149183556], [-0.004244769149183556], [-0.004244769149183556]], [[-0.004286462601443743], [-0.004286462601443743], [-0.004286462601443743]], [[-0.004310199794390493], [-0.004310199794390493], [-0.004310199794390493]], [[-0.004339771488756037], [-0.004339771488756037], [-0.004339771488756037]], [[-0.004364870437625578], [-0.004364870437625578], [-0.004364870437625578]], [[-0.004389359542434115], [-0.004389359542434115], [-0.004389359542434115]], [[-0.004426736910324604], [-0.004426736910324604], [-0.004426736910324604]], [[-0.004425056595365845], [-0.004425056595365845], [-0.004425056595365845]], [[-0.004445432203591922], [-0.004445432203591922], [-0.004445432203591922]], [[-0.004446871048256109], [-0.004446871048256109], [-0.004446871048256109]], [[-0.004366059828574115], [-0.004366059828574115], [-0.004366059828574115]], [[-0.0042920591131965224], [-0.0042920591131965224], [-0.0042920591131965224]], [[-0.00394544023824187], [-0.00394544023824187], [-0.00394544023824187]], [[-0.0034794686286475016], [-0.0034794686286475016], [-0.0034794686286475016]], [[-0.003118886044136283], [-0.003118886044136283], [-0.003118886044136283]], [[-0.002917538702168383], [-0.002917538702168383], [-0.002917538702168383]], [[-0.0028542795201830394], [-0.0028542795201830394], [-0.0028542795201830394]], [[-0.0027226205697205227], [-0.0027226205697205227], [-0.0027226205697205227]], [[-0.002616163265482926], [-0.002616163265482926], [-0.002616163265482926]], [[-0.002546776824185068], [-0.002546776824185068], [-0.002546776824185068]], [[-0.0024582120953579416], [-0.0024582120953579416], [-0.0024582120953579416]], [[-0.0024034081837707305], [-0.0024034081837707305], [-0.0024034081837707305]], [[-0.0023876134554841706], [-0.0023876134554841706], [-0.0023876134554841706]], [[-0.0023124899093780347], [-0.0023124899093780347], [-0.0023124899093780347]], [[-0.0022154791710185685], [-0.0022154791710185685], [-0.0022154791710185685]], [[-0.0021137663560565328], [-0.0021137663560565328], [-0.0021137663560565328]], [[-0.0020337805665159477], [-0.0020337805665159477], [-0.0020337805665159477]], [[-0.0020531086954710936], [-0.0020531086954710936], [-0.0020531086954710936]], [[-0.002094057856124267], [-0.002094057856124267], [-0.002094057856124267]], [[-0.0021605728993282936], [-0.0021605728993282936], [-0.0021605728993282936]], [[-0.0022756390979696874], [-0.0022756390979696874], [-0.0022756390979696874]], [[-0.002427256421119007], [-0.002427256421119007], [-0.002427256421119007]], [[-0.002577286322353319], [-0.002577286322353319], [-0.002577286322353319]], [[-0.002769287041376474], [-0.002769287041376474], [-0.002769287041376474]], [[-0.0030953139607900063], [-0.0030953139607900063], [-0.0030953139607900063]], [[-0.0035790330549352887], [-0.0035790330549352887], [-0.0035790330549352887]], [[-0.004081819924530389], [-0.004081819924530389], [-0.004081819924530389]], [[-0.0045713166838443255], [-0.0045713166838443255], [-0.0045713166838443255]], [[-0.005061014998808213], [-0.005061014998808213], [-0.005061014998808213]], [[-0.005551042971719521], [-0.005551042971719521], [-0.005551042971719521]], [[-0.006050176607731632], [-0.006050176607731632], [-0.006050176607731632]], [[-0.006566510319503536], [-0.006566510319503536], [-0.006566510319503536]], [[-0.007141951849132257], [-0.007141951849132257], [-0.007141951849132257]], [[-0.007349104703773991], [-0.007349104703773991], [-0.007349104703773991]], [[-0.007956497134273665], [-0.007956497134273665], [-0.007956497134273665]], [[-0.008576707972910748], [-0.008576707972910748], [-0.008576707972910748]], [[-0.009179334981149643], [-0.009179334981149643], [-0.009179334981149643]], [[-0.009555824816593964], [-0.009555824816593964], [-0.009555824816593964]], [[-0.009937391002092167], [-0.009937391002092167], [-0.009937391002092167]], [[-0.010275169943007931], [-0.010275169943007931], [-0.010275169943007931]], [[-0.010675964413753168], [-0.010675964413753168], [-0.010675964413753168]], [[-0.01106646584157103], [-0.01106646584157103], [-0.01106646584157103]], [[-0.011465251685235125], [-0.011465251685235125], [-0.011465251685235125]], [[-0.011883075150545179], [-0.011883075150545179], [-0.011883075150545179]], [[-0.012336359577414047], [-0.012336359577414047], [-0.012336359577414047]], [[-0.012809986447980554], [-0.012809986447980554], [-0.012809986447980554]], [[-0.013290784857746117], [-0.013290784857746117], [-0.013290784857746117]], [[-0.01379778171940483], [-0.01379778171940483], [-0.01379778171940483]], [[-0.014327676142575622], [-0.014327676142575622], [-0.014327676142575622]], [[-0.014847862836539478], [-0.014847862836539478], [-0.014847862836539478]], [[-0.015355257456601537], [-0.015355257456601537], [-0.015355257456601537]], [[-0.01598476592714309], [-0.01598476592714309], [-0.01598476592714309]], [[-0.01652072804230778], [-0.01652072804230778], [-0.01652072804230778]], [[-0.016737080984705197], [-0.016737080984705197], [-0.016737080984705197]], [[-0.01697441036811792], [-0.01697441036811792], [-0.01697441036811792]], [[-0.017110070042635275], [-0.017110070042635275], [-0.017110070042635275]], [[-0.01708238437963276], [-0.01708238437963276], [-0.01708238437963276]], [[-0.016926025812626973], [-0.016926025812626973], [-0.016926025812626973]], [[-0.016822764037472248], [-0.016822764037472248], [-0.016822764037472248]], [[-0.01672118855748402], [-0.01672118855748402], [-0.01672118855748402]], [[-0.016609524052488504], [-0.016609524052488504], [-0.016609524052488504]], [[-0.016438784475849674], [-0.016438784475849674], [-0.016438784475849674]], [[-0.01623597612504588], [-0.01623597612504588], [-0.01623597612504588]], [[-0.016115337349022648], [-0.016115337349022648], [-0.016115337349022648]], [[-0.016072811356140505], [-0.016072811356140505], [-0.016072811356140505]], [[-0.016018382049778495], [-0.016018382049778495], [-0.016018382049778495]], [[-0.015885605803962838], [-0.015885605803962838], [-0.015885605803962838]], [[-0.015713947549964444], [-0.015713947549964444], [-0.015713947549964444]], [[-0.015793208767671794], [-0.015793208767671794], [-0.015793208767671794]], [[-0.016345954565827558], [-0.016345954565827558], [-0.016345954565827558]], [[-0.01703221339882122], [-0.01703221339882122], [-0.01703221339882122]], [[-0.018883587491101136], [-0.018883587491101136], [-0.018883587491101136]], [[-0.021482683313787457], [-0.021482683313787457], [-0.021482683313787457]], [[-0.023688584724859976], [-0.023688584724859976], [-0.023688584724859976]], [[-0.02765274403519111], [-0.02765274403519111], [-0.02765274403519111]], [[-0.03153804568960593], [-0.03153804568960593], [-0.03153804568960593]], [[-0.03467736154931733], [-0.03467736154931733], [-0.03467736154931733]], [[-0.0330415900777556], [-0.0330415900777556], [-0.0330415900777556]], [[-0.026626343276651858], [-0.026626343276651858], [-0.026626343276651858]], [[-0.017514259555524155], [-0.017514259555524155], [-0.017514259555524155]], [[-0.011850566807382749], [-0.011850566807382749], [-0.011850566807382749]], [[-0.011587792346440787], [-0.011587792346440787], [-0.011587792346440787]], [[-0.007080348853006513], [-0.007080348853006513], [-0.007080348853006513]], [[-9.845806664151781e-05], [-9.845806664151781e-05], [-9.845806664151781e-05]]], [[[-0.0002202827105310633], [-0.0002202827105310633], [-0.0002202827105310633]], [[0.06693855212507638], [0.06693855212507638], [0.06693855212507638]], [[0.11191457008346976], [0.11191457008346976], [0.11191457008346976]], [[0.10065846433294863], [0.10065846433294863], [0.10065846433294863]], [[0.0799578860532941], [0.0799578860532941], [0.0799578860532941]], [[0.06836466728409102], [0.06836466728409102], [0.06836466728409102]], [[0.0549672057695833], [0.0549672057695833], [0.0549672057695833]], [[0.042437441708593766], [0.042437441708593766], [0.042437441708593766]], [[0.027457381173054428], [0.027457381173054428], [0.027457381173054428]], [[0.02556363166374674], [0.02556363166374674], [0.02556363166374674]], [[0.02370120355185213], [0.02370120355185213], [0.02370120355185213]], [[0.021732370624088462], [0.021732370624088462], [0.021732370624088462]], [[0.019038068827975766], [0.019038068827975766], [0.019038068827975766]], [[0.0170623696636428], [0.0170623696636428], [0.0170623696636428]], [[0.016429040467650962], [0.016429040467650962], [0.016429040467650962]], [[0.016008092857539822], [0.0160080928575398 | 4D array with the moment coefficients of the airfoils. Dimension 0 is along the blade span for n_span stations, dimension 1 is along the angles of attack, dimension 2 is along the Reynolds number, dimension 3 is along the number of tabs, which may describe multiple sets at the same station, for example in presence of a flap.
af_3d.r_blade | intermediate | m | [3.97, 8.004482758620691, 12.038965517241381, 16.07344827586207, 20.10793103448276, 24.142413793103447, 28.17689655172414, 32.21137931034483, 36.24586206896552, 40.280344827586205, 44.314827586206896, 48.34931034482759, 52.383793103448276, 56.418275862068974, 60.45275862068966, 64.48724137931036, 68.52172413793105, 72.55620689655174, 76.59068965517241, 80.6251724137931, 84.6596551724138, 88.6941379310345, 92.72862068965517, 96.76310344827588, 100.79758620689655, 104.83206896551724, 108.86655172413795, 112.90103448275862, 116.93551724137932, 120.97] | 1D array of the dimensional spanwise grid defined along the rotor (hub radius to blade tip projected on the plane)
af_3d.rotor_radius | intermediate | m | 120.97 | Scalar of the rotor radius, defined ignoring prebend and sweep curvatures, and cone and uptilt angles.
af_3d.r_thick | intermediate |  | [1.0, 0.98574825156946, 0.8645454487175683, 0.6863275078144752, 0.5327892032934999, 0.4554085600324844, 0.39835906248095737, 0.3623362355961333, 0.34602611408094774, 0.3353661215778716, 0.3253483459809507, 0.31640414054792565, 0.3078434763344884, 0.2983348142661491, 0.2875131823266269, 0.27634815520943806, 0.2657571396422814, 0.25541928518054025, 0.24561066272325402, 0.23638575382363344, 0.2261326075998445, 0.21694508641677518, 0.21151678678986288, 0.211, 0.211, 0.211, 0.211, 0.211, 0.211, 0.211] | 1D array of the relative thicknesses of the blade defined along span.
af_3d.chord | intermediate | m | [5.2, 5.2265040720520535, 5.319400683825207, 5.4580745530036845, 5.603038107463281, 5.718286587458929, 5.764630606410189, 5.715053106286686, 5.539182293334066, 5.290780459215475, 5.034005694445184, 4.815660040795825, 4.623237527554848, 4.432040224442178, 4.2451981651395, 4.065767388212587, 3.896040232078195, 3.7350841723423227, 3.5792063535409593, 3.4245801420565267, 3.267946590725438, 3.111859691750389, 2.957140175463699, 2.800021994595202, 2.6367899876098777, 2.4641317667059357, 2.2834502451238916, 2.0956817072301495, 1.9024851146667074, 0.5000000000000001] | 1D array of the chord values defined along blade span.
blade.compute_coord_xy_dim.chord | intermediate | m | [5.2, 5.2265040720520535, 5.319400683825207, 5.4580745530036845, 5.603038107463281, 5.718286587458929, 5.764630606410189, 5.715053106286686, 5.539182293334066, 5.290780459215475, 5.034005694445184, 4.815660040795825, 4.623237527554848, 4.432040224442178, 4.2451981651395, 4.065767388212587, 3.896040232078195, 3.7350841723423227, 3.5792063535409593, 3.4245801420565267, 3.267946590725438, 3.111859691750389, 2.957140175463699, 2.800021994595202, 2.6367899876098777, 2.4641317667059357, 2.2834502451238916, 2.0956817072301495, 1.9024851146667074, 0.5000000000000001] | 1D array of the chord values defined along blade span.
blade.compute_coord_xy_dim.pitch_axis | intermediate |  | [0.5045454545454545, 0.478272788275845, 0.4467037271357153, 0.4143671733690558, 0.3852340324213114, 0.35900232277705957, 0.3387088845446817, 0.3251668513770255, 0.3165684415629794, 0.3109012710840118, 0.3068353469556881, 0.3029298546845621, 0.2984498424070107, 0.294050797638603, 0.2906618358638823, 0.2884710521324488, 0.28784166497695546, 0.28831579012827324, 0.2901546214955529, 0.293228374804286, 0.2972374968685465, 0.3019960315194374, 0.30725011193605684, 0.312567265034242, 0.31843498972288176, 0.32575139297419775, 0.3342661884039118, 0.3437327016266949, 0.35493038748272737, 0.36818181818181805] | 1D array of the chordwise position of the pitch axis (0-LE, 1-TE), defined along blade span.
blade.compute_coord_xy_dim.twist | intermediate | rad | [0.27217629557079365, 0.2703213611890718, 0.256799564764236, 0.2327155229387189, 0.20321731641546886, 0.1732589091471034, 0.14740155387210616, 0.12742646107176153, 0.10871460898629608, 0.09126428560094875, 0.07584972929275118, 0.06295038726312087, 0.05200766129122833, 0.04228858599827693, 0.033587020259345804, 0.025633480184089865, 0.0184400219280952, 0.01209021726759452, 0.006201760506518447, 0.00031992263151258093, -0.006211367073939275, -0.014504119313560162, -0.023986689985735336, -0.032325206696798774, -0.03736348292490616, -0.037945785000536754, -0.03678035236750884, -0.03399755916765491, -0.029012617364700573, -0.02168375606076353] | 1D array of the twist values defined along blade span. The twist is defined positive for negative rotations around the z axis (the same as in BeamDyn).
blade.compute_coord_xy_dim.coord_xy_interp | intermediate |  | [[[1.0, -5.228293926268224e-16], [0.9994296839925828, -0.022259740711558177], [0.9980630178329651, -0.04445803489546769], [0.9955739142666737, -0.0665618134473914], [0.9920863097495596, -0.08851982053258163], [0.9876861486750573, -0.11027527223126012], [0.9823305251706396, -0.1317843709197388], [0.9760119083356915, -0.1530066176350885], [0.9687874672983805, -0.1738868028054739], [0.9606748602592401, -0.19437934848935778], [0.9516753587636769, -0.2144496858898974], [0.9418276527462444, -0.23405837873056085], [0.9311752953551309, -0.2531529758653068], [0.9197303974311781, -0.2717058715241765], [0.9075245591947199, -0.2896910384273745], [0.8946104080703081, -0.3070575403137143], [0.8810096964994352, -0.3237794960574165], [0.866747905197194, -0.339839087916958], [0.8518902581712053, -0.35520047541186606], [0.8364694626214207, -0.3698431374689817], [0.8205134859436981, -0.3837614939542973], [0.8040738322175812, -0.39691489811790015], [0.7871915298856534, -0.4092893400643106], [0.7698979191015535, -0.4208940017028426], [0.7522523412351593, -0.43170364047579557], [0.7342913491785575, -0.44170411642042817], [0.7160449249557642, -0.45091629501054464], [0.6975716400331089, -0.45931119239150625], [0.6789061864336874, -0.466891833699312], [0.6600803126205398, -0.4736931268620854], [0.6411475171372123, -0.4796641292900073], [0.6221376509688521, -0.4848434334715212], [0.6030879981944149, -0.4892689245320695], [0.5840450421189749, -0.49287710440089977], [0.5650308976870032, -0.4957710179013429], [0.5460886027795995, -0.49790677272002765], [0.5272486739168989, -0.49920523096536945], [0.508535950506088, -0.4999001471231513], [0.48999235547038833, -0.49986512233616703], [0.4716321145068305, -0.49915299052333634], [0.45349250374434763, -0.4978655748478763], [0.43559330289767306, -0.49584922139645754], [0.41795606561694243, -0.49322020425743757], [0.40060974844257635, -0.4900340177148858], [0.38356093160600935, -0.4862406543812106], [0.3668432157337161, -0.4819531220757106], [0.35045731632050314, -0.4771070365916879], [0.33443448400863013, -0.47180161714763363], [0.3187741003293152, -0.465997503105357], [0.3034996231212948, -0.4597718336399732], [0.2886112935656476, -0.45311101277459825], [0.27412438666566624, -0.44607147267604036], [0.26004145552371905, -0.43865399658656523], [0.2463748720159175, -0.43089728807614147], [0.23312344393883352, -0.4228128921543159], [0.22029377781042306, -0.41444216059030153], [0.20788328296533118, -0.4057907314202666], [0.19590295639164573, -0.39689711005990247], [0.18434125306662855, -0.3877630289328062], [0.17321393095416077, -0.3784327818575115], [0.16249917612963843, -0.3689016855353164], [0.15221460277725932, -0.35922081920480586], [0.14233175939897136, -0.34938179497549954], [0.13287211153919, -0.3394286782901919], [0.12380643962975976, -0.3293594524047539], [0.11514762338607656, -0.3192023645100907], [0.10688720880274838, -0.30897183476900875], [0.09900711152156341, -0.2986754406431282], [0.09152340438534401, -0.28834653723959136], [0.08439704281722242, -0.2779791205220024], [0.0776464790199521, -0.26760420577043886], [0.07124790821202077, -0.25722921245277414], [0.06518786629737473, -0.24686109008276283], [0.05948747212742032, -0.23652443301269652], [0.05410024641809, -0.2262139012738714], [0.049037878670187655, -0.21594907486257178], [0.044300349757333976, -0.20574524647381487], [0.039842359734680484, -0.19559765442820762], [0.035689975243613004, -0.18552550330330408], [0.0318292350050659, -0.1755359887530568], [0.028220007205789974, -0.16562693673246215], [0.024892524779269766, -0.15581522149021937], [0.021828668303003517, -0.1461056218157035], [0.018984694713133153, -0.13649533799824295], [0.016392191702033498, -0.1269983005811027], [0.014044634634199048, -0.11762077059006068], [0.011879824984634942, -0.10835684703907963], [0.00993094518736226, -0.09921662146203766], [0.008219407957347493, -0.09020841012942249], [0.0066583862213787865, -0.08132543510984099], [0.005267741928506431, -0.07257222340427001], [0.00409515753852961, -0.06395640173157158], [0.0030987885971364196, -0.05547801302110005], [0.0021966077355110324, -0.04713200469997591], [0.0014626417630186888, -0.038924405260417023], [0.0009644846082979224, -0.030860610171394718], [0.0005993738679828514, -0.022936235945969066], [0.0002900866455990823, -0.015148765877396714], [7.807077883024657e-05, -0.007502222076493378], [0.0, 0.0], [7.804120611659719e-05, 0.007500736220690077], [0.0002898787241920041, 0.015142758486887441], [0.000598775316682048, 0.022922584561419372], [0.000963326351634835, 0.03083611939777482], [0.0014596682128281925, 0.03888574897117924], [0.002190976364499905, 0.047075815990683056], [0.0030899784195977838, 0.05540088812816734], [0.0040827111247031585, 0.06385488643689734], [0.005248531243836643, 0.07244263446468859], [0.006631282230012606, 0.08116423659691048], [0.008183684298590573, 0.09001209900857182], [0.009883614168490653, 0.09898142028662286], [0.011817640154723611, 0.10807902374749316], [0.01396619932168302, 0.1172968915532844], [0.016295142079104163, 0.1266248185078847], [0.018863193778115264, 0.13606823481979582], [0.02168071375327755, 0.14562174107393758], [0.02471591629586298, 0.15527150565279574], [0.028006440010586352, 0.1650191265391525], [0.03157625589149645, 0.17486145042023296], [0.03539483961687758, 0.18478174850035556], [0.03949498254800754, 0.19478045115068363], [0.04389792827815823, 0.20485282604936875], [0.04857580757377651, 0.21497933573681455], [0.053567991613811754, 0.22516324887670366], [0.058881821148870805, 0.23539257539832661], [0.06450016290273135, 0.24564586185495754], [0.07046920463911449, 0.2559288096954281], [0.07677403099247093, 0.2662200889663396], [0.08341621271683673, 0.2765073937902718], [0.09042901951906561, 0.28678971177956086], [0.0977906533229447, 0.29703436159541413], [0.10553618719874776, 0.30724577033016703], [0.11365876004177941, 0.31739779819794195], [0.12216148331893956, 0.32747251411893785], [0.1310674986027348, 0.33746715509188474], [0.14035464992188373, 0.3473464005305412], [0.15005511078613856, 0.35711729389225577], [0.16014896266156226, 0.3667368291462652], [0.17065818789963985, 0.37620901617836566], [0.181574957422924, 0.38549542027777267], [0.19290757140963558, 0.39458324766597075], [0.20465763457781186, 0.40345225285920333], [0.21681735306942435, 0.4120736546751029], [0.22939648396347811, 0.4204412604055216], [0.24237780069407988, 0.4285157291249229], [0.25577362426833844, 0.43629701405132887], [0.2695667856328992, 0.4437307842367116], [0.2837657972261352, 0.4508257189736272], [0.29834798288780395, 0.457529313046837], [0.3133189787852679, 0.46384827499917675], [0.3286584618928104, 0.4697270339484697], [0.3443649416455463, 0.4751660894880115], [0.3604197737256814, 0.480124895665173], [0.37681123376695697, 0.4845801569487354], [0.3935252510207292, 0.48853802379954264], [0.41053864255357086, 0.4919162868719799], [0.4278432324908231, 0.4947936897726825], [0.4454066634681981, 0.49700186546594954], [0.46322225410302975, 0.4986945279258362], [0.4812515456557157, 0.4995759574617022], [0.49948102667173666, 0.49999959595885196], [0.5178795830856975, 0.4996098999639328], [0.53641763136701, 0.49871925440459125], [0.5550757049095608, 0.4969470954598009], [0.5738084272426077, 0.49454680736168694], [0.5925967311050585, 0.4913424955847996], [0.6114013775535108, 0.48742771367820337], [0.6301864306052414, 0.48276379079159115], [0.648926781663159, 0.47729943602739405], [0.6675702064249728, 0.4710909063826163], [0.6860884295909518, 0.4640855644485798], [0.7044453890439168, 0.4562851535303835], [0.722592093722966, 0.44772115413233077], [0.7405018004535244, 0.4383571285236732], [0.7581254571228347, 0.4282123442390851], [0.7754210143761534, 0.4173028842750689], [0.7923623735876001, 0.4056139761112096], [0.8088945461516956, 0.3931735469910264], [0.8249746330148909, 0.37999039194943635], [0.8405769522734091, 0.36606263907410247], [0.8556527588088183, 0.3514331465234179], [0.8701628988827118, 0.33611786369580327], [0.8840850330712717, 0.3201256148355837], [0.8973612142623708, 0.3034905059583089], [0.9099546800766618, 0.2862409686609341], [0.921851471402547, 0.26839650792968384], [0.9330128366584268, 0.2500014055184513], [0.9433892789690503, 0.23108884233257737], [0.9529731538505595, 0.2116848082416565], [0.9617431308270605, 0.19183234032607036], [0.9696406906754642, 0.17157715881862903], [0.9766642158986641, 0.15095167052848088], [0.9828150771120139, 0.12999562103203396], [0.9880284400451029, 0.1087652991581767], [0.992304836603751, 0.08729993375043676], [0.9956935187759139, 0.06563977190440679], [0.9981204893400154, 0.04383945814142799], [0.9994430379087048, 0.021949651396883253], [1.0, -5.268286851570632e-16]], [[1.0, 1.6027396660939803e-05], [0.9991193946721869, -0.022232752714814348], [0.9963739638870815, -0.044143993372640196], [0.9926209379463079, -0.06599358540264459], [0.9880030048735263, -0.08796501454153367], [0.9825866688500768, -0.10979451933153926], [0.9763079886987813, -0.13138486154120135], [0.9691459138420777, -0.152679756234073], [0.9611340443934658, -0.17360314668595028], [0.9523026586044867, -0.19414383597316454], [0.9426240666753992, -0.2142231312896632], [0.9321366756960972, -0.23381022638150664], [0.9208775505620386, -0.2528523889503405], [0.9088471639859164, -0.2713053613930863], [0.8960843845514238, -0.28916044478745756], [0.882637010833816, -0.3063622824245554], [0.868525920452995, -0.3228835382081365], [0.8537803485543862, -0.33871232720386224], [0.8384664760261626, -0.353818606635353], [0.8226202735914808, -0.36818874004466373], [0.8062670546422668, -0.38180725172842134], [0.7894590053695918, -0.39462933375988135], [0.7722484288380836, -0.40666726736194486], [0.7546533785322755, -0.4178937409067266], [0.7367442848251284, -0.42833145956384605], [0.7185485211876659, -0.43792327583439494], [0.7001037399425907, -0.4467202037953153], [0.6814685674571446, -0.45470482070172275], [0.6626765282523989, -0.46187150883457617], [0.6437587163607813, -0.46824006527960566], [0.6247690984200839, -0.47380531220095556], [0.6057368118671762, -0.4785561251489711], [0.5866983012026874, -0.48256671801543366], [0.5676983279724891, -0.4857732755175852], [0.5487588946206379, -0.4882803245813119], [0.5299233258334409, -0.49001894051155903], [0.5112198495238442, -0.4909441114253439], [0.4926695135792725, -0.49128463092634], [0.4743155796283754, -0.490909414558449], [0.4561718361830662, -0.48986899458193034], [0.43827018080516067, -0.48827451903686153], [0.42063647020949785, -0.48595808570739674], [0.40328080352956663, -0.4830632912088146], [0.38624069518492093, -0.4796148777235183], [0.369514526825096, -0.47558689631997353], [0.35313729666846155, -0.47108053013564016], [0.3371119489204746, -0.4660315610706886], [0.32145856738457707, -0.46055105277104286], [0.30618801483624464, -0.4545841106307646], [0.2913118391130942, -0.4482202860586898], [0.27683693794839154, -0.4414376997289328], [0.2627741640118191, -0.4342957443445502], [0.24911976419260728, -0.4268028800040647], [0.2358939113783064, -0.41898631345438286], [0.22308258995093405, -0.4108709880512468], [0.210691610104368, -0.4024957438885666], [0.1987200198705986, -0.3938638591189511], [0.18717158142739948, -0.3850172025093376], [0.17605142718545405, -0.37594348496340296], [0.16535787602922913, -0.3666976473418643], [0.15506134812006964, -0.35728018499333813], [0.1452010640482442, -0.34772420762001865], [0.13573637755162593, -0.33802987670549706], [0.1266843381102638, -0.3282407950315077], [0.11801240385665308, -0.31835654519928447], [0.10972814857298775, -0.3084056178392945], [0.10183485236398848, -0.2983952456490591], [0.09430659089497768, -0.28833607696732466], [0.08715581435557682, -0.27826004455484266], [0.08034724871266319, -0.2681597292099322], [0.0739055476031035, -0.2580609292964055], [0.06780304583835677, -0.24797225231113718], [0.06202754275455287, -0.237899731056188], [0.056600226585529566, -0.22786569180925112], [0.05147526451739879, -0.21786540494516196], [0.04666091099215963, -0.2079177148409998], [0.042158164740524966, -0.19803715665555274], [0.03792205676893052, -0.18821837940681524], [0.03397169615544762, -0.17848047717673854], [0.030296423989277045, -0.16882948201162642], [0.026863723408403366, -0.15926191173135928], [0.023699531869641362, -0.14979370151252397], [0.02078318862733278, -0.1404293222727325], [0.018071346153301658, -0.13116613637379265], [0.015598284636665115, -0.12201647171052657], [0.013361814179709844, -0.11298548485647271], [0.01130156638652298, -0.1040674726836899], [0.009446422833289222, -0.09527213694418153], [0.007815596337780764, -0.08660729169064936], [0.006328530971426164, -0.07806612661478217], [0.005006672063769243, -0.06965257632886078], [0.0038930928279797016, -0.06137376717039014], [0.0029442477385377475, -0.05322981559928684], [0.002078465635465553, -0.04521601497323964], [0.001371518254992493, -0.0373376416908814], [0.0009003391420190694, -0.029599024748674294], [0.0005563584267788965, -0.021996068153926372], [0.00026700503570038287, -0.014526379474615648], [7.186282654915835e-05, -0.007193711462081459], [0.0, 0.0], [7.317781609915754e-05, 0.007189827337300626], [0.0002735196161736636, 0.014517909448146866], [0.0005720605878500704, 0.021979778512043212], [0.0009260236839425597, 0.029571847110732834], [0.0014009119144708692, 0.03729686773996881], [0.0020968854219485583, 0.045159049755518585], [0.0029515517434170373, 0.05315325532033252], [0.003897001156769241, 0.06127362060678871], [0.005011916499057202, 0.06952479697199847], [0.006333890814384298, 0.07790741474446201], [0.007813415117336148, 0.08641473618322318], [0.009432238119640566, 0.09504222693475464], [0.011274764160457591, 0.10379626243267832], [0.013326128965177325, 0.11266903539579512], [0.01555245328815606, 0.12165118889877907], [0.018004087515799266, 0.13074872657520523], [0.020689454626570018, 0.13995705845476816], [0.023581290755611422, 0.14926277846907324], [0.026720018926760708, 0.1586670125725837], [0.030128172741886675, 0.16816759950867824], [0.03376916529815803, 0.17774971875273463], [0.0376714083295188, 0.18741499451034827], [0.04185904492838064, 0.19715834971012536], [0.0463118988997737, 0.20696100474692325], [0.05106593733557313, 0.2168268871857425], [0.056124950158366674, 0.22674558039560977], [0.06147923314436219, 0.23669501854223615], [0.06717550543170585, 0.24668022059190348], [0.07319646911923935, 0.25668212234068577], [0.0795453027368716, 0.2666888525396918], [0.0862544365694561, 0.2766994002033151], [0.09329689045304368, 0.28668575238695926], [0.10070665667442727, 0.2966524865755819], [0.10848210903046987, 0.3065737160820448], [0.1166281655918611, 0.3164317587988908], [0.1251574402344456, 0.32622941165749636], [0.1340536606870656, 0.3359313867326968], [0.14335618147000312, 0.34554086222273855], [0.15304746959360266, 0.3550165654098661], [0.16314497676314277, 0.3643646655915984], [0.1736426868072346, 0.37354867203719766], [0.1845448871854217, 0.3825600583019848], [0.19586092585972656, 0.3913744831075185], [0.20758762848045992, 0.39996213171033995], [0.219729044150545, 0.4083224261343232], [0.23226888829033523, 0.4164185681486385], [0.245224154466229, 0.4242466141205235], [0.2585818883280316, 0.43175178524542296], [0.2723520296093817, 0.4389413427169352], [0.2865150018761857, 0.4457631323821831], [0.30107974492647416, 0.45221855901435737], [0.31601877165933806, 0.4582664834129868], [0.3313450870578208, 0.4638847953290667], [0.34702901382471707, 0.4690552980248078], [0.36306846808716875, 0.47373956148712065], [0.3794468360533952, 0.4779494728189213], [0.39614640233168896, 0.48159755076756366], [0.4131559062553608, 0.48476507483919534], [0.4304465251598585, 0.4872870070322992], [0.44801377287815436, 0.48930297228565217], [0.4658229343165638, 0.49052196608873383], [0.4838595660580187, 0.4912806842867092], [0.5020920220247063, 0.4912445558597011], [0.5204916568254648, 0.4907091024602079], [0.539040181058893, 0.4893025740018747], [0.5576926294151483, 0.48727173347719865], [0.5764311364603231, 0.4844396168322342], [0.595215673227479, 0.4809062716323635], [0.6140121614086554, 0.47660888613686686], [0.6327945464659088, 0.4715113249936428], [0.6515131189524991, 0.4656933478664988], [0.6701364104500684, 0.45903986750141207], [0.6886329162029324, 0.4516147190046995], [0.706952308192976, 0.44341622356072685], [0.7250672106876291, 0.434409901514892], [0.7429294174887814, 0.4246120080695092], [0.7605022977033313, 0.41404713250639474], [0.7777558757485193, 0.4026854710625138], [0.794635396617264, 0.3905641601015229], [0.8110946097429435, 0.3776766736247096], [0.827113377336164, 0.3640424239202501], [0.8426407089607172, 0.3496930563673494], [0.8576399848724814, 0.33464792691190676], [0.872089228718841, 0.3189190395301578], [0.8859239931334859, 0.30251656876361954], [0.8991184688136027, 0.2854967776933343], [0.9116446363103797, 0.267845223962694], [0.9234762080477321, 0.2496342230903793], [0.9345613685115886, 0.2308881597776023], [0.9448889295742874, 0.2116060822008467], [0.9544324629440817, 0.19176512892954048], [0.9631454146135555, 0.17152139551952755], [0.9710201837148761, 0.15090709650754322], [0.9780450239477211, 0.12996155959564193], [0.9841752515977836, 0.10874166838596838], [0.9894016940096204, 0.08728636100049855], [0.9937724117391794, 0.06563595282352885], [0.9971946047362426, 0.04384444114840181], [0.9994270803560593, 0.02183891336407695], [1.0, 1.6027396660935805e-05]], [[1.0, 0.00011812477576429977], [0.9958844445620711, -0.021208629277808373], [0.9831152572458106, -0.040023108643000106], [0.9698288310857399, -0.05921848251729137], [0.9565860398170628, -0.08010445311146552], [0.9433843837384415, -0.10129393915537228], [0.9300231343548039, -0.1223798162520597], [0.9163850726955463, -0.14320804588837782], [0.9023282063816799, -0.1635713693341333], [0.8879772572808802, -0.18364847844588703], [0.8730879000099089, -0.20310351503200605], [0.8576954835691574, -0.2219503646440476], [0.8417868378299845, -0.24012631947615176], [0.8252729024396577, -0.25748434692043964], [0.8082449226870172, -0.27410603145117546], [0.7907117096386173, -0.289905421510701], [0.7726850169069055, -0.30484059265450913], [0.7542205883121054, -0.3189280235424285], [0.7353902977205362, -0.3321674846369581], [0.7162542095604879, -0.3445827784814327], [0.6968158541246166, -0.35609665546924435], [0.677285787718665, -0.36663819145049387], [0.6579411128600314, -0.37637258982427835], [0.6384346678603429, -0.38505307045010223], [0.6188949776975857, -0.39298590687876855], [0.5992944012087671, -0.399854801473225], [0.5797117651336785, -0.40588621716905243], [0.5602019080653087, -0.4111342254110947], [0.5407904068921308, -0.4155417353880923], [0.5215032843021559, -0.41903363576433894], [0.5023934690179608, -0.421890873918274], [0.4834844691401515, -0.4237923927147082], [0.46480550945728005, -0.4250373936925943], [0.44638805837913836, -0.4255654380477259], [0.42825221805917946, -0.4254866682664583], [0.41043940999127965, -0.42457715595189127], [0.39296246789713946, -0.42301227644128186], [0.3758189531692269, -0.4209818090410367], [0.3590558760592983, -0.41833214754411074], [0.34268333522018435, -0.41509763432887387], [0.3266989253562344, -0.4114483394522714], [0.3111609317453848, -0.40712967728568045], [0.2960119884371933, -0.4024641861090319], [0.28133497512957156, -0.39726998470707164], [0.26708046590310186, -0.39168640925927345], [0.25328816115609004, -0.38573109906172653], [0.2399729093700544, -0.37934432918663813], [0.2270875294725141, -0.372716771087938], [0.21470779491983785, -0.3656884658084408], [0.20277414050890583, -0.35843410387468977], [0.19133052699288322, -0.35087543152963646], [0.18036076343159574, -0.3430916439719271], [0.16982427717561488, -0.3351469282691567], [0.1597839016205447, -0.32698677256031833], [0.15015200614680352, -0.31873308006434886], [0.14092827693323565, -0.31040772019273255], [0.13212060056854144, -0.3019983582994764], [0.12368933746031845, -0.29357231321773714], [0.11573424170753634, -0.28501589759204804], [0.10815149454535965, -0.27646242682111893], [0.10086820572192137, -0.2679522302877082], [0.09404291428391251, -0.25938570908154446], [0.08756751531363391, -0.2508271409625188], [0.08143092198941075, -0.24231706035765346], [0.07558361483620982, -0.23386792360654268], [0.07000056884758814, -0.2255107433890659], [0.06475136725646659, -0.21719911485022553], [0.05976600089351106, -0.2089673416582577], [0.0550334043820117, -0.20083694042248276], [0.050541273136882614, -0.19279019625506696], [0.04634482415843585, -0.18481334174852787], [0.0423958643462499, -0.17692416844376457], [0.03868970107793504, -0.16912184377432216], [0.035244235696036685, -0.16141142075199502], [0.032020795846749855, -0.1537929409260643], [0.029008067042862, -0.14627970257124384], [0.02621324165005088, -0.13888053775801468], [0.023595224832489027, -0.13158563432949413], [0.021130761405865867, -0.12441334498374658], [0.018828760413954808, -0.11736081593977447], [0.01670430996035672, -0.11041450191926376], [0.014753924576097114, -0.10358315498884561], [0.012941826153091703, -0.09686888879330936], [0.011230256242876298, -0.09027034017725762], [0.009663532353754447, -0.08378748816052087], [0.00826306032790583, -0.07741696247674196], [0.006985663913875643, -0.07115459239241814], [0.005833442821336909, -0.06500711415121449], [0.004810443611575464, -0.05897849645415099], [0.003880842944631912, -0.05306166795530241], [0.0030728312517399273, -0.04725599971616508], [0.0023981195576250414, -0.04156477763566746], [0.0018082287519078553, -0.03598870002198356], [0.0012308753359488796, -0.030525735760923402], [0.0007432482426115814, -0.025175351061130353], [0.0004678247206531437, -0.01993362332075287], [0.000273270018039783, -0.01479866648213666], [0.00011997105844756496, -0.009769006693704356], [3.2317061826068634e-05, -0.0048460964217611575], [0.0, 0.0], [4.219715312399413e-05, 0.004783324071676041], [0.00016616990141209097, 0.009696899571356889], [0.0003830801761616208, 0.014717378100223215], [0.0006491246320939735, 0.019841068541731573], [0.0009614866811175466, 0.025073628995340772], [0.0013932071246838802, 0.030418247639970353], [0.00191712843504656, 0.03587204131181461], [0.002507601407894493, 0.041430772685999116], [0.003231767089176599, 0.04709776864848053], [0.00408795793527448, 0.05287774710288481], [0.005019117929394344, 0.058770574094578], [0.006030491708383537, 0.06477374589577554], [0.007186301330532175, 0.07089016856664826], [0.008498502596867697, 0.07711360534215317], [0.009936021487741163, 0.08344121778851964], [0.011496749265003292, 0.08988347361849157], [0.0131793062590729, 0.09644203278137824], [0.01498655705589568, 0.10310671286737431], [0.01697132699484152, 0.10987496818755801], [0.01914882086981364, 0.11675232138496461], [0.021453904404784174, 0.12373864542131606], [0.023885573073349056, 0.13084475931096243], [0.02648432329578644, 0.13806284386632178], [0.029277905007021657, 0.1453798860923166], [0.032280914112155765, 0.15280483301126474], [0.035476943461229676, 0.16033927784112817], [0.03889586013289964, 0.16795630485075003], [0.04258394116822202, 0.17565564495467872], [0.046514688574659416, 0.1834355639698948], [0.05069943314319785, 0.19128744758156713], [0.05516396283432537, 0.19921021436732386], [0.05985597155522733, 0.20721142323755304], [0.06480242559132571, 0.21529652145148714], [0.07003345322256165, 0.2234413425167526], [0.07556481021169043, 0.23162989710208418], [0.08134840549755734, 0.23990669846695953], [0.08740521800873363, 0.2482362641371019], [0.09381373947399647, 0.2565920316391085], [0.10057340071646065, 0.2649455950321175], [0.10767466184397632, 0.2733186856670263], [0.1151248488295111, 0.28168881266610857], [0.122906252236912, 0.29007820015985913], [0.13107317368571247, 0.29843120761687864], [0.13965113048386163, 0.3067097092490282], [0.14861275760024556, 0.3149530105786648], [0.15794983426507062, 0.3231417220763414], [0.167705452208616, 0.3312417053949525], [0.1778929368756611, 0.3391944324859352], [0.188531353100908, 0.34699476167203985], [0.19962191178795904, 0.3545924640740346], [0.2111920158575411, 0.3619497573456613], [0.22317570546420792, 0.36912722148185834], [0.2356692753044389, 0.3759420589723175], [0.2485825460621206, 0.3825318796086081], [0.26197015143477964, 0.3887513609941095], [0.27580266785027246, 0.3946500076588223], [0.2900958442101634, 0.40010532609002714], [0.304821537095761, 0.4052116637315044], [0.31997425361408594, 0.4098305797564691], [0.3355624812979192, 0.41399994007893715], [0.3515763246372846, 0.41747172331077814], [0.36799693545210777, 0.420458253239024], [0.3847925037255106, 0.4227777241899862], [0.4019423381817409, 0.42460144641169695], [0.41943649351033585, 0.4256339458942157], [0.43723655025406766, 0.4260662303806093], [0.4553330547209764, 0.4257237939745882], [0.4736850479259107, 0.4247441341107526], [0.49227216338175184, 0.4229142784565678], [0.5110651177996854, 0.4202978646845459], [0.5300334122149644, 0.417118829565517], [0.5491297017640604, 0.4128776428343945], [0.568351469786719, 0.40802322888482684], [0.5876452685072161, 0.40234866822684906], [0.6069823120795602, 0.3958351446215789], [0.6263236410757427, 0.38848129409086907], [0.6458777642182982, 0.3803633899126589], [0.6655637840570522, 0.3713636364908402], [0.6851364314192349, 0.36157499970740853], [0.7045236204711756, 0.3509008874413592], [0.7237487370636692, 0.3394895665586538], [0.7427436735670696, 0.32730450524568716], [0.7614916538866416, 0.3143862001773812], [0.7799736625185445, 0.30076585264340516], [0.7980766656733258, 0.28631352178603603], [0.8158580475356613, 0.27124831376386693], [0.8331847184828045, 0.25535901924724086], [0.8501239880600036, 0.23887893834507642], [0.8666068987457685, 0.22178112659733715], [0.8825958976428646, 0.203938767418003], [0.8980274437468592, 0.18502783486574528], [0.912941747167342, 0.1657111584542817], [0.9272856938538739, 0.14600646167667736], [0.9409519857883536, 0.12592149988924728], [0.9540348191847412, 0.10555745523240985], [0.9664460327771436, 0.0849311811926207], [0.9782020638045452, 0.06408809911065515], [0.9890374845117161, 0.04303293767696745], [0.9981068844273615, 0.021043360109460407], [1.0, 0.00011812477576429603]], [[1.0, 0.00018289573274966385], [0.9895488796972829, -0.017524175543065807], [0.9670875143962344, -0.03022438133046956], [0.9441624213612151, -0.044202915352852555], [0.9219493455697814, -0.060479986398781604], [0.9004934144716109, -0.0775816658645333], [0.8795391022576976, -0.09498195991376067], [0.8589155971474798, -0.11245997697854739], [0.8383520127389303, -0.12971459577415723], [0.8180406922893816, -0.14696482665611538], [0.797583718659566, -0.16376461331554168], [0.777008831076137, -0.18012611000471745], [0.7562557645228156, -0.19595309918973772], [0.7351633473314692, -0.2110358901601305], [0.713849339721917, -0.22545848980977115], [0.6922813630789371, -0.2391074100335077], [0.6704557733110604, -0.2519162252152058], [0.6484400552093865, -0.2638943764013936], [0.626299262266981, -0.27504257369263796], [0.6041065130679788, -0.2853922815147666], [0.5818437257845251, -0.2948309240849317], [0.5600107600356237, -0.3032757036693114], [0.5392084143060729, -0.310949355502811], [0.5185107173200812, -0.3175073548229101], [0.4980527234925005, -0.3233712554605324], [0.4777802545476169, -0.3281116938350706], [0.45777967564167554, -0.3320144321419204], [0.4380934199464436, -0.3351707475608704], [0.4187407883595153, -0.3375048951965088], [0.39974240447788456, -0.33889344182584324], [0.38114082076997174, -0.3397646128020218], [0.3629533537131844, -0.3396458956010651], [0.3452001236443256, -0.33894064022637616], [0.3278985445160615, -0.3376080985765367], [0.31106465146520806, -0.335744809754404], [0.2947296408251125, -0.33306640306004026], [0.2788946090593513, -0.32986983770980444], [0.26354382809468274, -0.32629285831858473], [0.2487151326462891, -0.3221987680980579], [0.234414092875827, -0.31760789609560564], [0.220616443901125, -0.3127109401908288], [0.20738585457199094, -0.3072358171939489], [0.19463546052549205, -0.30159189607986353], [0.18245480131438124, -0.29547331318275283], [0.1707748043504794, -0.2891293006955554], [0.15962799781724493, -0.2825097294312402], [0.14903123894778628, -0.27557244883175885], [0.138904029049127, -0.2685452592625232], [0.1293434325755488, -0.2612119680436702], [0.12025626711149738, -0.25379306273127966], [0.1116970958567795, -0.24617994114430797], [0.10363529691109605, -0.23845725722426211], [0.0960150430565885, -0.23072853448479214], [0.0889092285524058, -0.22288215851681228], [0.08220303632860888, -0.21510587016181762], [0.07588972596871585, -0.20740843408618856], [0.06997892268762439, -0.1997693033671342], [0.06440994429275071, -0.1922717156858156], [0.059314490161810965, -0.18473520552833578], [0.05454558751981172, -0.17734435525646974], [0.050017761300551064, -0.17017138867943277], [0.04592096222028547, -0.16301959633164395], [0.042129006343119065, -0.15600116854880738], [0.03861294454290732, -0.1491504477360157], [0.03532260645154919, -0.1424911998098404], [0.032215189583544634, -0.1360546259749483], [0.02938192367267295, -0.1297552123758893], [0.026738991827665957, -0.12364496114969481], [0.02425934994576897, -0.11773496375408495], [0.02194272795611828, -0.11200265911580799], [0.019842117729779764, -0.10640304752074632], [0.017906126893406142, -0.10096008433015714], [0.016133519902600684, -0.09566720180704563], [0.014531098314167204, -0.09051424105179637], [0.013072087250615079, -0.08550561700495016], [0.011738349338915773, -0.08064742502115642], [0.010540304415924932, -0.0759417928262166], [0.009443584596096689, -0.07137715405619184], [0.00840278888561369, -0.06696887749129399], [0.007435689667594042, -0.06270633165784942], [0.00658539127180978, -0.05856874582657806], [0.005824762217877965, -0.05455733702419384], [0.0051110238104911275, -0.05067245661137351], [0.004417383743956322, -0.04691371254662946], [0.0037773282080487028, -0.04327011868445499], [0.003217520384404226, -0.039731082770909906], [0.002719069014061373, -0.03629368379844824], [0.002268570942758418, -0.032960769416016666], [0.0018576649805066492, -0.02973207113599398], [0.0014904723328803876, -0.02660074977370551], [0.0011913848958964338, -0.02356186086571618], [0.0009473812685143665, -0.020614624736104342], [0.0007211218951008764, -0.017759904460955694], [0.00046348798424136175, -0.014997933671292181], [0.00022912183523994672, -0.012322869326430575], [0.00013566637548083373, -0.009723699676141007], [7.174516815588526e-05, -0.0072004074889777435], [2.6692156484881332e-05, -0.004752140803436785], [7.2290816219982e-06, -0.00237765205605623], [0.0, 0.0], [2.2542905320914804e-05, 0.002226872531525004], [9.047762292248614e-05, 0.004583908067867854], [0.00021773435152873497, 0.007022535484760899], [0.00037851270540780857, 0.009535102448112728], [0.0005252442209795076, 0.012129575076115172], [0.0006946396979166039, 0.014808125122884354], [0.0008919248923585485, 0.017570400571814554], [0.0011272018405165047, 0.02041438278921362], [0.0014427655131141696, 0.023342087908333035], [0.00181338455124589, 0.026361552787422256], [0.0021932996572168167, 0.029478861135252544], [0.002599834432490176, 0.03269391069518765], [0.003068941537279468, 0.03600649288710277], [0.003622070097470791, 0.03941311910716202], [0.004232544098952921, 0.042917769188221946], [0.0048671282884540515, 0.04653396162691964], [0.00552434598005537, 0.050268734222769396], [0.0062293749263962845, 0.05411623422819296], [0.007030011306269575, 0.05807128986354799], [0.007941228816062611, 0.06214510403700621], [0.008904132602111236, 0.06635082135723976], [0.009895388385196963, 0.0707061639477877], [0.010960749336029385, 0.0752019333029988], [0.012155759238984857, 0.07983096241802037], [0.013482213820544259, 0.08460553311629032], [0.014916748847848783, 0.08953717344197322], [0.016495592433853224, 0.09460006306133788], [0.018255489237547023, 0.09978918205545623], [0.02017855434279312, 0.10511742199942169], [0.022276238842829872, 0.11058075058002902], [0.024566985974855474, 0.11617782636677419], [0.02700100107312701, 0.12194564718892326], [0.029600451707149228, 0.12788838536537253], [0.032411760774493946, 0.13398532441714725], [0.0354559380958861, 0.1402233193225447], [0.03866175258010263, 0.14667651893395955], [0.04207326179580897, 0.15331199442926352], [0.04577781352356584, 0.1600790807306346], [0.04978987336309414, 0.16696247239101364], [0.05408729720830031, 0.17399319803235372], [0.05869021140088007, 0.18116047294454196], [0.06357556961615504, 0.18850688180036723], [0.06881562244123164, 0.19595470659252295], [0.0744523113577368, 0.2034604191657432], [0.08045030075726962, 0.21108713295468343], [0.08681147335590271, 0.2188288782522619], [0.0935866129634275, 0.22662710383141146], [0.10080434238889077, 0.23442516537240107], [0.10848959518310745, 0.2 | 3D array of the non-dimensional x and y airfoil coordinates of the airfoils interpolated along span for n_span stations. The leading edge is place at x=0 and y=0.
blade.compute_coord_xy_dim.ref_axis | intermediate | m | [[0.0, 0.0, 0.0], [0.034295923985786604, 0.0, 4.03448275862069], [0.08329262571797669, 0.0, 8.06896551724138], [0.1392555188551465, 0.0, 12.103448275862071], [0.19190331656176873, 0.0, 16.13793103448276], [0.232028257864551, 0.0, 20.17241379310345], [0.24918042933165166, 0.0, 24.206896551724142], [0.2496141741724728, 0.0, 28.241379310344833], [0.24625256887234165, 0.0, 32.27586206896552], [0.2404720106240574, 0.0, 36.310344827586206], [0.23297926741790076, 0.0, 40.3448275862069], [0.2179571400171469, 0.0, 44.379310344827594], [0.17712118065470675, 0.0, 48.41379310344828], [0.10030156784192272, 0.0, 52.448275862068975], [1.126605912840715e-05, 0.0, 56.48275862068966], [-0.11231262929473985, 0.0, 60.517241379310356], [-0.24379916019447512, 0.0, 64.55172413793105], [-0.4153387722179258, 0.0, 68.58620689655174], [-0.6207684349190539, 0.0, 72.62068965517241], [-0.8462432424369124, 0.0, 76.6551724137931], [-1.0798464372334413, 0.0, 80.68965517241381], [-1.3290155919297535, 0.0, 84.7241379310345], [-1.6021369821922977, 0.0, 88.75862068965517], [-1.8948995248383433, 0.0, 92.79310344827589], [-2.201796716438755, 0.0, 96.82758620689656], [-2.5227281124194536, 0.0, 100.86206896551724], [-2.8639215886652067, 0.0, 104.89655172413795], [-3.2248356445430946, 0.0, 108.93103448275862], [-3.6046563533868463, 0.0, 112.96551724137932], [-3.9999999999999996, 0.0, 117.0]] | 2D array of the coordinates (x,y,z) of the blade reference axis, defined along blade span. The coordinate system is the one of BeamDyn: it is placed at blade root with x pointing the suction side of the blade, y pointing the trailing edge and z along the blade span. A standard configuration will have negative x values (prebend), if swept positive y values, and positive z values.
blade.compute_reynolds.chord | intermediate | m | [5.2, 5.2265040720520535, 5.319400683825207, 5.4580745530036845, 5.603038107463281, 5.718286587458929, 5.764630606410189, 5.715053106286686, 5.539182293334066, 5.290780459215475, 5.034005694445184, 4.815660040795825, 4.623237527554848, 4.432040224442178, 4.2451981651395, 4.065767388212587, 3.896040232078195, 3.7350841723423227, 3.5792063535409593, 3.4245801420565267, 3.267946590725438, 3.111859691750389, 2.957140175463699, 2.800021994595202, 2.6367899876098777, 2.4641317667059357, 2.2834502451238916, 2.0956817072301495, 1.9024851146667074, 0.5000000000000001]
blade.compute_reynolds.r_blade | intermediate | m | [3.97, 8.004482758620691, 12.038965517241381, 16.07344827586207, 20.10793103448276, 24.142413793103447, 28.17689655172414, 32.21137931034483, 36.24586206896552, 40.280344827586205, 44.314827586206896, 48.34931034482759, 52.383793103448276, 56.418275862068974, 60.45275862068966, 64.48724137931036, 68.52172413793105, 72.55620689655174, 76.59068965517241, 80.6251724137931, 84.6596551724138, 88.6941379310345, 92.72862068965517, 96.76310344827588, 100.79758620689655, 104.83206896551724, 108.86655172413795, 112.90103448275862, 116.93551724137932, 120.97] | 1D array of the dimensional spanwise grid defined along the rotor (hub radius to blade tip projected on the plane)
blade.compute_reynolds.rotor_radius | intermediate | m | 120.97 | Scalar of the rotor radius, defined ignoring prebend and sweep curvatures, and cone and uptilt angles.
blade.high_level_blade_props.blade_ref_axis_user | intermediate | m | [[0.0, 0.0, 0.0], [0.034295923985786604, 0.0, 4.0344827586206895], [0.08329262571797669, 0.0, 8.068965517241379], [0.1392555188551465, 0.0, 12.10344827586207], [0.19190331656176873, 0.0, 16.13793103448276], [0.232028257864551, 0.0, 20.17241379310345], [0.24918042933165166, 0.0, 24.20689655172414], [0.2496141741724728, 0.0, 28.24137931034483], [0.24625256887234165, 0.0, 32.27586206896552], [0.2404720106240574, 0.0, 36.310344827586206], [0.23297926741790076, 0.0, 40.3448275862069], [0.2179571400171469, 0.0, 44.37931034482759], [0.17712118065470675, 0.0, 48.41379310344827], [0.10030156784192272, 0.0, 52.44827586206897], [1.126605912840715e-05, 0.0, 56.48275862068965], [-0.11231262929473985, 0.0, 60.51724137931035], [-0.24379916019447512, 0.0, 64.55172413793103], [-0.4153387722179258, 0.0, 68.58620689655173], [-0.6207684349190539, 0.0, 72.62068965517241], [-0.8462432424369124, 0.0, 76.6551724137931], [-1.0798464372334413, 0.0, 80.68965517241381], [-1.3290155919297535, 0.0, 84.72413793103449], [-1.6021369821922977, 0.0, 88.75862068965516], [-1.8948995248383433, 0.0, 92.79310344827587], [-2.201796716438755, 0.0, 96.82758620689654], [-2.5227281124194536, 0.0, 100.86206896551724], [-2.8639215886652067, 0.0, 104.89655172413794], [-3.2248356445430946, 0.0, 108.9310344827586], [-3.6046563533868463, 0.0, 112.9655172413793], [-3.9999999999999996, 0.0, 116.99999999999999]] | 2D array of the coordinates (x,y,z) of the blade reference axis, defined along blade span. The coordinate system is the one of BeamDyn: it is placed at blade root with x pointing the suction side of the blade, y pointing the trailing edge and z along the blade span. A standard configuration will have negative x values (prebend), if swept positive y values, and positive z values.
blade.high_level_blade_props.hub_radius | intermediate | m | 3.97 | Radius of the hub. It defines the distance of the blade root from the rotor center along the coned line.
blade.high_level_blade_props.chord | intermediate | m | [5.2, 5.2265040720520535, 5.319400683825207, 5.4580745530036845, 5.603038107463281, 5.718286587458929, 5.764630606410189, 5.715053106286686, 5.539182293334066, 5.290780459215475, 5.034005694445184, 4.815660040795825, 4.623237527554848, 4.432040224442178, 4.2451981651395, 4.065767388212587, 3.896040232078195, 3.7350841723423227, 3.5792063535409593, 3.4245801420565267, 3.267946590725438, 3.111859691750389, 2.957140175463699, 2.800021994595202, 2.6367899876098777, 2.4641317667059357, 2.2834502451238916, 2.0956817072301495, 1.9024851146667074, 0.5000000000000001] | 1D array of the chord values defined along blade span.
blade.internal_structure_2d_fem.s | intermediate |  | [0.0, 0.034482758620689655, 0.06896551724137931, 0.10344827586206896, 0.13793103448275862, 0.1724137931034483, 0.20689655172413793, 0.24137931034482757, 0.27586206896551724, 0.3103448275862069, 0.3448275862068966, 0.3793103448275862, 0.41379310344827586, 0.4482758620689655, 0.48275862068965514, 0.5172413793103449, 0.5517241379310345, 0.5862068965517241, 0.6206896551724138, 0.6551724137931034, 0.6896551724137931, 0.7241379310344828, 0.7586206896551724, 0.7931034482758621, 0.8275862068965517, 0.8620689655172413, 0.896551724137931, 0.9310344827586207, 0.9655172413793103, 1.0] | 1D array of the non-dimensional spanwise grid defined along blade axis (0-blade root, 1-blade tip)
blade.internal_structure_2d_fem.coord_xy_dim | intermediate | m | [[[2.5763636363636366, -2.7187128416594764e-15], [2.573397993125067, -0.11575065170010253], [2.5662913290950553, -0.23118178145643198], [2.55334799055034, -0.3461214299264353], [2.535212447061346, -0.4603030667694245], [2.5123316094739345, -0.5734314156025526], [2.4844823672509624, -0.6852787287826417], [2.4516255597092322, -0.7956344117024602], [2.414058466315215, -0.9042113745884642], [2.371872909711685, -1.0107726121446605], [2.3250755019347564, -1.1151383666274666], [2.273867430644107, -1.2171035693989165], [2.2184751722103173, -1.3163954744995954], [2.1589617030057626, -1.412870531925718], [2.09549134417618, -1.5063933998223473], [2.0283377583292386, -1.5966992096313144], [1.9576140581606996, -1.683653379498566], [1.8834527433890456, -1.7671632571681817], [1.8061929788539044, -1.8470424721417036], [1.7260048419950245, -1.9231843148387047], [1.6430337632708667, -1.995559768562346], [1.5575475638950589, -2.0639574702130807], [1.4697595917690345, -2.128304568334415], [1.3798328156917146, -2.1886488088547815], [1.2880758107864647, -2.244858930474137], [1.1946786520921358, -2.2968614053862266], [1.0997972461336105, -2.344764734054832], [1.0037361645358027, -2.3884182004358325], [0.9066758058188109, -2.4278375352364225], [0.8087812619904434, -2.4632042596828443], [0.7103307254771405, -2.494253472308038], [0.6114794214016674, -2.5211858540519105], [0.5124212269745942, -2.5441984075667614], [0.413397855382306, -2.5629609428846787], [0.3145243043360532, -2.5780092930869833], [0.21602437081755377, -2.5891152181441437], [0.11805674073151073, -2.5958672010199213], [0.0207505789952942, -2.599480765040387], [-0.07567611519034419, -2.5992986361480686], [-0.17114936820084484, -2.595595550721349], [-0.26547534416575586, -2.5889009892089567], [-0.3585511885684636, -2.5784159512615794], [-0.4502648224282629, -2.5647450621386754], [-0.5404656717349665, -2.5481768921174064], [-0.6291195192851149, -2.528451402782295], [-0.7160516418210399, -2.5061562347936954], [-0.8012583187697472, -2.480956590276777], [-0.8845770467914869, -2.453368409167695], [-0.9660110419239245, -2.4231870161478564], [-1.0454383234056306, -2.3908135349278608], [-1.122857637094996, -2.356177266427911], [-1.1981895529748992, -2.31957165791541], [-1.2714207949130245, -2.2810007822501395], [-1.3424870291535924, -2.2406658979959357], [-1.411394455154429, -2.1986270392024427], [-1.4781087190221638, -2.155099235069568], [-1.5426432922166413, -2.1101118033853865], [-1.6049409903998058, -2.063864972311493], [-1.6650618476898953, -2.016367750450592], [-1.7229239226747275, -1.9678504656590599], [-1.7786406477622436, -1.9182887647836453], [-1.8321204291946152, -1.8679482598649906], [-1.8835112147617126, -1.8167853338725977], [-1.9327013836325757, -1.765029127108998], [-1.9798428775616126, -1.7126691525047204], [-2.0248687220287658, -1.6598522954524717], [-2.067822877862072, -1.6066535407988456], [-2.108799383724234, -1.5531122913442665], [-2.1477146608325746, -1.4994019936458751], [-2.184771740986807, -1.4454914267144126], [-2.2198746727326126, -1.391541870006282], [-2.2531472409338558, -1.3375919047544256], [-2.284659458890015, -1.2836776684303668], [-2.3143015085737777, -1.229927051666022], [-2.342315082262296, -1.1763122866241313], [-2.368639394551388, -1.1229351892853734], [-2.393274544898227, -1.0698752816638373], [-2.4164560930160253, -1.0171078030266796], [-2.438048492369576, -0.9647326171771813], [-2.458124341610021, -0.9127871415158954], [-2.4768923261662557, -0.8612600710088032], [-2.4941952347841605, -0.8102391517491407], [-2.5101272884607453, -0.7597492334416582], [-2.5249159511280714, -0.7097757575908634], [-2.5383969667857893, -0.6603911630217341], [-2.5506042635385286, -0.6116280070683155], [-2.5618612737162616, -0.5634556046032141], [-2.5719954486620797, -0.5159264316025959], [-2.5808954422581567, -0.46908373267299697], [-2.589012755285194, -0.4228922625711731], [-2.5962441056081302, -0.3773755617022041], [-2.6023415444360096, -0.3325732890041722], [-2.6075226629312542, -0.2884856677097203], [-2.6122140034117063, -0.24508642443987474], [-2.6160306264686666, -0.20240690735416852], [-2.6186210436732145, -0.16047517289125254], [-2.620519619522853, -0.11926842691903915], [-2.6221279130792485, -0.07877358256246292], [-2.623230395586446, -0.039011554797765566], [-2.6236363636363635, 0.0], [-2.623230549364557, 0.03900382834758841], [-2.6221289942705654, 0.07874234413181469], [-2.6205227319896167, 0.11919743971938074], [-2.6186270666078624, 0.16034782086842905], [-2.6160460889296573, 0.20220589465013206], [-2.6122432865409637, 0.2447942431515519], [-2.607568475854455, 0.2880846182664702], [-2.602406265787907, 0.33204540947186617], [-2.596344001168413, 0.37670169921638064], [-2.5891536960402983, 0.4220540303039345], [-2.5810812052836924, 0.46806291484457346], [-2.5722415699602124, 0.5147033854904389], [-2.562184634831801, 0.5620109234869645], [-2.5510121271636117, 0.6099438360770789], [-2.538901624825022, 0.6584490562410005], [-2.5255477559901642, 0.7075548210629383], [-2.51089665211932, 0.7572330535844755], [-2.495113598897876, 0.8074118293945378], [-2.4780028755813146, 0.858099458003593], [-2.459439833000582, 0.9092795421852115], [-2.4395831976286004, 0.9608650922018489], [-2.418262454386724, 1.012858345983555], [-2.3953671365899405, 1.0652346954567176], [-2.3710421642527257, 1.1178925458314357], [-2.3450828072445424, 1.170848894158859], [-2.3174508936622353, 1.2240413920712985], [-2.2882355165421604, 1.2773584816457793], [-2.2571964995129683, 1.3308298104162262], [-2.2244114024755146, 1.384344462624966], [-2.1898720575088126, 1.4378384477094133], [-2.1534054621372225, 1.4913065012537166], [-2.115124966357051, 1.5445786802961536], [-2.0748481902028755, 1.5976780057168687], [-2.0326108114191106, 1.6504685506292982], [-1.9883966503778778, 1.702857073418477], [-1.9420853709021426, 1.7548292064778006], [-1.8937921840425682, 1.8062012827588143], [-1.8433497875484433, 1.85700992823973], [-1.7908617577962398, 1.9070315115605792], [-1.7362137865582365, 1.9562868841275016], [-1.6794465850371587, 2.004576185444418], [-1.6205169923062588, 2.051832887863048], [-1.559416663831742, 2.0979517148678575], [-1.496186127675357, 2.142783004310535], [-1.4307746470262774, 2.1862945541087124], [-1.3632718000271482, 2.228281791449599], [-1.2936135174410037, 2.2687444730669104], [-1.2218890783452876, 2.3074000780309003], [-1.1480542180604605, 2.3442937386628615], [-1.072226852619783, 2.3791524278435525], [-0.9943776739529706, 2.4120110299957194], [-0.9146123617937495, 2.4425805765320425], [-0.8329386670795227, 2.4708636653376597], [-0.7494535402628202, 2.4966494574588998], [-0.6642179480481873, 2.519816816133424], [-0.5773050583285716, 2.540397723757622], [-0.48883542235779504, 2.5579646917342957], [-0.3988515546840833, 2.572927186817949], [-0.30752171360173325, 2.584409700422938], [-0.2148806423006088, 2.593211545214348], [-0.12112832622664182, 2.5977949788008514], [-0.026335024943332865, 2.59999789898603], [0.0693374684092634, 2.5979714798124505], [0.16573531947208872, 2.5933401229038746], [0.2627573018933528, 2.584124896390965], [0.3601674580251967, 2.5716433982807723], [0.4578666381099407, 2.554980977040958], [0.5556507996418925, 2.5346241111266576], [0.6533330755108917, 2.510371712116274], [0.7507829010120632, 2.4819570673424494], [0.847728709773495, 2.449672713189605], [0.9440234702365861, 2.413244935132615], [1.0394796593920042, 2.3726827983579946], [1.1338425237230596, 2.3281500014881202], [1.2269729987219635, 2.279457068323101], [1.3186160134023772, 2.2267041900432427], [1.4085529111196342, 2.169974998230358], [1.496647979019157, 2.10919267577829], [1.582615276352454, 2.0445024443533373], [1.6662317280410694, 1.9759500381370692], [1.7473637881853639, 1.9035257231853329], [1.8257579821694918, 1.827452361921773], [1.901210710553738, 1.747812891218177], [1.9736058083342496, 1.6646531971450353], [2.042641950527965, 1.5781506309832063], [2.108127972762278, 1.4884530370368576], [2.169991287656881, 1.395661841234356], [2.2280303869874563, 1.3000073086959467], [2.2819878870026984, 1.2016619801294024], [2.331824036386546, 1.100761002856614], [2.3774279166643515, 0.9975281696955659], [2.4184952278760505, 0.892201225856871], [2.45501755903669, 0.7849486867481006], [2.487002037346109, 0.6759772293665767], [2.5141115245981718, 0.5655795556225188], [2.536348786703142, 0.4539596555022712], [2.5539699339983892, 0.3413268139029153], [2.566590180931717, 0.22796518233542556], [2.5734674334889016, 0.11413818726379292], [2.5763636363636366, -2.7395091628167284e-15]], [[2.7268093965766598, 8.376725391279537e-05], [2.7222069092449743, -0.11619957259690354], [2.707857904067084, -0.23071876111874284], [2.6882426987051136, -0.34491574283623694], [2.6641070526957566, -0.45974950669944387], [2.6357985504135955, -0.5738415023752879], [2.602983003035737, -0.6866835138510841], [2.565550389632834, -0.7979813676772974], [2.5236763213349147, -0.9073375530751691], [2.4775190475469526, -1.0146935492775504], [2.4269338474178466, -1.1196380680131663], [2.3721214557593227, -1.222010100270357], [2.313275592398422, -1.3215340404770444], [2.2503987279699587, -1.4179785760905195], [2.1836940092848813, -1.5112982421580299], [2.113411255791398, -1.6012037166150999], [2.039659584454943, -1.6875521272434002], [1.9625917928821275, -1.7702813573852134], [1.882553775754481, -1.849234388347456], [1.7997335342030552, -1.92433994912715], [1.7142633687738291, -1.9955171558975975], [1.6264160308069417, -2.0625318198472087], [1.536464882482651, -2.125448128837486], [1.4445042804113841, -2.1841233385340724], [1.3509023292242182, -2.2386761175984407], [1.2558020964789234, -2.28880778439484], [1.1594003721934285, -2.3347849642041387], [1.062003567314852, -2.3765165969792528], [0.9637868978890868, -2.4139733216887382], [0.8649128770032327, -2.4472586078817784], [0.7656635615094649, -2.476345393578189], [0.6661912383402314, -2.50117553679655], [0.5666863848264743, -2.522136916744459], [0.46738294736996283, -2.538896002586723], [0.3683959218341539, -2.551999104727125], [0.2699517448684525, -2.561085987966296], [0.1721979497748164, -2.5659213975145367], [0.07524454342257869, -2.567701124073106], [-0.020682367109959587, -2.5657400541984234], [-0.11551071610913571, -2.5603022949545045], [-0.20907379083823163, -2.551968762025415], [-0.3012364510718508, -2.53986191379633], [-0.39194591364768944, -2.524732258561736], [-0.48100610929918836, -2.506709111438716], [-0.5684254963416416, -2.4856568502309395], [-0.6540211564442252, -2.4621043090183634], [-0.7377777017051294, -2.435715851640729], [-0.8195901640438822, -2.407071952695716], [-0.8994017691202264, -2.3758857053018523], [-0.977152162113834, -2.3426251502620783], [-1.0528052919937037, -2.307175935190559], [-1.126304437237547, -2.2698484762916693], [-1.1976692134940843, -2.230686990304788], [-1.266794187084389, -2.18983367340341], [-1.3337526106929183, -2.147418892137892], [-1.3985141173177107, -2.103645644417214], [-1.4610836824234452, -2.058531063519334], [-1.5214416429726678, -2.012293976725143], [-1.5795611744000426, -1.9648701550226655], [-1.6354510630627488, -1.9165467470441615], [-1.6892659081079688, -1.8673263417311927], [-1.7408007229609541, -1.817381987077101], [-1.7902679454762258, -1.7667145270765339], [-1.8375784664768806, -1.7155518518457784], [-1.882902366165945, -1.6638917798484838], [-1.9262000601399405, -1.611883217480802], [-1.9674544049181881, -1.5595639664657803], [-2.006800894141446, -1.5069896803892366], [-2.0441744568429585, -1.454327255955271], [-2.0797594529004804, -1.4015379166760866], [-2.1134270299805364, -1.3487564978052005], [-2.1453217803036897, -1.2960279864600777], [-2.1755074706893405, -1.2433839131052549], [-2.2038733607470546, -1.1909409661220092], [-2.230658995865252, -1.1386744261051587], [-2.255821234169213, -1.086682783268243], [-2.2793548557887986, -1.0350420056778569], [-2.301494891351989, -0.9837241264047583], [-2.3221414671844314, -0.9328289407460175], [-2.3413502921268217, -0.8823879752162044], [-2.3592913156908932, -0.832383030186744], [-2.375828975652986, -0.7828973909229564], [-2.391071255484413, -0.7339544246939466], [-2.4052447112177004, -0.6855403458729623], [-2.4181701773048365, -0.6377195862524913], [-2.4298590992551374, -0.5905190966851303], [-2.4406269927356647, -0.5439090697494712], [-2.450322908070882, -0.49794021169186564], [-2.458846429390467, -0.4526533626905789], [-2.466618582583127, -0.4080129286414902], [-2.4735272835466744, -0.3640394738117073], [-2.479347409957081, -0.3207702440332187], [-2.484306552680796, -0.2782058479842526], [-2.4888315663680127, -0.2363216863796036], [-2.4925264297307814, -0.19514533633821216], [-2.494989049283403, -0.1546994233777157], [-2.4967868658923136, -0.11496253977563067], [-2.4982991725690473, -0.07592218147625206], [-2.499319084119805, -0.03759796224973628], [-2.4996946754753937, 0.0], [-2.4993122113215676, 0.0375776618557529], [-2.4982651240876756, 0.07587791284842257], [-2.4967047984835347, 0.11487740189599607], [-2.494854808920451, 0.15455737934234592], [-2.4923728036498254, 0.19493223111773386], [-2.4887352952789525, 0.23602395743721918], [-2.4842683782695523, 0.2778057053745404], [-2.479326983060748, 0.3202468276107538], [-2.473499873484286, 0.3633716344827423], [-2.466590569342081, 0.4071834204049789], [-2.4588578295480032, 0.4516469705469199], [-2.450397044534528, 0.4967385860913905], [-2.4407670746793353, 0.5424915882681769], [-2.4300456081742037, 0.5888651722903001], [-2.4184097150344464, 0.6358104341494424], [-2.4055962387604874, 0.6833587518609306], [-2.3915611566210893, 0.7314861359262731], [-2.376446963316947, 0.7801225194744148], [-2.360042387749371, 0.829273787310943], [-2.3422296579564352, 0.8789286436193258], [-2.3231999955347717, 0.9290096288672748], [-2.302804906441228, 0.9795252319719484], [-2.2809182067050022, 1.030448917599033], [-2.2576453472912634, 1.0816825340657787], [-2.2327983460478658, 1.1332466088066544], [-2.206357394928972, 1.1850866992574607], [-2.178373213099747, 1.2370874782454335], [-2.1486016227944282, 1.2892751774182822], [-2.117133031563857, 1.3415501576365576], [-2.083950826808521, 1.3938503737695889], [-2.0488855115125757, 1.4461705418969872], [-2.0120780976127666, 1.4983642522497493], [-1.9733509242837513, 1.550455429071646], [-1.932712490882848, 1.6023087754869374], [-1.8901370930935704, 1.6538318758889958], [-1.8455588044424522, 1.7050393484510504], [-1.799062672020961, 1.7557467606885329], [-1.7504430092685892, 1.8059707234675206], [-1.6997914524271664, 1.8554955247605993], [-1.6470167900879902, 1.9043534084263738], [-1.5921504657953225, 1.9523536555120506], [-1.5351700711244005, 1.9994517025197946], [-1.4760267489136476, 2.045520329658713], [-1.414737089914641, 2.0904037100507114], [-1.3512799314744648, 2.134098822901214], [-1.285740385014953, 2.1764133421069447], [-1.218029633592126, 2.2173266562552123], [-1.1482153831700272, 2.2565524637009466], [-1.0762456836903187, 2.2941287151020577], [-1.0022228514655072, 2.329782826566159], [-0.9261001626047828, 2.3635221401460504], [-0.8480212785529752, 2.3951316416429504], [-0.7679182287132511, 2.4244957717504003], [-0.6859461216003014, 2.451519425144247], [-0.6021158485841052, 2.4760017472045903], [-0.5165142417150558, 2.4980048659232246], [-0.4292338905600501, 2.517071560176967], [-0.3403336490393939, 2.533626637635673], [-0.24996415892673654, 2.5468075265123695], [-0.15814886719231602, 2.5573439771181343], [-0.06506921241463669, 2.5637150531937465], [0.029199316828180794, 2.567680496945005], [0.124491322181583, 2.5674916715741305], [0.22065708839201834, 2.5646931222012848], [0.3176010258285866, 2.5573418954863496], [0.4150881231162958, 2.5467276992144416], [0.5130250064920778, 2.5319256300370085], [0.61120246439723, 2.5134585869619186], [0.7094423864164268, 2.4909982841705283], [0.8076085984010112, 2.464355860097933], [0.9054412937251768, 2.4339481789518094], [1.0027760025722354, 2.3991737367303654], [1.0994480652083132, 2.360366167876706], [1.195194442041794, 2.3175166980540824], [1.2898720536949242, 2.2704451192073147], [1.3832289502769823, 2.2192363892174893], [1.4750736802760107, 2.1640190240661483], [1.5652495761866536, 2.1046372542644276], [1.6534704607414352, 2.0412851731681996], [1.7394946051655715, 1.973928672618619], [1.823216759220794, 1.902669211018887], [1.904370421184624, 1.8276721830722797], [1.982764197815292, 1.7490387527088587], [2.0582832296163636, 1.6668316587592997], [2.130590682165386, 1.5811040785062727], [2.1995516630361083, 1.4921500711719518], [2.2650197284652194, 1.3998941537207144], [2.3268574863292675, 1.3047142835054182], [2.3847941226329636, 1.2067379072662436], [2.4387711625815256, 1.1059600502937068], [2.48865047860052, 1.0022612272278304], [2.5341887559806175, 0.8964572721268615], [2.575346268755139, 0.7887165543982269], [2.6120616248376187, 0.6792446204368582], [2.644101284613277, 0.5683387726209977], [2.671417307161087, 0.45620252120371124], [2.6942608811724176, 0.34304657470519], [2.712146986806916, 0.22915315019896867], [2.7238150297246455, 0.1141411696265402], [2.7268093965766598, 8.376725391277447e-05]], [[2.9432045722322147, 0.0006283530129773154], [2.921312283821375, -0.11281719708336917], [2.853387860079367, -0.2128989514843853], [2.7827120356778936, -0.31500683639757077], [2.7122683227475375, -0.42610768265857396], [2.642043424375294, -0.5388230492104362], [2.570969585267213, -0.6509872782576095], [2.498423270750908, -0.7617809772279086], [2.4236491664684876, -0.8701016538902142], [2.347310718008153, -0.9768998418285102], [2.2681082607592304, -1.0803889767485562], [2.1862298302185748, -1.180642921462801], [2.1016053691948855, -1.2773281080258718], [2.0137611299869356, -1.3696624110828735], [1.923182482846578, -1.4580798111419964], [1.8299162973672665, -1.5421230974286577], [1.734025095723092, -1.6215692570240772], [1.6358054016294705, -1.6965059465226158], [1.53563954098005, -1.766931944922334], [1.4338470205357496, -1.832973867488523], [1.3304466193377382, -1.8942207926109675], [1.2265583707427679, -1.9502954463181943], [1.1236562940713761, -2.0020766116843305], [1.019893697201034, -2.0482515662612695], [0.915954255987531, -2.0904495017845908], [0.8116909360095409, -2.1269879043874655], [0.7075230482806144, -2.159071421164284], [0.6037423012497959, -2.186987679795724], [0.5004847486351195, -2.2104329913813316], [0.3978888155409865, -2.229007808630587], [0.29623605105046574, -2.244206603220481], [0.1956515041699962, -2.2543215436065394], [0.09629063325978647, -2.2609442026596698], [-0.001679168599597728, -2.263753082163447], [-0.0981509699993319, -2.2633340741351073], [-0.19290443341656532, -2.258496013707052], [-0.28587129114330817, -2.2501717925682123], [-0.3770645151101336, -2.2393709228908634], [-0.4662340389517027, -2.2252763117122103], [-0.5533261438872416, -2.2080706399032373], [-0.6383536246480792, -2.1886585782411583], [-0.7210064384869044, -2.1656858837589845], [-0.8015897378797275, -2.1408682668035395], [-0.8796626525048022, -2.1132382283140263], [-0.9554880986316778, -2.083536953258819], [-1.0288548939344582, -2.051858272121597], [-1.099684053390401, -2.0178844840806174], [-1.1682265520287245, -1.9826298469983006], [-1.234079320473805, -1.9452434750884107], [-1.2975592099078506, -1.9066546172573], [-1.3584323754704126, -1.8664470104162127], [-1.416784943259726, -1.8250419255589834], [-1.4728327354549056, -1.7827807994168698], [-1.5262415160484075, -1.7393736615591548], [-1.5774774274179595, -1.6954689640520118], [-1.6265421389040309, -1.651183039057845], [-1.6733936985812965, -1.6064502736523247], [-1.718242965324688, -1.5616287636825787], [-1.7605593071119323, -1.5161137605521955], [-1.8008949775516885, -1.4706144222842363], [-1.8396377090995824, -1.4253452770249244], [-1.8759441690422334, -1.3797765182628539], [-1.9103894107527744, -1.334250065157944], [-1.943032409478004, -1.2889815365690158], [-1.9741365791472771, -1.2440371927574245], [-2.003835037796979, -1.199582002593728], [-2.0317576443303276, -1.1553691200605194], [-2.058276805570552, -1.1115810201140717], [-2.0834513826900904, -1.0683321582207173], [-2.107346828707263, -1.0255283017939991], [-2.1296694222728503, -0.9830962164771408], [-2.15067552179819, -0.9411305426049674], [-2.1703900892220322, -0.8996268514229091], [-2.1887179001305985, -0.8586120219253606], [-2.2058646682691645, -0.8180862751295961], [-2.221890579928745, -0.7781203498872223], [-2.236757376034437, -0.7387612275199957], [-2.250683656484041, -0.6999567132338848], [-2.2637931249208827, -0.6618044323835229], [-2.2760383905714208, -0.6242892045643206], [-2.287339193767043, -0.5873389770135513], [-2.2977140751137966, -0.5510003054804378], [-2.3073533527042898, -0.5152844332885178], [-2.316457878855104, -0.48018410926803823], [-2.3247919109822646, -0.44569922181707117], [-2.3322415828342415, -0.41181184313845154], [-2.33903656619255, -0.37849978742953294], [-2.345165691860118, -0.3457988874694736], [-2.3506074345560757, -0.31373025436919333], [-2.3555523529794993, -0.28225627280634175], [-2.359850490931208, -0.2513735972050123], [-2.3634395527782677, -0.22109970657821215], [-2.366577418333582, -0.1914383155069196], [-2.3696485924892428, -0.1623786196809235], [-2.372242476382993, -0.13391777965011645], [-2.37370756445404, -0.10603492952352692], [-2.374742478872163, -0.07872003660477893], [-2.3755579374626477, -0.05196526088678398], [-2.376024204192216, -0.02577832861979919], [-2.376196111592993, 0.0], [-2.3759716480278095, 0.025444417337831107], [-2.37531218730579, 0.051581694210860195], [-2.374158354641959, 0.0782876311304415], [-2.3727431575811444, 0.10554259356870974], [-2.371081578683967, 0.13337667922379523], [-2.3687850846612393, 0.1618068472968228], [-2.3659981372846253, 0.1908177610842727], [-2.362857174949078, 0.2203868805573104], [-2.359005047528863, 0.25053190275536874], [-2.354450625356645, 0.28127792409822183], [-2.3494974122471732, 0.3126242320274982], [-2.3441175098756153, 0.3445575082119086], [-2.337969295381186, 0.37709321114991295], [-2.3309891710677246, 0.4101981649892767], [-2.3233424320966005, 0.4438572709634594], [-2.3150402956909675, 0.478126211030789], [-2.3060901008661387, 0.5130138151267565], [-2.2964766097416756, 0.5484659189336802], [-2.2859188231712118, 0.5844689809121689], [-2.2743358607636597, 0.6210523782133611], [-2.2620741978314634, 0.6582154350697534], [-2.249139177853063, 0.6960157021536781], [-2.2353153841427384, 0.7344115860733649], [-2.2204552036776724, 0.7733338654938997], [-2.2044809949902886, 0.8128301332119182], [-2.1874800342852994, 0.8529088641921371], [-2.169293446604077, 0.8934268828758346], [-2.1496750658227803, 0.9343827578896757], [-2.128765845381033, 0.9757672644193209], [-2.1065055122615157, 1.0175345794725665], [-2.082756889969574, 1.0596789505305086], [-2.0577982155710943, 1.1022405864662341], [-2.031486044588963, 1.145248463434229], [-2.0036601126302576, 1.188574030178436], [-1.9742366084798046, 1.2321322330391888], [-1.943471347761196, 1.2761598558793923], [-1.9112527351474438, 1.3204681532011147], [-1.8771632416828161, 1.3649158285651728], [-1.8412058950472254, 1.4093517793903223], [-1.8034314417494972, 1.4538916034393863], [-1.763800912004018, 1.4984156627220087], [-1.7224085093975698, 1.5430421762931399], [-1.6789653818580736, 1.5874751698720067], [-1.633335792600176, 1.631511837115111], [-1.5856653071890967, 1.6753612598449572], [-1.535997655193298, 1.7189202973853455], [-1.4841036144332653, 1.7620073541893382], [-1.4299123015289268, 1.8043110961153868], [-1.373322302985531, 1.8458041725220136], [-1.3143271775216283, 1.886219395874685], [-1.2527811580219648, 1.9253557867348785], [-1.1890351113335123, 1.963535594369096], [-1.1225768073819695, 1.9997864455760022], [-1.0538859460831373, 2.034840341974972], [-0.9826719089090329, 2.067924255510046], [-0.909091211629437, 2.0993015206119625], [-0.833060079526599, 2.1283205452053977], [-0.754728218721151, 2.1554832011473146], [-0.6741248481117639, 2.1800530662090427], [-0.5912048191107581, 2.202231564359493], [-0.506020769900668, 2.220699370457041], [-0.41867296150347016, 2.2365859197996163], [-0.32933060414469817, 2.2489241151622776], [-0.23810376301073755, 2.2586252243955527], [-0.14504534119286525, 2.2641175028489124], [-0.050359707178130785, 2.2664169972414414], [0.045902851057989524, 2.264595440789086], [0.1435244562618726, 2.259384237439483], [0.24239677092801198, 2.2496505020213107], [0.34236402550986395, 2.235732748813248], [0.44326398379349646, 2.218822187227181], [0.5448447994794821, 2.1962616156294175], [0.6470930854435418, 2.170439042746517], [0.74972453155094, 2.140253780902062], [0.8525860143528251, 2.1056057389820766], [0.9554702930412063, 2.06648766144027], [1.0594865090573187, 2.0233052764034714], [1.164204336449383, 1.975431981897191], [1.2683190902120471, 1.9233623006976879], [1.371447316912389, 1.8665824206104382], [1.4737134152611189, 1.8058810325036263], [1.5747550934865235, 1.7410638090229793], [1.6744831128187967, 1.6723461682087701], [1.7727963221738041, 1.5998940822226009], [1.8690934495346376, 1.5230163435770434], [1.963679744372502, 1.442878465721948], [2.05584724965715, 1.3583569416047072], [2.1459540118296023, 1.270692787984239], [2.2336332182028897, 1.1797426764814], [2.318685109869784, 1.084832018861795], [2.4007716867678526, 0.984237191311543], [2.4801068425815456, 0.8814840495991733], [2.556408042394636, 0.7766668720858164], [2.629104525056262, 0.6698269126191577], [2.6986973579713776, 0.5615023995461297], [2.7647175760419036, 0.45178298331410915], [2.8272526155281343, 0.3409102782342766], [2.8848905598473924, 0.22890943810586817], [2.933134331960561, 0.11193806415624377], [2.9432045722322147, 0.0006283530129772956]], [[3.196427628437975, 0.0009982585447739028], [3.1393846346633345, -0.09564825659397701], [3.016788828287962, -0.16496692662011556], [2.891661961368281, -0.24126280745598042], [2.770421337647114, -0.33010427472919884], [2.6533132661091896, -0.4234465162348438], [2.5389430678387352, -0.5184186183997131], [2.4263784394029138, -0.6138149385779896], [2.314140862624067, -0.7079919343480868], [2.2032801613404813, -0.8021449805583409], [2.0916244741401178, -0.8938394686200464], [1.9793252037900926, -0.9831417373482907], [1.866053419338617, -1.0695266242697143], [1.7509294338051913, -1.1518496218534888], [1.6345959912489678, -1.2305692459893525], [1.5168763667741412, -1.3050660701385062], [1.3977506706577962, -1.3749775383358598], [1.2775872399209474, -1.4403551805172226], [1.15674114137868, -1.501202872464428], [1.0356114617144132, -1.5576923493594113], [0.9140995089636609, -1.609209164186527], [0.7949335541929807, -1.6553014007417546], [0.6813928003237348, -1.6971847645427889], [0.5684232270987127, -1.7329788137504372], [0.45676197158288784, -1.7649844206019858], [0.34611332470826117, -1.7908580866641348], [0.23694867393640034, -1.8121595233037844], [0.12949962268233087, -1.8293869281732085], [0.023871516684062243, -1.84212687998624], [-0.07982307892846176, -1.8497056710094695], [-0.18135190961018863, -1.854460587145865], [-0.28062046073643254, -1.8538126198123195], [-0.3775189140088904, -1.8499632833983606], [-0.4719522227756485, -1.8426901717285542], [-0.5638328660644971, -1.8325202024235758], [-0.6529905719622472, -1.8179012590024743], [-0.7394193558889532, -1.8004541670073388], [-0.8232050628409442, -1.780930746815504], [-0.904141188122063, -1.7585848971651452], [-0.9821973293747158, -1.7335275755124635], [-1.0575059261348143, -1.7067996251014197], [-1.129719469073403, -1.6769159955975843], [-1.1993120703593683, -1.646111053385635], [-1.265795016438342, -1.6127153717744713], [-1.329545310646175, -1.5780892786541616], [-1.3903854117324774, -1.5419591651846083], [-1.4482233116621859, -1.5040949704775328], [-1.5034983783029847, -1.465740045910555], [-1.5556808266269588, -1.425714395719168], [-1.6052792532052318, -1.3852214574224653], [-1.651995848025408, -1.343668472219692], [-1.6959977477022747, -1.301517487634799], [-1.7375896613529909, -1.259333542723277], [-1.7763737266766348, -1.2165074377191465], [-1.812976623800892, -1.1740638761319313], [-1.8474351424214388, -1.1320506961641679], [-1.8796967473977746, -1.0903557511794284], [-1.910092646661062, -1.0494333586471096], [-1.9379040151891418, -1.008298524338115], [-1.96393304134519, -0.9679587125441828], [-1.9886462544129593, -0.9288081262005112], [-2.011006889221726, -0.8897731103786787], [-2.0317036671010005, -0.8514660082950843], [-2.0508945945395247, -0.8140742633570534], [-2.068853505146745, -0.7777275917090534], [-2.0858140180795752, -0.7425962918522995], [-2.1012781946495966, -0.7082136227884301], [-2.1157035136981523, -0.6748634160582785], [-2.1292375839542967, -0.6426062096649822], [-2.141881879484938, -0.6113188635887378], [-2.1533471667070954, -0.5807557660350273], [-2.1639139490259547, -0.5510476671515367], [-2.1735889701349462, -0.5221587197401039], [-2.1823351066299588, -0.4940334757692512], [-2.1902984977884836, -0.4666960323135976], [-2.197578138744706, -0.44017965827324645], [-2.2041171572522376, -0.4144959669342506], [-2.210103135792617, -0.38958182821992443], [-2.2157838763748794, -0.36552112607845294], [-2.221062376006982, -0.3422558331339173], [-2.225703368043472, -0.31967258119738645], [-2.2298549381270125, -0.29777801289139816], [-2.233750575565872, -0.2765740459687211], [-2.2375365147619695, -0.25605854063768796], [-2.241029985595016, -0.23617153369707303], [-2.2440854584318224, -0.21685521183518647], [-2.2468060431722003, -0.19809363197507243], [-2.2492648952313563, -0.17990233679698267], [-2.2515076506076, -0.1622798608754641], [-2.253511815453659, -0.14518887543068057], [-2.255144256982584, -0.12860239321257885], [-2.256476046972039, -0.1125161586918514], [-2.2577109875004457, -0.0969348826021189], [-2.259117172593299, -0.08185984011891698], [-2.260396360507249, -0.06725913949058038], [-2.2609064473739995, -0.053072677763395394], [-2.261255334089097, -0.03930036088684658], [-2.2615012367856346, -0.0259375387915288], [-2.261607467699267, -0.0129774021830574], [-2.2616469245657096, 0.0], [-2.261523883707827, 0.01215443629709952], [-2.26115309095442, 0.02501931197853782], [-2.2604585142423157, 0.038329522226938854], [-2.2595809740003348, 0.05204330003232721], [-2.258780102449069, 0.06620412506169195], [-2.2578555293070046, 0.08082385091090966], [-2.2567787320075365, 0.0959005562471024], [-2.2554945728838875, 0.11142322321708324], [-2.25377220283263, 0.12740285602644755], [-2.2517493364917445, 0.14388332044669278], [-2.2496757315195426, 0.1608978218138512], [-2.2474568344077124, 0.1784458020035787], [-2.2448964128564284, 0.1965261225700038], [-2.2418773959375087, 0.2151197424533043], [-2.2385453833247486, 0.2342483838779198], [-2.235081775508294, 0.25398583180634005], [-2.2314946323499814, 0.2743704990730031], [-2.2276465317988268, 0.29537044094528697], [-2.2232765987476313, 0.3169574294643321], [-2.2183031056451785, 0.3391926109381501], [-2.213047504993556, 0.3621477296208437], [-2.2076371570283775, 0.38591951418392656], [-2.201822337532876, 0.4104577584977781], [-2.1952998843909666, 0.43572334451559047], [-2.1880599963936422, 0.46178330734533474], [-2.180230197265719, 0.48870056791151134], [-2.171612751265775, 0.516334196907632], [-2.1620071033056214, 0.5446567952419376], [-2.1515108705909083, 0.5737387260923932], [-2.140061552201028, 0.6035579807929038], [-2.1275584835723524, 0.6341072377157707], [-2.1142734477028498, 0.6655884337714273], [-2.100085452345504, 0.6980243417874686], [-2.084741117864401, 0.7313018896771746], [-2.0681257710916796, 0.7653493309320911], [-2.0506281966337268, 0.8005713755166077], [-2.0320079249961425, 0.8367882954646059], [-2.011788205480587, 0.8737235570040991], [-1.9898900837653295, 0.9112936218639718], [-1.9664344240323386, 0.9496678465761206], [-1.9413113752081594, 0.988787367388717], [-1.9146467258510593, 1.0288846146206578], [-1.8860461268701139, 1.0695353975939528], [-1.8552806585317392, 1.110502136392006], [-1.8225431852209633, 1.152129308846463], [-1.7878234309330996, 1.1943843318510121], [-1.7508442138482212, 1.2369476284431506], [-1.7114493085406342, 1.2795100297027828], [-1.6695026258311196, 1.3219556803700672], [-1.6249118349070406, 1.3640333840661187], [-1.5774975017277781, 1.4053753275177172], [-1.5276583321759254, 1.4466981855695424], [-1.4746997495276308, 1.4864151397149612], [-1.4191944080207084, 1.5258280972950407], [-1.360709659576928, 1.5637614334447003], [-1.299405726721199, 1.6005807901901359], [-1.2350987866324092, 1.6355497242169412], [-1.1679643842112402, 1.6691388202119062], [-1.0979409890373772, 1.7008006662184745], [-1.0249506822277845, 1.7302594000795894], [-0.9489487093239616, 1.7565607600991666], [-0.8700329824263809, 1.7801625460808896], [-0.7883351359829615, 1.800860999113712], [-0.703914462840775, 1.8189122537272875], [-0.6167852019426587, 1.8333304824162697], [-0. | 3D array of the dimensional x and y airfoil coordinates of the airfoils interpolated along span for n_span stations. The origin is placed at the pitch axis.
blade.internal_structure_2d_fem.twist | intermediate | rad | [0.27217629557079365, 0.2703213611890718, 0.256799564764236, 0.2327155229387189, 0.20321731641546886, 0.1732589091471034, 0.14740155387210616, 0.12742646107176153, 0.10871460898629608, 0.09126428560094875, 0.07584972929275118, 0.06295038726312087, 0.05200766129122833, 0.04228858599827693, 0.033587020259345804, 0.025633480184089865, 0.0184400219280952, 0.01209021726759452, 0.006201760506518447, 0.00031992263151258093, -0.006211367073939275, -0.014504119313560162, -0.023986689985735336, -0.032325206696798774, -0.03736348292490616, -0.037945785000536754, -0.03678035236750884, -0.03399755916765491, -0.029012617364700573, -0.02168375606076353] | 1D array of the twist values defined along blade span. The twist is defined positive for negative rotations around the z axis (the same as in BeamDyn).
blade.internal_structure_2d_fem.chord | intermediate | m | [5.2, 5.2265040720520535, 5.319400683825207, 5.4580745530036845, 5.603038107463281, 5.718286587458929, 5.764630606410189, 5.715053106286686, 5.539182293334066, 5.290780459215475, 5.034005694445184, 4.815660040795825, 4.623237527554848, 4.432040224442178, 4.2451981651395, 4.065767388212587, 3.896040232078195, 3.7350841723423227, 3.5792063535409593, 3.4245801420565267, 3.267946590725438, 3.111859691750389, 2.957140175463699, 2.800021994595202, 2.6367899876098777, 2.4641317667059357, 2.2834502451238916, 2.0956817072301495, 1.9024851146667074, 0.5000000000000001] | 1D array of the chord values defined along blade span.
blade.internal_structure_2d_fem.pitch_axis | intermediate |  | [0.5045454545454545, 0.478272788275845, 0.4467037271357153, 0.4143671733690558, 0.3852340324213114, 0.35900232277705957, 0.3387088845446817, 0.3251668513770255, 0.3165684415629794, 0.3109012710840118, 0.3068353469556881, 0.3029298546845621, 0.2984498424070107, 0.294050797638603, 0.2906618358638823, 0.2884710521324488, 0.28784166497695546, 0.28831579012827324, 0.2901546214955529, 0.293228374804286, 0.2972374968685465, 0.3019960315194374, 0.30725011193605684, 0.312567265034242, 0.31843498972288176, 0.32575139297419775, 0.3342661884039118, 0.3437327016266949, 0.35493038748272737, 0.36818181818181805] | 1D array of the chordwise position of the pitch axis (0-LE, 1-TE), defined along blade span.
blade.interp_airfoils.s | intermediate |  | [0.0, 0.034482758620689655, 0.06896551724137931, 0.10344827586206896, 0.13793103448275862, 0.1724137931034483, 0.20689655172413793, 0.24137931034482757, 0.27586206896551724, 0.3103448275862069, 0.3448275862068966, 0.3793103448275862, 0.41379310344827586, 0.4482758620689655, 0.48275862068965514, 0.5172413793103449, 0.5517241379310345, 0.5862068965517241, 0.6206896551724138, 0.6551724137931034, 0.6896551724137931, 0.7241379310344828, 0.7586206896551724, 0.7931034482758621, 0.8275862068965517, 0.8620689655172413, 0.896551724137931, 0.9310344827586207, 0.9655172413793103, 1.0] | 1D array of the non-dimensional spanwise grid defined along blade axis (0-blade root, 1-blade tip)
blade.interp_airfoils.pitch_axis | intermediate |  | [0.5045454545454545, 0.478272788275845, 0.4467037271357153, 0.4143671733690558, 0.3852340324213114, 0.35900232277705957, 0.3387088845446817, 0.3251668513770255, 0.3165684415629794, 0.3109012710840118, 0.3068353469556881, 0.3029298546845621, 0.2984498424070107, 0.294050797638603, 0.2906618358638823, 0.2884710521324488, 0.28784166497695546, 0.28831579012827324, 0.2901546214955529, 0.293228374804286, 0.2972374968685465, 0.3019960315194374, 0.30725011193605684, 0.312567265034242, 0.31843498972288176, 0.32575139297419775, 0.3342661884039118, 0.3437327016266949, 0.35493038748272737, 0.36818181818181805] | 1D array of the chordwise position of the pitch axis (0-LE, 1-TE), defined along blade span.
blade.interp_airfoils.chord | intermediate | m | [5.2, 5.2265040720520535, 5.319400683825207, 5.4580745530036845, 5.603038107463281, 5.718286587458929, 5.764630606410189, 5.715053106286686, 5.539182293334066, 5.290780459215475, 5.034005694445184, 4.815660040795825, 4.623237527554848, 4.432040224442178, 4.2451981651395, 4.065767388212587, 3.896040232078195, 3.7350841723423227, 3.5792063535409593, 3.4245801420565267, 3.267946590725438, 3.111859691750389, 2.957140175463699, 2.800021994595202, 2.6367899876098777, 2.4641317667059357, 2.2834502451238916, 2.0956817072301495, 1.9024851146667074, 0.5000000000000001] | 1D array of the chord values defined along blade span.
blade.interp_airfoils.r_thick_yaml | intermediate |  | [0.0, 0.0, 0.0, 0.0, 0.0, 0.0, 0.0, 0.0, 0.0, 0.0, 0.0, 0.0, 0.0, 0.0, 0.0, 0.0, 0.0, 0.0, 0.0, 0.0, 0.0, 0.0, 0.0, 0.0, 0.0, 0.0, 0.0, 0.0, 0.0, 0.0] | 1D array of the relative thicknesses of the blade defined along span.
blade.pa.s | intermediate |  | [0.0, 0.034482758620689655, 0.06896551724137931, 0.10344827586206896, 0.13793103448275862, 0.1724137931034483, 0.20689655172413793, 0.24137931034482757, 0.27586206896551724, 0.3103448275862069, 0.3448275862068966, 0.3793103448275862, 0.41379310344827586, 0.4482758620689655, 0.48275862068965514, 0.5172413793103449, 0.5517241379310345, 0.5862068965517241, 0.6206896551724138, 0.6551724137931034, 0.6896551724137931, 0.7241379310344828, 0.7586206896551724, 0.7931034482758621, 0.8275862068965517, 0.8620689655172413, 0.896551724137931, 0.9310344827586207, 0.9655172413793103, 1.0] | 1D array of the non-dimensional spanwise grid defined along blade axis (0-blade root, 1-blade tip)
blade.ps.s | intermediate |  | [0.0, 0.034482758620689655, 0.06896551724137931, 0.10344827586206896, 0.13793103448275862, 0.1724137931034483, 0.20689655172413793, 0.24137931034482757, 0.27586206896551724, 0.3103448275862069, 0.3448275862068966, 0.3793103448275862, 0.41379310344827586, 0.4482758620689655, 0.48275862068965514, 0.5172413793103449, 0.5517241379310345, 0.5862068965517241, 0.6206896551724138, 0.6551724137931034, 0.6896551724137931, 0.7241379310344828, 0.7586206896551724, 0.7931034482758621, 0.8275862068965517, 0.8620689655172413, 0.896551724137931, 0.9310344827586207, 0.9655172413793103, 1.0] | 1D array of the non-dimensional spanwise grid defined along blade axis (0-blade root, 1-blade tip)
high_level_tower_props.rotor_diameter | intermediate | m | 241.94 | Diameter of the rotor used in WISDEM. It is defined as two times the blade length plus the hub diameter.
tower_grid.ref_axis | intermediate | m | [[0.0, 0.0, 15.0], [0.0, 0.0, 28.0], [0.0, 0.0, 41.0], [0.0, 0.0, 54.0], [0.0, 0.0, 67.0], [0.0, 0.0, 80.0], [0.0, 0.0, 93.0], [0.0, 0.0, 106.0], [0.0, 0.0, 119.0], [0.0, 0.0, 132.0], [0.0, 0.0, 144.386]] | 2D array of the coordinates (x,y,z) of the tower reference axis. The coordinate system is the global coordinate system of OpenFAST: it is placed at tower base with x pointing downwind, y pointing on the side and z pointing vertically upwards. A standard tower configuration will have zero x and y values and positive z values.
drivese.bear1.D_bearing | intermediate | m | 0.3
drivese.bear2.D_bearing | intermediate | m | 0.3
drivese.rotor_diameter | intermediate | m | 241.94
drivese.rated_torque | intermediate | N*m | 19947034.7845
drivese.s_rotor | output | m | 2.6
drivese.s_gearbox | output | m | 0
drivese.lss_spring_constant | output | N*m/rad | 69737644923.0506
drivese.blades_I | intermediate | kg*m**2 | [348453856.988467, 174226928.4942335, 174226928.4942335, 0.0, 0.0, 0.0]
drivese.hub_system_I | output | kg*m**2 | [1037928.8202401468, 651894.414192898, 651894.414192898, 0.0, 0.0, 0.0]
drivese.generator.u_allow_s | output | m | 0.00087146
drivese.generator.u_as | output | m | 0.0084934
drivese.generator.z_allow_s | output | m | 0
drivese.generator.z_as | output | m | 0
drivese.generator.y_allow_s | output | m | 0.024003
drivese.generator.y_as | output | m | 0.030669
drivese.generator.b_allow_s | output | m | 0
drivese.generator.u_allow_r | output | m | 0.00087146
drivese.generator.u_ar | output | m | 0.0012058
drivese.generator.y_allow_r | output | m | 0.024254
drivese.generator.y_ar | output | m | 0.03473
drivese.generator.z_allow_r | output | m | 0
drivese.generator.z_ar | output | m | 0
drivese.generator.b_allow_r | output | m | 0
drivese.generator.TC1 | output | m**3 | 52.9112
drivese.generator.TC2r | output | m**3 | 68.3533
drivese.generator.TC2s | output | m**3 | 62.8229
drivese.generator.B_g | output | T | 1.3896
drivese.generator.B_smax | output | T | 0.021466
drivese.generator.K_rad | output |  | 0.21845
drivese.generator.D_ratio | output |  | 0
drivese.generator.shaft_rpm | intermediate | rpm | [5.0, 5.131538996455756, 5.263077992911512, 5.394616989367268, 5.526155985823024, 5.65769498227878, 5.789233978734536, 5.920772975190292, 6.0523119716460485, 6.183850968101805, 6.315389964557561, 6.446928961013318, 6.578467957469074, 6.71000695392483, 6.841545950380586, 6.973084946836342, 7.104623943292098, 7.236162939747854, 7.36770193620361, 7.499240932659366]
drivese.generator.eandm_efficiency | output |  | [0.9731608155988962, 0.9754692949649209, 0.9773599093241211, 0.9789091037492955, 0.9801746191108969, 0.9812014741186807, 0.9820117010765231, 0.9826687917440025, 0.9831741419452572, 0.9825313403096451, 0.9815472526296561, 0.9806532498526667, 0.9798218014169067, 0.9790727675285024, 0.9783622688790662, 0.9777262981173028, 0.9771103066587973, 0.9765325431929325, 0.9759888358770104, 0.975510254389748]
drivese.generator.Copper | output | kg | 7906.3037
drivese.generator.Iron | output | kg | 190040.4162
drivese.generator.mass_PM | output | kg | 43625.6008
drivese.generator.Structural_mass | output | kg | 127267.0865
drivese.generator.E | intermediate | Pa | 205000000000
drivese.generator.G | intermediate | Pa | 80000000000
drivese.generator.v | output |  | 0.28125
drivese.generator.P_mech | intermediate | W | 15664778.9082
drivese.generator.y_sh | intermediate | m | 5.1246e-05
drivese.generator.theta_sh | intermediate | rad | 6.3544e-05
drivese.generator.y_bd | intermediate | m | 0.0037669
drivese.generator.theta_bd | intermediate | rad | 0.00066569
drivese.generator.R_out | output | m | 5.3087
drivese.generator_stator_mass | output | kg | 238490.1575
drivese.generator_rotor_mass | output | kg | 130349.2496
drivese.generator_mass | output | kg | 368839.4072
drivese.pitch_mass | output | kg | 49133.6982
drivese.pitch_cost | output | USD | 0
drivese.pitch_I | output | kg*m**2 | [774391.3038831896, 387195.6519415948, 387195.6519415948, 0.0, 0.0, 0.0]
drivese.hub_mass | output | kg | 21357.511
drivese.hub_cost | output | USD | 10678.7555
drivese.hub_cm | output | m | 3.3283
drivese.hub_I | output | kg*m**2 | [224409.06351222665, 224409.06351222665, 224409.06351222665, 0.0, 0.0, 0.0]
drivese.spinner_mass | output | kg | 2937.4392
drivese.spinner_cost | output | kg | 4946.6614
drivese.spinner_cm | output | m | 3.97
drivese.spinner_I | output | kg*m**2 | [39128.45284473061, 39128.45284473061, 39128.45284473061, 0.0, 0.0, 0.0]
drivese.hub_shell.rho | intermediate | kg/m**3 | 7200
drivese.max_torque | output | N*m | 54729464.1877
drivese.hub_shell.Xy | intermediate | Pa | 265000000
drivese.hub_shell.metal_cost | intermediate | USD/kg | 0.5
drivese.blade_root_diameter | intermediate | m | 5.2
drivese.rated_rpm | intermediate | rpm | 7.4992
drivese.blade_mass | intermediate | kg | 68206.4068
drivese.pitch_system.rho | intermediate | kg/m**3 | 7850
drivese.pitch_system.Xy | intermediate | Pa | 485000000
drivese.pitch_system.BRFM | intermediate | N*m | -100497968.0112
drivese.spinner_gust_ws | intermediate | m/s | 70
drivese.spinner.composite_Xt | intermediate | Pa | 38100000
drivese.spinner.composite_rho | intermediate | kg/m**3 | 1940
drivese.spinner.Xy | intermediate | Pa | 485000000
drivese.spinner.metal_rho | intermediate | kg/m**3 | 7850
drivese.spinner.composite_cost | intermediate | USD/kg | 1.87
drivese.spinner.metal_cost | intermediate | USD/kg | 0.9
drivese.lss_rho | output | kg/m**3 | 7850
drivese.bedplate_rho | output | kg/m**3 | 7850
drivese.s_lss | output | m | [0.8999999999999999, 1.5, 2.1, 2.6, 3.1]
drivese.hub_system_mass | output | kg | 73428.6484
drivese.hub_system_cm | output | m | 3.354
drivese.F_aero_hub | intermediate | N | [[3639546.105653707], [53731.10595410847], [41031.917174254486]]
drivese.M_aero_hub | intermediate | N*m | [[76276807.31058288], [10596771.537085922], [7063161.500667587]]
drivese.blades_mass | intermediate | kg | 204619.2204
drivese.blades_cm | intermediate | m | 2.4618
drivese.s_mb1 | output | m | 2.1
drivese.s_mb2 | output | m | 0.9
drivese.generator_rotor_I | output | kg*m**2 | [1836783.8456006486, 972876.6339449583, 972876.6339449583]
drivese.gearbox_mass | output | kg | 0
drivese.gearbox_I | output | kg*m**2 | [0.0, 0.0, 0.0]
drivese.brake_mass | output | kg | 24335.3824
drivese.brake_I | output | kg*m**2 | [17805.884064326703, 8902.942032163352, 8902.942032163352]
drivese.carrier_mass | output | kg | 0
drivese.carrier_I | output | kg*m**2 | [0.0, 0.0, 0.0]
drivese.lss_E | output | Pa | 205000000000
drivese.lss_G | output | Pa | 80000000000
drivese.lss_Xy | output | Pa | 485000000
drivese.H_bedplate | output | m | 4.875
drivese.L_bedplate | output | m | 5
drivese.R_generator | intermediate | m | 5.3087
drivese.generator_cm | intermediate | m | 1.525
drivese.rho_fiberglass | intermediate | kg/m**3 | 1940
drivese.rho_castiron | intermediate | kg/m**3 | 7200
drivese.mb1_mass | intermediate | kg | 48092.0018
drivese.mb1_cm | intermediate | m | 2.1
drivese.mb1_I | intermediate | kg*m**2 | [59002.874691857956, 29771.954855978252, 29771.954855978252]
drivese.mb2_mass | intermediate | kg | 13479.2839
drivese.mb2_cm | intermediate | m | 0.9
drivese.mb2_I | intermediate | kg*m**2 | [16537.396406511503, 8344.519175063495, 8344.519175063495]
drivese.gearbox_cm | intermediate | m | 0
drivese.hss_mass | output | kg | 0
drivese.hss_cm | output | m | 0
drivese.hss_I | output | kg*m**2 | [0.0, 0.0, 0.0]
drivese.brake_cm | output | m | 2.6
drivese.generator_I | output | kg*m**2 | [5197408.244421278, 2752875.3860620097, 2752875.3860620097]
drivese.generator_stator_I | output | kg*m**2 | [3360624.3988206293, 1779998.7521170513, 1779998.7521170513]
drivese.nose_mass | output | kg | 10875.7225
drivese.nose_cm | output | m | 1.05
drivese.nose_I | output | kg*m**2 | [12017.673393251967, 10005.664725603448, 10005.664725603448]
drivese.lss_mass | output | kg | 15734.0385
drivese.lss_cm | output | m | 2
drivese.lss_I | output | kg*m**2 | [33120.1510150798, 22906.137697285987, 22906.137697285987]
drivese.converter_mass | output | kg | 11983.85
drivese.converter_cm | output | m | [0.0, 5.06455, 1.8145499999999999]
drivese.converter_I | output | kg*m**2 | [26305.28338266975, 26305.28338266975, 26305.28338266975]
drivese.transformer_mass | output | kg | 30635
drivese.transformer_cm | output | m | [0.0, -5.06455, 1.8145499999999999]
drivese.transformer_I | output | kg*m**2 | [67245.697870725, 67245.697870725, 67245.697870725]
drivese.yaw_mass | output | kg | 28248.9014
drivese.yaw_cm | output | m | [0.0, 0.0, 0.0]
drivese.yaw_I | output | kg*m**2 | [0.0, 0.0, 0.0]
drivese.bedplate_mass | output | kg | 42274.2744
drivese.bedplate_cm | output | m | [-1.2807860584197917, 0.0, 2.586079672663417]
drivese.bedplate_I | output | kg*m**2 | [549069.848115082, 664478.6729689115, 407774.3100071914, 0.0, 176991.48534691476, 0.0]
drivese.hvac_mass | output | kg | 9381.2812
drivese.hvac_cm | output | m | 1.525
drivese.hvac_I | output | m | [148718.22498384575, 74359.11249192288, 74359.11249192288]
drivese.platform_mass | output | kg | 48672
drivese.platform_cm | output | m | [0.0, 0.0, 0.0]
drivese.platform_I | output | m | [685470.4896, 685470.4896, 1370928.0]
drivese.cover_mass | output | kg | 20554.3062
drivese.cover_cm | output | m | [-0.25000150998731563, 0.0, 5.839591138205]
drivese.cover_I | output | m | [1599.012969228992, 1175.6525637437403, 1175.6525637437403]
drivese.x_bedplate | output | m | [0.0, -0.05089309798520958, -0.2025363552294337, -0.451842752318222, -0.7937371299471296, -1.2212595045295984, -1.72570675339185, -2.2968097852527882, -2.92294258930887, -3.5913589072874155, -4.28845171050787, -5.000030199746307]
drivese.constr_height | output | m | 4.875
drivese.s_nose | output | m | [0.0, 0.44999999999999996, 0.8999999999999999, 1.5, 2.1]
drivese.z_bedplate | output | m | [0.0, 0.6937825260578424, 1.3734416405887386, 2.0251414439958757, 2.635615207628925, 3.192435446121278, 3.6842669051541983, 4.101097314546583, 4.434441209202841, 4.6775126687121835, 4.825363459119204, 4.8749837646976895]
drivese.x_bedplate_inner | output | m | [-3.25, -3.2678127840982407, -3.32088851947655, -3.4081467372204073, -3.5278111116484685, -3.677445621180938, -3.8540041387140267, -4.053892441983481, -4.273041381565001, -4.506989717022062, -4.750974934896047, -5.000030199746307]
drivese.z_bedplate_inner | output | m | [0.0, 0.5372362039572287, 1.063535828063166, 1.5681849296938006, 2.040910308427768, 2.4720886387814645, 2.852942373364514, 3.1757184284322832, 3.433846014312871, 3.622070397736236, 3.7365598730501786, 3.7749837646976894]
drivese.x_bedplate_outer | output | m | [3.25, 3.1660265881278224, 2.9158158090176824, 2.504461232583963, 1.9403368517542097, 1.2349266121217406, 0.40259063193032674, -0.5397271285220961, -1.5728437970527391, -2.6757280975527684, -3.825928486119693, -5.000030199746306]
drivese.z_bedplate_outer | output | m | [0.0, 0.8503288481584562, 1.6833474531143113, 2.4820979582979508, 3.230320106830083, 3.912782253461092, 4.5155914369438825, 5.026476200660882, 5.435036404092812, 5.732954939688131, 5.914167045188231, 5.97498376469769]
drivese.D_bedplate | output | m | [6.5, 6.441452947236297, 6.267427489138365, 5.982822914682212, 5.596010884389012, 5.119277199947449, 4.569792221764378, 3.971732894065224, 3.3609269512373285, 2.7945219033660775, 2.365942503219558, 2.2000000000000006]
drivese.t_bedplate | output | m | [0.05, 0.05, 0.05, 0.05, 0.05, 0.05, 0.05, 0.05, 0.05, 0.05, 0.05, 0.05]
drivese.mb1_max_defl_ang | intermediate | rad | 0.0087266
drivese.mb2_max_defl_ang | intermediate | rad | 0.078
drivese.s_stator | output | m | 0.45
drivese.F_mb1 | output | N | [[3179849.6917949854], [53731.10595410783], [-4332687.304235939]]
drivese.F_mb2 | output | N | [[-0.0], [-0.0], [-0.0]]
drivese.M_mb1 | output | N*m | [[-0.0], [-0.0], [-0.0]]
drivese.M_mb2 | output | N*m | [[-0.0], [133550.07600963942], [7009626.789163036]]
drivese.other_mass | output | kg | 149475.3388
drivese.bedplate_E | output | Pa | 205000000000
drivese.bedplate_G | output | Pa | 80000000000
drivese.bedplate_Xy | output | Pa | 485000000
drivese.L_drive | output | m | 3.1
drivese.shaft_start | output | m | [-5.000030199746307, 0.0, 4.8749837646976895]
drivese.nacelle_mass | output | kg | 673105.4495
drivese.nacelle_cm | output | m | [-4.909621589916441, -0.1403341509252298, 4.133431022980215]
drivese.nacelle_I_TT | output | kg*m**2 | [21470673.52124378, 39497139.26486649, 27455789.52620288, 852.6119234136422, 16430863.968627762, 170683.99793084362]
drivese.yaw.rho | intermediate | kg/m**3 | 7850
rotorse.rp.aep.CDF_V | intermediate | m/s | [0.052045379250321044, 0.055840809208978825, 0.05975754365891495, 0.0637939446741963, 0.06794832924185878, 0.07221897043050951, 0.07660409858563244, 0.08110190255043892, 0.08571053091108594, 0.09042809326506496, 0.09525266151154654, 0.10018227116244938, 0.10521492267298949, 0.11034858279044846, 0.11558118591989142, 0.12091063550555448, 0.12633480542661002, 0.1318515414060163, 0.13745866243114624, 0.1431539621848925, 0.14893521048593716, 0.15480015473687958, 0.1607465213789112, 0.1667720173517323, 0.17287433155740672, 0.1790511363268562, 0.18530008888770466, 0.19161883283218606, 0.19800499958384477, 0.20445620986176316, 0.21097007514106614, 0.2175441991084659, 0.22417617911162213, 0.23086360760111435, 0.23760407356383484, 0.24439516394663308, 0.25123446506906144, 0.2581195640240914, 0.26504805006569576, 0.2720175159822088, 0.279025559454409, 0.2860697843972867, 0.29314780228448933, 0.30025723345446453, 0.307395708397345, 0.3145608690216548, 0.32175036989993855, 0.32896187949245215, 0.33619308134808124, 0.3434416752816839, 0.35070537852709205, 0.3579819268650306, 0.36526907572525735, 0.3725646012622469, 0.3798663014037905, 0.38717199687190673, 0.39447953217549914, 0.4017867765742298, 0.4090916250131136, 0.4163919990273729, 0.4236858476171287, 0.43097114809153914, 0.4382459068820327, 0.44550816032431795, 0.4527559754088877, 0.4599874504997723, 0.4672007160213293, 0.4743939351128923, 0.4815653042511405, 0.48871305384007735, 0.49583544876855024, 0.5029307889352667, 0.5099974097413055, 0.5170336825501465, 0.524038015115281, 0.5310088519754909, 0.5379446748179222, 0.5448440028091034, 0.551705392894094, 0.5585274400639744, 0.5653087775919194, 0.5720480772381251, 0.5787440494238851, 0.5853954433751402, 0.5920010472358507, 0.5985596881515651, 0.6050702323235846, 0.6115315850341421, 0.617942690643045, 0.6243025325562421, 0.6306101331668051, 0.6368645537688274, 0.6430648944447697, 0.6492102939267892, 0.6552999294326215, 0.6613330164765809, 0.6673088086562797, 0.6732265974156668, 0.6790857117850058, 0.6848855180984252, 0.6906254196896825, 0.696304856566794, 0.7019233050661954, 0.7074802774871034, 0.7129753217067565, 0.7184080207772218, 0.7237779925044592, 0.7290848890103379, 0.7343283962783078, 0.7395082336834287, 0.7446241535074609, 0.7496759404397283, 0.754663411064459, 0.7595864133353121, 0.7644448260377964, 0.769238558240288, 0.7739675487343443, 0.7786317654650191, 0.7832312049518684, 0.7877658917013382, 0.7922358776112208, 0.7966412413678536, 0.800982087836735, 0.8052585474472185, 0.8094707755719448, 0.8136189519016523, 0.817703279816011, 0.8217239857511025, 0.8256813185641666, 0.8295755488962205, 0.8334069685331474, 0.8371758897658369, 0.8408826447499517, 0.8445275848658779, 0.8481110800794076, 0.851633518303688, 0.8550953047629528, 0.8584968613585493, 0.8618386260377491, 0.8651210521658201, 0.8683446079018285, 0.871509775578613, 0.8746170510873724, 0.8776669432672812, 0.8806599733005387, 0.8835966741132423, 0.886477589782456, 0.8893032749498343, 0.8920742942421447, 0.8947912216990151, 0.89745464020822, 0.9000651409488004, 0.902623322842302, 0.9051297920123942, 0.9075851612531248, 0.9099900495060447, 0.912345081346422, 0.9146508864787571, 0.9169080992417845, 0.9191173581231417, 0.9212793052838681, 0.9233945860928814, 0.9254638486715664, 0.9274877434485979, 0.9294669227251044, 0.9314020402502675, 0.9332937508074376, 0.9351427098108349, 0.936949572912891, 0.9387149956222764, 0.9404396329326427, 0.9421241389621042, 0.9437691666034639, 0.945375367185183, 0.9469433901430828, 0.9484738827027531, 0.9499674895726361, 0.9514248526477415, 0.9528466107239407, 0.9542333992227797, 0.9555858499267381, 0.9569045907248587, 0.9581902453686582, 0.9594434332382261, 0.9606647691184105, 0.9618548629849794, 0.9630143198006451, 0.9641437393208276, 0.9652437159090292, 0.9663148383616869, 0.9673576897423637, 0.9683728472251337, 0.9693608819470124, 0.9703223588692785, 0.9712578366475303, 0.9721678675103134, 0.9730529971461577, 0.9739137645988523, 0.9747507021707901, 0.9755643353342052] | cumulative distribution function evaluated at each wind speed
rotorse.rp.aep.P | intermediate | W | [45603.23963496569, 86810.89268304441, 132831.23728775632, 183362.8127803991, 238104.15849227126, 296753.81375467044, 359010.31789889483, 424572.21025624295, 493138.0301580124, 564406.3169355011, 638075.6099200074, 713844.4484428292, 792071.0558584462, 876419.5877922372, 967042.9523503224, 1063389.9665203085, 1164909.4472898033, 1271050.2116464113, 1381261.0765777405, 1494990.859071396, 1611688.3761149861, 1730877.8920662373, 1855739.4029505567, 1987628.6896405215, 2125763.092856509, 2269359.9533188953, 2417636.611748053, 2569810.40886436, 2725165.496389989, 2887022.6378845954, 3056431.5750755365, 3231777.5178234493, 3411445.6759889694, 3595261.2781010903, 3787242.823114652, 3984065.495840053, 4187216.1097213887, 4394713.813248348, 4610129.150106683, 4832580.32491999, 5060275.36813006, 5293959.156657217, 5534376.567421786, 5782272.4773440845, 6038088.138967015, 6301104.706761525, 6571011.68672586, 6847559.408343577, 7130498.201098229, 7419578.394473372, 7714550.317952567, 8015164.301019354, 8325536.232806755, 8650908.726537602, 8987781.676468639, 9332518.965744393, 9681484.477509387, 10031042.094908142, 10377555.701085191, 10717389.179185059, 11046906.412352255, 11362471.283731326, 11664191.704015303, 11958982.193579968, 12247770.335088164, 12531218.716111101, 12809989.924219985, 13084746.546986025, 13356151.17198044, 13624866.386774426, 13891554.778939206, 14156878.936045982, 14421501.445665969, 14686084.89537037, 14976977.021959009, 15000006.729150144, 15000014.085909491, 15000020.339909056, 15000025.580280295, 15000029.89615465, 15000033.376663575, 15000036.110938523, 15000038.188110938, 15000039.697312271, 15000040.727673976, 15000041.368327498, 15000041.708404291, 15000041.837035803, 15000041.74768102, 15000040.880447363, 15000039.228610896, 15000036.912735289, 15000034.053384226, 15000030.771121375, 15000027.186510418, 15000023.420115033, 15000019.592498891, 15000015.824225675, 15000012.235859055, 15000008.947962714, 15000006.081100324, 15000003.755835567, 15000002.092732113, 15000001.21235364, 15000001.044194879, 15000000.954979226, 15000000.880886821, 15000000.819771156, 15000000.769485718, 15000000.727883995, 15000000.692819478, 15000000.662145654, 15000000.633716011, 15000000.605384042, 15000000.575003233, 15000000.540427072, 15000000.499509051, 15000000.450102655, 15000000.390061375, 15000000.317238702, 15000000.22948812, 14999999.938651074, 14999997.098769736, 14999991.29409062, 14999982.899600947, 14999972.290287944, 14999959.841138825, 14999945.927140817, 14999930.92328114, 14999915.204547016, 14999899.145925665, 14999883.122404309, 14999867.508970171, 14999852.68061047, 14999839.01231243, 14999826.879063271, 14999816.655850215, 14999808.717660485, 14999803.4394813, 14999801.196299884, 14999802.874487262, 14999809.308370477, 14999819.98717348, 14999834.372641468, 14999851.92651964, 14999872.110553185, 14999894.386487303, 14999918.216067187, 14999943.061038038, 14999968.383145047, 14999993.644133413, 15000018.305748332, 15000041.829734998, 15000063.677838605, 15000083.311804352, 15000100.193377435, 15000113.78430305, 15000123.546326391, 15000128.941192657, 15000129.772680359, 15000128.849564416, 15000126.98688745, 15000124.27787015, 15000120.815733213, 15000116.693697333, 15000112.004983202, 15000106.842811516, 15000101.30040297, 15000095.470978253, 15000089.447758064, 15000083.323963095, 15000077.192814039, 15000071.147531591, 15000065.281336447, 15000059.687449297, 15000054.459090838, 15000049.689481763, 15000045.471842764, 15000041.899394538, 15000039.015467698, 15000036.316100225, 15000033.6528321, 15000031.032958934, 15000028.463776352, 15000025.952579964, 15000023.506665384, 15000021.133328235, 15000018.839864125, 15000016.633568676, 15000014.521737503, 15000012.511666222, 15000010.610650448, 15000008.825985797, 15000007.164967887, 15000005.634892331, 15000004.24305475, 15000002.996750753, 15000001.903275963, 15000000.969925994, 15000000.203996459] | power curve (power)
rotorse.rp.cdf.x | intermediate | m/s | [3.0, 3.1105527638190953, 3.221105527638191, 3.3316582914572863, 3.442211055276382, 3.5527638190954773, 3.6633165829145726, 3.7738693467336684, 3.884422110552764, 3.9949748743718594, 4.105527638190955, 4.21608040201005, 4.326633165829145, 4.437185929648241, 4.547738693467337, 4.658291457286432, 4.768844221105528, 4.8793969849246235, 4.989949748743719, 5.100502512562814, 5.211055276381909, 5.321608040201005, 5.432160804020101, 5.542713567839196, 5.653266331658291, 5.763819095477388, 5.874371859296483, 5.984924623115578, 6.0954773869346734, 6.206030150753769, 6.316582914572864, 6.42713567839196, 6.5376884422110555, 6.648241206030151, 6.758793969849247, 6.869346733668342, 6.9798994974874375, 7.090452261306533, 7.201005025125628, 7.311557788944724, 7.42211055276382, 7.532663316582915, 7.64321608040201, 7.7537688442211055, 7.864321608040202, 7.974874371859297, 8.085427135678392, 8.195979899497488, 8.306532663316583, 8.417085427135678, 8.527638190954775, 8.638190954773869, 8.748743718592966, 8.859296482412061, 8.969849246231156, 9.080402010050252, 9.190954773869347, 9.301507537688442, 9.412060301507537, 9.522613065326635, 9.633165829145728, 9.743718592964825, 9.85427135678392, 9.964824120603016, 10.075376884422111, 10.185929648241206, 10.296482412060302, 10.407035175879397, 10.517587939698494, 10.628140703517587, 10.738693467336685, 10.84924623115578, 10.959798994974875, 11.07035175879397, 11.180904522613066, 11.291457286432161, 11.402010050251256, 11.512562814070352, 11.623115577889449, 11.733668341708544, 11.84422110552764, 11.954773869346734, 12.06532663316583, 12.175879396984925, 12.28643216080402, 12.396984924623116, 12.507537688442211, 12.618090452261308, 12.728643216080403, 12.839195979899499, 12.949748743718594, 13.06030150753769, 13.170854271356784, 13.28140703517588, 13.391959798994975, 13.50251256281407, 13.613065326633166, 13.723618090452263, 13.834170854271358, 13.944723618090453, 14.055276381909549, 14.165829145728644, 14.27638190954774, 14.386934673366834, 14.49748743718593, 14.608040201005025, 14.718592964824122, 14.829145728643217, 14.939698492462313, 15.050251256281408, 15.160804020100503, 15.271356783919598, 15.381909547738694, 15.492462311557789, 15.603015075376884, 15.713567839195981, 15.824120603015077, 15.934673366834172, 16.04522613065327, 16.155778894472363, 16.266331658291456, 16.376884422110553, 16.48743718592965, 16.597989949748744, 16.70854271356784, 16.819095477386938, 16.92964824120603, 17.040201005025125, 17.150753768844222, 17.26130653266332, 17.371859296482413, 17.482412060301506, 17.592964824120603, 17.7035175879397, 17.814070351758794, 17.92462311557789, 18.035175879396988, 18.14572864321608, 18.256281407035175, 18.366834170854272, 18.47738693467337, 18.587939698492463, 18.69849246231156, 18.809045226130657, 18.91959798994975, 19.030150753768844, 19.14070351758794, 19.251256281407038, 19.36180904522613, 19.47236180904523, 19.582914572864322, 19.69346733668342, 19.804020100502512, 19.91457286432161, 20.025125628140703, 20.1356783919598, 20.246231155778897, 20.35678391959799, 20.467336683417088, 20.57788944723618, 20.68844221105528, 20.798994974874372, 20.90954773869347, 21.020100502512562, 21.13065326633166, 21.241206030150757, 21.35175879396985, 21.462311557788947, 21.57286432160804, 21.683417085427138, 21.79396984924623, 21.90452261306533, 22.015075376884422, 22.12562814070352, 22.236180904522616, 22.34673366834171, 22.457286432160807, 22.5678391959799, 22.678391959798997, 22.78894472361809, 22.899497487437188, 23.01005025125628, 23.12060301507538, 23.231155778894475, 23.34170854271357, 23.452261306532666, 23.56281407035176, 23.673366834170857, 23.78391959798995, 23.894472361809047, 24.00502512562814, 24.115577889447238, 24.22613065326633, 24.33668341708543, 24.447236180904525, 24.55778894472362, 24.668341708542716, 24.77889447236181, 24.889447236180906, 25.0] | corresponding reference height
rotorse.rp.cdf.xbar | intermediate | m/s | 11.5 | mean value of distribution
rotorse.rp.gust.V_mean | intermediate | m/s | 11.5 | IEC average wind speed for turbine class
rotorse.rp.gust.V_hub | intermediate | m/s | 11.2031 | hub height wind speed
rotorse.rp.powercurve.generator_efficiency | intermediate |  | [0.9568517001105732, 0.9590699982531612, 0.9608727167071023, 0.9623352678273032, 0.9635146494549993, 0.9644553297471228, 0.9651791626689691, 0.9657487327524901, 0.9661655746080682, 0.9654507525351999, 0.96439744611028, 0.9634296536463199, 0.9625204098129967, 0.9616892999334901, 0.9608932917367141, 0.9601678009405225, 0.959459315877159, 0.9587858165526282, 0.9581432591926631, 0.9575621901778922] | Generator efficiency at various rpm values to support table lookup
rotorse.rp.powercurve.lss_rpm | intermediate | rpm | [5.0, 5.131538996455756, 5.263077992911512, 5.394616989367268, 5.526155985823024, 5.65769498227878, 5.789233978734536, 5.920772975190292, 6.0523119716460485, 6.183850968101805, 6.315389964557561, 6.446928961013318, 6.578467957469074, 6.71000695392483, 6.841545950380586, 6.973084946836342, 7.104623943292098, 7.236162939747854, 7.36770193620361, 7.499240932659366] | Low speed shaft RPM values at which the generator efficiency values are given
rotorse.rp.powercurve.V | output | m/s | [3.0, 4.272046072021935, 5.304031475548529, 6.080106111341955, 6.588350372834853, 6.82095821746675, 6.867559376486635, 7.192653799388591, 7.791248412775406, 8.6541494974404, 9.768103893234573, 11.116002552239781, 11.20314076913544, 12.677143313907283, 14.42754886624012, 16.340335009504354, 18.386123566365413, 20.533493596628738, 22.7494639864494, 25.0] | wind vector
rotorse.rp.powercurve.Omega | output | rpm | [4.999999999999999, 4.999999999999999, 4.999999999999999, 4.999999999999999, 4.999999999999999, 4.999999999999999, 4.999999999999999, 5.110052569277952, 5.535326748657092, 6.148378624600282, 6.939792431110801, 7.499240932659366, 7.499240932659366, 7.499240932659366, 7.499240932659366, 7.499240932659366, 7.499240932659366, 7.499240932659366, 7.499240932659366, 7.499240932659366] | rotor rotational speed
rotorse.rp.powercurve.P | output | W | [45603.23963496569, 752905.7250334951, 1711725.7891261585, 2703350.0213048933, 3494782.5081725847, 3897075.794527765, 3980796.9558076863, 4593517.136982758, 5868143.349782493, 8059009.878118774, 11429836.857371066, 14795483.987248596, 15000000.0, 15000041.849957334, 15000001.109417759, 15000000.161340402, 14999801.143729573, 15000129.85796955, 15000039.986827902, 15000000.203996459] | rotor electrical power
rotorse.rs.aero_gust.V_load | intermediate | m/s | 20.4507
rotorse.rs.Omega_load | intermediate | rpm | 7.4992
rotorse.rs.pitch_load | intermediate | deg | 3.7515
rotorse.rs.aero_hub_loads.V_load | intermediate | m/s | 20.4507
rotorse.rs.brs.rootD | intermediate | m | 5.2 | Blade root outer diameter / Chord at blade span station 0
rotorse.rs.brs.layer_thickness | intermediate | m | [[0.001, 0.001, 0.001, 0.001, 0.001, 0.001, 0.001, 0.001, 0.001, 0.001, 0.001, 0.001, 0.001, 0.001, 0.001, 0.001, 0.001, 0.001, 0.001, 0.001, 0.001, 0.001, 0.001, 0.001, 0.001, 0.001, 0.001, 0.001, 0.001, 0.001], [0.05, 0.0408222184063085, 0.03227313926048303, 0.024145972694482237, 0.015705569687762155, 0.008780100035772388, 0.00479635850055312, 0.0031297240664340336, 0.0022826917804419063, 0.0020369729079713524, 0.0020007460905738872, 0.002000037059269053, 0.002000000495532114, 0.0020000000000000608, 0.002, 0.002, 0.002, 0.002, 0.002, 0.002, 0.002, 0.002, 0.002, 0.002, 0.0017994981851164914, 0.0013159487984171954, 0.0010438809038808864, 0.001001931909619958, 0.001, 0.001], [0.0001, 0.004419878334477179, 0.015090822119312248, 0.030382105124484426, 0.04744079152205518, 0.06353773283159729, 0.07594813593145543, 0.08316374510452554, 0.08936990874530398, 0.09447030393782439, 0.09767621042889293, 0.09829737923548582, 0.09732816699112329, 0.09510225437702131, 0.09225052519827547, 0.08925817046710618, 0.08634924135483835, 0.08326351521775043, 0.07969892747853398, 0.07545926234514862, 0.06996616697984069, 0.06112109490616299, 0.04860983245173956, 0.03553265093318574, 0.024710213639477004, 0.01776948594807157, 0.01195955439742918, 0.006954287330510351, 0.003327560264074706, 0.0010000000000001236], [0.0001, 0.004419878334477179, 0.015090822119312248, 0.030382105124484426, 0.04744079152205518, 0.06353773283159729, 0.07594813593145543, 0.08316374510452554, 0.08936990874530398, 0.09447030393782439, 0.09767621042889293, 0.09829737923548582, 0.09732816699112329, 0.09510225437702131, 0.09225052519827547, 0.08925817046710618, 0.08634924135483835, 0.08326351521775043, 0.07969892747853398, 0.07545926234514862, 0.06996616697984069, 0.06112109490616299, 0.04860983245173956, 0.03553265093318574, 0.024710213639477004, 0.01776948594807157, 0.01195955439742918, 0.006954287330510351, 0.003327560264074706, 0.0010000000000001236], [0.0, 0.0, 0.0, 0.002996816779346709, 0.0029458128078817744, 0.002896551724137931, 0.0028472906403940877, 0.0027980295566502455, 0.0027487684729064037, 0.0026995073891625623, 0.002650246305418719, 0.0026009852216748765, 0.0025517241379310347, 0.0025024630541871933, 0.0024532019704433497, 0.0024039408866995075, 0.002354679802955666, 0.002305418719211824, 0.0022561576354679803, 0.002206896551724138, 0.002157635467980296, 0.002108374384236454, 0.0020591133004926104, 0.002012755077250901, 0.0, 0.0, 0.0, 0.0, 0.0, 0.0], [0.0, 0.0, 0.004791725569902692, 0.014412995467259384, 0.027047460650643354, 0.03045990214853375, 0.03, 0.03, 0.03, 0.03, 0.03, 0.03, 0.03, 0.03, 0.03, 0.03, 0.029771622514482537, 0.022712924291608143, 0.01506313277081732, 0.007701969096218487, 0.004634878249282575, 0.0031057808675626557, 0.0020040105889382307, 0.0002636147262998891, 0.0, 0.0, 0.0, 0.0, 0.0, 0.0], [0.0, 0.0, 0.004791725569902692, 0.014412995467259384, 0.027047460650643354, 0.03045990214853375, 0.03, 0.03, 0.03, 0.03, 0.03, 0.03, 0.03, 0.03, 0.03, 0.03, 0.029771622514482537, 0.022712924291608143, 0.01506313277081732, 0.007701969096218487, 0.004634878249282575, 0.0031057808675626557, 0.0020040105889382307, 0.0002636147262998891, 0.0, 0.0, 0.0, 0.0, 0.0, 0.0], [0.0, 0.0, 0.0, 0.059824922864068986, 0.05701970443349754, 0.054310344827586204, 0.05160098522167486, 0.048891625615763545, 0.04618226600985221, 0.0434729064039409, 0.04076354679802956, 0.03805418719211823, 0.03534482758620689, 0.03263546798029556, 0.02992610837438424, 0.027216748768472895, 0.02450738916256158, 0.021798029556650257, 0.019088669950738914, 0.016379310344827588, 0.013669950738916255, 0.010960591133004929, 0.008251231527093606, 0.005630111038532382, 0.0, 0.0, 0.0, 0.0, 0.0, 0.0], [0.0, 0.0, 0.0, 0.059824922864068986, 0.05701970443349754, 0.054310344827586204, 0.05160098522167486, 0.048891625615763545, 0.04618226600985221, 0.0434729064039409, 0.04076354679802956, 0.03805418719211823, 0.03534482758620689, 0.03263546798029556, 0.02992610837438424, 0.027216748768472895, 0.02450738916256158, 0.021798029556650257, 0.019088669950738914, 0.016379310344827588, 0.013669950738916255, 0.010960591133004929, 0.008251231527093606, 0.005630111038532382, 0.0, 0.0, 0.0, 0.0, 0.0, 0.0], [0.0, 0.0, 0.0, 0.059824922864068986, 0.05701970443349754, 0.054310344827586204, 0.05160098522167486, 0.048891625615763545, 0.04618226600985221, 0.0434729064039409, 0.04076354679802956, 0.03805418719211823, 0.03534482758620689, 0.03263546798029556, 0.02992610837438424, 0.027216748768472895, 0.02450738916256158, 0.021798029556650257, 0.019088669950738914, 0.016379310344827588, 0.013669950738916255, 0.010960591133004929, 0.008251231527093606, 0.005630111038532382, 0.0, 0.0, 0.0, 0.0, 0.0, 0.0], [0.0, 0.0, 0.0, 0.059824922864068986, 0.05701970443349754, 0.054310344827586204, 0.05160098522167486, 0.048891625615763545, 0.04618226600985221, 0.0434729064039409, 0.04076354679802956, 0.03805418719211823, 0.03534482758620689, 0.03263546798029556, 0.02992610837438424, 0.027216748768472895, 0.02450738916256158, 0.021798029556650257, 0.019088669950738914, 0.016379310344827588, 0.013669950738916255, 0.010960591133004929, 0.008251231527093606, 0.005630111038532382, 0.0, 0.0, 0.0, 0.0, 0.0, 0.0], [0.05, 0.0408222184063085, 0.03227313926048303, 0.024145972694482237, 0.015705569687762155, 0.008780100035772388, 0.00479635850055312, 0.0031297240664340336, 0.0022826917804419063, 0.0020369729079713524, 0.0020007460905738872, 0.002000037059269053, 0.002000000495532114, 0.0020000000000000608, 0.002, 0.002, 0.002, 0.002, 0.002, 0.002, 0.002, 0.002, 0.002, 0.002, 0.0017994981851164914, 0.0013159487984171954, 0.0010438809038808864, 0.001001931909619958, 0.001, 0.001], [0.0, 0.0, 0.0, 0.001996067786251817, 0.0019330628803245443, 0.001872210953346856, 0.001811359026369168, 0.001750507099391481, 0.0016896551724137933, 0.0016288032454361057, 0.0015679513184584176, 0.0015070993914807298, 0.0014462474645030427, 0.001385395537525355, 0.0013245436105476676, 0.0012636916835699796, 0.0012028397565922919, 0.0011419878296146041, 0.0010811359026369164, 0.001020283975659229, 0.0009594320486815414, 0.0008985801217038539, 0.0008377281947261663, 0.0007768762677484787, 0.0007160243407707911, 0.0006551724137931035, 0.000594320486815416, 0.0005380493880995532, 0.0, 0.0], [0.0, 0.0, 0.0, 0.04290038391837936, 0.041304259634888436, 0.03976267748478701, 0.038221095334685595, 0.036679513184584164, 0.035137931034482754, 0.03359634888438133, 0.032054766734279906, 0.0305131845841785, 0.02897160243407708, 0.02743002028397566, 0.025888438133874248, 0.02434685598377282, 0.022805273833671404, 0.021263691683569976, 0.020037030057826286, 0.02, 0.02, 0.02, 0.02, 0.02, 0.02, 0.02, 0.02, 0.02, 0.0, 0.0], [0.0, 0.0, 0.0, 0.001996067786251817, 0.0019330628803245443, 0.001872210953346856, 0.001811359026369168, 0.001750507099391481, 0.0016896551724137933, 0.0016288032454361057, 0.0015679513184584176, 0.0015070993914807298, 0.0014462474645030427, 0.001385395537525355, 0.0013245436105476676, 0.0012636916835699796, 0.0012028397565922919, 0.0011419878296146041, 0.0010811359026369164, 0.001020283975659229, 0.0009594320486815414, 0.0008985801217038539, 0.0008377281947261663, 0.0007768762677484787, 0.0007160243407707911, 0.0006551724137931035, 0.000594320486815416, 0.0005380493880995532, 0.0, 0.0], [0.0, 0.0, 0.0, 0.001996067786251817, 0.0019330628803245443, 0.001872210953346856, 0.001811359026369168, 0.001750507099391481, 0.0016896551724137933, 0.0016288032454361057, 0.0015679513184584176, 0.0015070993914807298, 0.0014462474645030427, 0.001385395537525355, 0.0013245436105476676, 0.0012636916835699796, 0.0012028397565922919, 0.0011419878296146041, 0.0010811359026369164, 0.001020283975659229, 0.0009594320486815414, 0.0008985801217038539, 0.0008377281947261663, 0.0007768762677484787, 0.0007160243407707911, 0.0006551724137931035, 0.000594320486815416, 0.0005380493880995532, 0.0, 0.0], [0.0, 0.0, 0.0, 0.04290038391837936, 0.041304259634888436, 0.03976267748478701, 0.038221095334685595, 0.036679513184584164, 0.035137931034482754, 0.03359634888438133, 0.032054766734279906, 0.0305131845841785, 0.02897160243407708, 0.02743002028397566, 0.025888438133874248, 0.02434685598377282, 0.022805273833671404, 0.021263691683569976, 0.020037030057826286, 0.02, 0.02, 0.02, 0.02, 0.02, 0.02, 0.02, 0.02, 0.02, 0.0, 0.0], [0.0, 0.0, 0.0, 0.001996067786251817, 0.0019330628803245443, 0.001872210953346856, 0.001811359026369168, 0.001750507099391481, 0.0016896551724137933, 0.0016288032454361057, 0.0015679513184584176, 0.0015070993914807298, 0.0014462474645030427, 0.001385395537525355, 0.0013245436105476676, 0.0012636916835699796, 0.0012028397565922919, 0.0011419878296146041, 0.0010811359026369164, 0.001020283975659229, 0.0009594320486815414, 0.0008985801217038539, 0.0008377281947261663, 0.0007768762677484787, 0.0007160243407707911, 0.0006551724137931035, 0.000594320486815416, 0.0005380493880995532, 0.0, 0.0]] | 2D array of the thickness of the layers of the blade structure. The first dimension represents each layer, the second dimension represents each entry along blade span.
rotorse.rs.brs.layer_start_nd | intermediate |  | [[0.0, 0.0, 0.0, 0.0, 0.0, 0.0, 0.0, 0.0, 0.0, 0.0, 0.0, 0.0, 0.0, 0.0, 0.0, 0.0, 0.0, 0.0, 0.0, 0.0, 0.0, 0.0, 0.0, 0.0, 0.0, 0.0, 0.0, 0.0, 0.0, 0.0], [0.0, 0.0, 0.0, 0.0, 0.0, 0.0, 0.0, 0.0, 0.005258518184427406, 0.01, 0.01, 0.01, 0.01, 0.01, 0.01, 0.01, 0.01, 0.01, 0.01, 0.01, 0.01, 0.01, 0.01, 0.01, 0.01, 0.01, 0.01, 0.01, 0.01, 0.01], [0.1777357006824315, 0.18508857276017085, 0.1911627568939783, 0.2042136092430108, 0.22449665782749223, 0.24383779934507793, 0.25954850975900995, 0.269593854223245, 0.27746199738582744, 0.2798927805621619, 0.28118726652064496, 0.2839427017654521, 0.2860913774021875, 0.28703042994667916, 0.28865601417073466, 0.2889427886331768, 0.2874377841304047, 0.2858209596736184, 0.28346624709076323, 0.28032219642946077, 0.2761794278480238, 0.2711343400638286, 0.26544176263789776, 0.2591651485651819, 0.2518012014763089, 0.2425829006292552, 0.2316341570527743, 0.2208306786347319, 0.22452602487654297, 0.16803069192449513], [0.6805327152478927, 0.673738268795255, 0.6715846071181628, 0.6690723171099197, 0.6621925541877121, 0.6540133403583054, 0.6475739595062411, 0.642309085478495, 0.6347764529875712, 0.6326131212445995, 0.6299566535418697, 0.6247403726786691, 0.6204347863924999, 0.6170248951113627, 0.6114945625235568, 0.6074520403494307, 0.6049299683474407, 0.6016700908160953, 0.5989690079132762, 0.596714477468906, 0.5943989872797952, 0.592347841526498, 0.5908828819896095, 0.5897268524898993, 0.5880549855658681, 0.5858620282365493, 0.583070442756191, 0.5813201248911624, 0.5957097401135727, 0.5518647133031441], [0.49999933459621543, 0.4999654282594862, 0.4996807414257139, 0.4707905072401282, 0.46901745855144245, 0.46913965770563515, 0.4696596949835222, 0.46895338617033006, 0.46769405695820976, 0.46668924001432965, 0.4650259263758558, 0.46304361501328667, 0.46156076389714773, 0.4598989618089354, 0.4572111692189029, 0.45463713174209536, 0.45228249708666446, 0.4494808409622838, 0.44640861434842083, 0.4432668768460395, 0.43972036513710244, 0.4365866679693331, 0.4356549553595269, 0.43591142395648763, 0.49683998400205737, 0.49683998400205737, 0.4968399840020573, 0.4968399840020569, 0.49683998400205726, 0.4968399840020574], [0.0, 0.0, 0.0, 0.0, 0.0, 0.0, 0.0, 0.0, 0.0, 0.0, 0.0, 0.0, 0.0, 0.0, 0.0, 0.0, 0.0, 0.0, 0.0, 0.0, 0.0, 0.0, 0.0, 0.0, 0.0, 0.0, 0.0, 0.0, 0.0, 0.0], [1.0, 1.0, 1.0, 0.9469352185381998, 0.9444473503509982, 0.943660320786688, 0.9426952208213969, 0.9412351787661493, 0.9382979084294123, 0.9354708736836025, 0.9321150472121305, 0.9283564705022695, 0.925066659701337, 0.9218055424142301, 0.9177272016367463, 0.9136856588246065, 0.9097745489042479, 0.9054304262558607, 0.9009003255817178, 0.8960725980239125, 0.890640423911735, 0.8846906815219086, 0.8783616345182487, 0.8715066131866114, 1.0, 1.0, 1.0, 1.0, 1.0, 1.0], [0.0, 0.0, 0.0, 0.0530647814618002, 0.05555264964900174, 0.056339679213311976, 0.057304779178603084, 0.058764821233850684, 0.061702091570587675, 0.06452912631639748, 0.06788495278786949, 0.07164352949773045, 0.0749333402986631, 0.07819445758576997, 0.08227279836325377, 0.08631434117539354, 0.09022545109575213, 0.09456957374413934, 0.09909967441828217, 0.10392740197608753, 0.10935957608826494, 0.11530931847809148, 0.12163836548175132, 0.12849338681338862, 0.0, 0.0, 0.0, 0.0, 0.0, 0.0], [0.23283078562840132, 0.2405569649965719, 0.25054152363824395, 0.26789134699717104, 0.2911598374062943, 0.3114454144010523, 0.32831424477333365, 0.3401116397038658, 0.3515045072705326, 0.3573277321418388, 0.3626492098660883, 0.3699149371627286, 0.37601138576058324, 0.3808637790496031, 0.38738337220663915, 0.392519998043649, 0.39570832544530726, 0.3993044481665856, 0.4023858563927018, 0.40503507880076584, 0.40741091915394173, 0.4095055222375384, 0.4114078012159993, 0.41335721274124826, 0.4155385860150802, 0.41778842438103164, 0.42045495186279297, 0.4219140755558114, 0.4070088525071738, 0.4501015903667087], [0.49999933459621543, 0.4999654282594862, 0.4996807414257139, 0.5273929407993818, 0.5282736181770443, 0.5292353155331679, 0.5307847927740322, 0.5316358621531041, 0.53350962130017, 0.5355203080851536, 0.5374365426829166, 0.5394633798108658, 0.5414896602157218, 0.5433063832337567, 0.5449688208063737, 0.5467057623291818, 0.5485229782554667, 0.5503550529560325, 0.5521149337279219, 0.5541183462531163, 0.5562080391636055, 0.5579313651007602, 0.5580930269559978, 0.5577685440476263, 0.49683998400205737, 0.49683998400205737, 0.4968399840020573, 0.4968399840020569, 0.49683998400205726, 0.4968399840020574], [0.7356278001938624, 0.729206661031656, 0.7309633738624284, 0.7327500548640798, 0.728855733766514, 0.7216209554142797, 0.7163396945205649, 0.7128268709591159, 0.7088189628722765, 0.7100480728242765, 0.711418596887313, 0.7107126080759456, 0.7103547947508957, 0.7108582442142867, 0.7102219205594613, 0.711029249759903, 0.7132005096623433, 0.7151535793090625, 0.7178886172152149, 0.7214273598402111, 0.7256304785857133, 0.7307190237002077, 0.7368489205677111, 0.7439189166659657, 0.7517923701046394, 0.7610675519883258, 0.7718912375662097, 0.7824035218122418, 0.7781925677442034, 0.8339356117453577], [0.0, 0.0, 0.0, 0.0, 0.0, 0.0, 0.004146131452704074, 0.07368567796957642, 0.08, 0.08, 0.08, 0.08, 0.08, 0.08, 0.08, 0.08, 0.08, 0.08, 0.08, 0.08, 0.08, 0.08, 0.08, 0.08, 0.08, 0.08, 0.08, 0.08, 0.08, 0.08], [0.0, 0.0, 0.0, 0.0, 0.0, 0.0, 0.0, 0.0, 0.0, 0.0, 0.0, 0.0, 0.0, 0.0, 0.0, 0.0, 0.0, 0.0, 0.0, 0.0, 0.0, 0.0, 0.0, 0.0, 0.0, 0.0, 0.0, 0.0, 0.0, 0.0], [0.0, 0.0, 0.0, 0.0, 0.0, 0.0, 0.0, 0.0, 0.0, 0.0, 0.0, 0.0, 0.0, 0.0, 0.0, 0.0, 0.0, 0.0, 0.0, 0.0, 0.0, 0.0, 0.0, 0.0, 0.0, 0.0, 0.0, 0.0, 0.0, 0.0], [0.0, 0.0, 0.0, 0.0, 0.0, 0.0, 0.0, 0.0, 0.0, 0.0, 0.0, 0.0, 0.0, 0.0, 0.0, 0.0, 0.0, 0.0, 0.0, 0.0, 0.0, 0.0, 0.0, 0.0, 0.0, 0.0, 0.0, 0.0, 0.0, 0.0], [0.0, 0.0, 0.0, 0.0, 0.0, 0.0, 0.0, 0.0, 0.0, 0.0, 0.0, 0.0, 0.0, 0.0, 0.0, 0.0, 0.0, 0.0, 0.0, 0.0, 0.0, 0.0, 0.0, 0.0, 0.0, 0.0, 0.0, 0.0, 0.0, 0.0], [0.0, 0.0, 0.0, 0.0, 0.0, 0.0, 0.0, 0.0, 0.0, 0.0, 0.0, 0.0, 0.0, 0.0, 0.0, 0.0, 0.0, 0.0, 0.0, 0.0, 0.0, 0.0, 0.0, 0.0, 0.0, 0.0, 0.0, 0.0, 0.0, 0.0], [0.0, 0.0, 0.0, 0.0, 0.0, 0.0, 0.0, 0.0, 0.0, 0.0, 0.0, 0.0, 0.0, 0.0, 0.0, 0.0, 0.0, 0.0, 0.0, 0.0, 0.0, 0.0, 0.0, 0.0, 0.0, 0.0, 0.0, 0.0, 0.0, 0.0]] | 2D array of the non-dimensional start point defined along the outer profile of a layer. The TE suction side is 0, the TE pressure side is 1. The first dimension represents each layer, the second dimension represents each entry along blade span.
rotorse.rs.brs.layer_end_nd | intermediate |  | [[1.0, 1.0, 1.0, 1.0, 1.0, 1.0, 1.0, 1.0, 1.0, 1.0, 1.0, 1.0, 1.0, 1.0, 1.0, 1.0, 1.0, 1.0, 1.0, 1.0, 1.0, 1.0, 1.0, 1.0, 1.0, 1.0, 1.0, 1.0, 1.0, 1.0], [1.0, 1.0, 1.0, 1.0, 1.0, 1.0, 1.0, 1.0, 0.9947414818155725, 0.99, 0.99, 0.99, 0.99, 0.99, 0.99, 0.99, 0.99, 0.99, 0.99, 0.99, 0.99, 0.99, 0.99, 0.99, 0.99, 0.99, 0.99, 0.99, 0.99, 0.99], [0.23283078562840132, 0.2405569649965719, 0.25054152363824395, 0.26789134699717104, 0.2911598374062943, 0.3114454144010523, 0.32831424477333365, 0.3401116397038658, 0.3515045072705326, 0.3573277321418388, 0.3626492098660883, 0.3699149371627286, 0.37601138576058324, 0.3808637790496031, 0.38738337220663915, 0.392519998043649, 0.39570832544530726, 0.3993044481665856, 0.4023858563927018, 0.40503507880076584, 0.40741091915394173, 0.4095055222375384, 0.4114078012159993, 0.41335721274124826, 0.4155385860150802, 0.41778842438103164, 0.42045495186279297, 0.4219140755558114, 0.4070088525071738, 0.4501015903667087], [0.7356278001938624, 0.729206661031656, 0.7309633738624284, 0.7327500548640798, 0.728855733766514, 0.7216209554142797, 0.7163396945205649, 0.7128268709591159, 0.7088189628722765, 0.7100480728242765, 0.711418596887313, 0.7107126080759456, 0.7103547947508957, 0.7108582442142867, 0.7102219205594613, 0.711029249759903, 0.7132005096623433, 0.7151535793090625, 0.7178886172152149, 0.7214273598402111, 0.7256304785857133, 0.7307190237002077, 0.7368489205677111, 0.7439189166659657, 0.7517923701046394, 0.7610675519883258, 0.7718912375662097, 0.7824035218122418, 0.7781925677442034, 0.8339356117453577], [0.49999933459621543, 0.4999654282594862, 0.4996807414257139, 0.5273929407993818, 0.5282736181770443, 0.5292353155331679, 0.5307847927740322, 0.5316358621531041, 0.53350962130017, 0.5355203080851536, 0.5374365426829166, 0.5394633798108658, 0.5414896602157218, 0.5433063832337567, 0.5449688208063737, 0.5467057623291818, 0.5485229782554667, 0.5503550529560325, 0.5521149337279219, 0.5541183462531163, 0.5562080391636055, 0.5579313651007602, 0.5580930269559978, 0.5577685440476263, 0.49683998400205737, 0.49683998400205737, 0.4968399840020573, 0.4968399840020569, 0.49683998400205726, 0.4968399840020574], [0.0, 0.0, 0.0, 0.0530647814618002, 0.05555264964900174, 0.056339679213311976, 0.057304779178603084, 0.058764821233850684, 0.061702091570587675, 0.06452912631639748, 0.06788495278786949, 0.07164352949773045, 0.0749333402986631, 0.07819445758576997, 0.08227279836325377, 0.08631434117539354, 0.09022545109575213, 0.09456957374413934, 0.09909967441828217, 0.10392740197608753, 0.10935957608826494, 0.11530931847809148, 0.12163836548175132, 0.12849338681338862, 0.0, 0.0, 0.0, 0.0, 0.0, 0.0], [1.0, 1.0, 1.0, 1.0, 1.0, 1.0, 1.0, 1.0, 1.0, 1.0, 1.0, 1.0, 1.0, 1.0, 1.0, 1.0, 1.0, 1.0, 1.0, 1.0, 1.0, 1.0, 1.0, 1.0, 1.0, 1.0, 1.0, 1.0, 1.0, 1.0], [0.1777357006824315, 0.18508857276017085, 0.1911627568939783, 0.2042136092430108, 0.22449665782749223, 0.24383779934507793, 0.25954850975900995, 0.269593854223245, 0.27746199738582744, 0.2798927805621619, 0.28118726652064496, 0.2839427017654521, 0.2860913774021875, 0.28703042994667916, 0.28865601417073466, 0.2889427886331768, 0.2874377841304047, 0.2858209596736184, 0.28346624709076323, 0.28032219642946077, 0.2761794278480238, 0.2711343400638286, 0.26544176263789776, 0.2591651485651819, 0.2518012014763089, 0.2425829006292552, 0.2316341570527743, 0.2208306786347319, 0.22452602487654297, 0.16803069192449513], [0.49999933459621543, 0.4999654282594862, 0.4996807414257139, 0.4707905072401282, 0.46901745855144245, 0.46913965770563515, 0.4696596949835222, 0.46895338617033006, 0.46769405695820976, 0.46668924001432965, 0.4650259263758558, 0.46304361501328667, 0.46156076389714773, 0.4598989618089354, 0.4572111692189029, 0.45463713174209536, 0.45228249708666446, 0.4494808409622838, 0.44640861434842083, 0.4432668768460395, 0.43972036513710244, 0.4365866679693331, 0.4356549553595269, 0.43591142395648763, 0.49683998400205737, 0.49683998400205737, 0.4968399840020573, 0.4968399840020569, 0.49683998400205726, 0.4968399840020574], [0.6805327152478927, 0.673738268795255, 0.6715846071181628, 0.6690723171099197, 0.6621925541877121, 0.6540133403583054, 0.6475739595062411, 0.642309085478495, 0.6347764529875712, 0.6326131212445995, 0.6299566535418697, 0.6247403726786691, 0.6204347863924999, 0.6170248951113627, 0.6114945625235568, 0.6074520403494307, 0.6049299683474407, 0.6016700908160953, 0.5989690079132762, 0.596714477468906, 0.5943989872797952, 0.592347841526498, 0.5908828819896095, 0.5897268524898993, 0.5880549855658681, 0.5858620282365493, 0.583070442756191, 0.5813201248911624, 0.5957097401135727, 0.5518647133031441], [1.0, 1.0, 1.0, 0.9469352185381998, 0.9444473503509982, 0.943660320786688, 0.9426952208213969, 0.9412351787661493, 0.9382979084294123, 0.9354708736836025, 0.9321150472121305, 0.9283564705022695, 0.925066659701337, 0.9218055424142301, 0.9177272016367463, 0.9136856588246065, 0.9097745489042479, 0.9054304262558607, 0.9009003255817178, 0.8960725980239125, 0.890640423911735, 0.8846906815219086, 0.8783616345182487, 0.8715066131866114, 1.0, 1.0, 1.0, 1.0, 1.0, 1.0], [1.0, 1.0, 1.0, 1.0, 1.0, 1.0, 0.995853868547296, 0.9263143220304236, 0.92, 0.92, 0.92, 0.92, 0.92, 0.92, 0.92, 0.92, 0.92, 0.92, 0.92, 0.92, 0.92, 0.92, 0.92, 0.92, 0.92, 0.92, 0.92, 0.92, 0.92, 0.92], [0.0, 0.0, 0.0, 0.0, 0.0, 0.0, 0.0, 0.0, 0.0, 0.0, 0.0, 0.0, 0.0, 0.0, 0.0, 0.0, 0.0, 0.0, 0.0, 0.0, 0.0, 0.0, 0.0, 0.0, 0.0, 0.0, 0.0, 0.0, 0.0, 0.0], [0.0, 0.0, 0.0, 0.0, 0.0, 0.0, 0.0, 0.0, 0.0, 0.0, 0.0, 0.0, 0.0, 0.0, 0.0, 0.0, 0.0, 0.0, 0.0, 0.0, 0.0, 0.0, 0.0, 0.0, 0.0, 0.0, 0.0, 0.0, 0.0, 0.0], [0.0, 0.0, 0.0, 0.0, 0.0, 0.0, 0.0, 0.0, 0.0, 0.0, 0.0, 0.0, 0.0, 0.0, 0.0, 0.0, 0.0, 0.0, 0.0, 0.0, 0.0, 0.0, 0.0, 0.0, 0.0, 0.0, 0.0, 0.0, 0.0, 0.0], [0.0, 0.0, 0.0, 0.0, 0.0, 0.0, 0.0, 0.0, 0.0, 0.0, 0.0, 0.0, 0.0, 0.0, 0.0, 0.0, 0.0, 0.0, 0.0, 0.0, 0.0, 0.0, 0.0, 0.0, 0.0, 0.0, 0.0, 0.0, 0.0, 0.0], [0.0, 0.0, 0.0, 0.0, 0.0, 0.0, 0.0, 0.0, 0.0, 0.0, 0.0, 0.0, 0.0, 0.0, 0.0, 0.0, 0.0, 0.0, 0.0, 0.0, 0.0, 0.0, 0.0, 0.0, 0.0, 0.0, 0.0, 0.0, 0.0, 0.0], [0.0, 0.0, 0.0, 0.0, 0.0, 0.0, 0.0, 0.0, 0.0, 0.0, 0.0, 0.0, 0.0, 0.0, 0.0, 0.0, 0.0, 0.0, 0.0, 0.0, 0.0, 0.0, 0.0, 0.0, 0.0, 0.0, 0.0, 0.0, 0.0, 0.0]] | 2D array of the non-dimensional end point defined along the outer profile of a layer. The TE suction side is 0, the TE pressure side is 1. The first dimension represents each layer, the second dimension represents each entry along blade span.
rotorse.rs.brs.root_M | intermediate | N*m | [19579152.911545124, -100497968.01116619, -0.0] | Blade root moment in blade c.s.
rotorse.rs.constr.strainU_spar | intermediate |  | [-0.0016847540508261078, -0.001957774041202916, -0.0023335442946165186, -0.0028927037306974057, -0.003557772539806712, -0.003763621956171578, -0.003748598403682553, -0.0037852144264276357, -0.003758983770683339, -0.0035082908335469184, -0.003304160013178112, -0.003315133704674049, -0.003196135621432019, -0.003064642682101527, -0.0030595404072301866, -0.0030375769849102876, -0.002899872749234345, -0.002826550071923931, -0.0027120057760417374, -0.0025342708144395786, -0.0024078140986017686, -0.002356014042874541, -0.002354539072388376, -0.0023383109848110926, -0.002311931402259732, -0.002064487397643008, -0.0016979302843170875, -0.0012065197287047945, -0.0005168553059810767, 8.575043063324632e-07] | strain in spar cap on upper surface at location xu,yu_strain with loads P_strain
rotorse.rs.constr.strainL_spar | intermediate |  | [0.0016657050334375025, 0.0019141430331456395, 0.0023933227576752865, 0.0030227144626690902, 0.0035459482495759287, 0.0035174146565776186, 0.003464091427369291, 0.0035430877687328017, 0.0035256744760348694, 0.003242301907948034, 0.003098357419449582, 0.0031137174013989768, 0.003003562105715992, 0.0028809620597552857, 0.0029035500319191617, 0.0028819425409774366, 0.0027647543245212214, 0.0027047606893599962, 0.0026067332074381274, 0.0024484744865298238, 0.0023366185916409376, 0.0022923501057158886, 0.0022910689154262303, 0.0022864640689490884, 0.002256164151032468, 0.002018128475185117, 0.0016630154359595804, 0.0011798976710491232, 0.0004989460691487072, -8.618777261854132e-07] | strain in spar cap on lower surface at location xl,yl_strain with loads P_strain
rotorse.rs.constr.strainU_te | intermediate |  | [-3.980833842742249e-05, 0.00030538547330675764, 0.0007688535141185483, 0.00019251097155225963, -0.0003465245470660477, -0.0007893540033698412, -0.0008661538839432512, -0.0007691338172690097, -0.0007185341770923768, -0.0007570532631635453, -0.0007114182503807958, -0.0006585114615684747, -0.0006413051008091186, -0.0006144790672609061, -0.0005436606665833103, -0.0004807079892297764, -0.0004350486073639957, -0.000407589232772529, -0.0003898844805945093, -0.00042181727111622214, -0.00036510857316147613, -0.0002821552819568829, -0.0002276112293979832, -0.0002718047320744643, -0.0002741333469637023, -0.00023990183644960993, -0.00017159091961237003, -8.620657979228716e-05, -2.6213396122851427e-05, -6.303371741761742e-08] | strain in trailing edge on upper surface at location xu,yu_strain with loads P_strain
rotorse.rs.constr.strainL_te | intermediate |  | [-3.980833842742249e-05, 0.00030538547330675764, 0.0007688535141185483, 0.00019251097155225963, -0.0003465245470660477, -0.0007893540033698412, -0.0008661538839432512, -0.0007691338172690097, -0.0007185341770923768, -0.0007570532631635453, -0.0007114182503807958, -0.0006585114615684747, -0.0006413051008091186, -0.0006144790672609061, -0.0005436606665833103, -0.0004807079892297764, -0.0004350486073639957, -0.000407589232772529, -0.0003898844805945093, -0.00042181727111622214, -0.00036510857316147613, -0.0002821552819568829, -0.0002276112293979832, -0.0002718047320744643, -0.0002741333469637023, -0.00023990183644960993, -0.00017159091961237003, -8.620657979228716e-05, -2.6213396122851427e-05, -6.303371741761742e-08] | strain in trailing edge on lower surface at location xl,yl_strain with loads P_strain
rotorse.s | intermediate |  | [0.0, 0.034482758620689655, 0.06896551724137931, 0.10344827586206896, 0.13793103448275862, 0.1724137931034483, 0.20689655172413793, 0.24137931034482757, 0.27586206896551724, 0.3103448275862069, 0.3448275862068966, 0.3793103448275862, 0.41379310344827586, 0.4482758620689655, 0.48275862068965514, 0.5172413793103449, 0.5517241379310345, 0.5862068965517241, 0.6206896551724138, 0.6551724137931034, 0.6896551724137931, 0.7241379310344828, 0.7586206896551724, 0.7931034482758621, 0.8275862068965517, 0.8620689655172413, 0.896551724137931, 0.9310344827586207, 0.9655172413793103, 1.0] | 1D array of the non-dimensional spanwise grid defined along blade axis (0-blade root, 1-blade tip)
rotorse.rs.constr.rated_Omega | intermediate | rpm | 7.4992 | rotor rotation speed at rated
rotorse.rs.constr.flap_mode_freqs | intermediate | Hz | [0.5463231513772816, 1.6127280981717365, 3.2607595999392616, 5.597068802251737, 8.551112641850331] | Frequencies associated with mode shapes in the flap direction
rotorse.rs.constr.edge_mode_freqs | intermediate | Hz | [0.7317056595368944, 2.251851759257445, 4.521852128540929, 7.794633401037642, 11.661548331251973] | Frequencies associated with mode shapes in the edge direction
rotorse.rs.constr.tors_mode_freqs | intermediate | Hz | [0.0, 0.0, 0.0, 0.0, 0.0] | Frequencies associated with mode shapes in the torsional direction
rotorse.blade_span_cg | output | m | 31.3968 | Distance along the blade span for its center of gravity
rotorse.rs.x_az | output | m | [0.0, 0.034295923985786604, 0.08329262571797669, 0.1392555188551465, 0.19190331656176873, 0.232028257864551, 0.24918042933165166, 0.2496141741724728, 0.24625256887234165, 0.2404720106240574, 0.23297926741790076, 0.2179571400171469, 0.17712118065470675, 0.10030156784192272, 1.126605912840715e-05, -0.11231262929473985, -0.24379916019447512, -0.4153387722179258, -0.6207684349190539, -0.8462432424369124, -1.0798464372334413, -1.3290155919297535, -1.6021369821922977, -1.8948995248383433, -2.201796716438755, -2.5227281124194536, -2.8639215886652067, -3.2248356445430946, -3.6046563533868463, -3.9999999999999996] | location of blade in azimuth x-coordinate system (prebend)
rotorse.rs.y_az | output | m | [0.0, 0.0, 0.0, 0.0, 0.0, 0.0, 0.0, 0.0, 0.0, 0.0, 0.0, 0.0, 0.0, 0.0, 0.0, 0.0, 0.0, 0.0, 0.0, 0.0, 0.0, 0.0, 0.0, 0.0, 0.0, 0.0, 0.0, 0.0, 0.0, 0.0] | location of blade in azimuth y-coordinate system (sweep)
rotorse.rs.z_az | output | m | [3.97, 8.004482758620691, 12.038965517241381, 16.07344827586207, 20.10793103448276, 24.142413793103447, 28.17689655172414, 32.21137931034483, 36.24586206896552, 40.280344827586205, 44.314827586206896, 48.34931034482759, 52.383793103448276, 56.418275862068974, 60.45275862068966, 64.48724137931036, 68.52172413793105, 72.55620689655174, 76.59068965517241, 80.6251724137931, 84.6596551724138, 88.6941379310345, 92.72862068965517, 96.76310344827588, 100.79758620689655, 104.83206896551724, 108.86655172413795, 112.90103448275862, 116.93551724137932, 120.97] | location of blade in azimuth z-coordinate system (from root to tip)
rotorse.rs.frame.Px_af | intermediate | N/m | [2093.9833656415335, 2264.3535654947955, 2562.3355329951796, 3453.4657755903518, 4363.725394355989, 5151.555922815559, 6054.798001065692, 6981.174772702579, 8073.023869772412, 9156.471510364941, 10196.101779383838, 11326.275199047748, 12487.965623339294, 13653.452068236104, 14695.447413925845, 15404.168217450842, 16385.940063940325, 17241.752344246135, 17880.913287597104, 18328.358049594266, 18535.320876174774, 18872.41832255223, 19201.077830415827, 19342.72686994542, 19224.447835705778, 18780.20308440346, 18054.289730693272, 16990.266604641438, 15347.131172918846, 4301.9958960730855] | distributed load (force per unit length) in airfoil x-direction
rotorse.rs.frame.Py_af | intermediate | N/m | [820.8233138490148, 870.7918439606862, 634.2870916090969, 62.01821037735101, -661.6677398580971, -1140.8212681532932, -1484.1708848915864, -1726.7494685122795, -2041.6562897959084, -2337.5947407278636, -2572.336889091028, -2804.2291564646357, -3007.3449536909698, -3189.8953579726203, -3312.8120975340144, -3354.5244620982294, -3451.51473730874, -3544.20713737854, -3586.5877547297523, -3613.3541820946016, -3585.392056089914, -3649.2813188439804, -3744.6811515513295, -3806.997429881195, -3768.1088255045565, -3578.8612941039696, -3298.9186710690087, -2922.034450937772, -2390.1082878628795, -694.2122910865774] | distributed load (force per unit length) in airfoil y-direction
rotorse.rs.frame.Pz_af | intermediate | N/m | [-23450.852336398522, -12655.422488384727, -4644.559412466435, 166.34983214731255, 3021.688991080544, 4215.324034112684, 4800.289520686963, 5409.971675671551, 6192.0597240742445, 7232.072995454461, 8275.667387897847, 9166.94889918351, 9983.677430133903, 10695.248249228616, 11267.377937309278, 11784.37016079194, 12245.659777705512, 11911.392256600238, 11338.831045014927, 10608.566826622387, 10122.637774255432, 9393.45397907429, 8228.478100424552, 6764.973053737342, 5236.972719469043, 3999.9034237370797, 3035.1566408755803, 2309.6788930147563, 1520.043483734227, 362.57714096328357] | distributed load (force per unit length) in airfoil z-direction
rotorse.A | output | m**2 | [1.6500549405531004, 1.3488995172898313, 1.0206440437162736, 1.7195179090274422, 1.3674143131557426, 1.1371331003685645, 0.981301136201419, 0.8709603133869248, 0.7822341352630424, 0.7251078034830362, 0.6696649925795272, 0.6114997430425848, 0.5636259174329922, 0.5194200127433775, 0.47223451081156204, 0.4301266552431669, 0.39377480326751124, 0.3486021306702069, 0.30581131283154395, 0.26745096699752535, 0.23445294766781177, 0.2003358708022691, 0.16265555739160192, 0.12611347376524565, 0.08918840711030467, 0.06882186705311566, 0.05279983173965917, 0.040104427035815966, 0.0160001529355479, 0.0035272610318142048] | airfoil cross section material area
rotorse.EA | output | N | [46955010895.96101, 38982809324.26768, 31236777464.545, 27384076562.70951, 24233537670.264866, 22319339495.73383, 21752671758.111526, 21747381133.899178, 22345875427.58349, 23186064783.95176, 23742833566.028927, 23765204825.65219, 23482519676.32558, 22948312392.931694, 22275137811.02086, 21584634204.967506, 20903813069.824554, 19718568052.04149, 18403465395.894833, 16978252064.966597, 15588549561.241755, 13614798555.79621, 10916048530.176374, 8059144321.353579, 5648335301.097201, 4049829172.5213304, 2751333232.452161, 1653716164.377983, 772399654.0833259, 125371441.28426126] | axial stiffness
rotorse.EIxx | output | N*m**2 | [152456423205.40546, 124652355633.63748, 88633757389.3726, 68598761308.280914, 54649139008.17682, 43379807217.91644, 36074938699.753075, 31385073155.582947, 28558067309.87497, 26271198255.952934, 23809434821.072544, 21609972856.257637, 19779412443.56614, 18038004171.59122, 16348577616.920563, 14779625604.183659, 13279996137.772356, 9870110708.988747, 6718216923.667478, 4084415412.150414, 2885359739.3710494, 2177629188.959527, 1612381460.14036, 1014232998.283171, 670850253.576362, 442298448.89542955, 288485800.7882733, 179685499.98049068, 88558587.38195877, 1601918.986887736] | edgewise stiffness (bending about :ref:`x-axis of airfoil aligned coordinate system <blade_airfoil_coord>`)
rotorse.EIyy | output | N*m**2 | [152561696438.5242, 126759876478.44249, 83822093554.0829, 51216688285.47367, 32216947928.657757, 26118512722.40295, 21899125943.860947, 17410780988.56447, 14286406843.64147, 13285034233.88949, 11847849207.92952, 9563815011.606354, 8333938812.749503, 7350510148.909167, 5867623685.089963, 4695118797.572925, 3904651100.4267974, 3075781322.765448, 2467340633.8366904, 1997848781.4801848, 1535487666.7069867, 1108102670.7726235, 764811419.2074187, 516802488.49664575, 328129737.90053165, 207150173.25135484, 120113863.624714, 59220755.071652, 22191590.248399284, 186120.60233335878] | flapwise stiffness (bending about y-axis of airfoil aligned coordinate system)
rotorse.EIxy | output | N*m**2 | [34828820.3436568, 1500847220.1930854, 4084046828.9319205, 5547173416.37122, 5109835803.678887, 4554053527.719672, 3747767146.0571084, 2780263557.8482056, 2044887281.5892403, 1681998636.88998, 1349968247.3428862, 1021895236.9244176, 824970635.8251323, 690830947.7823311, 519250967.2392098, 389042121.5666683, 315909757.77956116, 203282137.48575822, 110093893.43534504, 45079101.1763611, 12327538.277488923, -3058283.4879293833, -8680446.811486913, -8233390.586040516, -6089265.100349162, -3730260.8418610087, -1580538.7775403436, -81579.54039519886, 371258.18170355546, 16641.53754552192] | coupled flap-edge stiffness
rotorse.GJ | output | N*m**2 | [89285350266.80334, 72163903789.97849, 45162818099.19144, 23183044079.451385, 10485307398.567305, 4947948846.150539, 2203001640.601036, 1061120128.8686303, 604866377.5186973, 475361450.67670584, 401041700.1576679, 320539931.29112536, 273073894.38285166, 241932580.7087699, 196047070.54695618, 157800381.8309137, 135053146.3238194, 106614337.93196708, 83321991.22521421, 64911203.86797169, 48465030.081487, 36000522.17249052, 27373479.325386114, 17233021.43220845, 11434908.067732524, 7894181.966271793, 5514751.219636195, 4118002.532413433, 2875606.469167358, 46908.597036051055] | torsional stiffness (about axial z-direction of airfoil aligned coordinate system)
rotorse.rhoA | output | kg/m | [3189.163001619894, 2599.467804665941, 1949.5982591446132, 1626.0101394348271, 1169.285846244019, 832.6913191135058, 636.8043596936869, 540.1221175700273, 495.49268773039665, 482.858983401705, 474.0653477621843, 460.0031996572168, 445.9560201377022, 430.5187352444938, 412.65561172900095, 395.901260263826, 380.1874324859743, 343.87917411952645, 305.851908494582, 268.42596222327734, 241.18297796406915, 211.54392429594657, 175.71087634845648, 137.3322561370322, 101.31034323602135, 73.91526672491133, 53.69489996224231, 39.1910275230528, 24.779610438113508, 5.685324208092313] | mass per unit length
rotorse.rhoJ | output | kg*m | [20720.931532851675, 16771.98633422531, 10859.173802616038, 7162.730080034084, 4561.921753831652, 3085.4785621004194, 2220.0976416029634, 1736.797617651051, 1450.616561210631, 1291.4922356698926, 1141.948895829604, 997.2374793505039, 890.1885216350586, 795.4337225722268, 696.1770500163748, 610.2087805879381, 536.618069803357, 410.32658778327277, 293.36586364296056, 191.50577704032872, 137.18391550396694, 102.45380725680944, 76.20598602506371, 51.09696256312179, 34.231520890692366, 22.14116226210161, 14.598206510671368, 10.107918711112186, 6.279645757675015, 0.1096193196475557] | polar mass moment of inertia per unit length
rotorse.x_ec | output | m | [4.525798681133397e-16, 3.133344278483108e-17, 9.80118763926896e-17, -6.022712153681657e-05, -5.9005319252994695e-05, -8.654535744445462e-05, 1.7811237220321033e-05, 0.00011036402183684825, -8.209696546239431e-06, -5.310273551848658e-05, -6.117852169233457e-05, -4.890738901874338e-05, -3.7547786367435766e-05, -2.049866300698317e-05, -2.642837806550143e-05, -3.744341929328397e-05, -3.691181681638768e-05, -3.1446321396320226e-05, -2.2818841091086506e-06, -1.1624588991884788e-05, -1.5606876831546213e-06, -1.2257797069523124e-06, -1.308340606416547e-06, -1.2877311727430008e-06, -1.4514296015552541e-06, -7.079526412809289e-07, 3.5305955995573735e-07, 2.126798854133749e-06, -4.85722573273506e-17, -1.0408340855860843e-17] | x-distance to elastic center from point about which above structural properties are computed (airfoil aligned coordinate system)
rotorse.y_ec | output | m | [-3.157196726277789e-16, 1.3877787807814457e-17, 1.1102230246251565e-16, 0.0017158118587106141, -0.0016696652346293583, -0.002762694989800474, 0.012186361603303608, 0.016276599725887908, -0.0018249734175933563, 0.02247314787299931, 0.020402389538140386, 0.017348893377105823, 0.014569216010306918, 0.01225900143700942, 0.010278767929322419, 0.00846599192591968, 0.006806811877667518, 0.004319718879223278, -0.00031316648462903496, 0.0009284384236221688, -9.325971890910417e-05, -7.516844511423759e-05, -7.982779277451724e-05, -6.772802783405057e-05, -0.00011115500268121803, -0.00012836607506474043, -0.00017438537259703568, -0.0003195723376183887, 0.0, 1.3877787807814457e-17] | y-distance to elastic center from point about which above structural properties are computed
rotorse.rs.strains.EI11 | intermediate | N*m**2 | [152445943578.97342, 123872280347.42725, 81487939636.6363, 49597273187.37024, 31107814317.796024, 24990695846.999943, 20969105876.331505, 16877758625.910763, 13999188030.79332, 13070520602.369715, 11697258299.200705, 9477687148.291605, 8274754685.729341, 7306025445.933568, 5841955262.413583, 4680129674.196857, 3894016849.348912, 3069704173.5704737, 2464491209.8629785, 1996875309.9201388, 1535375096.3815737, 1108093925.733129, 764722527.0885197, 516666247.9947166, 328021581.3337399, 207091013.33115083, 120099028.11506443, 59220699.81942522, 22189513.48840557, 185925.02185864022] | stiffness w.r.t principal axis 1
rotorse.rs.strains.EI22 | intermediate | N*m**2 | [152572176064.95624, 127539951764.65273, 90967911306.8192, 70218095688.04951, 55758204976.84639, 44507453574.15257, 37001728327.45732, 31912333769.713642, 28845211697.65379, 26474001876.857464, 23950142508.420223, 21688947713.908337, 19833612089.59308, 18079040121.02536, 16371892587.341034, 14793067661.394127, 13289661830.52149, 9875819890.772732, 6721064542.657753, 4085374246.1984353, 2885472174.0790286, 2177637857.050935, 1612470282.6783106, 1014369201.80375, 670958340.3436173, 442357542.0811293, 288500552.62882596, 179685386.33702818, 88560664.14195248, 1602114.5673624545] | stiffness w.r.t principal axis 2
rotorse.rs.strains.alpha | intermediate | deg | [73.25401056972247, 62.53654580922946, 29.749247576321864, 16.274373667716652, 12.246572698528135, 13.909527893341737, 13.936622611789808, 10.853001570503118, 7.995293055418746, 7.267859072161161, 6.364969833600216, 4.817546616146567, 4.103354078256481, 3.6843310599378816, 2.8299958610908638, 2.2063732347132463, 1.9279428892924275, 1.7123276574996844, 1.4825848846948908, 1.2370873597231162, 0.523188340182152, -0.16383409630361143, -0.5867167430060615, -0.9480045795828254, -1.0175713394844728, -0.9086037926003322, -0.5377831987364614, -0.03880058566861855, 0.3205002542285529, 0.6733404193224096] | Angle between blade c.s. and principal axes
rotorse.rs.strains.M1 | intermediate | N*m | [-30937866.54910981, -29000135.407162026, -57659115.886819124, -75803901.26590605, -75638607.71000345, -71041584.21483697, -65758707.46626589, -61007441.423461154, -56325718.35794088, -51415372.20082083, -46528571.017601185, -41794902.60805229, -37233935.24855981, -32896360.96679442, -28794657.701856796, -24940855.34480053, -21358742.468000017, -18053373.64501578, -15023512.228082782, -12271058.768113518, -9791537.456705837, -7586123.304951672, -5664348.293097076, -4029383.8124609864, -2682619.9579237793, -1621492.4325088845, -837813.4920463664, -321025.4207781366, -56743.00465317172, 3.090792035260165] | distribution along blade span of bending moment w.r.t principal axis 1
rotorse.rs.strains.M2 | intermediate | N*m | [97601440.36580011, 91927828.3171327, 69684844.76306984, 37462651.40956306, 21886528.26090344, 16906713.05750176, 14905784.48982244, 10837290.879480092, 6057621.174210837, 3103789.341711307, 1496508.867727057, -37257.12175330692, -1120980.9148892646, -1577730.0674379347, -1900870.301033595, -2122218.092753541, -2102432.769073244, -1939342.810118976, -1733080.1383223443, -1513815.7439590686, -1332083.9599802494, -1167933.4149035132, -967748.851706545, -744726.4969834713, -518446.48189353483, -313549.7582286682, -156186.25015290588, -56235.916346362865, -9450.76724588651, 0.12174238068928389] | distribution along blade span of bending moment w.r.t principal axis 2
rotorse.rs.strains.F3 | intermediate | N | [645850.6019193602, 718685.6484870592, 753583.8782226418, 762617.505899821, 756186.4640423236, 741587.6660481049, 723401.0034363314, 702804.4472993262, 679400.3569315843, 652320.6490181691, 621037.8032798601, 585851.8448808797, 547220.4195595708, 505506.04754456994, 461202.1451384426, 414701.21932654973, 366226.8607598432, 317496.269277115, 270594.9723928283, 226321.7856292526, 184501.95762547103, 145133.30172401227, 109585.61896092148, 79340.21808330392, 55129.4047671044, 36496.40202708115, 22304.9921087687, 11523.171185644163, 3797.699026070435, 1.5234036254696548e-11] | axial resultant along blade span
rotorse.xu_spar | output |  | [2.500724392537837, 2.4963831913510663, 2.1884801789158086, 1.765154408593489, 1.4261182455869372, 1.2802715771663085, 1.1510491358803967, 1.0130187960998354, 0.9056018973030026, 0.863175086142417, 0.8037626633914096, 0.7275786375088202, 0.6863868755385035, 0.6568803437376354, 0.5994573636997441, 0.5507948943084611, 0.5107175113969735, 0.46610330101589403, 0.43359612223170074, 0.40405265347024477, 0.37106078832772094, 0.33862286831205746, 0.312853837898575, 0.2953338071129842, 0.27783126401339825, 0.25938446770740425, 0.23966109521577078, 0.2189744683250988, 0.197536870634513, 0.05126565955014851] | x-position of midpoint of spar cap on upper surface for strain calculation
rotorse.xl_spar | output |  | [-2.512682128135398, -2.458018906122817, -2.206099298898753, -1.8499059389393986, -1.4942848585426534, -1.3238070979276044, -1.1854671252429185, -1.0398448403731622, -0.9267594395512954, -0.8755075407063345, -0.8247538825316661, -0.7432346017123165, -0.702200225270244, -0.6726432610219925, -0.6161839380581186, -0.5638259244169769, -0.5247890222710211, -0.47645993365082606, -0.44047648353286445, -0.40803884671245005, -0.37301018978734307, -0.33941050729523087, -0.31271711909463146, -0.2952776823144027, -0.27821282830891536, -0.2597744331256816, -0.240468833208836, -0.22026826258726942, -0.19917532548013506, -0.05211928695291508] | x-position of midpoint of spar cap on lower surface for strain calculation
rotorse.yu_spar | output |  | [0.7102515159923235, 0.5874802577259555, 0.42397666099441533, 0.13363136610580417, -0.14474501364243242, -0.25665784964461835, -0.27518816633251175, -0.2647627979358742, -0.26688926873800267, -0.2600572887345618, -0.2507134881257056, -0.25111568752941404, -0.2510572684117336, -0.2516285794492674, -0.25377151632619244, -0.2534844910016232, -0.24913409759095595, -0.19672781861787936, -0.13931029806595974, -0.08307139138425179, -0.06016499596149283, -0.051471031216964724, -0.048390953468278486, -0.03626301864558079, -0.04234167892566865, -0.037417408534164864, -0.035299475878389774, -0.040355619414680355, -0.057208566566718244, -0.019811307619683027] | y-position of midpoint of spar cap on upper surface for strain calculation
rotorse.yl_spar | output |  | [-0.6667257590976736, -0.7632816643234928, -0.7122400298403362, -0.7145066756580403, -0.7409567113723432, -0.7090929089263982, -0.6198951684570566, -0.525944184566568, -0.46509724896507065, -0.4165600470923845, -0.37380766770242424, -0.34262124442638897, -0.3221512020130699, -0.3072192970207068, -0.2940108404231405, -0.28172081766645185, -0.2678586790753792, -0.20757010618870542, -0.1440832797352405, -0.08307708842304962, -0.05514796221958962, -0.04090873094713865, -0.032440506053916796, -0.016161366043009995, -0.020418705736079068, -0.016285169777534136, -0.015847787789435075, -0.023336013027952962, -0.044136317134032876, -0.01636223707213863] | y-position of midpoint of spar cap on lower surface for strain calculation
rotorse.xu_te | output |  | [1.0740944997736086e-05, -0.00042714229607519543, -0.0018600993305200005, -0.004575464141523868, -0.011108180970417042, -0.014130429227219748, -0.012777243841711671, -0.012145127210882274, -0.013962602688370424, -0.006797725873612957, -0.0044837146916517885, -0.0043808098723164485, -0.0027850271951524374, -0.0007699724328979886, -0.0038789528520928613, -0.00768162117334171, -0.01015236585657943, -0.014402787512399913, -0.018974830443241022, -0.02269235013380619, -0.028648757484765912, -0.03489547086739004, -0.03789834634292423, -0.036434563929528374, -0.03456683786717639, -0.03250006943865309, -0.03041256950520961, -0.028314143072282087, -0.026007022317794077, -0.0070937016771543205] | x-position of midpoint of trailing-edge panel on upper surface for strain calculation
rotorse.xl_te | output |  | [1.0740944997736086e-05, -0.00042714229607519543, -0.0018600993305200005, -0.004575464141523868, -0.011108180970417042, -0.014130429227219748, -0.012777243841711671, -0.012145127210882274, -0.013962602688370424, -0.006797725873612957, -0.0044837146916517885, -0.0043808098723164485, -0.0027850271951524374, -0.0007699724328979886, -0.0038789528520928613, -0.00768162117334171, -0.01015236585657943, -0.014402787512399913, -0.018974830443241022, -0.02269235013380619, -0.028648757484765912, -0.03489547086739004, -0.03789834634292423, -0.036434563929528374, -0.03456683786717639, -0.03250006943865309, -0.03041256950520961, -0.028314143072282087, -0.026007022317794077, -0.0070937016771543205] | x-position of midpoint of trailing-edge panel on lower surface for strain calculation
rotorse.yu_te | output |  | [-2.5998408539598055, -2.5946607818366823, -2.519727490314762, -2.5404395829895536, -2.5923364369664124, -2.5312026052403436, -2.3963575697040107, -2.2493413163701272, -2.1160901347979175, -1.9812554676978475, -1.8555268138677952, -1.7553792692850567, -1.6664013748374555, -1.583069556447302, -1.5084904758073792, -1.4414110022503848, -1.3808299591169333, -1.2796853603167455, -1.180970804319494, -1.0886273654159, -1.0307400750591675, -0.9877960489872292, -0.9508284416317557, -0.9032555950425727, -0.8727313524587369, -0.8308649115364063, -0.7896827087012155, -0.7524487427617557, -0.7253905649503154, -0.20224075746888573] | y-position of midpoint of trailing-edge panel on upper surface for strain calculation
rotorse.yl_te | output |  | [-2.5998408539598055, -2.5946607818366823, -2.519727490314762, -2.5404395829895536, -2.5923364369664124, -2.5312026052403436, -2.3963575697040107, -2.2493413163701272, -2.1160901347979175, -1.9812554676978475, -1.8555268138677952, -1.7553792692850567, -1.6664013748374555, -1.583069556447302, -1.5084904758073792, -1.4414110022503848, -1.3808299591169333, -1.2796853603167455, -1.180970804319494, -1.0886273654159, -1.0307400750591675, -0.9877960489872292, -0.9508284416317557, -0.9032555950425727, -0.8727313524587369, -0.8308649115364063, -0.7896827087012155, -0.7524487427617557, -0.7253905649503154, -0.20224075746888573] | y-position of midpoint of trailing-edge panel on lower surface for strain calculation
rotorse.rs.tip_pos.dx_tip | intermediate | m | 25.2768 | deflection at tip in blade x-direction
rotorse.rs.tip_pos.dy_tip | intermediate | m | -3.7436 | deflection at tip in blade y-direction
rotorse.rs.tip_pos.dz_tip | intermediate | m | -0.0021883 | deflection at tip in blade z-direction
rotorse.rs.tip_pos.3d_curv_tip | intermediate | deg | 9.5966 | total coning angle including precone and curvature
rotorse.rs.tot_loads_gust.aeroloads_Px | intermediate | N/m | [412.1263033548496, 509.3205147583028, 893.7915795808347, 1640.52151954344, 2654.474275064444, 3615.7378059081766, 4625.153045926691, 5585.366570584661, 6647.7908889349255, 7665.4394220328095, 8642.998573489604, 9696.121857140952, 10746.064665366368, 11803.842330928206, 12784.02108598307, 13444.602503433473, 14327.383241934702, 15166.427574962807, 15858.585835236148, 16422.99362787269, 16722.09846122989, 17172.537275079234, 17689.209244344805, 18082.772853728566, 18228.03329693112, 17986.493175665917, 17417.230564152887, 16473.23137859417, 14970.020138499909, 4200.266142657758] | distributed loads in blade-aligned x-direction
rotorse.rs.tot_loads_gust.aeroloads_Py | intermediate | N/m | [80.79505147651307, 76.00106489517674, -209.92626996417667, -955.320265460034, -1796.3735778496255, -2326.67346445238, -2729.8877847191748, -3033.0726822658094, -3409.906473091001, -3738.2600201682135, -3982.8731849285628, -4231.73566513344, -4450.376984846338, -4639.906750189478, -4749.969627057582, -4742.140139768286, -4812.803195035327, -4869.591956735737, -4857.949617250917, -4810.6018463197415, -4676.9483652648705, -4606.09282651775, -4537.874655598564, -4446.020148865255, -4307.001464983442, -4094.4678539980637, -3815.5737634824923, -3455.3301489648334, -2948.0079341451374, -881.8817138497378] | distributed loads in blade-aligned y-direction
rotorse.rs.tot_loads_gust.aeroloads_Pz | intermediate | N/m | [0.0, 0.0, 0.0, 0.0, 0.0, 0.0, 0.0, 0.0, 0.0, 0.0, 0.0, 0.0, 0.0, 0.0, 0.0, 0.0, 0.0, 0.0, 0.0, 0.0, 0.0, 0.0, 0.0, 0.0, 0.0, 0.0, 0.0, 0.0, 0.0, 0.0] | distributed loads in blade-aligned z-direction
rotorse.rs.tot_loads_gust.aeroloads_Omega | intermediate | rpm | 7.4992 | rotor rotation speed
rotorse.rs.tot_loads_gust.aeroloads_pitch | intermediate | deg | 3.7515 | pitch angle
rotorse.rs.3d_curv | output | deg | [3.512957549533752, 3.408582106902572, 3.2547497984993985, 3.228828360975946, 3.341273750005305, 3.5932991532581178, 3.8751273802949817, 4.020790025993622, 4.064916266479518, 4.094250425499039, 4.159872115970485, 4.396624417641352, 4.835368054555075, 5.257402282978674, 5.509369564753113, 5.73070274919305, 6.150652047651621, 6.674776056292616, 7.056826340658596, 7.256288502671017, 7.423955715602079, 7.703460404379574, 8.011613585143667, 8.250213174139944, 8.449082259815444, 8.691049529514597, 8.972941634347507, 9.245049623988546, 9.487395606866896, 9.596612163963794] | total cone angle from precone and curvature
rotorse.stall_check.aoa_along_span | intermediate | deg | [53.57959083844637, 43.55375894386991, 31.42862495200632, 19.936036881036635, 14.778689563854373, 11.963741613692568, 9.98857882530301, 8.768365847457334, 8.155413550717395, 7.883659101090797, 7.695009490496059, 7.555069700743516, 7.402093013059061, 7.305060569469619, 7.223207766130697, 7.162636450716657, 7.118313438035926, 7.0838448705310855, 7.064531480167205, 7.079121660982396, 7.125554949615431, 7.3001411038983415, 7.54300069965433, 7.74408010484469, 7.822625895974128, 7.707987056086307, 7.481386074924412, 7.092187183529558, 6.318900695515005, 7.106404717694479] | Angle of attack along blade span
financese.plant_aep | output | USD/kW/h | 2891488176.8463
financese.capacity_factor | output |  | 0.55013 | Capacity factor of the wind farm
financese.lcoe | output | USD/kW/h | 0.077531 | Levelized cost of energy: LCOE is the cost that, if assigned to every unit of electricity by an asset over an evaluation period, will equal the total costs during that same period when discounted to the base year.
financese.lvoe | output | USD/kW/h | 0.064901 | Levelized value of energy: LVOE is the discounted sum of total value divided by the discounted sum of electrical energy generated.
financese.value_factor | output |  | 0.91409 | Value factor is the LVOE divided by a benchmark price.
financese.nvoc | output | USD/kW/year | -60.8684 | Net value of capacity: NVOC is the difference in an asset’s total annualized value and annualized cost, divided by the installed capacity of the asset. NVOC ≥ 0 for economic viability.
financese.nvoe | output | USD/kW/h | -0.012631 | Net value of energy: NVOE is the difference between LVOE and LCOE. NVOE ≥ 0 for economic viability.
financese.slcoe | output | USD/kW/h | 0.083631 | System LCOE: SLCOE is the negative of NVOE but further adjusted by a benchmark price. System LCOE ≤ benchmark price for economic viability.
financese.bcr | output |  | 0.83709 | Benefit cost ratio: BCR is the discounted sum of total value divided by the discounted sum of total cost. A higher BCR is more competitive. BCR ≥ 1 for economic viability
financese.cbr | output |  | 1.1946 | Cost benefit ratio: CBR is the inverse of BCR. CBR ≤ 1 for economic viability. A lower CBR is more competitive.
financese.roi | output |  | -0.16291 | Return on investment: ROI can also be expressed as BCR – 1. A higher ROI is more competitive. ROI ≥ 0 for economic viability.
financese.pm | output |  | -0.19461 | Profit margin: PM can also be expressed as 1 - CBR. A higher PM is more competitive. PM ≥ 0 for economic viability.
financese.plcoe | output | USD/kW/h | 0.084818 | Profitability adjusted PLCOE is the product of a benchmark price and CBR, which is equal to LCOE divided by value factor. A lower PLCOE is more competitive. PLCOE ≤ benchmark price for economic viability.
orbit.bos_capex | output | USD | 742748065.4969 | Total BOS CAPEX not including commissioning or decommissioning.
orbit.total_capex | output | USD | 1908182454.4823 | Total BOS CAPEX including commissioning and decommissioning.
orbit.total_capex_kW | output | USD/kW | 3180.3041 | Total BOS CAPEX including commissioning and decommissioning.
orbit.installation_time | output | h | 8141.6778 | Total balance of system installation time.
orbit.installation_capex | output | USD | 116840568.315 | Total balance of system installation cost.
tcons.constr_tower_f_NPmargin | output |  | -0.10434 | constraint on tower frequency such that ratio of 3P/f is above or below gamma with constraint <= 0
tcons.constr_tower_f_1Pmargin | output |  | -0.096435 | constraint on tower frequency such that ratio of 1P/f is above or below gamma with constraint <= 0
tcons.tip_deflection_ratio | output |  | 1.0665
tcons.blade_tip_tower_clearance | output | m | 31.9768
towerse.env.Px | output | N/m | [1032.293430892866, 1097.9301912618023, 1153.5489930017159, 1202.184904757246, 1242.3792298123399, 1278.2975356924712, 1310.7655294175142, 1320.5738286384517, 1327.0581757278408, 1330.6791365347503, 1325.3820348978595, 1317.7467390582308, 1308.047960460813, 1292.786077090844, 1275.8403171868524, 1257.3818510120007, 1233.4109943653264, 1208.16352918282, 1181.7382579544992, 1169.0535076809867, 1155.4828288380622, 1141.0821570056141, 1143.2392255060975, 1144.9149093708306, 1146.137602161981, 1146.0985943605244, 1145.6428985368984, 1144.792327696364, 1149.0727747424369, 1153.1029870108848, 1156.894739952786]
towerse.env.Py | output | N/m | [0.0, 0.0, 0.0, 0.0, 0.0, 0.0, 0.0, 0.0, 0.0, 0.0, 0.0, 0.0, 0.0, 0.0, 0.0, 0.0, 0.0, 0.0, 0.0, 0.0, 0.0, 0.0, 0.0, 0.0, 0.0, 0.0, 0.0, 0.0, 0.0, 0.0, 0.0]
towerse.env.Pz | output | N/m | [0.0, 0.0, 0.0, 0.0, 0.0, 0.0, 0.0, 0.0, 0.0, 0.0, 0.0, 0.0, 0.0, 0.0, 0.0, 0.0, 0.0, 0.0, 0.0, 0.0, 0.0, 0.0, 0.0, 0.0, 0.0, 0.0, 0.0, 0.0, 0.0, 0.0, 0.0]
towerse.env.qdyn | output | N/m**2 | [147.4083555359572, 156.66566137617426, 164.45727947314825, 171.2293178994547, 177.24594743157812, 182.6776190027274, 187.6412531702274, 192.22082460979834, 196.47884768837392, 200.4632197332898, 204.21151613216537, 207.75380270743753, 211.114543141162, 214.31393163768809, 217.36884799578766, 220.29355731721822, 223.10023260252157, 225.79935175814325, 228.4000037895478, 230.91012817043978, 233.33670426529886, 235.6859028891267, 237.96320879497557, 240.17352057705472, 242.32123284116935, 244.41030431482804, 246.44431470767108, 248.42651249552281, 250.26960081844916, 252.0706827700543, 253.83191107708146]
towerse.env.wind.U | output | m/s | [15.513436205942527, 15.993144519905089, 16.38602089503388, 16.719990132769997, 17.01120626715816, 17.269892121319227, 17.502944506578636, 17.715245347730384, 17.91038224450511, 18.09107208985894, 18.259423784733023, 18.417108404180244, 18.56547346900767, 18.705622057320827, 18.838469022061307, 18.964781852739275, 19.085210968663734, 19.20031257220668, 19.31056615873005, 19.416388119967312, 19.518142445293652, 19.616149235754467, 19.710691547937106, 19.802020947246554, 19.890362052959908, 19.97591628773041, 20.058864993534673, 20.139372038748856, 20.213941473836122, 20.28654657327058, 20.357294679216576]
towerse.env.windLoads.windLoads_Px | output | N/m | [1032.293430892866, 1097.9301912618023, 1153.5489930017159, 1202.184904757246, 1242.3792298123399, 1278.2975356924712, 1310.7655294175142, 1320.5738286384517, 1327.0581757278408, 1330.6791365347503, 1325.3820348978595, 1317.7467390582308, 1308.047960460813, 1292.786077090844, 1275.8403171868524, 1257.3818510120007, 1233.4109943653264, 1208.16352918282, 1181.7382579544992, 1169.0535076809867, 1155.4828288380622, 1141.0821570056141, 1143.2392255060975, 1144.9149093708306, 1146.137602161981, 1146.0985943605244, 1145.6428985368984, 1144.792327696364, 1149.0727747424369, 1153.1029870108848, 1156.894739952786]
towerse.env.windLoads.windLoads_Py | output | N/m | [0.0, 0.0, 0.0, 0.0, 0.0, 0.0, 0.0, 0.0, 0.0, 0.0, 0.0, 0.0, 0.0, 0.0, 0.0, 0.0, 0.0, 0.0, 0.0, 0.0, 0.0, 0.0, 0.0, 0.0, 0.0, 0.0, 0.0, 0.0, 0.0, 0.0, 0.0]
towerse.env.windLoads.windLoads_Pz | output | N/m | [0.0, 0.0, 0.0, 0.0, 0.0, 0.0, 0.0, 0.0, 0.0, 0.0, 0.0, 0.0, 0.0, 0.0, 0.0, 0.0, 0.0, 0.0, 0.0, 0.0, 0.0, 0.0, 0.0, 0.0, 0.0, 0.0, 0.0, 0.0, 0.0, 0.0, 0.0]
towerse.env.windLoads.windLoads_qdyn | output | N/m**2 | [147.4083555359572, 156.66566137617426, 164.45727947314825, 171.2293178994547, 177.24594743157812, 182.6776190027274, 187.6412531702274, 192.22082460979834, 196.47884768837392, 200.4632197332898, 204.21151613216537, 207.75380270743753, 211.114543141162, 214.31393163768809, 217.36884799578766, 220.29355731721822, 223.10023260252157, 225.79935175814325, 228.4000037895478, 230.91012817043978, 233.33670426529886, 235.6859028891267, 237.96320879497557, 240.17352057705472, 242.32123284116935, 244.41030431482804, 246.44431470767108, 248.42651249552281, 250.26960081844916, 252.0706827700543, 253.83191107708146]
towerse.env.windLoads.windLoads_z | output | m | [15.0, 19.333333333333332, 23.666666666666664, 28.0, 32.33333333333333, 36.666666666666664, 41.0, 45.33333333333333, 49.666666666666664, 54.0, 58.333333333333336, 62.666666666666664, 67.0, 71.33333333333334, 75.66666666666666, 80.0, 84.33333333333333, 88.66666666666667, 93.0, 97.33333333333333, 101.66666666666667, 106.0, 110.33333333333333, 114.66666666666667, 119.0, 123.33333333333333, 127.66666666666667, 132.0, 136.12866666666667, 140.25733333333332, 144.386]
towerse.env.windLoads.windLoads_beta | output | deg | 0
towerse.g2e.Px | output | N/m | [0.0, 0.0, 0.0, 0.0, 0.0, 0.0, 0.0, 0.0, 0.0, 0.0, 0.0, 0.0, 0.0, 0.0, 0.0, 0.0, 0.0, 0.0, 0.0, 0.0, 0.0, 0.0, 0.0, 0.0, 0.0, 0.0, 0.0, 0.0, 0.0, 0.0, 0.0]
towerse.g2e.Py | output | N/m | [0.0, 0.0, 0.0, 0.0, 0.0, 0.0, 0.0, 0.0, 0.0, 0.0, 0.0, 0.0, 0.0, 0.0, 0.0, 0.0, 0.0, 0.0, 0.0, 0.0, 0.0, 0.0, 0.0, 0.0, 0.0, 0.0, 0.0, 0.0, 0.0, 0.0, 0.0]
towerse.g2e.Pz | output | N/m | [-1032.293430892866, -1097.9301912618023, -1153.5489930017159, -1202.184904757246, -1242.3792298123399, -1278.2975356924712, -1310.7655294175142, -1320.5738286384517, -1327.0581757278408, -1330.6791365347503, -1325.3820348978595, -1317.7467390582308, -1308.047960460813, -1292.786077090844, -1275.8403171868524, -1257.3818510120007, -1233.4109943653264, -1208.16352918282, -1181.7382579544992, -1169.0535076809867, -1155.4828288380622, -1141.0821570056141, -1143.2392255060975, -1144.9149093708306, -1146.137602161981, -1146.0985943605244, -1145.6428985368984, -1144.792327696364, -1149.0727747424369, -1153.1029870108848, -1156.894739952786]
towerse.g2e.qdyn | output | Pa | [147.4083555359572, 156.66566137617426, 164.45727947314825, 171.2293178994547, 177.24594743157812, 182.6776190027274, 187.6412531702274, 192.22082460979834, 196.47884768837392, 200.4632197332898, 204.21151613216537, 207.75380270743753, 211.114543141162, 214.31393163768809, 217.36884799578766, 220.29355731721822, 223.10023260252157, 225.79935175814325, 228.4000037895478, 230.91012817043978, 233.33670426529886, 235.6859028891267, 237.96320879497557, 240.17352057705472, 242.32123284116935, 244.41030431482804, 246.44431470767108, 248.42651249552281, 250.26960081844916, 252.0706827700543, 253.83191107708146]
towerse.post.axial_stress | output | Pa | [[118214212.60535455], [113751869.30770144], [109278263.9132881], [113690852.80694091], [109358424.54193673], [104968619.73839378], [109968357.31852278], [108185694.14934711], [106189265.06786408], [109535914.53485128], [107970140.73674057], [106109445.44368757], [109183587.88197824], [107123536.3797509], [104623021.11882176], [107517179.56961578], [104467177.18964712], [100695756.69435267], [101209008.69646958], [92497243.19849044], [82822489.23708017], [80111969.45711234], [64374820.42962702], [48104531.996907875], [35981174.03770915], [15950480.760111626], [-4760513.797927137], [-12848131.973042104], [5403702.293104839], [24140452.333537046]]
towerse.post.shear_stress | output | Pa | [[5811359.511337217], [5811522.797808358], [5811680.112311477], [6303719.247937684], [6322236.726806265], [6340853.653701144], [6917653.595610514], [7053583.823189429], [7194826.687477622], [7722951.051924398], [7927531.910745897], [8142951.650965694], [8787405.156831656], [9070178.34500725], [9371208.369354442], [10245522.162646063], [10652557.332737368], [11092165.995033745], [12270478.482951434], [12609293.268629698], [12966646.67640716], [14971737.554825863], [15117536.337866435], [15266064.255710123], [17771926.911612816], [17966398.253705405], [18164970.087780934], [15896595.378897518], [15969281.43310377], [16042577.293904815]]
towerse.post.hoop_stress | output | Pa | [[-19171.121517048265], [-20246.014386402676], [-21164.21723640496], [-23780.384418419948], [-24500.748291413325], [-25145.73764589467], [-27584.451328176623], [-27763.048714742068], [-27878.781735655124], [-29255.516201236784], [-29132.0599528781], [-28958.78508313967], [-30093.04272082908], [-29736.5022946015], [-29338.39842468741], [-30453.957480847086], [-29853.87781751543], [-29216.54926216976], [-30729.626523332805], [-30376.09946944695], [-29997.736923789296], [-33824.4021680014], [-33877.682033627134], [-33916.836624613825], [-39134.378701054186], [-39120.201003482216], [-39091.77359386525], [-33955.73374877436], [-34078.266224361425], [-34193.44362744193]]
towerse.post.hoop_stress_euro | output | Pa | [[0.0], [0.0], [0.0], [0.0], [0.0], [0.0], [0.0], [0.0], [0.0], [0.0], [0.0], [0.0], [0.0], [0.0], [0.0], [0.0], [0.0], [0.0], [0.0], [0.0], [0.0], [0.0], [0.0], [0.0], [0.0], [0.0], [0.0], [0.0], [0.0], [0.0]]
towerse.post.constr_stress | output |  | [[0.6035751069350467], [0.5809632316875699], [0.5583008149696009], [0.5810614875005533], [0.559145548274088], [0.5369491782065664], [0.562784683672911], [0.5539041149766807], [0.5439576067793706], [0.561417823252257], [0.5537365349644016], [0.5445945368778571], [0.5608585359432077], [0.5508364265517719], [0.538653344405202], [0.5544113173066678], [0.5397196547410152], [0.5215479343942478], [0.5261513771210312], [0.48354280438416974], [0.4366034911828518], [0.42842616337342115], [0.3536045617516245], [0.27931221807731915], [0.2409509691962838], [0.17792845783283595], [0.16185608024723866], [0.15452501174626185], [0.14337992428014568], [0.18729956396366318]]
towerse.post.constr_shell_buckling | output |  | [[0.1171940706468295], [0.11529328055960322], [0.11339709336969127], [0.1293446447569096], [0.12746477698332012], [0.1255946531515734], [0.1433915887901623], [0.14218148176041737], [0.1410484240234666], [0.15359321388394767], [0.15284647286298084], [0.1522304520274491], [0.16607211197209884], [0.16589844985111205], [0.16591906296022946], [0.18398174611959964], [0.18471339883339447], [0.1857555414329327], [0.21143604951679099], [0.21180046436419214], [0.21234828893138794], [0.26922886931316353], [0.26819797411714735], [0.2672078999521601], [0.3524226425125434], [0.3514417748313664], [0.35051737631432495], [0.2616211142841606], [0.26032988777043997], [0.25905499420153405]]
towerse.post.constr_global_buckling | output |  | [[1.2645949220128347], [1.2185558305669502], [1.1725021190607305], [1.2264071279577995], [1.183381465078782], [1.1398264104264926], [1.2044138792673431], [1.1944353489598258], [1.1826825320395884], [1.2351816113486878], [1.232368444157715], [1.2274160763047046], [1.2856857080835757], [1.2840971032372954], [1.279407654124368], [1.350498814776605], [1.348903719285114], [1.342234984963707], [1.4050203281280373], [1.335864217884523], [1.255819051530663], [1.3067045953400653], [1.1384354671066166], [0.9631532127340457], [0.9131091277333351], [0.6918737363205543], [0.4608194947723356], [0.29796122526844704], [0.49338632711680186], [0.6942990585574669]]
towerse.tower.f1 | output | Hz | 0.24602
towerse.tower.f2 | output | Hz | 0.24869
towerse.tower.structural_frequencies | output | Hz | [0.24602432068591434, 0.2486923881608132, 0.7995802149922194, 1.1301530506152666, 1.282259392620526, 3.2620244211976606]
towerse.tower.fore_aft_modes | output |  | [[0.9768780880829819, -0.3564573408393648, 0.292424806242938, 0.622227606920762, -0.5350731604074229], [57.50549804113702, -114.53653122235944, 229.9290387237646, -262.08132203861913, 90.18331649607812], [-79.50402104234051, 111.70545041324708, -58.20769766891367, 125.47136712853039, -98.46509883052374]]
towerse.tower.side_side_modes | output |  | [[0.9641375477899553, -0.33008141717675515, 0.23652036284815356, 0.6817913981295044, -0.5523678915909649], [28.749211309000724, -56.83768309013362, 115.45005898999463, -129.11447853319356, 42.75289132433117], [-76.23616679931384, 110.17622980949012, -71.64637294712254, 138.82336793592566, -100.11705799897896]]
towerse.tower.torsion_modes | output |  | [[6.7809239710156, -24.808825282181026, 42.97633543760569, -34.11772570483755, 10.169291578397177], [0.0, 0.0, 0.0, 0.0, 0.0], [0.0, 0.0, 0.0, 0.0, 0.0]]
towerse.tower.fore_aft_freqs | output | Hz | [0.2486923881608132, 1.282259392620526, 3.335617876180191]
towerse.tower.side_side_freqs | output | Hz | [0.24602432068591434, 1.1301530506152666, 3.2620244211976606]
towerse.tower.torsion_freqs | output | Hz | [5.164257539926712, 0.0, 0.0]
towerse.tower.tower_deflection | output | m | [[0.0], [0.0015238310471552762], [0.005509532582852102], [0.011866959997644349], [0.020625469143570593], [0.03177367798819984], [0.04522976045114802], [0.061046663266835645], [0.07927397372466863], [0.0999149944033834], [0.12305399415590831], [0.14875454920347403], [0.1770415948009522], [0.20802240768301786], [0.24177283841238853], [0.27832364305358825], [0.3178071890135679], [0.360311933435615], [0.4058680440686339], [0.45459573404076037], [0.5064570003004931], [0.5612884304157776], [0.6191080751273554], [0.6796561931783816], [0.7425108727679426], [0.8074615440501126], [0.8740239188867356], [0.9416346939696136], [1.0063661059236229], [1.0709844034888067], [1.135010318624732]]
towerse.tower.top_deflection | output | m | 1.135
towerse.tower.tower_Fz | output | N | [[-17000408.496639032], [-16557259.077501131], [-16113886.031641582], [-15704437.318769824], [-15295827.317075519], [-14888072.558013264], [-14513154.271903131], [-14144260.430326998], [-13781404.30547227], [-13441808.599632967], [-13109533.744594757], [-12784589.182861043], [-12481734.670173984], [-12186727.301265914], [-11899573.933224127], [-11635000.268657608], [-11378757.02563731], [-11130849.46925842], [-10904995.915394863], [-10684060.020948201], [-10468045.465829197], [-10279686.863276936], [-10092755.646331383], [-9907253.820169585], [-9746920.338307867], [-9587949.212039134], [-9430342.19297938], [-9259147.524669431], [-9088547.270376835], [-8918542.438380564]]
towerse.tower.tower_Vx | output | N | [[3615397.1502212435], [3615523.060619861], [3615644.4839143455], [3615733.032393366], [3615844.8453226835], [3615952.321612954], [3616003.497369796], [3616095.102905333], [3616183.464646429], [3616225.9706453085], [3616304.639137119], [3616379.8843815327], [3616401.9431345463], [3616468.1755244136], [3616530.382501662], [3616524.7185836434], [3616576.1023712754], [3616622.5130693316], [3616589.2054589987], [3616641.442808032], [3616686.0264649987], [3616575.9567450285], [3616625.279520333], [3616664.656533897], [3616520.9416301847], [3616540.2852171063], [3616548.861535728], [3616661.271512449], [3616654.2572037578], [3616637.381619096]]
towerse.tower.tower_Vy | output | N | [[53732.49067087466], [53734.81741820532], [53737.077859150246], [53738.74550160649], [53740.86174918525], [53742.91479470441], [53743.92952839332], [53745.72278304398], [53747.4758313708], [53748.377969554625], [53749.99367280677], [53751.570374040864], [53752.14400052279], [53753.60728499666], [53755.02712933719], [53755.13700687792], [53756.42576787155], [53757.66432034224], [53757.31912507024], [53758.79281365499], [53760.17102202121], [53758.29415491875], [53759.91832006071], [53761.39980164077], [53758.78768752143], [53759.98936472926], [53761.03650465701], [53764.73306029476], [53765.51506515406], [53766.15011312999]]
towerse.tower.tower_Mxx | output | N*m | [[-7943276.583050834], [-7709207.8262737], [-7474440.302243728], [-7238999.974460058], [-7002915.812773161], [-6766242.182034828], [-6528994.676928498], [-6291176.741880938], [-6052812.558109842], [-5813904.144790053], [-5574448.567890197], [-5334459.85875722], [-5093929.981676221], [-4852846.1723839715], [-4611214.991217449], [-4369015.528896108], [-4126219.6728359237], [-3882823.175133653], [-3638795.1095645875], [-3394119.9055256397], [-3148829.7654084787], [-2902903.094060965], [-2656339.9945289567], [-2409224.344215758], [-2161569.8300220706], [-1913391.9244224504], [-1664781.7865592465], [-1427652.2449948192], [-1190397.7215816155], [-953094.03030058]]
towerse.tower.tower_Myy | output | N*m | [[429839156.30314565], [414105023.7658904], [398333394.70835125], [382525900.02320755], [366684468.7805338], [350812297.5947261], [334910471.1869414], [318979598.23850846], [303021314.4475293], [287036100.30267], [271024317.7973943], [254987172.72751284], [238924786.4277873], [222837219.14536], [206725487.04959106], [190589358.70831442], [174428531.90984988], [158243882.95178747], [142035232.57374763], [125803423.57421589], [109551347.25584054], [93279842.95570683], [76991190.56705093], [60690585.8065598], [44380884.52298188], [28065897.74736762], [11751449.943058252], [-3785254.602752447], [-19309823.372408867], [-34817978.76249337]]
towerse.tower.tower_Mzz | output | N*m | [[6570085.3589272415], [6570057.60685744], [6570029.838724514], [6570087.276210661], [6570062.105917266], [6570036.86760805], [6570099.677670935], [6570089.800211129], [6570080.050876706], [6570125.965503293], [6570122.721240725], [6570119.958572965], [6570173.526097996], [6570176.528752622], [6570180.462131296], [6570253.112807295], [6570265.475464419], [6570279.6183525715], [6570376.870108633], [6570379.312448592], [6570382.507362263], [6570559.5526369], [6570543.488804567], [6570527.38675514], [6570743.248935585], [6570730.132409672], [6570717.027251106], [6570474.452826649], [6570452.907951061], [6570431.298065904]]
towerse.tower.turbine_F | output | N | [[3615319.288801484], [53731.10595412477], [-17443297.82300825]]
towerse.tower.turbine_M | output | N*m | [[-8176583.171523342], [445532070.08898723], [6568992.514478395]]
towerse.turbine_mass | output | kg | 1804613.4356
towerse.turbine_center_of_mass | output | m | [-3.8681870978972097, -0.052343443680054016, 103.20794272742697]
towerse.turbine_I_base | output | kg*m**2 | [23641828096.744755, 23536069890.050285, 269471950.67593074, 852.6119234136422, 19408702.22344526, 170683.99793084362]
rotorse.ccblade.CP | output |  | 0.46165 | Rotor power coefficient
rotorse.ccblade.CM | output |  | 0.17018 | Blade flapwise moment coefficient
rotorse.ccblade.local_airfoil_velocities | output | m/s | [4.78222210379714, 5.343999349649763, 6.182557746519132, 7.219210481594923, 8.38701480802554, 9.654849365485465, 10.98362273465023, 12.352946056853938, 13.747467434265793, 15.162462478914112, 16.591960241236144, 18.032648890278708, 19.479772337032234, 20.934441183185577, 22.392969276508037, 23.855987569675694, 25.321515069480764, 26.791288162420408, 28.26123751012614, 29.731140070760663, 31.20495914903568, 32.67729245252862, 34.15048841284355, 35.62464985415681, 37.101526457230975, 38.58090147372967, 40.059698431730745, 41.53582546892306, 43.001585198807746, 44.09217505126655] | Local relative velocities for the airfoils
rotorse.ccblade.P | output | W | 0 | Rotor aerodynamic power
rotorse.ccblade.T | output | N*m | 0 | Rotor aerodynamic thrust
rotorse.ccblade.Q | output | N*m | 0 | Rotor aerodynamic torque
rotorse.ccblade.M | output | N*m | 0 | Blade root flapwise moment
rotorse.ccblade.a | output |  | [0.07330693020162536, 0.03898604849075426, 0.06022131822153672, 0.16971785200046896, 0.22177636810289317, 0.2550813169226813, 0.286565433604554, 0.30248120712031823, 0.30772482595432443, 0.30675164842626396, 0.3061452697583377, 0.30368934752127696, 0.30302611006634805, 0.3007128244219155, 0.2990295965603409, 0.2976906278216132, 0.2961805672311082, 0.29370727546564634, 0.29113842177459115, 0.2886415206048685, 0.28975417921388713, 0.2910391267278938, 0.2951632685501219, 0.2993490966708461, 0.2979551084787204, 0.29057371397850057, 0.28616851034437163, 0.2929217420223472, 0.3385657830630307, 0.1477910758477321] | Axial induction along blade span
rotorse.ccblade.ap | output |  | [-0.07324852356860294, -0.024918908544988398, 0.018410235634489368, 0.07190792297758633, 0.06357099585847409, 0.051714265700536804, 0.04350703349359882, 0.03561798647322305, 0.028737513768032286, 0.023314997456242756, 0.019330130793819032, 0.01623461826849927, 0.01385848661177005, 0.01196554139350301, 0.010424099734621672, 0.009178665745402761, 0.008129293795651023, 0.007302104975081444, 0.006546271180306541, 0.005844715584652028, 0.005370512627587577, 0.004893727149807689, 0.00452035371216363, 0.004192817391963134, 0.0038589538295508165, 0.0035194422091457513, 0.0032332062481973097, 0.003038892894096165, 0.0030238140866323316, 0.0016752827539863583] | Tangential induction along blade span
rotorse.ccblade.alpha | output | deg | [53.579590838446386, 43.55375894386991, 31.428624952006334, 19.936036881036635, 14.77868956385438, 11.963741613692573, 9.988578825303005, 8.768365847457334, 8.155413550717396, 7.883659101090803, 7.695009490496065, 7.555069700743519, 7.402093013059063, 7.305060569469623, 7.223207766130701, 7.1626364507166596, 7.118313438035926, 7.083844870531088, 7.064531480167206, 7.079121660982394, 7.125554949615432, 7.300141103898345, 7.543000699654329, 7.7440801048446914, 7.822625895974132, 7.7079870560863055, 7.481386074924415, 7.092187183529558, 6.318900695515007, 7.106404717694482] | Angles of attack along blade span
rotorse.ccblade.cl | output |  | [9.999999999998583e-05, 0.06498254241213326, 0.5559559456933065, 1.6850750523741334, 1.8379539157827869, 1.7865513281536678, 1.722198984094256, 1.6271279257978015, 1.5482482613170023, 1.4875286189182841, 1.444422611383331, 1.3980852339870207, 1.3597334185246495, 1.3259793147850492, 1.3005424682683044, 1.2809688011996296, 1.2644613328834489, 1.2485557194880907, 1.2359608945433942, 1.2279697069604918, 1.234354482162919, 1.2447650517121633, 1.26490060410947, 1.2876735334260274, 1.2966497973267483, 1.2835474112704808, 1.2576225237661747, 1.2130131223886536, 1.12406273043086, 1.2146445654045808] | Lift coefficients along blade span
rotorse.ccblade.cd | output |  | [0.35000000000000003, 0.3591039461692744, 0.33372309496726205, 0.1978290419000963, 0.11361078334632238, 0.06941950250587614, 0.03417298976314423, 0.019188328301768594, 0.01664443681401137, 0.01682891496053776, 0.016351431664264844, 0.01574824711098693, 0.015295909199916042, 0.014260307596960373, 0.013767949086615397, 0.013090084431744484, 0.012734651468677227, 0.010943828123073405, 0.010507529882908956, 0.011497166394789557, 0.010235393724179895, 0.010787404848354823, 0.010835073586611779, 0.01084042796405954, 0.01086703776240864, 0.010827901161182258, 0.010745064119166679, 0.01058678646494953, 0.010219264721312474, 0.01059290641566193] | Drag coefficients along blade span
rotorse.ccblade.cl_n_opt | output |  | [9.999999999998583e-05, 0.06498254241213325, 0.5559559456933064, 1.6850750523741334, 1.8379539157827867, 1.7865513281536678, 1.722198984094256, 1.6271279257978017, 1.5482482613170025, 1.4875286189182841, 1.444422611383331, 1.398085233987021, 1.3597334185246495, 1.3259793147850492, 1.3005424682683044, 1.2809688011996296, 1.2644613328834489, 1.2485557194880907, 1.2359608945433942, 1.2279697069604918, 1.234354482162919, 1.2447650517121633, 1.26490060410947, 1.2876735334260272, 1.2966497973267483, 1.2835474112704808, 1.2576225237661747, 1.2130131223886536, 1.1240627304308601, 1.2146445654045808] | Lift coefficients along blade span
rotorse.ccblade.cd_n_opt | output |  | [0.35000000000000003, 0.3591039461692744, 0.33372309496726205, 0.1978290419000963, 0.11361078334632245, 0.06941950250587614, 0.03417298976314426, 0.019188328301768618, 0.016644436814011374, 0.01682891496053776, 0.016351431664264844, 0.015748247110986935, 0.015295909199916042, 0.014260307596960375, 0.013767949086615397, 0.013090084431744486, 0.012734651468677229, 0.010943828123073417, 0.010507529882908956, 0.011497166394789557, 0.010235393724179899, 0.010787404848354819, 0.010835073586611779, 0.01084042796405954, 0.01086703776240864, 0.010827901161182258, 0.010745064119166679, 0.01058678646494953, 0.010219264721312475, 0.01059290641566193] | Drag coefficients along blade span
rotorse.ccblade.Px_b | output | N/m | [25.75937491708821, 34.66504034586348, 88.00806713747077, 296.9923992704607, 457.8427481782717, 608.8466624746743, 769.0695520508392, 912.3677446801894, 1042.1025884117942, 1162.0563430660295, 1283.575529251641, 1401.351204530718, 1524.3135090882838, 1642.7325986749076, 1762.8605072245507, 1884.2398097498308, 2005.0381887376625, 2121.380881638192, 2236.1879331060463, 2349.9812443093533, 2480.094111104082, 2609.0651051792447, 2749.188435243577, 2881.148476840316, 2960.5637949089855, 2958.6517265460134, 2893.7080106361077, 2751.9267971094864, 2480.6619854899172, 738.8212859583426] | Distributed loads in blade-aligned x-direction
rotorse.ccblade.Py_b | output | N/m | [9.789949039322378, 13.099425718247758, -23.856955976487285, -148.55249334760236, -193.25929157600794, -217.58562444923248, -239.49895356904048, -251.2003647541124, -255.35498229151682, -256.86722574444593, -258.6346198451085, -260.1425396202553, -261.58009059809893, -263.4716601629923, -264.75338356289575, -266.35034108432717, -267.4519493862894, -270.79060387130403, -271.9065641975645, -270.28214529182173, -273.5673962134956, -272.9619514131778, -273.3337717274893, -272.8379336342253, -269.5199118038042, -261.4775586990144, -247.29007190083604, -223.55275192713904, -179.3704995645777, -69.37543829707087] | Distributed loads in blade-aligned y-direction
rotorse.ccblade.Pz_b | output | N/m | [0.0, 0.0, 0.0, 0.0, 0.0, 0.0, 0.0, 0.0, 0.0, 0.0, 0.0, 0.0, 0.0, 0.0, 0.0, 0.0, 0.0, 0.0, 0.0, 0.0, 0.0, 0.0, 0.0, 0.0, 0.0, 0.0, 0.0, 0.0, 0.0, 0.0] | Distributed loads in blade-aligned z-direction
rotorse.ccblade.Px_af | output | N/m | [22.17930920183045, 29.908098297360148, 91.18143044157182, 323.24587025102494, 487.4252851788564, 637.2414428582626, 795.9046166301216, 936.893493135346, 1063.6565815642964, 1180.630493111177, 1299.4835386102634, 1414.9407782396963, 1535.8505313569278, 1652.4024714655845, 1770.7568753385851, 1890.4475384398497, 2009.6288477277103, 2124.499676323457, 2237.8312178816655, 2350.067593422186, 2478.3470523110695, 2604.8317422578775, 2741.8418411028993, 2870.8253178069026, 2948.4296578477183, 2946.602336233021, 2882.6575699813643, 2742.7377810783546, 2474.4147548370966, 737.1433991198181] | Distributed loads in airfoil x-direction
rotorse.ccblade.Py_af | output | N/m | [16.354410464496766, 21.880713712392403, -0.721784155005242, -76.05547889449996, -96.87996288295764, -109.36684084964713, -123.9498522758424, -133.21826941551203, -140.7787208729277, -149.8911433597758, -160.62546111062852, -171.4699199107905, -181.98616188323052, -193.78797370499151, -205.40596505732833, -217.9685051756995, -230.43562638517508, -245.1234819974297, -258.033122093033, -269.53031928920694, -288.96679481423206, -310.7741052743331, -339.19274995386644, -365.8129006308614, -379.9230439294387, -373.53075482884117, -353.53042967959254, -316.9643415099787, -251.2554146944818, -85.37829442036427] | Distributed loads in airfoil y-direction
rotorse.ccblade.Pz_af | output | N/m | [0.0, 0.0, 0.0, 0.0, 0.0, 0.0, 0.0, 0.0, 0.0, 0.0, 0.0, 0.0, 0.0, 0.0, 0.0, 0.0, 0.0, 0.0, 0.0, 0.0, 0.0, 0.0, 0.0, 0.0, 0.0, 0.0, 0.0, 0.0, 0.0, 0.0] | Distributed loads in airfoil z-direction
rotorse.ccblade.LiftF | output | N/m | [0.007873429542502919, 6.598667185822569, 78.18060299809952, 329.8076956297373, 496.0131795183338, 646.0708492232789, 805.3399045077667, 946.251553952113, 1072.8704214186382, 1190.03128431301, 1309.2892438300603, 1425.2023077936192, 1546.497063491473, 1663.63084763801, 1782.530624995982, 1902.8725777016875, 2022.6946647628088, 2138.511875401766, 2252.576950495573, 2365.3697017114, 2495.050676150934, 2623.206463099895, 2762.6415597738164, 2893.935647391301, 2972.7021831016054, 2970.0779085570007, 2904.1492300099458, 2760.886869494623, 2487.0356703161715, 742.0431022662613] | Distributed lift force
rotorse.ccblade.DragF | output | N/m | [27.557003398786843, 36.46529264518499, 46.92938892198757, 38.7196643531004, 30.660423741461074, 25.10418605379766, 15.980076963678755, 11.158917000572757, 11.533889225061387, 13.46322687804593, 14.821668831908624, 16.053698001141385, 17.39685024934431, 17.891597063831853, 18.87042637135505, 19.44525321900062, 20.370976093487002, 18.744462932854788, 19.150298140806683, 22.146351731333596, 20.689215619355195, 22.73327812293286, 23.664645661747784, 24.362930590567828, 24.91379472449745, 25.055334732850895, 24.812906176835725, 24.096128229565466, 22.61054939217297, 6.471352494855793] | Distributed drag force
rotorse.ccblade.L_n_opt | output | N/m | [0.007873429542502919, 6.598667185822567, 78.18060299809947, 329.8076956297373, 496.0131795183337, 646.0708492232789, 805.3399045077666, 946.2515539521128, 1072.870421418638, 1190.03128431301, 1309.2892438300603, 1425.2023077936187, 1546.497063491473, 1663.6308476380098, 1782.5306249959817, 1902.872577701687, 2022.6946647628083, 2138.511875401765, 2252.576950495573, 2365.3697017114, 2495.0506761509337, 2623.206463099894, 2762.6415597738164, 2893.9356473913, 2972.7021831016054, 2970.0779085570007, 2904.1492300099458, 2760.886869494623, 2487.0356703161724, 742.0431022662613] | Distributed lift force
rotorse.ccblade.D_n_opt | output | N/m | [27.557003398786843, 36.46529264518499, 46.92938892198757, 38.7196643531004, 30.66042374146108, 25.10418605379766, 15.980076963678762, 11.158917000572764, 11.533889225061387, 13.46322687804593, 14.821668831908624, 16.05369800114138, 17.39685024934431, 17.891597063831853, 18.87042637135505, 19.445253219000616, 20.370976093487, 18.7444629328548, 19.150298140806683, 22.146351731333596, 20.6892156193552, 22.733278122932845, 23.664645661747784, 24.362930590567824, 24.91379472449745, 25.055334732850895, 24.812906176835725, 24.096128229565466, 22.610549392172974, 6.471352494855793] | Distributed drag force
rotorse.rc.sect_perimeter | output | m | [16.335395451020794, 16.225456763994256, 15.156933182464819, 14.133667930770674, 13.500706172229844, 13.312109874824943, 13.087913621697394, 12.762737710294825, 12.155179523241832, 11.622658523573056, 11.048103728430664, 10.468495972462643, 10.008895866789224, 9.591472633176584, 9.116014222447781, 8.689170186400146, 8.312510393592374, 7.930669139200585, 7.568137881405974, 7.216576049621312, 6.858109978358631, 6.504244495578203, 6.165817807807673, 5.836876267330607, 5.496605716070482, 5.136685446194374, 4.7600399458007665, 4.368620976700205, 3.9658867809548175, 1.0422911460333801] | Perimeter of the section along the blade span
rotorse.rc.layer_volume | output | m**3 | [1.0894406323742414, 10.662039909029549, 6.1000339671757695, 6.100033967175771, 0.1686481715710323, 1.3851186407439178, 1.3851186407439178, 5.960459111543066, 3.7519288742839385, 3.0984395410492214, 6.609580308995527, 10.458336522106164, 0.20422392353340937, 4.295288588645296, 0.20422392353340937, 0.1992504277655589, 4.18716434858351, 0.1992504277655589] | Volumes of each layer used in the blade, ignoring the scrap factor
rotorse.rc.mat_volume | output | m**3 | [1.0894406323742414, 0.0, 0.0, 0.0, 2.9388854530588677, 12.20006793435154, 0.8069487025979365, 21.12037643113571, 27.902860773100556, 0.0, 0.0] | Volumes of each material used in the blade, ignoring the scrap factor. For laminates, this is the wet volume
rotorse.rc.mat_mass | output | kg | [1345.4591809821882, 0.0, 0.0, 0.0, 5701.437778934203, 14884.08287990888, 1565.480483039997, 40973.530276403275, 3627.3719005030725, 0.0, 328.46927640494243] | Masses of each material used in the blade, ignoring the scrap factor. For laminates, this is the wet mass.
rotorse.rc.mat_cost | output | USD | [9727.669878501221, 0.0, 0.0, 0.0, 7943.685911312117, 70948.08737207513, 3499.169503936842, 87310.30108906142, 47155.83470653994, 90086.31858277295, 2956.223487644482] | Costs of each material used in the blade, ignoring the scrap factor. For laminates, this is the cost of the dry fabric.
rotorse.rc.mat_cost_scrap | output | USD | [12159.587348126526, 0.0, 0.0, 0.0, 8340.870206877724, 74495.49174067889, 4024.044929527368, 100406.84625242063, 56587.00164784793, 90086.31858277295, 2956.223487644482] | Same as mat_cost, now including the scrap factor.
rotorse.rc.total_labor_hours | output | h | 3225.9704 | Total amount of labor hours per blade.
rotorse.rc.total_skin_mold_gating_ct | output | h | 24.5006 | Total amount of gating cycle time per blade. This is the cycle time required in the main mold that cannot be parallelized unless the number of molds is increased.
rotorse.rc.total_non_gating_ct | output | h | 286.8692 | Total amount of non-gating cycle time per blade. This cycle time can happen in parallel.
rotorse.rc.total_metallic_parts_cost | output | USD | 8885.379 | Cost of the metallic parts (bolts, nuts, lightining protection system), excluding the blade joint.
rotorse.rc.total_consumable_cost_w_waste | output | USD | 15452.7227 | Cost of the consumables including the waste.
rotorse.rc.total_blade_mat_cost_w_waste | output | USD | 373394.4859 | Total blade material costs including the waste per blade.
rotorse.rc.total_cost_labor | output | USD | 190799.0839 | Total labor costs per blade.
rotorse.rc.total_cost_utility | output | USD | 4106.8659 | Total utility costs per blade.
rotorse.rc.blade_variable_cost | output | USD | 568300.4357 | Total blade variable costs per blade (material, labor, utility).
rotorse.rc.total_cost_equipment | output | USD | 26995.1132 | Total equipment cost per blade.
rotorse.rc.total_cost_tooling | output | USD | 40526.5551 | Total tooling cost per blade.
rotorse.rc.total_cost_building | output | USD | 3228.3859 | Total builting cost per blade.
rotorse.rc.total_maintenance_cost | output | USD | 21156.3572 | Total maintenance cost per blade.
rotorse.rc.total_labor_overhead | output | USD | 57239.7252 | Total labor overhead cost per blade.
rotorse.rc.cost_capital | output | USD | 42403.619 | Cost of capital per blade.
rotorse.rc.blade_fixed_cost | output | USD | 191549.7557 | Total blade fixed cost per blade (equipment, tooling, building, maintenance, labor, capital).
rotorse.rc.total_blade_cost | output | USD | 759850.1914 | Total blade cost (variable and fixed)
rotorse.re.precomp.z | output | m | [3.97, 8.004482758620691, 12.038965517241381, 16.07344827586207, 20.10793103448276, 24.142413793103447, 28.17689655172414, 32.21137931034483, 36.24586206896552, 40.280344827586205, 44.314827586206896, 48.34931034482759, 52.383793103448276, 56.418275862068974, 60.45275862068966, 64.48724137931036, 68.52172413793105, 72.55620689655174, 76.59068965517241, 80.6251724137931, 84.6596551724138, 88.6941379310345, 92.72862068965517, 96.76310344827588, 100.79758620689655, 104.83206896551724, 108.86655172413795, 112.90103448275862, 116.93551724137932, 120.97] | locations of properties along beam
rotorse.re.Tw_iner | output | deg | [-9.019015383214589, 23.00538320901155, 18.123361734824627, 16.062321959142757, 14.10530100835989, 12.563286636510497, 11.189588666253673, 9.788133513740693, 8.386306127736884, 7.308295866613816, 6.342840713506219, 5.425084033860892, 4.734372234124046, 4.1677379667126875, 3.4767554272483436, 2.841900945054228, 2.3577644271708795, 1.8811148274083007, 1.417862913112521, 0.9968373986745979, 0.39469656497590516, -0.34009946839190486, -1.0294230673022067, -1.4397655874024637, -1.7512132987458304, -1.7968052718414436, -1.693494375717992, -1.446902810539115, -1.0947698457114186, -0.6236646265695766] | Orientation of the section principal inertia axes with respect the blade reference plane
rotorse.re.x_tc | output | m | [-1.0740944997736086e-05, 0.00042714229607519543, 0.0018600993305200005, 0.004575464141523868, 0.011108180970417042, 0.014130429227219748, 0.012777243841711671, 0.012145127210882274, 0.013962602688370424, 0.006797725873612957, 0.0044837146916517885, 0.0043808098723164485, 0.0027850271951524374, 0.0007699724328979886, 0.0038789528520928613, 0.00768162117334171, 0.01015236585657943, 0.014402787512399913, 0.018974830443241022, 0.02269235013380619, 0.028648757484765912, 0.03489547086739004, 0.03789834634292423, 0.036434563929528374, 0.03456683786717639, 0.03250006943865309, 0.03041256950520961, 0.028314143072282087, 0.026007022317794077, 0.0070937016771543205] | X-coordinate of the tension-center offset with respect to the XR-YR axes
rotorse.re.y_tc | output | m | [-0.023795509676558076, 0.09496610636128866, 0.14353137872176955, 0.278792658423844, 0.4338554730180596, 0.4783244380376827, 0.4438259671946837, 0.3909954923463963, 0.3625598286639022, 0.3363450979013047, 0.31091593003579776, 0.2965720729165251, 0.2865968633285331, 0.27982459328370646, 0.27457338352194777, 0.2685548060469016, 0.2593872518983418, 0.20280161597226115, 0.14244753955333894, 0.08444329597363377, 0.05938381053183805, 0.048026771433312056, 0.04224679170992339, 0.028060378156227472, 0.03308515985278796, 0.028170556059976884, 0.026402498853674055, 0.03209440778589217, 0.050140786021539915, 0.018149848377976664] | Chordwise offset of the section tension-center with respect to the XR-YR axes
rotorse.re.x_sc | output | m | [-1.0740944998188666e-05, 0.0004271422960751641, 0.0018600993305199025, 0.004635691263060684, 0.011167186289670037, 0.014216974584664203, 0.01275943260449135, 0.012034763189045426, 0.013970812384916664, 0.006850828609131444, 0.004544893213344123, 0.004429717261335192, 0.002822574981519873, 0.0007904710959049717, 0.0039053812301583627, 0.007719064592634994, 0.010189277673395818, 0.014434233833796233, 0.01897711232735013, 0.022703974722798073, 0.028650318172449066, 0.03489669664709699, 0.03789965468353065, 0.03643585166070112, 0.034568289296777945, 0.03250077739129437, 0.030412216445649655, 0.028312016273427953, 0.026007022317794126, 0.007093701677154331] | X-coordinate of the shear-center offset with respect to the XR-YR axes
rotorse.re.y_sc | output | m | [-0.02379550967655776, 0.09496610636128865, 0.14353137872176944, 0.2770768465651334, 0.43552513825268896, 0.4810871330274832, 0.4316396055913801, 0.3747188926205084, 0.36438480208149554, 0.31387195002830537, 0.2905135404976574, 0.2792231795394193, 0.2720276473182262, 0.26756559184669704, 0.26429461559262535, 0.2600888141209819, 0.25258044002067426, 0.19848189709303787, 0.14276070603796798, 0.0835148575500116, 0.05947707025074715, 0.04810193987842629, 0.04232661950269791, 0.028128106184061523, 0.03319631485546918, 0.028298922135041624, 0.02657688422627109, 0.03241398012351056, 0.050140786021539915, 0.01814984837797665] | Chordwise offset of the section shear-center with respect to the reference frame, XR-YR
rotorse.re.x_cg | output | m | [-8.471658298631502e-06, 1.254050000225825e-05, 0.0021140963807418016, 0.013067138217159227, 0.026043391099971374, 0.03128542962608294, 0.03396307346406735, 0.033854707381830385, 0.03175590692912988, 0.02446399465996756, 0.021462119127858573, 0.02016458294402633, 0.017937188467702734, 0.01623704510019082, 0.018244772872276507, 0.020650337343544406, 0.022282696774945612, 0.024149795259119818, 0.026351880274962648, 0.027899596844372883, 0.0320278535101791, 0.03675889419745502, 0.038879303010676505, 0.03733406800404455, 0.03550788013988591, 0.03329871015547852, 0.031093476263279508, 0.028907748478039768, 0.02654060247101068, 0.007057156947129321] | X-coordinate of the center-of-mass offset with respect to the XR-YR axes
rotorse.re.y_cg | output | m | [-0.023803452369688345, 0.09671917510819128, 0.15667422637265474, 0.306710667882564, 0.5353967975327764, 0.7374152459613263, 0.8484479564216509, 0.8514790935535009, 0.8687965376760163, 0.8409610690197504, 0.8020225461619379, 0.7805305127043143, 0.7630567709789325, 0.7470452811883991, 0.7358402474480059, 0.7204414558167475, 0.69725867096239, 0.5801986148359548, 0.444806583896984, 0.3010837233636908, 0.23088104143823857, 0.19555717705581802, 0.17554273334910026, 0.13669045964200863, 0.14511263913739658, 0.12894337889835183, 0.12015831421018065, 0.12341558518635007, 0.14621576468844824, 0.03820768092802536] | Chordwise offset of the section center of mass with respect to the XR-YR axes
rotorse.re.precomp.flap_iner | output | kg/m | [10361.020211933022, 8315.697649382972, 4887.034994194828, 2573.7677651906265, 1185.8178327359396, 679.3205882327809, 428.53064844027597, 292.7675155547088, 217.1986124344897, 192.47779551790592, 167.3423949538937, 132.4298612742678, 113.559219072232, 99.19481733642937, 78.39028136239648, 62.14135421666674, 51.43592314573874, 40.23645816610221, 32.04976879639932, 25.898614976052713, 19.908634770306442, 14.485390663638057, 10.25193420238751, 7.2615444775096165, 4.806413461232557, 3.060713357024211, 1.8587328805344399, 1.0645220575562973, 0.5348105890906485, 0.007070664996196449] | Section flap inertia about the Y_G axis per unit length.
rotorse.re.precomp.edge_iner | output | kg/m | [10359.911320918653, 8456.288684842337, 5972.13880842121, 4588.9623148434575, 3376.103921095712, 2406.1579738676382, 1791.5669931626876, 1444.0301020963423, 1233.4179487761414, 1099.0144401519867, 974.6065008757103, 864.8076180762362, 776.6293025628265, 696.2389052357973, 617.7867686539782, 548.0674263712714, 485.18214665761826, 370.09012961717053, 261.3160948465612, 165.607162064276, 117.27528073366051, 87.96841659317138, 65.9540518226762, 43.835418085612176, 29.425107429459807, 19.080448905077397, 12.739473630136928, 9.043396653555888, 5.744835168584366, 0.10254865465135925] | Section lag inertia about the X_G axis per unit length
rotorse.blade_mass | output | kg | 68206.4068 | mass of one blade
rotorse.blade_moment_of_inertia | output | kg*m**2 | 116151285.6628 | mass moment of inertia of blade about hub
rotorse.mass_all_blades | output | kg | 204619.2204 | mass of all blades
rotorse.I_all_blades | output | kg*m**2 | [348453856.988467, 174226928.4942335, 174226928.4942335, 0.0, 0.0, 0.0] | mass moments of inertia of all blades in hub c.s. order:Ixx, Iyy, Izz, Ixy, Ixz, Iyz
rotorse.re.sc_ss_mats | output |  | [[1.0, 0.0, 0.0, 0.0, 0.0, 1.0, 0.0, 1.0, 0.0, 0.0, 0.0], [1.0, 0.0, 0.0, 0.0, 0.0, 1.0, 0.0, 1.0, 0.0, 0.0, 0.0], [1.0, 0.0, 0.0, 0.0, 0.0, 1.0, 0.0, 1.0, 0.0, 0.0, 0.0], [1.0, 0.0, 0.0, 0.0, 0.0, 1.0, 0.0, 1.0, 0.0, 0.0, 0.0], [1.0, 0.0, 0.0, 0.0, 0.0, 1.0, 0.0, 1.0, 0.0, 0.0, 0.0], [1.0, 0.0, 0.0, 0.0, 0.0, 1.0, 0.0, 1.0, 0.0, 0.0, 0.0], [1.0, 0.0, 0.0, 0.0, 0.0, 1.0, 0.0, 1.0, 0.0, 0.0, 0.0], [1.0, 0.0, 0.0, 0.0, 0.0, 1.0, 0.0, 1.0, 0.0, 0.0, 0.0], [1.0, 0.0, 0.0, 0.0, 0.0, 1.0, 0.0, 1.0, 0.0, 0.0, 0.0], [1.0, 0.0, 0.0, 0.0, 0.0, 1.0, 0.0, 1.0, 0.0, 0.0, 0.0], [1.0, 0.0, 0.0, 0.0, 0.0, 1.0, 0.0, 1.0, 0.0, 0.0, 0.0], [1.0, 0.0, 0.0, 0.0, 0.0, 1.0, 0.0, 1.0, 0.0, 0.0, 0.0], [1.0, 0.0, 0.0, 0.0, 0.0, 1.0, 0.0, 1.0, 0.0, 0.0, 0.0], [1.0, 0.0, 0.0, 0.0, 0.0, 1.0, 0.0, 1.0, 0.0, 0.0, 0.0], [1.0, 0.0, 0.0, 0.0, 0.0, 1.0, 0.0, 1.0, 0.0, 0.0, 0.0], [1.0, 0.0, 0.0, 0.0, 0.0, 1.0, 0.0, 1.0, 0.0, 0.0, 0.0], [1.0, 0.0, 0.0, 0.0, 0.0, 1.0, 0.0, 1.0, 0.0, 0.0, 0.0], [1.0, 0.0, 0.0, 0.0, 0.0, 1.0, 0.0, 1.0, 0.0, 0.0, 0.0], [1.0, 0.0, 0.0, 0.0, 0.0, 1.0, 0.0, 1.0, 0.0, 0.0, 0.0], [1.0, 0.0, 0.0, 0.0, 0.0, 1.0, 0.0, 1.0, 0.0, 0.0, 0.0], [1.0, 0.0, 0.0, 0.0, 0.0, 1.0, 0.0, 1.0, 0.0, 0.0, 0.0], [1.0, 0.0, 0.0, 0.0, 0.0, 1.0, 0.0, 1.0, 0.0, 0.0, 0.0], [1.0, 0.0, 0.0, 0.0, 0.0, 1.0, 0.0, 1.0, 0.0, 0.0, 0.0], [1.0, 0.0, 0.0, 0.0, 0.0, 1.0, 0.0, 1.0, 0.0, 0.0, 0.0], [1.0, 0.0, 0.0, 0.0, 0.0, 1.0, 0.0, 1.0, 0.0, 0.0, 0.0], [1.0, 0.0, 0.0, 0.0, 0.0, 1.0, 0.0, 1.0, 0.0, 0.0, 0.0], [1.0, 0.0, 0.0, 0.0, 0.0, 1.0, 0.0, 1.0, 0.0, 0.0, 0.0], [1.0, 0.0, 0.0, 0.0, 0.0, 1.0, 0.0, 1.0, 0.0, 0.0, 0.0], [1.0, 0.0, 0.0, 0.0, 0.0, 1.0, 0.0, 1.0, 0.0, 0.0, 0.0], [1.0, 0.0, 0.0, 0.0, 0.0, 1.0, 0.0, 1.0, 0.0, 0.0, 0.0]] | spar cap, suction side, boolean of materials in each composite layer spanwise, passed as floats for differentiablity, used for Fatigue Analysis
rotorse.re.sc_ps_mats | output |  | [[1.0, 0.0, 0.0, 0.0, 0.0, 1.0, 0.0, 1.0, 0.0, 0.0, 0.0], [1.0, 0.0, 0.0, 0.0, 0.0, 1.0, 0.0, 1.0, 0.0, 0.0, 0.0], [1.0, 0.0, 0.0, 0.0, 0.0, 1.0, 0.0, 1.0, 0.0, 0.0, 0.0], [1.0, 0.0, 0.0, 0.0, 0.0, 1.0, 0.0, 1.0, 0.0, 0.0, 0.0], [1.0, 0.0, 0.0, 0.0, 0.0, 1.0, 0.0, 1.0, 0.0, 0.0, 0.0], [1.0, 0.0, 0.0, 0.0, 0.0, 1.0, 0.0, 1.0, 0.0, 0.0, 0.0], [1.0, 0.0, 0.0, 0.0, 0.0, 1.0, 0.0, 1.0, 0.0, 0.0, 0.0], [1.0, 0.0, 0.0, 0.0, 0.0, 1.0, 0.0, 1.0, 0.0, 0.0, 0.0], [1.0, 0.0, 0.0, 0.0, 0.0, 1.0, 0.0, 1.0, 0.0, 0.0, 0.0], [1.0, 0.0, 0.0, 0.0, 0.0, 1.0, 0.0, 1.0, 0.0, 0.0, 0.0], [1.0, 0.0, 0.0, 0.0, 0.0, 1.0, 0.0, 1.0, 0.0, 0.0, 0.0], [1.0, 0.0, 0.0, 0.0, 0.0, 1.0, 0.0, 1.0, 0.0, 0.0, 0.0], [1.0, 0.0, 0.0, 0.0, 0.0, 1.0, 0.0, 1.0, 0.0, 0.0, 0.0], [1.0, 0.0, 0.0, 0.0, 0.0, 1.0, 0.0, 1.0, 0.0, 0.0, 0.0], [1.0, 0.0, 0.0, 0.0, 0.0, 1.0, 0.0, 1.0, 0.0, 0.0, 0.0], [1.0, 0.0, 0.0, 0.0, 0.0, 1.0, 0.0, 1.0, 0.0, 0.0, 0.0], [1.0, 0.0, 0.0, 0.0, 0.0, 1.0, 0.0, 1.0, 0.0, 0.0, 0.0], [1.0, 0.0, 0.0, 0.0, 0.0, 1.0, 0.0, 1.0, 0.0, 0.0, 0.0], [1.0, 0.0, 0.0, 0.0, 0.0, 1.0, 0.0, 1.0, 0.0, 0.0, 0.0], [1.0, 0.0, 0.0, 0.0, 0.0, 1.0, 0.0, 1.0, 0.0, 0.0, 0.0], [1.0, 0.0, 0.0, 0.0, 0.0, 1.0, 0.0, 1.0, 0.0, 0.0, 0.0], [1.0, 0.0, 0.0, 0.0, 0.0, 1.0, 0.0, 1.0, 0.0, 0.0, 0.0], [1.0, 0.0, 0.0, 0.0, 0.0, 1.0, 0.0, 1.0, 0.0, 0.0, 0.0], [1.0, 0.0, 0.0, 0.0, 0.0, 1.0, 0.0, 1.0, 0.0, 0.0, 0.0], [1.0, 0.0, 0.0, 0.0, 0.0, 1.0, 0.0, 1.0, 0.0, 0.0, 0.0], [1.0, 0.0, 0.0, 0.0, 0.0, 1.0, 0.0, 1.0, 0.0, 0.0, 0.0], [1.0, 0.0, 0.0, 0.0, 0.0, 1.0, 0.0, 1.0, 0.0, 0.0, 0.0], [1.0, 0.0, 0.0, 0.0, 0.0, 1.0, 0.0, 1.0, 0.0, 0.0, 0.0], [1.0, 0.0, 0.0, 0.0, 0.0, 1.0, 0.0, 1.0, 0.0, 0.0, 0.0], [1.0, 0.0, 0.0, 0.0, 0.0, 1.0, 0.0, 1.0, 0.0, 0.0, 0.0]] | spar cap, pressure side, boolean of materials in each composite layer spanwise, passed as floats for differentiablity, used for Fatigue Analysis
rotorse.re.te_ss_mats | output |  | [[0.0, 0.0, 0.0, 0.0, 0.0, 0.0, 0.0, 0.0, 0.0, 0.0, 0.0], [0.0, 0.0, 0.0, 0.0, 0.0, 0.0, 0.0, 0.0, 0.0, 0.0, 0.0], [0.0, 0.0, 0.0, 0.0, 0.0, 0.0, 0.0, 0.0, 0.0, 0.0, 0.0], [0.0, 0.0, 0.0, 0.0, 0.0, 0.0, 0.0, 0.0, 0.0, 0.0, 0.0], [0.0, 0.0, 0.0, 0.0, 0.0, 0.0, 0.0, 0.0, 0.0, 0.0, 0.0], [0.0, 0.0, 0.0, 0.0, 0.0, 0.0, 0.0, 0.0, 0.0, 0.0, 0.0], [0.0, 0.0, 0.0, 0.0, 0.0, 0.0, 0.0, 0.0, 0.0, 0.0, 0.0], [0.0, 0.0, 0.0, 0.0, 0.0, 0.0, 0.0, 0.0, 0.0, 0.0, 0.0], [0.0, 0.0, 0.0, 0.0, 0.0, 0.0, 0.0, 0.0, 0.0, 0.0, 0.0], [0.0, 0.0, 0.0, 0.0, 0.0, 0.0, 0.0, 0.0, 0.0, 0.0, 0.0], [0.0, 0.0, 0.0, 0.0, 0.0, 0.0, 0.0, 0.0, 0.0, 0.0, 0.0], [0.0, 0.0, 0.0, 0.0, 0.0, 0.0, 0.0, 0.0, 0.0, 0.0, 0.0], [0.0, 0.0, 0.0, 0.0, 0.0, 0.0, 0.0, 0.0, 0.0, 0.0, 0.0], [0.0, 0.0, 0.0, 0.0, 0.0, 0.0, 0.0, 0.0, 0.0, 0.0, 0.0], [0.0, 0.0, 0.0, 0.0, 0.0, 0.0, 0.0, 0.0, 0.0, 0.0, 0.0], [0.0, 0.0, 0.0, 0.0, 0.0, 0.0, 0.0, 0.0, 0.0, 0.0, 0.0], [0.0, 0.0, 0.0, 0.0, 0.0, 0.0, 0.0, 0.0, 0.0, 0.0, 0.0], [0.0, 0.0, 0.0, 0.0, 0.0, 0.0, 0.0, 0.0, 0.0, 0.0, 0.0], [0.0, 0.0, 0.0, 0.0, 0.0, 0.0, 0.0, 0.0, 0.0, 0.0, 0.0], [0.0, 0.0, 0.0, 0.0, 0.0, 0.0, 0.0, 0.0, 0.0, 0.0, 0.0], [0.0, 0.0, 0.0, 0.0, 0.0, 0.0, 0.0, 0.0, 0.0, 0.0, 0.0], [0.0, 0.0, 0.0, 0.0, 0.0, 0.0, 0.0, 0.0, 0.0, 0.0, 0.0], [0.0, 0.0, 0.0, 0.0, 0.0, 0.0, 0.0, 0.0, 0.0, 0.0, 0.0], [0.0, 0.0, 0.0, 0.0, 0.0, 0.0, 0.0, 0.0, 0.0, 0.0, 0.0], [0.0, 0.0, 0.0, 0.0, 0.0, 0.0, 0.0, 0.0, 0.0, 0.0, 0.0], [0.0, 0.0, 0.0, 0.0, 0.0, 0.0, 0.0, 0.0, 0.0, 0.0, 0.0], [0.0, 0.0, 0.0, 0.0, 0.0, 0.0, 0.0, 0.0, 0.0, 0.0, 0.0], [0.0, 0.0, 0.0, 0.0, 0.0, 0.0, 0.0, 0.0, 0.0, 0.0, 0.0], [0.0, 0.0, 0.0, 0.0, 0.0, 0.0, 0.0, 0.0, 0.0, 0.0, 0.0], [0.0, 0.0, 0.0, 0.0, 0.0, 0.0, 0.0, 0.0, 0.0, 0.0, 0.0]] | trailing edge reinforcement, suction side, boolean of materials in each composite layer spanwise, passed as floats for differentiablity, used for Fatigue Analysis
rotorse.re.te_ps_mats | output |  | [[0.0, 0.0, 0.0, 0.0, 0.0, 0.0, 0.0, 0.0, 0.0, 0.0, 0.0], [0.0, 0.0, 0.0, 0.0, 0.0, 0.0, 0.0, 0.0, 0.0, 0.0, 0.0], [0.0, 0.0, 0.0, 0.0, 0.0, 0.0, 0.0, 0.0, 0.0, 0.0, 0.0], [0.0, 0.0, 0.0, 0.0, 0.0, 0.0, 0.0, 0.0, 0.0, 0.0, 0.0], [0.0, 0.0, 0.0, 0.0, 0.0, 0.0, 0.0, 0.0, 0.0, 0.0, 0.0], [0.0, 0.0, 0.0, 0.0, 0.0, 0.0, 0.0, 0.0, 0.0, 0.0, 0.0], [0.0, 0.0, 0.0, 0.0, 0.0, 0.0, 0.0, 0.0, 0.0, 0.0, 0.0], [0.0, 0.0, 0.0, 0.0, 0.0, 0.0, 0.0, 0.0, 0.0, 0.0, 0.0], [0.0, 0.0, 0.0, 0.0, 0.0, 0.0, 0.0, 0.0, 0.0, 0.0, 0.0], [0.0, 0.0, 0.0, 0.0, 0.0, 0.0, 0.0, 0.0, 0.0, 0.0, 0.0], [0.0, 0.0, 0.0, 0.0, 0.0, 0.0, 0.0, 0.0, 0.0, 0.0, 0.0], [0.0, 0.0, 0.0, 0.0, 0.0, 0.0, 0.0, 0.0, 0.0, 0.0, 0.0], [0.0, 0.0, 0.0, 0.0, 0.0, 0.0, 0.0, 0.0, 0.0, 0.0, 0.0], [0.0, 0.0, 0.0, 0.0, 0.0, 0.0, 0.0, 0.0, 0.0, 0.0, 0.0], [0.0, 0.0, 0.0, 0.0, 0.0, 0.0, 0.0, 0.0, 0.0, 0.0, 0.0], [0.0, 0.0, 0.0, 0.0, 0.0, 0.0, 0.0, 0.0, 0.0, 0.0, 0.0], [0.0, 0.0, 0.0, 0.0, 0.0, 0.0, 0.0, 0.0, 0.0, 0.0, 0.0], [0.0, 0.0, 0.0, 0.0, 0.0, 0.0, 0.0, 0.0, 0.0, 0.0, 0.0], [0.0, 0.0, 0.0, 0.0, 0.0, 0.0, 0.0, 0.0, 0.0, 0.0, 0.0], [0.0, 0.0, 0.0, 0.0, 0.0, 0.0, 0.0, 0.0, 0.0, 0.0, 0.0], [0.0, 0.0, 0.0, 0.0, 0.0, 0.0, 0.0, 0.0, 0.0, 0.0, 0.0], [0.0, 0.0, 0.0, 0.0, 0.0, 0.0, 0.0, 0.0, 0.0, 0.0, 0.0], [0.0, 0.0, 0.0, 0.0, 0.0, 0.0, 0.0, 0.0, 0.0, 0.0, 0.0], [0.0, 0.0, 0.0, 0.0, 0.0, 0.0, 0.0, 0.0, 0.0, 0.0, 0.0], [0.0, 0.0, 0.0, 0.0, 0.0, 0.0, 0.0, 0.0, 0.0, 0.0, 0.0], [0.0, 0.0, 0.0, 0.0, 0.0, 0.0, 0.0, 0.0, 0.0, 0.0, 0.0], [0.0, 0.0, 0.0, 0.0, 0.0, 0.0, 0.0, 0.0, 0.0, 0.0, 0.0], [0.0, 0.0, 0.0, 0.0, 0.0, 0.0, 0.0, 0.0, 0.0, 0.0, 0.0], [0.0, 0.0, 0.0, 0.0, 0.0, 0.0, 0.0, 0.0, 0.0, 0.0, 0.0], [0.0, 0.0, 0.0, 0.0, 0.0, 0.0, 0.0, 0.0, 0.0, 0.0, 0.0]] | trailing edge reinforcement, pressure side, boolean of materials in each composite layer spanwise, passed as floats for differentiablity, used for Fatigue Analysis
rotorse.total_bc.total_blade_cost | output | USD | 759850.1914 | Total blade cost (variable and fixed). For segmented blades, this is the total of inner+outer+joint
rotorse.wt_class.V_mean | output | m/s | 11.5
rotorse.wt_class.V_extreme1 | output | m/s | 40
rotorse.wt_class.V_extreme50 | output | m/s | 70
towerse.constr_d_to_t | output |  | [253.19019647559244, 273.2883475971034, 286.70179697445155, 283.8593439363817, 276.54031522730236, 267.01831552180334, 262.7236982324624, 284.4141780165771, 319.79256698357824, 272.3560296691391]
towerse.constr_taper | output |  | [1.0, 0.9926, 0.9513399153737658, 0.9354018849941756, 0.9227895392278953, 0.9066372224266961, 0.9349120433017591, 0.9766970618034448, 0.973918197984588, 0.9890444309190505]
towerse.slope | output |  | [1.0, 0.9926, 0.9513399153737658, 0.9354018849941756, 0.9227895392278953, 0.9066372224266961, 0.9349120433017591, 0.9766970618034448, 0.973918197984588, 0.9890444309190505]
towerse.thickness_slope | output |  | [0.9230301802714199, 0.9265690147026553, 0.9530181473696674, 0.9539015904572565, 0.9476683600364727, 0.9351225043812927, 0.8822621541175173, 0.8674247157316005, 1.1523096129837704]
towerse.member.ca_usr_grid_full | output |  | [0.0, 0.0, 0.0, 0.0, 0.0, 0.0, 0.0, 0.0, 0.0, 0.0, 0.0, 0.0, 0.0, 0.0, 0.0, 0.0, 0.0, 0.0, 0.0, 0.0, 0.0, 0.0, 0.0, 0.0, 0.0, 0.0, 0.0, 0.0, 0.0, 0.0, 0.0]
towerse.member.cd_usr_grid_full | output |  | [0.0, 0.0, 0.0, 0.0, 0.0, 0.0, 0.0, 0.0, 0.0, 0.0, 0.0, 0.0, 0.0, 0.0, 0.0, 0.0, 0.0, 0.0, 0.0, 0.0, 0.0, 0.0, 0.0, 0.0, 0.0, 0.0, 0.0, 0.0, 0.0, 0.0, 0.0]
towerse.member.nu_full | output |  | [0.26103404791929385, 0.26103404791929385, 0.26103404791929385, 0.26103404791929385, 0.26103404791929385, 0.26103404791929385, 0.26103404791929385, 0.26103404791929385, 0.26103404791929385, 0.26103404791929385, 0.26103404791929385, 0.26103404791929385, 0.26103404791929385, 0.26103404791929385, 0.26103404791929385, 0.26103404791929385, 0.26103404791929385, 0.26103404791929385, 0.26103404791929385, 0.26103404791929385, 0.26103404791929385, 0.26103404791929385, 0.26103404791929385, 0.26103404791929385, 0.26103404791929385, 0.26103404791929385, 0.26103404791929385, 0.26103404791929385, 0.26103404791929385, 0.26103404791929385]
towerse.member.nodes_r | output | m | [5.0, 5.0, 5.0, 5.0, 4.987666666666667, 4.975333333333333, 4.963, 4.8825, 4.802, 4.7215, 4.619833333333333, 4.518166666666667, 4.4165, 4.302833333333333, 4.189166666666667, 4.0755, 3.9486666666666665, 3.821833333333333, 3.695, 3.6148333333333333, 3.5346666666666664, 3.4545, 3.4276666666666666, 3.4008333333333334, 3.374, 3.344666666666667, 3.3153333333333332, 3.286, 3.274, 3.262, 3.25]
towerse.member.center_of_buoyancy | output | m | [0.0, 0.0, 0.0]
towerse.member.displacement | output | m**3 | 0
towerse.member.buoyancy_force | output | N | 0
towerse.member.idx_cb | output |  | 0
towerse.member.Awater | output | m**2 | 0
towerse.member.Iwaterx | output | m**4 | 0
towerse.member.Iwatery | output | m**4 | 0
towerse.member.added_mass | output | kg | [0.0, 0.0, 0.0, 0.0, 0.0, 0.0]
towerse.member.waterline_centroid | output | m | [0.0, 0.0]
towerse.member.z_dim | output | m | [15.0, 19.333333333333332, 23.666666666666664, 28.0, 32.33333333333333, 36.666666666666664, 41.0, 45.33333333333333, 49.666666666666664, 54.0, 58.333333333333336, 62.666666666666664, 67.0, 71.33333333333334, 75.66666666666666, 80.0, 84.33333333333333, 88.66666666666667, 93.0, 97.33333333333333, 101.66666666666667, 106.0, 110.33333333333333, 114.66666666666667, 119.0, 123.33333333333333, 127.66666666666667, 132.0, 136.12866666666667, 140.25733333333332, 144.386]
towerse.member.d_eff | output | m | [10.0, 10.0, 10.0, 10.0, 9.975333333333333, 9.950666666666667, 9.926, 9.765, 9.604, 9.443, 9.239666666666666, 9.036333333333333, 8.833, 8.605666666666666, 8.378333333333334, 8.151, 7.897333333333333, 7.643666666666666, 7.39, 7.229666666666667, 7.069333333333333, 6.909, 6.855333333333333, 6.801666666666667, 6.748, 6.689333333333334, 6.6306666666666665, 6.572, 6.548, 6.524, 6.5]
towerse.tower_section_height | output | m | [13.0, 13.0, 13.0, 13.0, 13.0, 13.0, 13.0, 13.0, 13.0, 12.385999999999996]
towerse.member.sigma_ult | output | Pa | [450000000.0, 450000000.0, 450000000.0, 450000000.0, 450000000.0, 450000000.0, 450000000.0, 450000000.0, 450000000.0, 450000000.0]
towerse.member.wohler_exp | output |  | [3.0, 3.0, 3.0, 3.0, 3.0, 3.0, 3.0, 3.0, 3.0, 3.0]
towerse.member.wohler_A | output |  | [35534648443.719765, 35534648443.719765, 35534648443.719765, 35534648443.719765, 35534648443.719765, 35534648443.719765, 35534648443.719765, 35534648443.719765, 35534648443.719765, 35534648443.719765]
towerse.member.ballast_density | output | kg/m**3 | []
towerse.member.ballast_unit_cost | output | USD/kg | []
towerse.z_param | output | m | [15.0, 28.0, 41.0, 54.0, 67.0, 80.0, 93.0, 106.0, 119.0, 132.0, 144.386]
towerse.member.sec_loc | output |  | [0.0, 0.1114034260838268, 0.2228068521676536, 0.3342102782514804, 0.4456137043353072, 0.557017130419134, 0.6684205565029608, 0.7798239825867876, 0.8912274086706145, 1.0] | normalized sectional location
towerse.member.str_tw | output | deg | [0.0, 0.0, 0.0, 0.0, 0.0, 0.0, 0.0, 0.0, 0.0, 0.0] | structural twist of section
towerse.member.tw_iner | output | deg | [0.0, 0.0, 0.0, 0.0, 0.0, 0.0, 0.0, 0.0, 0.0, 0.0] | inertial twist of section
towerse.member.mass_den | output | kg/m | [10314.844411733615, 9488.451468448127, 8547.41522389624, 7685.8994913167335, 6812.656121445571, 5906.845588207135, 5081.876946716433, 4283.492084231731, 3625.335201113426, 4097.489292297825] | sectional mass per unit length
towerse.member.foreaft_iner | output | kg*m | [127921.09002862245, 116871.16014855463, 99510.6714070685, 79661.25048116932, 60968.507932971275, 44249.73479503471, 32223.999189376686, 24791.606865919286, 19975.173303526142, 21720.14843244349] | sectional fore-aft intertia per unit length about the Y_G inertia axis
towerse.member.sideside_iner | output | kg*m | [127921.09002862245, 116871.16014855463, 99510.6714070685, 79661.25048116932, 60968.507932971275, 44249.73479503471, 32223.999189376686, 24791.606865919286, 19975.173303526142, 21720.14843244349] | sectional side-side intertia per unit length about the Y_G inertia axis
towerse.member.foreaft_stff | output | N*m**2 | [3065446681730.708, 2800650854266.825, 2384631473929.2715, 1908968379611.055, 1461023434770.4597, 1060381854661.7472, 772202233150.6515, 594095539561.9287, 478676570896.8642, 520492413909.5013] | sectional fore-aft bending stiffness per unit length about the Y_E elastic axis
towerse.member.sideside_stff | output | N*m**2 | [3065446681730.708, 2800650854266.825, 2384631473929.2715, 1908968379611.055, 1461023434770.4597, 1060381854661.7472, 772202233150.6515, 594095539561.9287, 478676570896.8642, 520492413909.5013] | sectional side-side bending stiffness per unit length about the Y_E elastic axis
towerse.member.tor_stff | output | N*m**2 | [2430899218612.4517, 2220916127433.5923, 1891012758825.9124, 1513811925031.5667, 1158591583772.9744, 840882810746.7655, 612356370888.4666, 471117762872.6095, 379590520721.2133, 412750484230.2345] | sectional torsional stiffness
towerse.member.axial_stff | output | N | [247180551443.41275, 227377221865.51944, 204826628897.58542, 184181631711.40027, 163255598405.11795, 141549139425.04517, 121779941210.55435, 102647785387.77213, 86875993316.88057, 98190493465.08087] | sectional axial stiffness
towerse.member.cg_offst | output | m | [0.0, 0.0, 0.0, 0.0, 0.0, 0.0, 0.0, 0.0, 0.0, 0.0] | offset from the sectional center of mass
towerse.member.sc_offst | output | m | [0.0, 0.0, 0.0, 0.0, 0.0, 0.0, 0.0, 0.0, 0.0, 0.0] | offset from the sectional shear center
towerse.member.tc_offst | output | m | [0.0, 0.0, 0.0, 0.0, 0.0, 0.0, 0.0, 0.0, 0.0, 0.0] | offset from the sectional tension center
towerse.member.axial_load2stress | output | m**2 | [[0.0, 0.0, 0.8091251469102179, 0.32621673244546995, 0.32621673244546995, 0.0], [0.0, 0.0, 0.8795955828780796, 0.35573873783021726, 0.35573873783021726, 0.0], [0.0, 0.0, 0.9764355400293251, 0.40612145339348327, 0.40612145339348327, 0.0], [0.0, 0.0, 1.0858846136914782, 0.47868786605369723, 0.47868786605369723, 0.0], [0.0, 0.0, 1.2250728425478006, 0.5812363989448378, 0.5812363989448378, 0.0], [0.0, 0.0, 1.4129368840557766, 0.732802052943345, 0.732802052943345, 0.0], [0.0, 0.0, 1.6423065901650027, 0.9258584983404445, 0.9258584983404445, 0.0], [0.0, 0.0, 1.9484102773816385, 1.1493942548424392, 1.1493942548424392, 0.0], [0.0, 0.0, 2.3021319511190983, 1.3913361139697322, 1.3913361139697322, 0.0], [0.0, 0.0, 2.0368570616372885, 1.2557339598683226, 1.2557339598683226, 0.0]]
towerse.member.shear_load2stress | output | m**2 | [[1.3302271719986756, 1.3302271719986756, 0.0, 0.0, 0.0, 0.16310836622273497], [1.446272696039296, 1.446272696039296, 0.0, 0.0, 0.0, 0.17786936891510863], [1.6056255526292256, 1.6056255526292256, 0.0, 0.0, 0.0, 0.20306072669674163], [1.7855726802545213, 1.7855726802545213, 0.0, 0.0, 0.0, 0.23934393302684862], [2.0143618901554485, 2.0143618901554485, 0.0, 0.0, 0.0, 0.2906181994724189], [2.3231275455035707, 2.3231275455035707, 0.0, 0.0, 0.0, 0.3664010264716725], [2.7001787207793115, 2.7001787207793115, 0.0, 0.0, 0.0, 0.46292924917022227], [3.20387534713381, 3.20387534713381, 0.0, 0.0, 0.0, 0.5746971274212196], [3.786181765756723, 3.786181765756723, 0.0, 0.0, 0.0, 0.6956680569848661], [3.3490778596215853, 3.3490778596215853, 0.0, 0.0, 0.0, 0.6278669799341613]]
towerse.member.labor_hours | output | h | 1170.5385
towerse.tower_cost | output | USD | 2394873.3739
towerse.member.section_D | output | m | [10.0, 10.0, 10.0, 9.987666666666666, 9.963000000000001, 9.938333333333333, 9.845500000000001, 9.6845, 9.523499999999999, 9.341333333333333, 9.138, 8.934666666666667, 8.719333333333333, 8.492, 8.264666666666667, 8.024166666666666, 7.7705, 7.516833333333333, 7.309833333333334, 7.1495, 6.989166666666666, 6.8821666666666665, 6.8285, 6.7748333333333335, 6.7186666666666675, 6.66, 6.601333333333333, 6.5600000000000005, 6.536, 6.5120000000000005]
towerse.member.section_t | output | m | [0.04226072000000001, 0.04226072000000001, 0.04226072000000001, 0.03900792, 0.03900792, 0.03900792, 0.03614353000000001, 0.03614353000000001, 0.03614353000000001, 0.03444544, 0.03444544, 0.03444544, 0.03285756, 0.03285756, 0.03285756, 0.031138070000000004, 0.031138070000000004, 0.031138070000000004, 0.029117910000000004, 0.029117910000000004, 0.029117910000000004, 0.02568963, 0.02568963, 0.02568963, 0.02228382, 0.02228382, 0.02228382, 0.02567786, 0.02567786, 0.02567786]
towerse.member.section_sigma_y | output | Pa | [345000000.0, 345000000.0, 345000000.0, 345000000.0, 345000000.0, 345000000.0, 345000000.0, 345000000.0, 345000000.0, 345000000.0, 345000000.0, 345000000.0, 345000000.0, 345000000.0, 345000000.0, 345000000.0, 345000000.0, 345000000.0, 345000000.0, 345000000.0, 345000000.0, 345000000.0, 345000000.0, 345000000.0, 345000000.0, 345000000.0, 345000000.0, 345000000.0, 345000000.0, 345000000.0]
towerse.height_constraint | output | m | 5.614
towerse.transition_piece_height | output | m | 15
towerse.z_start | output | m | 15
af_3d.cl_corrected | output |  | [[[[0.00010000000000000005], [0.00010000000000000005], [0.00010000000000000005]], [[9.999999999998899e-05], [9.999999999998899e-05], [9.999999999998899e-05]], [[9.999999999998899e-05], [9.999999999998899e-05], [9.999999999998899e-05]], [[9.999999999998899e-05], [9.999999999998899e-05], [9.999999999998899e-05]], [[9.999999999998899e-05], [9.999999999998899e-05], [9.999999999998899e-05]], [[9.999999999998899e-05], [9.999999999998899e-05], [9.999999999998899e-05]], [[9.999999999998899e-05], [9.999999999998899e-05], [9.999999999998899e-05]], [[9.999999999998899e-05], [9.999999999998899e-05], [9.999999999998899e-05]], [[9.999999999998899e-05], [9.999999999998899e-05], [9.999999999998899e-05]], [[9.999999999998899e-05], [9.999999999998899e-05], [9.999999999998899e-05]], [[0.00010000000000010001], [0.00010000000000010001], [0.00010000000000010001]], [[9.999999999998899e-05], [9.999999999998899e-05], [9.999999999998899e-05]], [[9.999999999998899e-05], [9.999999999998899e-05], [9.999999999998899e-05]], [[9.999999999998899e-05], [9.999999999998899e-05], [9.999999999998899e-05]], [[9.999999999998899e-05], [9.999999999998899e-05], [9.999999999998899e-05]], [[9.999999999998899e-05], [9.999999999998899e-05], [9.999999999998899e-05]], [[9.999999999998899e-05], [9.999999999998899e-05], [9.999999999998899e-05]], [[9.999999999998899e-05], [9.999999999998899e-05], [9.999999999998899e-05]], [[9.999999999998899e-05], [9.999999999998899e-05], [9.999999999998899e-05]], [[9.999999999998899e-05], [9.999999999998899e-05], [9.999999999998899e-05]], [[9.999999999998899e-05], [9.999999999998899e-05], [9.999999999998899e-05]], [[9.999999999998899e-05], [9.999999999998899e-05], [9.999999999998899e-05]], [[9.999999999998899e-05], [9.999999999998899e-05], [9.999999999998899e-05]], [[9.999999999998899e-05], [9.999999999998899e-05], [9.999999999998899e-05]], [[9.999999999998899e-05], [9.999999999998899e-05], [9.999999999998899e-05]], [[9.999999999998899e-05], [9.999999999998899e-05], [9.999999999998899e-05]], [[9.999999999998899e-05], [9.999999999998899e-05], [9.999999999998899e-05]], [[9.999999999998899e-05], [9.999999999998899e-05], [9.999999999998899e-05]], [[0.00010000000000000286], [0.00010000000000000286], [0.00010000000000000286]], [[0.00010000000000000286], [0.00010000000000000286], [0.00010000000000000286]], [[0.0001], [0.0001], [0.0001]], [[0.00010000000000000286], [0.00010000000000000286], [0.00010000000000000286]], [[0.00010000000000000286], [0.00010000000000000286], [0.00010000000000000286]], [[9.999999999998899e-05], [9.999999999998899e-05], [9.999999999998899e-05]], [[9.999999999998899e-05], [9.999999999998899e-05], [9.999999999998899e-05]], [[9.999999999998899e-05], [9.999999999998899e-05], [9.999999999998899e-05]], [[9.999999999998899e-05], [9.999999999998899e-05], [9.999999999998899e-05]], [[9.999999999998899e-05], [9.999999999998899e-05], [9.999999999998899e-05]], [[9.999999999998899e-05], [9.999999999998899e-05], [9.999999999998899e-05]], [[0.00010000000000001674], [0.00010000000000001674], [0.00010000000000001674]], [[9.999999999998899e-05], [9.999999999998899e-05], [9.999999999998899e-05]], [[9.999999999998899e-05], [9.999999999998899e-05], [9.999999999998899e-05]], [[9.999999999998899e-05], [9.999999999998899e-05], [9.999999999998899e-05]], [[9.999999999998899e-05], [9.999999999998899e-05], [9.999999999998899e-05]], [[9.999999999998899e-05], [9.999999999998899e-05], [9.999999999998899e-05]], [[9.999999999998899e-05], [9.999999999998899e-05], [9.999999999998899e-05]], [[9.999999999998899e-05], [9.999999999998899e-05], [9.999999999998899e-05]], [[9.999999999998899e-05], [9.999999999998899e-05], [9.999999999998899e-05]], [[9.999999999998899e-05], [9.999999999998899e-05], [9.999999999998899e-05]], [[9.999999999998899e-05], [9.999999999998899e-05], [9.999999999998899e-05]], [[9.999999999998899e-05], [9.999999999998899e-05], [9.999999999998899e-05]], [[9.999999999998899e-05], [9.999999999998899e-05], [9.999999999998899e-05]], [[9.999999999998899e-05], [9.999999999998899e-05], [9.999999999998899e-05]], [[9.999999999998899e-05], [9.999999999998899e-05], [9.999999999998899e-05]], [[9.999999999998899e-05], [9.999999999998899e-05], [9.999999999998899e-05]], [[9.999999999998899e-05], [9.999999999998899e-05], [9.999999999998899e-05]], [[9.999999999998899e-05], [9.999999999998899e-05], [9.999999999998899e-05]], [[9.999999999998899e-05], [9.999999999998899e-05], [9.999999999998899e-05]], [[9.999999999998899e-05], [9.999999999998899e-05], [9.999999999998899e-05]], [[9.999999999998899e-05], [9.999999999998899e-05], [9.999999999998899e-05]], [[9.999999999998899e-05], [9.999999999998899e-05], [9.999999999998899e-05]], [[9.999999999998899e-05], [9.999999999998899e-05], [9.999999999998899e-05]], [[9.999999999998899e-05], [9.999999999998899e-05], [9.999999999998899e-05]], [[9.999999999998899e-05], [9.999999999998899e-05], [9.999999999998899e-05]], [[9.999999999998899e-05], [9.999999999998899e-05], [9.999999999998899e-05]], [[9.999999999998899e-05], [9.999999999998899e-05], [9.999999999998899e-05]], [[9.999999999998899e-05], [9.999999999998899e-05], [9.999999999998899e-05]], [[9.999999999998899e-05], [9.999999999998899e-05], [9.999999999998899e-05]], [[9.999999999987796e-05], [9.999999999987796e-05], [9.999999999987796e-05]], [[9.999999999998899e-05], [9.999999999998899e-05], [9.999999999998899e-05]], [[0.00010000000000010001], [0.00010000000000010001], [0.00010000000000010001]], [[9.999999999998899e-05], [9.999999999998899e-05], [9.999999999998899e-05]], [[9.999999999987796e-05], [9.999999999987796e-05], [9.999999999987796e-05]], [[0.00010000000000010001], [0.00010000000000010001], [0.00010000000000010001]], [[9.999999999998899e-05], [9.999999999998899e-05], [9.999999999998899e-05]], [[9.999999999998899e-05], [9.999999999998899e-05], [9.999999999998899e-05]], [[9.999999999998899e-05], [9.999999999998899e-05], [9.999999999998899e-05]], [[9.999999999998899e-05], [9.999999999998899e-05], [9.999999999998899e-05]], [[9.999999999998899e-05], [9.999999999998899e-05], [9.999999999998899e-05]], [[9.999999999998899e-05], [9.999999999998899e-05], [9.999999999998899e-05]], [[9.999999999998899e-05], [9.999999999998899e-05], [9.999999999998899e-05]], [[9.999999999998899e-05], [9.999999999998899e-05], [9.999999999998899e-05]], [[9.999999999998899e-05], [9.999999999998899e-05], [9.999999999998899e-05]], [[9.999999999998899e-05], [9.999999999998899e-05], [9.999999999998899e-05]], [[9.999999999993348e-05], [9.999999999993348e-05], [9.999999999993348e-05]], [[9.999999999998899e-05], [9.999999999998899e-05], [9.999999999998899e-05]], [[9.999999999998899e-05], [9.999999999998899e-05], [9.999999999998899e-05]], [[9.999999999998899e-05], [9.999999999998899e-05], [9.999999999998899e-05]], [[9.999999999998899e-05], [9.999999999998899e-05], [9.999999999998899e-05]], [[9.999999999998899e-05], [9.999999999998899e-05], [9.999999999998899e-05]], [[9.999999999998899e-05], [9.999999999998899e-05], [9.999999999998899e-05]], [[9.999999999998899e-05], [9.999999999998899e-05], [9.999999999998899e-05]], [[0.00010000000000000286], [0.00010000000000000286], [0.00010000000000000286]], [[0.00010000000000000286], [0.00010000000000000286], [0.00010000000000000286]], [[9.99999999999994e-05], [9.99999999999994e-05], [9.99999999999994e-05]], [[0.00010000000000000286], [0.00010000000000000286], [0.00010000000000000286]], [[9.999999999998899e-05], [9.999999999998899e-05], [9.999999999998899e-05]], [[9.999999999998899e-05], [9.999999999998899e-05], [9.999999999998899e-05]], [[9.999999999996123e-05], [9.999999999996123e-05], [9.999999999996123e-05]], [[9.999999999998899e-05], [9.999999999998899e-05], [9.999999999998899e-05]], [[9.999999999998899e-05], [9.999999999998899e-05], [9.999999999998899e-05]], [[9.999999999998899e-05], [9.999999999998899e-05], [9.999999999998899e-05]], [[9.999999999998899e-05], [9.999999999998899e-05], [9.999999999998899e-05]], [[9.999999999998899e-05], [9.999999999998899e-05], [9.999999999998899e-05]], [[9.999999999998899e-05], [9.999999999998899e-05], [9.999999999998899e-05]], [[9.999999999998899e-05], [9.999999999998899e-05], [9.999999999998899e-05]], [[9.999999999998899e-05], [9.999999999998899e-05], [9.999999999998899e-05]], [[9.999999999998899e-05], [9.999999999998899e-05], [9.999999999998899e-05]], [[9.999999999998899e-05], [9.999999999998899e-05], [9.999999999998899e-05]], [[9.999999999998899e-05], [9.999999999998899e-05], [9.999999999998899e-05]], [[9.999999999998899e-05], [9.999999999998899e-05], [9.999999999998899e-05]], [[9.999999999998899e-05], [9.999999999998899e-05], [9.999999999998899e-05]], [[9.999999999998899e-05], [9.999999999998899e-05], [9.999999999998899e-05]], [[9.999999999998899e-05], [9.999999999998899e-05], [9.999999999998899e-05]], [[9.999999999998899e-05], [9.999999999998899e-05], [9.999999999998899e-05]], [[9.999999999998899e-05], [9.999999999998899e-05], [9.999999999998899e-05]], [[9.999999999998899e-05], [9.999999999998899e-05], [9.999999999998899e-05]], [[9.999999999998899e-05], [9.999999999998899e-05], [9.999999999998899e-05]], [[9.999999999998899e-05], [9.999999999998899e-05], [9.999999999998899e-05]], [[9.999999999998899e-05], [9.999999999998899e-05], [9.999999999998899e-05]], [[9.999999999998899e-05], [9.999999999998899e-05], [9.999999999998899e-05]], [[9.999999999998899e-05], [9.999999999998899e-05], [9.999999999998899e-05]], [[9.999999999998899e-05], [9.999999999998899e-05], [9.999999999998899e-05]], [[9.999999999987796e-05], [9.999999999987796e-05], [9.999999999987796e-05]], [[0.00010000000000021103], [0.00010000000000021103], [0.00010000000000021103]], [[9.999999999998899e-05], [9.999999999998899e-05], [9.999999999998899e-05]], [[9.999999999976694e-05], [9.999999999976694e-05], [9.999999999976694e-05]], [[9.999999999998899e-05], [9.999999999998899e-05], [9.999999999998899e-05]], [[9.999999999998899e-05], [9.999999999998899e-05], [9.999999999998899e-05]], [[9.999999999976694e-05], [9.999999999976694e-05], [9.999999999976694e-05]], [[9.999999999998899e-05], [9.999999999998899e-05], [9.999999999998899e-05]], [[9.999999999998899e-05], [9.999999999998899e-05], [9.999999999998899e-05]], [[9.999999999998899e-05], [9.999999999998899e-05], [9.999999999998899e-05]], [[9.999999999998899e-05], [9.999999999998899e-05], [9.999999999998899e-05]], [[9.999999999998899e-05], [9.999999999998899e-05], [9.999999999998899e-05]], [[9.999999999998899e-05], [9.999999999998899e-05], [9.999999999998899e-05]], [[9.999999999998899e-05], [9.999999999998899e-05], [9.999999999998899e-05]], [[9.999999999998899e-05], [9.999999999998899e-05], [9.999999999998899e-05]], [[9.999999999998899e-05], [9.999999999998899e-05], [9.999999999998899e-05]], [[9.999999999998899e-05], [9.999999999998899e-05], [9.999999999998899e-05]], [[9.999999999998899e-05], [9.999999999998899e-05], [9.999999999998899e-05]], [[9.999999999998899e-05], [9.999999999998899e-05], [9.999999999998899e-05]], [[9.999999999998899e-05], [9.999999999998899e-05], [9.999999999998899e-05]], [[9.999999999998899e-05], [9.999999999998899e-05], [9.999999999998899e-05]], [[9.999999999998899e-05], [9.999999999998899e-05], [9.999999999998899e-05]], [[9.999999999998899e-05], [9.999999999998899e-05], [9.999999999998899e-05]], [[9.999999999998899e-05], [9.999999999998899e-05], [9.999999999998899e-05]], [[9.999999999998899e-05], [9.999999999998899e-05], [9.999999999998899e-05]], [[9.999999999998899e-05], [9.999999999998899e-05], [9.999999999998899e-05]], [[9.999999999998899e-05], [9.999999999998899e-05], [9.999999999998899e-05]], [[9.999999999998899e-05], [9.999999999998899e-05], [9.999999999998899e-05]], [[9.999999999998899e-05], [9.999999999998899e-05], [9.999999999998899e-05]], [[9.999999999998899e-05], [9.999999999998899e-05], [9.999999999998899e-05]], [[9.999999999998899e-05], [9.999999999998899e-05], [9.999999999998899e-05]], [[9.999999999998899e-05], [9.999999999998899e-05], [9.999999999998899e-05]], [[9.999999999998899e-05], [9.999999999998899e-05], [9.999999999998899e-05]], [[9.999999999998899e-05], [9.999999999998899e-05], [9.999999999998899e-05]], [[9.999999999998899e-05], [9.999999999998899e-05], [9.999999999998899e-05]], [[9.999999999998899e-05], [9.999999999998899e-05], [9.999999999998899e-05]], [[9.999999999998899e-05], [9.999999999998899e-05], [9.999999999998899e-05]], [[9.999999999998899e-05], [9.999999999998899e-05], [9.999999999998899e-05]], [[9.999999999998899e-05], [9.999999999998899e-05], [9.999999999998899e-05]], [[9.999999999998899e-05], [9.999999999998899e-05], [9.999999999998899e-05]], [[9.999999999998899e-05], [9.999999999998899e-05], [9.999999999998899e-05]], [[9.999999999998899e-05], [9.999999999998899e-05], [9.999999999998899e-05]], [[9.999999999998899e-05], [9.999999999998899e-05], [9.999999999998899e-05]], [[9.999999999998899e-05], [9.999999999998899e-05], [9.999999999998899e-05]], [[9.999999999998899e-05], [9.999999999998899e-05], [9.999999999998899e-05]], [[0.00010000000000000286], [0.00010000000000000286], [0.00010000000000000286]], [[9.999999999999999e-05], [9.999999999999999e-05], [9.999999999999999e-05]], [[0.00010000000000000286], [0.00010000000000000286], [0.00010000000000000286]], [[0.00010000000000000286], [0.00010000000000000286], [0.00010000000000000286]], [[9.999999999998899e-05], [9.999999999998899e-05], [9.999999999998899e-05]], [[9.999999999998899e-05], [9.999999999998899e-05], [9.999999999998899e-05]], [[9.999999999998899e-05], [9.999999999998899e-05], [9.999999999998899e-05]], [[9.999999999998899e-05], [9.999999999998899e-05], [9.999999999998899e-05]], [[9.999999999998899e-05], [9.999999999998899e-05], [9.999999999998899e-05]], [[9.999999999998899e-05], [9.999999999998899e-05], [9.999999999998899e-05]], [[9.999999999998899e-05], [9.999999999998899e-05], [9.999999999998899e-05]], [[9.999999999998899e-05], [9.999999999998899e-05], [9.999999999998899e-05]], [[9.999999999998899e-05], [9.999999999998899e-05], [9.999999999998899e-05]], [[9.999999999998899e-05], [9.999999999998899e-05], [9.999999999998899e-05]], [[9.999999999998899e-05], [9.999999999998899e-05], [9.999999999998899e-05]], [[9.999999999998899e-05], [9.999999999998899e-05], [9.999999999998899e-05]], [[9.999999999998899e-05], [9.999999999998899e-05], [9.999999999998899e-05]], [[9.999999999998899e-05], [9.999999999998899e-05], [9.999999999998899e-05]], [[9.999999999998899e-05], [9.999999999998899e-05], [9.999999999998899e-05]], [[9.999999999998899e-05], [9.999999999998899e-05], [9.999999999998899e-05]], [[9.999999999998899e-05], [9.999999999998899e-05], [9.999999999998899e-05]], [[9.999999999998899e-05], [9.999999999998899e-05], [9.999999999998899e-05]], [[9.999999999998899e-05], [9.999999999998899e-05], [9.999999999998899e-05]], [[9.999999999998899e-05], [9.999999999998899e-05], [9.999999999998899e-05]], [[9.999999999998899e-05], [9.999999999998899e-05], [9.999999999998899e-05]], [[9.999999999998899e-05], [9.999999999998899e-05], [9.999999999998899e-05]], [[9.999999999998899e-05], [9.999999999998899e-05], [9.999999999998899e-05]], [[9.999999999998899e-05], [9.999999999998899e-05], [9.999999999998899e-05]], [[9.999999999998899e-05], [9.999999999998899e-05], [9.999999999998899e-05]], [[9.999999999998899e-05], [9.999999999998899e-05], [9.999999999998899e-05]], [[9.999999999998899e-05], [9.999999999998899e-05], [9.999999999998899e-05]], [[0.00010000000000000005], [0.00010000000000000005], [0.00010000000000000005]]], [[[9.834234237464428e-05], [9.834234237464428e-05], [9.834234237464428e-05]], [[0.009516056869731296], [0.009516056869731296], [0.009516056869731296]], [[0.019140830562687672], [0.019140830562687672], [0.019140830562687672]], [[0.02873113381811307], [0.02873113381811307], [0.02873113381811307]], [[0.039507651724561166], [0.039507651724561166], [0.039507651724561166]], [[0.05256333267011165], [0.05256333267011165], [0.05256333267011165]], [[0.062211652121294425], [0.062211652121294425], [0.062211652121294425]], [[0.06310663583566184], [0.06310663583566184], [0.06310663583566184]], [[0.06054550661180591], [0.06054550661180591], [0.06054550661180591]], [[0.056577856816662775], [0.056577856816662775], [0.056577856816662775]], [[0.05058761142254262], [0.05058761142254262], [0.05058761142254262]], [[0.042634795745255576], [0.042634795745255576], [0.042634795745255576]], [[0.039769091480817566], [0.039769091480817566], [0.039769091480817566]], [[0.0349419465467044], [0.0349419465467044], [0.0349419465467044]], [[0.0324253317805303], [0.0324253317805303], [0.0324253317805303]], [[0.030485953322198743], [0.030485953322198743], [0.030485953322198743]], [[0.028652625285763005], [0.028652625285763005], [0.028652625285763005]], [[0.026687884616393147], [0.026687884616393147], [0.026687884616393147]], [[0.024724838289638174], [0.024724838289638174], [0.024724838289638174]], [[0.022794509191562517], [0.022794509191562517], [0.022794509191562517]], [[0.02082700323657094], [0.02082700323657094], [0.02082700323657094]], [[0.018776916764681996], [0.018776916764681996], [0.018776916764681996]], [[0.01668603042835612], [0.01668603042835612], [0.01668603042835612]], [[0.014599181577354953], [0.014599181577354953], [0.014599181577354953]], [[0.012507658384824882], [0.012507658384824882], [0.012507658384824882]], [[0.010340408503859429], [0.010340408503859429], [0.010340408503859429]], [[0.008192210051365903], [0.008192210051365903], [0.008192210051365903]], [[0.006160842239206416], [0.006160842239206416], [0.006160842239206416]], [[0.00421430503595464], [0.00421430503595464], [0.00421430503595464]], [[0.0022212048283983088], [0.0022212048283983088], [0.0022212048283983088]], [[9.455927627781508e-05], [9.455927627781508e-05], [9.455927627781508e-05]], [[-0.0020318882262206424], [-0.0020318882262206424], [-0.0020318882262206424]], [[-0.004024538548045707], [-0.004024538548045707], [-0.004024538548045707]], [[-0.005970663744573697], [-0.005970663744573697], [-0.005970663744573697]], [[-0.008002056380760778], [-0.008002056380760778], [-0.008002056380760778]], [[-0.010150809157070732], [-0.010150809157070732], [-0.010150809157070732]], [[-0.012318134866917213], [-0.012318134866917213], [-0.012318134866917213]], [[-0.014408097119602283], [-0.014408097119602283], [-0.014408097119602283]], [[-0.01649072479930961], [-0.01649072479930961], [-0.01649072479930961]], [[-0.018577011306347903], [-0.018577011306347903], [-0.018577011306347903]], [[-0.020625039966393782], [-0.020625039966393782], [-0.020625039966393782]], [[-0.022594798023719418], [-0.022594798023719418], [-0.022594798023719418]], [[-0.024529684104834894], [-0.024529684104834894], [-0.024529684104834894]], [[-0.02649684264212178], [-0.02649684264212178], [-0.02649684264212178]], [[-0.028463140367622628], [-0.028463140367622628], [-0.028463140367622628]], [[-0.030296449665037688], [-0.030296449665037688], [-0.030296449665037688]], [[-0.03223526416786311], [-0.03223526416786311], [-0.03223526416786311]], [[-0.034645521186645545], [-0.034645521186645545], [-0.034645521186645545]], [[-0.03845312954489489], [-0.03845312954489489], [-0.03845312954489489]], [[-0.04177028071105874], [-0.04177028071105874], [-0.04177028071105874]], [[-0.04042840454142735], [-0.04042840454142735], [-0.04042840454142735]], [[-0.039618209854369105], [-0.039618209854369105], [-0.039618209854369105]], [[-0.03916993216077948], [-0.03916993216077948], [-0.03916993216077948]], [[-0.03927557435723288], [-0.03927557435723288], [-0.03927557435723288]], [[-0.04000823283626627], [-0.04000823283626627], [-0.04000823283626627]], [[-0.041077388998011256], [-0.041077388998011256], [-0.041077388998011256]], [[-0.042375362658809396], [-0.042375362658809396], [-0.042375362658809396]], [[-0.04381208435672059], [-0.04381208435672059], [-0.04381208435672059]], [[-0.04529696449944071], [-0.04529696449944071], [-0.04529696449944071]], [[-0.0467385777000051], [-0.0467385777000051], [-0.0467385777000051]], [[-0.048045462674628586], [-0.048045462674628586], [-0.048045462674628586]], [[-0.049263562309198455], [-0.049263562309198455], [-0.049263562309198455]], [[-0.05045693735214615], [-0.05045693735214615], [-0.05045693735214615]], [[-0.05160655707109815], [-0.05160655707109815], [-0.05160655707109815]], [[-0.052661855792130424], [-0.052661855792130424], [-0.052661855792130424]], [[-0.05366482608739451], [-0.05366482608739451], [-0.05366482608739451]], [[-0.05460730802724524], [-0.05460730802724524], [-0.05460730802724524]], [[-0.05485332665316826], [-0.05485332665316826], [-0.05485332665316826]], [[-0.052717498324294926], [-0.052717498324294926], [-0.052717498324294926]], [[-0.053685873598653414], [-0.053685873598653414], [-0.053685873598653414]], [[-0.05227241783397932], [-0.05227241783397932], [-0.05227241783397932]], [[-0.05226450386140585], [-0.05226450386140585], [-0.05226450386140585]], [[-0.05252801784201466], [-0.05252801784201466], [-0.05252801784201466]], [[-0.05070420363371056], [-0.05070420363371056], [-0.05070420363371056]], [[-0.05039176712704674], [-0.05039176712704674], [-0.05039176712704674]], [[-0.049579385420348204], [-0.049579385420348204], [-0.049579385420348204]], [[-0.04773167143806155], [-0.04773167143806155], [-0.04773167143806155]], [[-0.046103490197822866], [-0.046103490197822866], [-0.046103490197822866]], [[-0.045152249701433694], [-0.045152249701433694], [-0.045152249701433694]], [[-0.04246931264333323], [-0.04246931264333323], [-0.04246931264333323]], [[-0.04079654323750789], [-0.04079654323750789], [-0.04079654323750789]], [[-0.03808547879908798], [-0.03808547879908798], [-0.03808547879908798]], [[-0.03697483938910982], [-0.03697483938910982], [-0.03697483938910982]], [[-0.03628869917617619], [-0.03628869917617619], [-0.03628869917617619]], [[-0.032604042903435236], [-0.032604042903435236], [-0.032604042903435236]], [[-0.029197042642413285], [-0.029197042642413285], [-0.029197042642413285]], [[-0.024988033943934188], [-0.024988033943934188], [-0.024988033943934188]], [[-0.020416486734202016], [-0.020416486734202016], [-0.020416486734202016]], [[-0.01619472285432705], [-0.01619472285432705], [-0.01619472285432705]], [[-0.01203452658875591], [-0.01203452658875591], [-0.01203452658875591]], [[-0.008082112985573812], [-0.008082112985573812], [-0.008082112985573812]], [[-0.0036789227004006553], [-0.0036789227004006553], [-0.0036789227004006553]], [[-4.394509927936607e-05], [-4.394509927936607e-05], [-4.394509927936607e-05]], [[6.219120824203328e-05], [6.219120824203328e-05], [6.219120824203328e-05]], [[0.0025179724953656897], [0.0025179724953656897], [0.0025179724953656897]], [[0.008403394612910425], [0.008403394612910425], [0.008403394612910425]], [[0.010728513349172485], [0.010728513349172485], [0.010728513349172485]], [[0.012774033321640222], [0.012774033321640222], [0.012774033321640222]], [[0.014668957326261719], [0.014668957326261719], [0.014668957326261719]], [[0.016436455459306464], [0.016436455459306464], [0.016436455459306464]], [[0.018656328213716933], [0.018656328213716933], [0.018656328213716933]], [[0.021182966803070358], [0.021182966803070358], [0.021182966803070358]], [[0.02384719506682783], [0.02384719506682783], [0.02384719506682783]], [[0.02640365499714844], [0.02640365499714844], [0.02640365499714844]], [[0.029037258192282263], [0.029037258192282263], [0.029037258192282263]], [[0.03165133281879233], [0.03165133281879233], [0.03165133281879233]], [[0.03430721570012542], [0.03430721570012542], [0.03430721570012542]], [[0.03692433306300459], [0.03692433306300459], [0.03692433306300459]], [[0.03960851552364596], [0.03960851552364596], [0.03960851552364596]], [[0.04225179121156006], [0.04225179121156006], [0.04225179121156006]], [[0.044888223757175855], [0.044888223757175855], [0.044888223757175855]], [[0.047617034516165405], [0.047617034516165405], [0.047617034516165405]], [[0.050357726251126875], [0.050357726251126875], [0.050357726251126875]], [[0.052974982043636126], [0.052974982043636126], [0.052974982043636126]], [[0.05579359643371072], [0.05579359643371072], [0.05579359643371072]], [[0.05834098611043112], [0.05834098611043112], [0.05834098611043112]], [[0.060001182537505436], [0.060001182537505436], [0.060001182537505436]], [[0.06202985395614925], [0.06202985395614925], [0.06202985395614925]], [[0.06311971213158801], [0.06311971213158801], [0.06311971213158801]], [[0.0638701064216017], [0.0638701064216017], [0.0638701064216017]], [[0.06574697275824973], [0.06574697275824973], [0.06574697275824973]], [[0.06893576356390578], [0.06893576356390578], [0.06893576356390578]], [[0.07291677497999496], [0.07291677497999496], [0.07291677497999496]], [[0.07545631570581916], [0.07545631570581916], [0.07545631570581916]], [[0.07814690948554583], [0.07814690948554583], [0.07814690948554583]], [[0.0803039516212593], [0.0803039516212593], [0.0803039516212593]], [[0.08189019648038659], [0.08189019648038659], [0.08189019648038659]], [[0.08344181386067401], [0.08344181386067401], [0.08344181386067401]], [[0.08662110813595159], [0.08662110813595159], [0.08662110813595159]], [[0.08781029256770645], [0.08781029256770645], [0.08781029256770645]], [[0.0878701075827053], [0.0878701075827053], [0.0878701075827053]], [[0.08926361155205659], [0.08926361155205659], [0.08926361155205659]], [[0.0898077267141934], [0.0898077267141934], [0.0898077267141934]], [[0.0892490457593309], [0.0892490457593309], [0.0892490457593309]], [[0.08831006303166357], [0.08831006303166357], [0.08831006303166357]], [[0.08789209123160571], [0.08789209123160571], [0.08789209123160571]], [[0.08811892753274897], [0.08811892753274897], [0.08811892753274897]], [[0.08855615855266827], [0.08855615855266827], [0.08855615855266827]], [[0.08877058237228717], [0.08877058237228717], [0.08877058237228717]], [[0.08869166581316838], [0.08869166581316838], [0.08869166581316838]], [[0.08762840709649754], [0.08762840709649754], [0.08762840709649754]], [[0.08506209498594847], [0.08506209498594847], [0.08506209498594847]], [[0.08234157854928278], [0.08234157854928278], [0.08234157854928278]], [[0.07958393295764743], [0.07958393295764743], [0.07958393295764743]], [[0.07682604867875159], [0.07682604867875159], [0.07682604867875159]], [[0.074079425100753], [0.074079425100753], [0.074079425100753]], [[0.07128553418793959], [0.07128553418793959], [0.07128553418793959]], [[0.06842117282549887], [0.06842117282549887], [0.06842117282549887]], [[0.06540920273358869], [0.06540920273358869], [0.06540920273358869]], [[0.06325498432087093], [0.06325498432087093], [0.06325498432087093]], [[0.055050666046579204], [0.055050666046579204], [0.055050666046579204]], [[0.05297914670215606], [0.05297914670215606], [0.05297914670215606]], [[0.049046620269977685], [0.049046620269977685], [0.049046620269977685]], [[0.046179977717512394], [0.046179977717512394], [0.046179977717512394]], [[0.04358960249003929], [0.04358960249003929], [0.04358960249003929]], [[0.040877724200349436], [0.040877724200349436], [0.040877724200349436]], [[0.038117337328354886], [0.038117337328354886], [0.038117337328354886]], [[0.03534000213505033], [0.03534000213505033], [0.03534000213505033]], [[0.032551792700307954], [0.032551792700307954], [0.032551792700307954]], [[0.029717028481789778], [0.029717028481789778], [0.029717028481789778]], [[0.026788280528358143], [0.026788280528358143], [0.026788280528358143]], [[0.02380047777745361], [0.02380047777745361], [0.02380047777745361]], [[0.02081855229928263], [0.02081855229928263], [0.02081855229928263]], [[0.017830827249875503], [0.017830827249875503], [0.017830827249875503]], [[0.014735588807904543], [0.014735588807904543], [0.014735588807904543]], [[0.011667466663453543], [0.011667466663453543], [0.011667466663453543]], [[0.008720074343475662], [0.008720074343475662], [0.008720074343475662]], [[0.0055004174857328746], [0.0055004174857328746], [0.0055004174857328746]], [[0.0024692772464909056], [0.0024692772464909056], [0.0024692772464909056]], [[9.546774968755781e-05], [9.546774968755781e-05], [9.546774968755781e-05]], [[-0.0024978561920943106], [-0.0024978561920943106], [-0.0024978561920943106]], [[-0.004363880323297532], [-0.004363880323297532], [-0.004363880323297532]], [[-0.006002623662184823], [-0.006002623662184823], [-0.006002623662184823]], [[-0.008002470068382457], [-0.008002470068382457], [-0.008002470068382457]], [[-0.010151281438250224], [-0.010151281438250224], [-0.010151281438250224]], [[-0.01231855143390382], [-0.01231855143390382], [-0.01231855143390382]], [[-0.014408331110981816], [-0.014408331110981816], [-0.014408331110981816]], [[-0.01649053874526723], [-0.01649053874526723], [-0.01649053874526723]], [[-0.018576370172365395], [-0.018576370172365395], [-0.018576370172365395]], [[-0.020624201085170074], [-0.020624201085170074], [-0.020624201085170074]], [[-0.022594184299716154], [-0.022594184299716154], [-0.022594184299716154]], [[-0.024529508216364015], [-0.024529508216364015], [-0.024529508216364015]], [[-0.026497060400646692], [-0.026497060400646692], [-0.026497060400646692]], [[-0.028463497259686082], [-0.028463497259686082], [-0.028463497259686082]], [[-0.030296805690151595], [-0.030296805690151595], [-0.030296805690151595]], [[-0.032235586719087446], [-0.032235586719087446], [-0.032235586719087446]], [[-0.03475199707978209], [-0.03475199707978209], [-0.03475199707978209]], [[-0.039579147177931845], [-0.039579147177931845], [-0.039579147177931845]], [[-0.042444850920013516], [-0.042444850920013516], [-0.042444850920013516]], [[-0.05039767337960277], [-0.05039767337960277], [-0.05039767337960277]], [[-0.05638802152281927], [-0.05638802152281927], [-0.05638802152281927]], [[-0.060355897356893784], [-0.060355897356893784], [-0.060355897356893784]], [[-0.06291627600260685], [-0.06291627600260685], [-0.06291627600260685]], [[-0.06202077733579925], [-0.06202077733579925], [-0.06202077733579925]], [[-0.05236699223826852], [-0.05236699223826852], [-0.05236699223826852]], [[-0.039306874495867616], [-0.039306874495867616], [-0.039306874495867616]], [[-0.02852881210237765], [-0.02852881210237765], [-0.02852881210237765]], [[-0.018940374100152646], [-0.018940374100152646], [-0.018940374100152646]], [[-0.009319772201097518], [-0.009319772201097518], [-0.009319772201097518]], [[0.00010137616713385062], [0.00010137616713385062], [0.00010137616713385062]]], [[[-4.1832682913804366e-05], [-4.1832682913804366e-05], [-4.1832682913804366e-05]], [[0.07255987924888924], [0.07255987924888924], [0.07255987924888924]], [[0.14638247027957685], [0.14638247027957685], [0.14638247027957685]], [[0.2199963194553585], [0.2199963194553585], [0.2199963194553585]], [[0.3015464596600438], [0.3015464596600438], [0.3015464596600438]], [[0.3983431408845042], [0.3983431408845042], [0.3983431408845042]], [[0.47234575316771726], [0.47234575316771726], [0.47234575316771726]], [[0.48778633187429343], [0.48778633187429343], [0.48778633187429343]], [[0.48010757335052845], [0.48010757335052845], [0.48010757335052845]], [[0.4630179588563025], [0.4630179588563025], [0.4630179588563025]], [[0.43249573995511637], [0.43249573995511637], [0.43249573995511637]], [[0.36988213675374554], [0.36988213675374554], [0.36988213675374554]], [[0.3448757470398814], [0.3448757470398814], [0.3448757470398814]], [[0.30387970300841344], [0.30387970300841344], [0.30387970300841344]], [[0.282168451626308], [0.282168451626308], [0.282168451626308]], [[0.26523384902812075], [0.26523384902812075], [0.26523384902812075]], [[0.2491898886398053], [0.2491898886398053], [0.2491898886398053]], [[0.2320727076603715], [0.2320727076603715], [0.2320727076603715]], [[0.21496243768445836], [0.21496243768445836], [0.21496243768445836]], [[0.19810543125549354], [0.19810543125549354], [0.19810543125549354]], [[0.18092460736858482], [0.18092460736858482], [0.18092460736858482]], [[0.163047471708029], [0.163047471708029], [0.163047471708029]], [[0.1448173474682198], [0.1448173474682198], [0.1448173474682198]], [[0.1266033285303842], [0.1266033285303842], [0.1266033285303842]], [[0.10833966778142091], [0.10833966778142091], [0.10833966778142091]], [[0.08945131614248765], [0.08945131614248765], [0.08945131614248765]], [[0.07072093496004808], [0.07072093496004808], [0.07072093496004808]], [[0.052956482524065936], [0.052956482524065936], [0.052956482524065936]], [[0.03591509932015881], [0.03591509932015881], [0.03591509932015881]], [[0.0185301637520781], [0.0185301637520781], [0.0185301637520781]], [[5.3566301819914034e-05], [5.3566301819914034e-05], [5.3566301819914034e-05]], [[-0.01842244918896094], [-0.01842244918896094], [-0.01842244918896094]], [[-0.03580336848964136], [-0.03580336848964136], [-0.03580336848964136]], [[-0.05284119420390577], [-0.05284119420390577], [-0.05284119420390577]], [[-0.07060579934207466], [-0.07060579934207466], [-0.07060579934207466]], [[-0.08934072965991662], [-0.08934072965991662], [-0.08934072965991662]], [[-0.108 | Lift coefficient corrected with CCBlade.Polar.
af_3d.cd_corrected | output |  | [[[[0.3499999999999999], [0.3499999999999999], [0.3499999999999999]], [[0.35], [0.35], [0.35]], [[0.35], [0.35], [0.35]], [[0.35], [0.35], [0.35]], [[0.35], [0.35], [0.35]], [[0.35], [0.35], [0.35]], [[0.35], [0.35], [0.35]], [[0.35], [0.35], [0.35]], [[0.35], [0.35], [0.35]], [[0.35], [0.35], [0.35]], [[0.35], [0.35], [0.35]], [[0.35], [0.35], [0.35]], [[0.35], [0.35], [0.35]], [[0.35], [0.35], [0.35]], [[0.35], [0.35], [0.35]], [[0.35], [0.35], [0.35]], [[0.35], [0.35], [0.35]], [[0.35], [0.35], [0.35]], [[0.35], [0.35], [0.35]], [[0.35], [0.35], [0.35]], [[0.3499999999999999], [0.3499999999999999], [0.3499999999999999]], [[0.35000000000000003], [0.35000000000000003], [0.35000000000000003]], [[0.35], [0.35], [0.35]], [[0.35], [0.35], [0.35]], [[0.35], [0.35], [0.35]], [[0.35], [0.35], [0.35]], [[0.35], [0.35], [0.35]], [[0.3500000000000001], [0.3500000000000001], [0.3500000000000001]], [[0.34999999999999987], [0.34999999999999987], [0.34999999999999987]], [[0.3500000000000001], [0.3500000000000001], [0.3500000000000001]], [[0.3500000000000001], [0.3500000000000001], [0.3500000000000001]], [[0.34999999999999987], [0.34999999999999987], [0.34999999999999987]], [[0.34999999999999987], [0.34999999999999987], [0.34999999999999987]], [[0.35], [0.35], [0.35]], [[0.34999999999999987], [0.34999999999999987], [0.34999999999999987]], [[0.35], [0.35], [0.35]], [[0.35], [0.35], [0.35]], [[0.35], [0.35], [0.35]], [[0.35], [0.35], [0.35]], [[0.35], [0.35], [0.35]], [[0.35], [0.35], [0.35]], [[0.3499999999999999], [0.3499999999999999], [0.3499999999999999]], [[0.35], [0.35], [0.35]], [[0.35], [0.35], [0.35]], [[0.35], [0.35], [0.35]], [[0.35], [0.35], [0.35]], [[0.35], [0.35], [0.35]], [[0.35], [0.35], [0.35]], [[0.35], [0.35], [0.35]], [[0.35], [0.35], [0.35]], [[0.35], [0.35], [0.35]], [[0.35], [0.35], [0.35]], [[0.35], [0.35], [0.35]], [[0.35], [0.35], [0.35]], [[0.35], [0.35], [0.35]], [[0.3499999999999999], [0.3499999999999999], [0.3499999999999999]], [[0.35], [0.35], [0.35]], [[0.3499999999999999], [0.3499999999999999], [0.3499999999999999]], [[0.35000000000000003], [0.35000000000000003], [0.35000000000000003]], [[0.35000000000000003], [0.35000000000000003], [0.35000000000000003]], [[0.35], [0.35], [0.35]], [[0.35], [0.35], [0.35]], [[0.35000000000000003], [0.35000000000000003], [0.35000000000000003]], [[0.3499999999999999], [0.3499999999999999], [0.3499999999999999]], [[0.35], [0.35], [0.35]], [[0.35], [0.35], [0.35]], [[0.35], [0.35], [0.35]], [[0.35], [0.35], [0.35]], [[0.35], [0.35], [0.35]], [[0.35000000000000003], [0.35000000000000003], [0.35000000000000003]], [[0.35], [0.35], [0.35]], [[0.35], [0.35], [0.35]], [[0.3499999999999999], [0.3499999999999999], [0.3499999999999999]], [[0.35], [0.35], [0.35]], [[0.35], [0.35], [0.35]], [[0.35], [0.35], [0.35]], [[0.35], [0.35], [0.35]], [[0.35], [0.35], [0.35]], [[0.35], [0.35], [0.35]], [[0.35], [0.35], [0.35]], [[0.35], [0.35], [0.35]], [[0.35], [0.35], [0.35]], [[0.35], [0.35], [0.35]], [[0.35], [0.35], [0.35]], [[0.35], [0.35], [0.35]], [[0.35], [0.35], [0.35]], [[0.35], [0.35], [0.35]], [[0.35], [0.35], [0.35]], [[0.3499999999999999], [0.3499999999999999], [0.3499999999999999]], [[0.35], [0.35], [0.35]], [[0.35], [0.35], [0.35]], [[0.35], [0.35], [0.35]], [[0.35], [0.35], [0.35]], [[0.35], [0.35], [0.35]], [[0.35], [0.35], [0.35]], [[0.35], [0.35], [0.35]], [[0.35], [0.35], [0.35]], [[0.35], [0.35], [0.35]], [[0.35], [0.35], [0.35]], [[0.35], [0.35], [0.35]], [[0.35], [0.35], [0.35]], [[0.35], [0.35], [0.35]], [[0.35], [0.35], [0.35]], [[0.35], [0.35], [0.35]], [[0.35], [0.35], [0.35]], [[0.35], [0.35], [0.35]], [[0.35], [0.35], [0.35]], [[0.35000000000000003], [0.35000000000000003], [0.35000000000000003]], [[0.35], [0.35], [0.35]], [[0.35], [0.35], [0.35]], [[0.35], [0.35], [0.35]], [[0.35], [0.35], [0.35]], [[0.35], [0.35], [0.35]], [[0.35], [0.35], [0.35]], [[0.35], [0.35], [0.35]], [[0.35], [0.35], [0.35]], [[0.35], [0.35], [0.35]], [[0.35], [0.35], [0.35]], [[0.35], [0.35], [0.35]], [[0.35], [0.35], [0.35]], [[0.35000000000000003], [0.35000000000000003], [0.35000000000000003]], [[0.35], [0.35], [0.35]], [[0.35000000000000003], [0.35000000000000003], [0.35000000000000003]], [[0.35000000000000003], [0.35000000000000003], [0.35000000000000003]], [[0.35], [0.35], [0.35]], [[0.35], [0.35], [0.35]], [[0.35], [0.35], [0.35]], [[0.35], [0.35], [0.35]], [[0.35], [0.35], [0.35]], [[0.35], [0.35], [0.35]], [[0.35], [0.35], [0.35]], [[0.35], [0.35], [0.35]], [[0.35], [0.35], [0.35]], [[0.35], [0.35], [0.35]], [[0.35], [0.35], [0.35]], [[0.35], [0.35], [0.35]], [[0.35], [0.35], [0.35]], [[0.35], [0.35], [0.35]], [[0.35], [0.35], [0.35]], [[0.35], [0.35], [0.35]], [[0.35], [0.35], [0.35]], [[0.35], [0.35], [0.35]], [[0.35], [0.35], [0.35]], [[0.35], [0.35], [0.35]], [[0.35], [0.35], [0.35]], [[0.35], [0.35], [0.35]], [[0.35], [0.35], [0.35]], [[0.35], [0.35], [0.35]], [[0.35], [0.35], [0.35]], [[0.35], [0.35], [0.35]], [[0.3499999999999999], [0.3499999999999999], [0.3499999999999999]], [[0.35], [0.35], [0.35]], [[0.35], [0.35], [0.35]], [[0.35], [0.35], [0.35]], [[0.35], [0.35], [0.35]], [[0.35], [0.35], [0.35]], [[0.35000000000000003], [0.35000000000000003], [0.35000000000000003]], [[0.35], [0.35], [0.35]], [[0.35], [0.35], [0.35]], [[0.35000000000000003], [0.35000000000000003], [0.35000000000000003]], [[0.35], [0.35], [0.35]], [[0.35], [0.35], [0.35]], [[0.35], [0.35], [0.35]], [[0.35], [0.35], [0.35]], [[0.3500000000000001], [0.3500000000000001], [0.3500000000000001]], [[0.35], [0.35], [0.35]], [[0.34999999999999987], [0.34999999999999987], [0.34999999999999987]], [[0.34999999999999987], [0.34999999999999987], [0.34999999999999987]], [[0.35], [0.35], [0.35]], [[0.3500000000000001], [0.3500000000000001], [0.3500000000000001]], [[0.3500000000000001], [0.3500000000000001], [0.3500000000000001]], [[0.3500000000000001], [0.3500000000000001], [0.3500000000000001]], [[0.3500000000000001], [0.3500000000000001], [0.3500000000000001]], [[0.3500000000000001], [0.3500000000000001], [0.3500000000000001]], [[0.35], [0.35], [0.35]], [[0.35], [0.35], [0.35]], [[0.34999999999999987], [0.34999999999999987], [0.34999999999999987]], [[0.35], [0.35], [0.35]], [[0.3499999999999999], [0.3499999999999999], [0.3499999999999999]], [[0.35000000000000003], [0.35000000000000003], [0.35000000000000003]], [[0.35], [0.35], [0.35]], [[0.35], [0.35], [0.35]], [[0.35], [0.35], [0.35]], [[0.35], [0.35], [0.35]], [[0.35], [0.35], [0.35]], [[0.35], [0.35], [0.35]], [[0.35], [0.35], [0.35]], [[0.35], [0.35], [0.35]], [[0.35], [0.35], [0.35]], [[0.35], [0.35], [0.35]], [[0.35], [0.35], [0.35]], [[0.35], [0.35], [0.35]], [[0.35], [0.35], [0.35]], [[0.35], [0.35], [0.35]], [[0.35], [0.35], [0.35]], [[0.35], [0.35], [0.35]], [[0.35], [0.35], [0.35]], [[0.35], [0.35], [0.35]], [[0.35], [0.35], [0.35]], [[0.35], [0.35], [0.35]]], [[[0.3403409219876684], [0.3403409219876684], [0.3403409219876684]], [[0.3402644114408664], [0.3402644114408664], [0.3402644114408664]], [[0.3400262870056513], [0.3400262870056513], [0.3400262870056513]], [[0.33963561835612605], [0.33963561835612605], [0.33963561835612605]], [[0.33936422476415673], [0.33936422476415673], [0.33936422476415673]], [[0.3391368153076363], [0.3391368153076363], [0.3391368153076363]], [[0.33825173034788836], [0.33825173034788836], [0.33825173034788836]], [[0.33771337744231683], [0.33771337744231683], [0.33771337744231683]], [[0.3393569497546272], [0.3393569497546272], [0.3393569497546272]], [[0.3424941977314961], [0.3424941977314961], [0.3424941977314961]], [[0.34552204105678386], [0.34552204105678386], [0.34552204105678386]], [[0.3500001942168037], [0.3500001942168037], [0.3500001942168037]], [[0.3510702556163244], [0.3510702556163244], [0.3510702556163244]], [[0.3540508854002331], [0.3540508854002331], [0.3540508854002331]], [[0.3570073718895196], [0.3570073718895196], [0.3570073718895196]], [[0.36016612431575523], [0.36016612431575523], [0.36016612431575523]], [[0.3633450558349649], [0.3633450558349649], [0.3633450558349649]], [[0.3663749911361922], [0.3663749911361922], [0.3663749911361922]], [[0.3694844719912755], [0.3694844719912755], [0.3694844719912755]], [[0.372577662629347], [0.372577662629347], [0.372577662629347]], [[0.3754248582232049], [0.3754248582232049], [0.3754248582232049]], [[0.37817824698928404], [0.37817824698928404], [0.37817824698928404]], [[0.38093338425863665], [0.38093338425863665], [0.38093338425863665]], [[0.38338321729129], [0.38338321729129], [0.38338321729129]], [[0.38549598067754737], [0.38549598067754737], [0.38549598067754737]], [[0.38772012890920854], [0.38772012890920854], [0.38772012890920854]], [[0.38962771977777444], [0.38962771977777444], [0.38962771977777444]], [[0.39081604994047153], [0.39081604994047153], [0.39081604994047153]], [[0.39215927818697055], [0.39215927818697055], [0.39215927818697055]], [[0.39348630446779154], [0.39348630446779154], [0.39348630446779154]], [[0.3939918724178644], [0.3939918724178644], [0.3939918724178644]], [[0.3934861815272048], [0.3934861815272048], [0.3934861815272048]], [[0.3921592403223532], [0.3921592403223532], [0.3921592403223532]], [[0.39081615711082307], [0.39081615711082307], [0.39081615711082307]], [[0.38962797164950846], [0.38962797164950846], [0.38962797164950846]], [[0.38772047587802866], [0.38772047587802866], [0.38772047587802866]], [[0.38549632459214755], [0.38549632459214755], [0.38549632459214755]], [[0.383383437573537], [0.383383437573537], [0.383383437573537]], [[0.38093317087257494], [0.38093317087257494], [0.38093317087257494]], [[0.37817749560394176], [0.37817749560394176], [0.37817749560394176]], [[0.37542383105047017], [0.37542383105047017], [0.37542383105047017]], [[0.37257683545040166], [0.37257683545040166], [0.37257683545040166]], [[0.36948422923561997], [0.36948422923561997], [0.36948422923561997]], [[0.3663753018053668], [0.3663753018053668], [0.3663753018053668]], [[0.36334558576171666], [0.36334558576171666], [0.36334558576171666]], [[0.3601666563026927], [0.3601666563026927], [0.3601666563026927]], [[0.35700782042645507], [0.35700782042645507], [0.35700782042645507]], [[0.3540341457784171], [0.3540341457784171], [0.3540341457784171]], [[0.350886948290235], [0.350886948290235], [0.350886948290235]], [[0.3498519673642967], [0.3498519673642967], [0.3498519673642967]], [[0.3484546470953654], [0.3484546470953654], [0.3484546470953654]], [[0.3491799621710478], [0.3491799621710478], [0.3491799621710478]], [[0.3496857975980698], [0.3496857975980698], [0.3496857975980698]], [[0.34979408053020644], [0.34979408053020644], [0.34979408053020644]], [[0.3494570583736849], [0.3494570583736849], [0.3494570583736849]], [[0.348982886461662], [0.348982886461662], [0.348982886461662]], [[0.3484270546450716], [0.3484270546450716], [0.3484270546450716]], [[0.3478239424483848], [0.3478239424483848], [0.3478239424483848]], [[0.3472081034141702], [0.3472081034141702], [0.3472081034141702]], [[0.34661431263188214], [0.34661431263188214], [0.34661431263188214]], [[0.34607725792637406], [0.34607725792637406], [0.34607725792637406]], [[0.3455859959566322], [0.3455859959566322], [0.3455859959566322]], [[0.34511435195735163], [0.34511435195735163], [0.34511435195735163]], [[0.34465659255613373], [0.34465659255613373], [0.34465659255613373]], [[0.3442069507718026], [0.3442069507718026], [0.3442069507718026]], [[0.3437596294158517], [0.3437596294158517], [0.3437596294158517]], [[0.34330880239496625], [0.34330880239496625], [0.34330880239496625]], [[0.3429100171133504], [0.3429100171133504], [0.3429100171133504]], [[0.3429419886102206], [0.3429419886102206], [0.3429419886102206]], [[0.34264613582715575], [0.34264613582715575], [0.34264613582715575]], [[0.3426108924226393], [0.3426108924226393], [0.3426108924226393]], [[0.34243964153479456], [0.34243964153479456], [0.34243964153479456]], [[0.34227618433330487], [0.34227618433330487], [0.34227618433330487]], [[0.3422663077016726], [0.3422663077016726], [0.3422663077016726]], [[0.3421225787382108], [0.3421225787382108], [0.3421225787382108]], [[0.34201699799128016], [0.34201699799128016], [0.34201699799128016]], [[0.3419935665533225], [0.3419935665533225], [0.3419935665533225]], [[0.3419398805047767], [0.3419398805047767], [0.3419398805047767]], [[0.3418365652956388], [0.3418365652956388], [0.3418365652956388]], [[0.3418628865381339], [0.3418628865381339], [0.3418628865381339]], [[0.34178227757866875], [0.34178227757866875], [0.34178227757866875]], [[0.341786179451305], [0.341786179451305], [0.341786179451305]], [[0.34166021961717], [0.34166021961717], [0.34166021961717]], [[0.34158337185593085], [0.34158337185593085], [0.34158337185593085]], [[0.34160130501250535], [0.34160130501250535], [0.34160130501250535]], [[0.3416081149889943], [0.3416081149889943], [0.3416081149889943]], [[0.34161939815419545], [0.34161939815419545], [0.34161939815419545]], [[0.34167373366499393], [0.34167373366499393], [0.34167373366499393]], [[0.34171227436573426], [0.34171227436573426], [0.34171227436573426]], [[0.34173417610730966], [0.34173417610730966], [0.34173417610730966]], [[0.34178424740582725], [0.34178424740582725], [0.34178424740582725]], [[0.3418197703186619], [0.3418197703186619], [0.3418197703186619]], [[0.34185452554863], [0.34185452554863], [0.34185452554863]], [[0.3418828391850065], [0.3418828391850065], [0.3418828391850065]], [[0.3419019043429481], [0.3419019043429481], [0.3419019043429481]], [[0.3419367958622565], [0.3419367958622565], [0.3419367958622565]], [[0.34196257026650495], [0.34196257026650495], [0.34196257026650495]], [[0.3419672535856446], [0.3419672535856446], [0.3419672535856446]], [[0.3419907780982366], [0.3419907780982366], [0.3419907780982366]], [[0.34199770785091904], [0.34199770785091904], [0.34199770785091904]], [[0.34201148107221685], [0.34201148107221685], [0.34201148107221685]], [[0.342022749398087], [0.342022749398087], [0.342022749398087]], [[0.342031447785791], [0.342031447785791], [0.342031447785791]], [[0.3420352302879544], [0.3420352302879544], [0.3420352302879544]], [[0.3420433437916575], [0.3420433437916575], [0.3420433437916575]], [[0.342059482537236], [0.342059482537236], [0.342059482537236]], [[0.34205421996583457], [0.34205421996583457], [0.34205421996583457]], [[0.34206365392441834], [0.34206365392441834], [0.34206365392441834]], [[0.3420719667870692], [0.3420719667870692], [0.3420719667870692]], [[0.34206196655602356], [0.34206196655602356], [0.34206196655602356]], [[0.3420770292093107], [0.3420770292093107], [0.3420770292093107]], [[0.3420726727813783], [0.3420726727813783], [0.3420726727813783]], [[0.34206605682505514], [0.34206605682505514], [0.34206605682505514]], [[0.3420683195399941], [0.3420683195399941], [0.3420683195399941]], [[0.34205277929117156], [0.34205277929117156], [0.34205277929117156]], [[0.34203774101691653], [0.34203774101691653], [0.34203774101691653]], [[0.3420056544023603], [0.3420056544023603], [0.3420056544023603]], [[0.3419532370180814], [0.3419532370180814], [0.3419532370180814]], [[0.3418671408918259], [0.3418671408918259], [0.3418671408918259]], [[0.3417663664059069], [0.3417663664059069], [0.3417663664059069]], [[0.3416274657075325], [0.3416274657075325], [0.3416274657075325]], [[0.3414140324480215], [0.3414140324480215], [0.3414140324480215]], [[0.341171825413997], [0.341171825413997], [0.341171825413997]], [[0.34103205232978795], [0.34103205232978795], [0.34103205232978795]], [[0.3409111040684377], [0.3409111040684377], [0.3409111040684377]], [[0.34082162363628343], [0.34082162363628343], [0.34082162363628343]], [[0.34082610764423144], [0.34082610764423144], [0.34082610764423144]], [[0.3408613820428473], [0.3408613820428473], [0.3408613820428473]], [[0.34076385448623153], [0.34076385448623153], [0.34076385448623153]], [[0.34088273133290725], [0.34088273133290725], [0.34088273133290725]], [[0.3410307489891128], [0.3410307489891128], [0.3410307489891128]], [[0.3410404892497609], [0.3410404892497609], [0.3410404892497609]], [[0.34109954453262825], [0.34109954453262825], [0.34109954453262825]], [[0.34123802213780297], [0.34123802213780297], [0.34123802213780297]], [[0.34142002814589395], [0.34142002814589395], [0.34142002814589395]], [[0.34155196576298624], [0.34155196576298624], [0.34155196576298624]], [[0.3415916535330142], [0.3415916535330142], [0.3415916535330142]], [[0.34157827058904705], [0.34157827058904705], [0.34157827058904705]], [[0.34156945261978866], [0.34156945261978866], [0.34156945261978866]], [[0.3415163747874635], [0.3415163747874635], [0.3415163747874635]], [[0.3416601107122547], [0.3416601107122547], [0.3416601107122547]], [[0.3421227038838571], [0.3421227038838571], [0.3421227038838571]], [[0.34263173224692545], [0.34263173224692545], [0.34263173224692545]], [[0.3431497947396984], [0.3431497947396984], [0.3431497947396984]], [[0.3436540407853936], [0.3436540407853936], [0.3436540407853936]], [[0.3441523191255945], [0.3441523191255945], [0.3441523191255945]], [[0.3446524806742779], [0.3446524806742779], [0.3446524806742779]], [[0.3451632424464006], [0.3451632424464006], [0.3451632424464006]], [[0.3456853851665383], [0.3456853851665383], [0.3456853851665383]], [[0.34634723498042735], [0.34634723498042735], [0.34634723498042735]], [[0.35001095505540086], [0.35001095505540086], [0.35001095505540086]], [[0.3522232373185068], [0.3522232373185068], [0.3522232373185068]], [[0.35475807700676226], [0.35475807700676226], [0.35475807700676226]], [[0.3575988605862645], [0.3575988605862645], [0.3575988605862645]], [[0.3605065695419219], [0.3605065695419219], [0.3605065695419219]], [[0.36341145713934364], [0.36341145713934364], [0.36341145713934364]], [[0.3663529345175459], [0.3663529345175459], [0.3663529345175459]], [[0.3694444278346267], [0.3694444278346267], [0.3694444278346267]], [[0.37255940381796965], [0.37255940381796965], [0.37255940381796965]], [[0.3754238310504156], [0.3754238310504156], [0.3754238310504156]], [[0.37817749560394176], [0.37817749560394176], [0.37817749560394176]], [[0.38093317087257494], [0.38093317087257494], [0.38093317087257494]], [[0.3833834375735372], [0.3833834375735372], [0.3833834375735372]], [[0.3854963245921475], [0.3854963245921475], [0.3854963245921475]], [[0.3877204758780288], [0.3877204758780288], [0.3877204758780288]], [[0.3896279716495087], [0.3896279716495087], [0.3896279716495087]], [[0.3908161571108232], [0.3908161571108232], [0.3908161571108232]], [[0.3921592403223532], [0.3921592403223532], [0.3921592403223532]], [[0.39348618152720477], [0.39348618152720477], [0.39348618152720477]], [[0.3939918724178644], [0.3939918724178644], [0.3939918724178644]], [[0.39348630446779154], [0.39348630446779154], [0.39348630446779154]], [[0.39215927818697066], [0.39215927818697066], [0.39215927818697066]], [[0.3908160499404716], [0.3908160499404716], [0.3908160499404716]], [[0.38962771977777433], [0.38962771977777433], [0.38962771977777433]], [[0.38772012890920843], [0.38772012890920843], [0.38772012890920843]], [[0.38549598067754737], [0.38549598067754737], [0.38549598067754737]], [[0.3833832172912898], [0.3833832172912898], [0.3833832172912898]], [[0.3809333842586367], [0.3809333842586367], [0.3809333842586367]], [[0.3781782469892841], [0.3781782469892841], [0.3781782469892841]], [[0.3754248582232049], [0.3754248582232049], [0.3754248582232049]], [[0.3725776626293468], [0.3725776626293468], [0.3725776626293468]], [[0.36948447199127543], [0.36948447199127543], [0.36948447199127543]], [[0.3663749911361922], [0.3663749911361922], [0.3663749911361922]], [[0.36334505583496496], [0.36334505583496496], [0.36334505583496496]], [[0.36016612431575523], [0.36016612431575523], [0.36016612431575523]], [[0.3570073718895196], [0.3570073718895196], [0.3570073718895196]], [[0.3540508854002331], [0.3540508854002331], [0.3540508854002331]], [[0.3510702556163244], [0.3510702556163244], [0.3510702556163244]], [[0.35000019421680373], [0.35000019421680373], [0.35000019421680373]], [[0.34552204105678386], [0.34552204105678386], [0.34552204105678386]], [[0.34249423449842814], [0.34249423449842814], [0.34249423449842814]], [[0.3393570782015081], [0.3393570782015081], [0.3393570782015081]], [[0.33771314708344563], [0.33771314708344563], [0.33771314708344563]], [[0.3382519322885778], [0.3382519322885778], [0.3382519322885778]], [[0.33913679706070754], [0.33913679706070754], [0.33913679706070754]], [[0.3393642675749954], [0.3393642675749954], [0.3393642675749954]], [[0.33963562023335436], [0.33963562023335436], [0.33963562023335436]], [[0.3400262868726542], [0.3400262868726542], [0.3400262868726542]], [[0.3402644114408664], [0.3402644114408664], [0.3402644114408664]], [[0.3403409219876684], [0.3403409219876684], [0.3403409219876684]]], [[[0.2635398232668749], [0.2635398232668749], [0.2635398232668749]], [[0.26298695520503496], [0.26298695520503496], [0.26298695520503496]], [[0.26125469402513857], [0.26125469402513857], [0.26125469402513857]], [[0.25837261604180717], [0.25837261604180717], [0.25837261604180717]], [[0.25645100580413727], [0.25645100580413727], [0.25645100580413727]], [[0.25515225459201185], [0.25515225459201185], [0.25515225459201185]], [[0.24801421146684488], [0.24801421146684488], [0.24801421146684488]], [[0.24823718444192144], [0.24823718444192144], [0.24823718444192144]], [[0.2640875966009421], [0.2640875966009421], [0.2640875966009421]], [[0.29041144780676176], [0.29041144780676176], [0.29041144780676176]], [[0.31642420510994446], [0.31642420510994446], [0.31642420510994446]], [[0.35002087017002276], [0.35002087017002276], [0.35002087017002276]], [[0.36229932044026036], [0.36229932044026036], [0.36229932044026036]], [[0.38725021568349927], [0.38725021568349927], [0.38725021568349927]], [[0.4125575212513739], [0.4125575212513739], [0.4125575212513739]], [[0.4396483848541849], [0.4396483848541849], [0.4396483848541849]], [[0.46701613875339343], [0.46701613875339343], [0.46701613875339343]], [[0.49322130718019874], [0.49322130718019874], [0.49322130718019874]], [[0.5200682838201837], [0.5200682838201837], [0.5200682838201837]], [[0.546769167250575], [0.546769167250575], [0.546769167250575]], [[0.5714117299764009], [0.5714117299764009], [0.5714117299764009]], [[0.5952256737917939], [0.5952256737917939], [0.5952256737917939]], [[0.6190027860490617], [0.6190027860490617], [0.6190027860490617]], [[0.6401804471081586], [0.6401804471081586], [0.6401804471081586]], [[0.6584702589772313], [0.6584702589772313], [0.6584702589772313]], [[0.6776381308413173], [0.6776381308413173], [0.6776381308413173]], [[0.6940917323876206], [0.6940917323876206], [0.6940917323876206]], [[0.7043976292030343], [0.7043976292030343], [0.7043976292030343]], [[0.7159698435315226], [0.7159698435315226], [0.7159698435315226]], [[0.7273878920905762], [0.7273878920905762], [0.7273878920905762]], [[0.731753518034218], [0.731753518034218], [0.731753518034218]], [[0.7273868357179956], [0.7273868357179956], [0.7273868357179956]], [[0.715969520565399], [0.715969520565399], [0.715969520565399]], [[0.7043985391574298], [0.7043985391574298], [0.7043985391574298]], [[0.694093869759724], [0.694093869759724], [0.694093869759724]], [[0.6776410613394093], [0.6776410613394093], [0.6776410613394093]], [[0.6584731477090129], [0.6584731477090129], [0.6584731477090129]], [[0.640182293010214], [0.640182293010214], [0.640182293010214]], [[0.6190010047129353], [0.6190010047129353], [0.6190010047129353]], [[0.595219436015316], [0.595219436015316], [0.595219436015316]], [[0.5714032394379164], [0.5714032394379164], [0.5714032394379164]], [[0.5467623600847876], [0.5467623600847876], [0.5467623600847876]], [[0.5200663008556541], [0.5200663008556541], [0.5200663008556541]], [[0.4932238238034651], [0.4932238238034651], [0.4932238238034651]], [[0.4670203951470375], [0.4670203951470375], [0.4670203951470375]], [[0.43965259469343637], [0.43965259469343637], [0.43965259469343637]], [[0.41256099253705364], [0.41256099253705364], [0.41256099253705364]], [[0.3871247384405259], [0.3871247384405259], [0.3871247384405259]], [[0.3610245592571063], [0.3610245592571063], [0.3610245592571063]], [[0.34890897303737595], [0.34890897303737595], [0.34890897303737595]], [[0.3350637446596361], [0.3350637446596361], [0.3350637446596361]], [[0.3387856877131167], [0.3387856877131167], [0.3387856877131167]], [[0.3409391796916254], [0.3409391796916254], [0.3409391796916254]], [[0.3406837474168537], [0.3406837474168537], [0.3406837474168537]], [[0.3377781580075782], [0.3377781580075782], [0.3377781580075782]], [[0.33404058921050334], [0.33404058921050334], [0.33404058921050334]], [[0.32978642218961], [0.32978642218961], [0.32978642218961]], [[0.3252120703649799], [0.3252120703649799], [0.3252120703649799]], [[0.32052574454186766], [0.32052574454186766], [0.32052574454186766]], [[0.315950675078032], [0.315950675078032], [0.315950675078032]], [[0.31172381761572293], [0.31172381761572293], [0.31172381761572293]], [[0.30778844978440195], [0.30778844978440195], [0.30778844978440195]], [[0.3039790950502833], [0.3039790950502833], [0.3039790950502833]], [[0.30026105469425823], [0.30026105469425823], [0.30026105469425823]], [[0.29659735152332595], [0.29659735152332595], [0.29659735152332595]], [[0.2929489604683262], [0.2929489604683262], [0.2929489604683262]], [[0.2892748968871459], [0.2892748968871459], [0.2892748968871459]], [[0.2860017328177697], [0.2860017328177697], [0.2860017328177697]], [[0.2860271284300712], [0.2860271284300712], [0.2860271284300712]], [[0.28356760250994095], [0.28356760250994095], [0.28356760250994095]], [[0.2830911962332331], [0.2830911962332331], [0.2830911962332331]], [[0.28157825140029585], [0.28157825140029585], [0.28157825140029585]], [[0.28012716659708276], [0.28012716659708276], [0.28012716659708276]], [[0.2798479056360722], [0.2798479056360722], [0.2798479056360722]], [[0.27855579038942163], [0.27855579038942163], [0.27855579038942163]], [[0.27755702551423034], [0.27755702551423034], [0.27755702551423034]], [[0.2771855329623241], [0.2771855329623241], [0.2771855329623241]], [[0.27658888918409763], [0.27658888918409763], [0.27658888918409763]], [[0.27562013518183476], [0.27562013518183476], [0.27562013518183476]], [[0.2756364141068207], [0.2756364141068207], [0.2756364141068207]], [[0.27485540948969733], [0.27485540948969733], [0.27485540948969733]], [[0.27471643434994025], [0.27471643434994025], [0.27471643434994025]], [[0.27360929665774264], [0.27360929665774264], [0.27360929665774264]], [[0.272886251128082], [0.272886251128082], [0.272886251128082]], [[0.27288772436087755], [0.27288772436087755], [0.27288772436087755]], [[0.27281467014118665], [0.27281467014118665], [0.27281467014118665]], [[0.272790244990937], [0.272790244990937], [0.272790244990937]], [[0.2731053071231839], [0.2731053071231839], [0.2731053071231839]], [[0.27331236544926907], [0.27331236544926907], [0.27331236544926907]], [[0.2734054744768092], [0.2734054744768092], [0.2734054744768092]], [[0.27371838882899374], [0.27371838882899374], [0.27371838882899374]], [[0.27392799337258633], [0.27392799337258633], [0.27392799337258633]], [[0.2741395232291558], [0.2741395232291558], [0.2741395232291558]], [[0.27431513281490105], [0.27431513281490105], [0.27431513281490105]], [[0.27443065008619905], [0.27443065008619905], [0.27443065008619905]], [[0.2746683755835065], [0.2746683755835065], [0.2746683755835065]], [[0.2748438203112591], [0.2748438203112591], [0.2748438203112591]], [[0.2748679919002425], [0.2748679919002425], [0.2748679919002425]], [[0.27503567112190136], [0.27503567112190136], [0.27503567112190136]], [[0.2750827774916203], [0.2750827774916203], [0.2750827774916203]], [[0.2751840925661574], [0.2751840925661574], [0.2751840925661574]], [[0.2752680125568627], [0.2752680125568627], [0.2752680125568627]], [[0.2753351762945885], [0.2753351762945885], [0.2753351762945885]], [[0.2753686440347065], [0.2753686440347065], [0.2753686440347065]], [[0.2754358704653711], [0.2754358704653711], [0.2754358704653711]], [[0.2755641975324575], [0.2755641975324575], [0.2755641975324575]], [[0.2755361957793742], [0.2755361957793742], [0.2755361957793742]], [[0.2756189007986325], [0.2756189007986325], [0.2756189007986325]], [[0.2756954152090318], [0.2756954152090318], [0.2756954152090318]], [[0.27563866934666353], [0.27563866934666353], [0.27563866934666353]], [[0.27576983347052253], [0.27576983347052253], [0.27576983347052253]], [[0.2757602489402478], [0.2757602489402478], [0.2757602489402478]], [[0.27573781035549194], [0.27573781035549194], [0.27573781035549194]], [[0.2757857597293721], [0.2757857597293721], [0.2757857597293721]], [[0.27570755987911305], [0.27570755987911305], [0.27570755987911305]], [[0.2756409976741943], [0.2756409976741943], [0.2756409976741943]], [[0.27545935775528113], [0.27545935775528113], [0.27545935775528113]], [[0.275144193168903], [0.275144193168903], [0.275144193168903]], [[0.27460492118429897], [0.27460492118429897], [0.27460492118429897]], [[0.27399794672243455], [0.27399794672243455], [0.27399794672243455]], [[0.2731432553450585], [0.2731432553450585], [0.2731432553450585]], [[0.2717641310685776], [0.2717641310685776], [0.2717641310685776]], [[0.27019255962897043], [0.27019255962897043], [0.27019255962897043]], [[0.2693818497121077], [0.2693818497121077], [0.2693818497121077]], [[0.26868787702391633], [0.26868787702391633], [0.26868787702391633]], [[0.2682409432273742], [0.2682409432273742], [0.2682409432273742]], [[0.2685412000611978], [0.2685412000611978], [0.2685412000611978]], [[0.2691198412137483], [0.2691198412137483], [0.2691198412137483]], [[0.2686649447503448], [0.2686649447503448], [0.2686649447503448]], [[0.2699187573714442], [0.2699187573714442], [0.2699187573714442]], [[0.2714054661293826], [0.2714054661293826], [0.2714054661293826]], [[0.271769625413828], [0.271769625413828], [0.271769625413828]], [[0.27249234741642586], [0.27249234741642586], [0.27249234741642586]], [[0.27382366638362904], [0.27382366638362904], [0.27382366638362904]], [[0.2754850379817509], [0.2754850379817509], [0.2754850379817509]], [[0.2766850289008773], [0.2766850289008773], [0.2766850289008773]], [[0.2770258646563942], [0.2770258646563942], [0.2770258646563942]], [[0.27735628738440354], [0.27735628738440354], [0.27735628738440354]], [[0.2783662454853655], [0.2783662454853655], [0.2783662454853655]], [[0.27908908119067316], [0.27908908119067316], [0.27908908119067316]], [[0.28113822424991575], [0.28113822424991575], [0.28113822424991575]], [[0.2853243480693015], [0.2853243480693015], [0.2853243480693015]], [[0.2898239824953752], [0.2898239824953752], [0.2898239824953752]], [[0.2943860092406995], [0.2943860092406995], [0.2943860092406995]], [[0.2988566532807507], [0.2988566532807507], [0.2988566532807507]], [[0.3032875191246239], [0.3032875191246239], [0.3032875191246239]], [[0.30772922068419184], [0.30772922068419184], [0.30772922068419184]], [[0.31222684211507407], [0.31222684211507407], [0.31222684211507407]], [[0.3167907380046856], [0.3167907380046856], [0.3167907380046856]], [[0.32229104210695725], [0.32229104210695725], [0.32229104210695725]], [[0.35095122168328013], [0.35095122168328013], [0.35095122168328013]], [[0.3706137079825463], [0.3706137079825463], [0.3706137079825463]], [[0.3926234500889809], [0.3926234500889809], [0.3926234500889809]], [[0.4171738692670444], [0.4171738692670444], [0.4171738692670444]], [[0.4423530520232038], [0.4423530520232038], [0.4423530520232038]], [[0.4675498185920365], [0.4675498185920365], [0.4675498185920365]], [[0.4930426662515932], [0.4930426662515932], [0.4930426662515932]], [[0.5197412772391854], [0.5197412772391854], [0.5197412772391854]], [[0.5466189258157239], [0.5466189258157239], [0.5466189258157239]], [[0.5714032394374663], [0.5714032394374663], [0.5714032394374663]], [[0.595219436015316], [0.595219436015316], [0.595219436015316]], [[0.6190010047129353], [0.6190010047129353], [0.6190010047129353]], [[0.6401822930102145], [0.6401822930102145], [0.6401822930102145]], [[0.6584731477090127], [0.6584731477090127], [0.6584731477090127]], [[0.6776410613394096], [0.6776410613394096], [0.6776410613394096]], [[0.6940938697597244], [0.6940938697597244], [0.6940938697597244]], [[0.7043985391574294], [0.7043985391574294], [0.7043985391574294]], [[0.715969520565399], [0.715969520565399], [0.715969520565399]], [[0.7273868357179953], [0.7273868357179953], [0.7273868357179953]], [[0.731753518034218], [0.731753518034218], [0.731753518034218]], [[0.7273878920905762], [0.7273878920905762], [0.7273878920905762]], [[0.715969843531522], [0.715969843531522], [0.715969843531522]], [[0.7043976292030343], [0.7043976292030343], [0.7043976292030343]], [[0.6940917323876211], [0.6940917323876211], [0.6940917323876211]], [[0.6776381308413173], [0.6776381308413173], [0.6776381308413173]], [[0.6584702589772313], [0.6584702589772313], [0.6584702589772313]], [ | Drag coefficient corrected with CCBlade.Polar.
af_3d.cm_corrected | output |  | [[[[-0.00010000000000000005], [-0.00010000000000000005], [-0.00010000000000000005]], [[-9.999999999998899e-05], [-9.999999999998899e-05], [-9.999999999998899e-05]], [[-9.999999999998899e-05], [-9.999999999998899e-05], [-9.999999999998899e-05]], [[-9.999999999998899e-05], [-9.999999999998899e-05], [-9.999999999998899e-05]], [[-9.999999999998899e-05], [-9.999999999998899e-05], [-9.999999999998899e-05]], [[-9.999999999998899e-05], [-9.999999999998899e-05], [-9.999999999998899e-05]], [[-9.999999999998899e-05], [-9.999999999998899e-05], [-9.999999999998899e-05]], [[-9.999999999998899e-05], [-9.999999999998899e-05], [-9.999999999998899e-05]], [[-9.999999999998899e-05], [-9.999999999998899e-05], [-9.999999999998899e-05]], [[-9.999999999998899e-05], [-9.999999999998899e-05], [-9.999999999998899e-05]], [[-9.999999999998899e-05], [-9.999999999998899e-05], [-9.999999999998899e-05]], [[-9.999999999998899e-05], [-9.999999999998899e-05], [-9.999999999998899e-05]], [[-9.999999999998899e-05], [-9.999999999998899e-05], [-9.999999999998899e-05]], [[-9.999999999998899e-05], [-9.999999999998899e-05], [-9.999999999998899e-05]], [[-9.999999999998899e-05], [-9.999999999998899e-05], [-9.999999999998899e-05]], [[-9.999999999998899e-05], [-9.999999999998899e-05], [-9.999999999998899e-05]], [[-9.999999999998899e-05], [-9.999999999998899e-05], [-9.999999999998899e-05]], [[-9.999999999998899e-05], [-9.999999999998899e-05], [-9.999999999998899e-05]], [[-9.999999999998899e-05], [-9.999999999998899e-05], [-9.999999999998899e-05]], [[-9.999999999998899e-05], [-9.999999999998899e-05], [-9.999999999998899e-05]], [[-9.999999999998899e-05], [-9.999999999998899e-05], [-9.999999999998899e-05]], [[-9.999999999998899e-05], [-9.999999999998899e-05], [-9.999999999998899e-05]], [[-9.999999999998899e-05], [-9.999999999998899e-05], [-9.999999999998899e-05]], [[-9.999999999998899e-05], [-9.999999999998899e-05], [-9.999999999998899e-05]], [[-9.999999999998899e-05], [-9.999999999998899e-05], [-9.999999999998899e-05]], [[-9.999999999998899e-05], [-9.999999999998899e-05], [-9.999999999998899e-05]], [[-9.999999999998899e-05], [-9.999999999998899e-05], [-9.999999999998899e-05]], [[-9.999999999998899e-05], [-9.999999999998899e-05], [-9.999999999998899e-05]], [[-9.999999999998899e-05], [-9.999999999998899e-05], [-9.999999999998899e-05]], [[-9.999999999998899e-05], [-9.999999999998899e-05], [-9.999999999998899e-05]], [[-9.999999999998899e-05], [-9.999999999998899e-05], [-9.999999999998899e-05]], [[-9.999999999998899e-05], [-9.999999999998899e-05], [-9.999999999998899e-05]], [[-9.999999999998899e-05], [-9.999999999998899e-05], [-9.999999999998899e-05]], [[-9.999999999998899e-05], [-9.999999999998899e-05], [-9.999999999998899e-05]], [[-9.999999999998899e-05], [-9.999999999998899e-05], [-9.999999999998899e-05]], [[-9.999999999998899e-05], [-9.999999999998899e-05], [-9.999999999998899e-05]], [[-9.999999999998899e-05], [-9.999999999998899e-05], [-9.999999999998899e-05]], [[-9.999999999998899e-05], [-9.999999999998899e-05], [-9.999999999998899e-05]], [[-9.999999999998899e-05], [-9.999999999998899e-05], [-9.999999999998899e-05]], [[-9.999999999998899e-05], [-9.999999999998899e-05], [-9.999999999998899e-05]], [[-9.999999999998899e-05], [-9.999999999998899e-05], [-9.999999999998899e-05]], [[-0.00010000000000000286], [-0.00010000000000000286], [-0.00010000000000000286]], [[-0.00010000000000000286], [-0.00010000000000000286], [-0.00010000000000000286]], [[-0.00010000000000000286], [-0.00010000000000000286], [-0.00010000000000000286]], [[-0.00010000000000000286], [-0.00010000000000000286], [-0.00010000000000000286]], [[-0.00010000000000000286], [-0.00010000000000000286], [-0.00010000000000000286]], [[-0.00010000000000000286], [-0.00010000000000000286], [-0.00010000000000000286]], [[-0.00010000000000000286], [-0.00010000000000000286], [-0.00010000000000000286]], [[-0.00010000000000000286], [-0.00010000000000000286], [-0.00010000000000000286]], [[-0.00010000000000000286], [-0.00010000000000000286], [-0.00010000000000000286]], [[-0.00010000000000000286], [-0.00010000000000000286], [-0.00010000000000000286]], [[-0.00010000000000000286], [-0.00010000000000000286], [-0.00010000000000000286]], [[-0.00010000000000000286], [-0.00010000000000000286], [-0.00010000000000000286]], [[-0.00010000000000000286], [-0.00010000000000000286], [-0.00010000000000000286]], [[-0.00010000000000000286], [-0.00010000000000000286], [-0.00010000000000000286]], [[-0.00010000000000000286], [-0.00010000000000000286], [-0.00010000000000000286]], [[-0.00010000000000000286], [-0.00010000000000000286], [-0.00010000000000000286]], [[-0.00010000000000000286], [-0.00010000000000000286], [-0.00010000000000000286]], [[-9.99999999999994e-05], [-9.99999999999994e-05], [-9.99999999999994e-05]], [[-9.99999999999994e-05], [-9.99999999999994e-05], [-9.99999999999994e-05]], [[-9.99999999999994e-05], [-9.99999999999994e-05], [-9.99999999999994e-05]], [[-9.99999999999994e-05], [-9.99999999999994e-05], [-9.99999999999994e-05]], [[-9.99999999999994e-05], [-9.99999999999994e-05], [-9.99999999999994e-05]], [[-9.99999999999994e-05], [-9.99999999999994e-05], [-9.99999999999994e-05]], [[-0.00010000000000000026], [-0.00010000000000000026], [-0.00010000000000000026]], [[-0.00010000000000000005], [-0.00010000000000000005], [-0.00010000000000000005]], [[-9.999999999999983e-05], [-9.999999999999983e-05], [-9.999999999999983e-05]], [[-9.99999999999994e-05], [-9.99999999999994e-05], [-9.99999999999994e-05]], [[-9.99999999999994e-05], [-9.99999999999994e-05], [-9.99999999999994e-05]], [[-9.99999999999994e-05], [-9.99999999999994e-05], [-9.99999999999994e-05]], [[-9.99999999999994e-05], [-9.99999999999994e-05], [-9.99999999999994e-05]], [[-9.99999999999994e-05], [-9.99999999999994e-05], [-9.99999999999994e-05]], [[-9.99999999999994e-05], [-9.99999999999994e-05], [-9.99999999999994e-05]], [[-9.99999999999994e-05], [-9.99999999999994e-05], [-9.99999999999994e-05]], [[-9.99999999999994e-05], [-9.99999999999994e-05], [-9.99999999999994e-05]], [[-9.99999999999994e-05], [-9.99999999999994e-05], [-9.99999999999994e-05]], [[-9.99999999999994e-05], [-9.99999999999994e-05], [-9.99999999999994e-05]], [[-9.99999999999994e-05], [-9.99999999999994e-05], [-9.99999999999994e-05]], [[-9.99999999999994e-05], [-9.99999999999994e-05], [-9.99999999999994e-05]], [[-9.99999999999994e-05], [-9.99999999999994e-05], [-9.99999999999994e-05]], [[-9.99999999999994e-05], [-9.99999999999994e-05], [-9.99999999999994e-05]], [[-9.99999999999994e-05], [-9.99999999999994e-05], [-9.99999999999994e-05]], [[-9.99999999999994e-05], [-9.99999999999994e-05], [-9.99999999999994e-05]], [[-9.99999999999994e-05], [-9.99999999999994e-05], [-9.99999999999994e-05]], [[-9.99999999999994e-05], [-9.99999999999994e-05], [-9.99999999999994e-05]], [[-9.99999999999994e-05], [-9.99999999999994e-05], [-9.99999999999994e-05]], [[-0.00010000000000000286], [-0.00010000000000000286], [-0.00010000000000000286]], [[-0.00010000000000000286], [-0.00010000000000000286], [-0.00010000000000000286]], [[-0.00010000000000000286], [-0.00010000000000000286], [-0.00010000000000000286]], [[-0.00010000000000000286], [-0.00010000000000000286], [-0.00010000000000000286]], [[-0.00010000000000000286], [-0.00010000000000000286], [-0.00010000000000000286]], [[-0.00010000000000000286], [-0.00010000000000000286], [-0.00010000000000000286]], [[-0.00010000000000000286], [-0.00010000000000000286], [-0.00010000000000000286]], [[-0.00010000000000000286], [-0.00010000000000000286], [-0.00010000000000000286]], [[-0.00010000000000000286], [-0.00010000000000000286], [-0.00010000000000000286]], [[-0.00010000000000000286], [-0.00010000000000000286], [-0.00010000000000000286]], [[-0.00010000000000000286], [-0.00010000000000000286], [-0.00010000000000000286]], [[-0.00010000000000000286], [-0.00010000000000000286], [-0.00010000000000000286]], [[-0.00010000000000000286], [-0.00010000000000000286], [-0.00010000000000000286]], [[-0.00010000000000000286], [-0.00010000000000000286], [-0.00010000000000000286]], [[-0.00010000000000000286], [-0.00010000000000000286], [-0.00010000000000000286]], [[-0.00010000000000000286], [-0.00010000000000000286], [-0.00010000000000000286]], [[-0.00010000000000000286], [-0.00010000000000000286], [-0.00010000000000000286]], [[-0.00010000000000000286], [-0.00010000000000000286], [-0.00010000000000000286]], [[-0.00010000000000000286], [-0.00010000000000000286], [-0.00010000000000000286]], [[-0.00010000000000000286], [-0.00010000000000000286], [-0.00010000000000000286]], [[-0.00010000000000000286], [-0.00010000000000000286], [-0.00010000000000000286]], [[-0.00010000000000000286], [-0.00010000000000000286], [-0.00010000000000000286]], [[-0.00010000000000000286], [-0.00010000000000000286], [-0.00010000000000000286]], [[-0.00010000000000000286], [-0.00010000000000000286], [-0.00010000000000000286]], [[-0.00010000000000000286], [-0.00010000000000000286], [-0.00010000000000000286]], [[-0.00010000000000000286], [-0.00010000000000000286], [-0.00010000000000000286]], [[-9.999999999998899e-05], [-9.999999999998899e-05], [-9.999999999998899e-05]], [[-9.999999999998899e-05], [-9.999999999998899e-05], [-9.999999999998899e-05]], [[-9.999999999998899e-05], [-9.999999999998899e-05], [-9.999999999998899e-05]], [[-9.999999999998899e-05], [-9.999999999998899e-05], [-9.999999999998899e-05]], [[-9.999999999998899e-05], [-9.999999999998899e-05], [-9.999999999998899e-05]], [[-9.999999999998899e-05], [-9.999999999998899e-05], [-9.999999999998899e-05]], [[-0.00010000000000000286], [-0.00010000000000000286], [-0.00010000000000000286]], [[-0.00010000000000000286], [-0.00010000000000000286], [-0.00010000000000000286]], [[-0.00010000000000000286], [-0.00010000000000000286], [-0.00010000000000000286]], [[-0.00010000000000000286], [-0.00010000000000000286], [-0.00010000000000000286]], [[-0.00010000000000000286], [-0.00010000000000000286], [-0.00010000000000000286]], [[-0.00010000000000000286], [-0.00010000000000000286], [-0.00010000000000000286]], [[-0.00010000000000000286], [-0.00010000000000000286], [-0.00010000000000000286]], [[-0.00010000000000000286], [-0.00010000000000000286], [-0.00010000000000000286]], [[-0.00010000000000000286], [-0.00010000000000000286], [-0.00010000000000000286]], [[-0.00010000000000000286], [-0.00010000000000000286], [-0.00010000000000000286]], [[-0.00010000000000000286], [-0.00010000000000000286], [-0.00010000000000000286]], [[-0.00010000000000000286], [-0.00010000000000000286], [-0.00010000000000000286]], [[-0.00010000000000000286], [-0.00010000000000000286], [-0.00010000000000000286]], [[-0.00010000000000000286], [-0.00010000000000000286], [-0.00010000000000000286]], [[-0.00010000000000000286], [-0.00010000000000000286], [-0.00010000000000000286]], [[-0.00010000000000000286], [-0.00010000000000000286], [-0.00010000000000000286]], [[-0.00010000000000000286], [-0.00010000000000000286], [-0.00010000000000000286]], [[-0.00010000000000000286], [-0.00010000000000000286], [-0.00010000000000000286]], [[-0.00010000000000000286], [-0.00010000000000000286], [-0.00010000000000000286]], [[-0.00010000000000000286], [-0.00010000000000000286], [-0.00010000000000000286]], [[-0.00010000000000000286], [-0.00010000000000000286], [-0.00010000000000000286]], [[-0.00010000000000000286], [-0.00010000000000000286], [-0.00010000000000000286]], [[-0.00010000000000000286], [-0.00010000000000000286], [-0.00010000000000000286]], [[-9.999999999998899e-05], [-9.999999999998899e-05], [-9.999999999998899e-05]], [[-9.999999999998899e-05], [-9.999999999998899e-05], [-9.999999999998899e-05]], [[-9.999999999998899e-05], [-9.999999999998899e-05], [-9.999999999998899e-05]], [[-9.999999999998899e-05], [-9.999999999998899e-05], [-9.999999999998899e-05]], [[-9.999999999998899e-05], [-9.999999999998899e-05], [-9.999999999998899e-05]], [[-9.999999999998899e-05], [-9.999999999998899e-05], [-9.999999999998899e-05]], [[-9.999999999998899e-05], [-9.999999999998899e-05], [-9.999999999998899e-05]], [[-9.999999999998899e-05], [-9.999999999998899e-05], [-9.999999999998899e-05]], [[-9.999999999998899e-05], [-9.999999999998899e-05], [-9.999999999998899e-05]], [[-9.999999999998899e-05], [-9.999999999998899e-05], [-9.999999999998899e-05]], [[-9.999999999998899e-05], [-9.999999999998899e-05], [-9.999999999998899e-05]], [[-9.999999999998899e-05], [-9.999999999998899e-05], [-9.999999999998899e-05]], [[-9.999999999998899e-05], [-9.999999999998899e-05], [-9.999999999998899e-05]], [[-9.999999999998899e-05], [-9.999999999998899e-05], [-9.999999999998899e-05]], [[-9.999999999998899e-05], [-9.999999999998899e-05], [-9.999999999998899e-05]], [[-9.999999999998899e-05], [-9.999999999998899e-05], [-9.999999999998899e-05]], [[-9.999999999998899e-05], [-9.999999999998899e-05], [-9.999999999998899e-05]], [[-9.999999999998899e-05], [-9.999999999998899e-05], [-9.999999999998899e-05]], [[-9.999999999998899e-05], [-9.999999999998899e-05], [-9.999999999998899e-05]], [[-9.999999999998899e-05], [-9.999999999998899e-05], [-9.999999999998899e-05]], [[-9.999999999998899e-05], [-9.999999999998899e-05], [-9.999999999998899e-05]], [[-9.999999999998899e-05], [-9.999999999998899e-05], [-9.999999999998899e-05]], [[-9.999999999998899e-05], [-9.999999999998899e-05], [-9.999999999998899e-05]], [[-9.999999999998899e-05], [-9.999999999998899e-05], [-9.999999999998899e-05]], [[-9.999999999998899e-05], [-9.999999999998899e-05], [-9.999999999998899e-05]], [[-9.999999999998899e-05], [-9.999999999998899e-05], [-9.999999999998899e-05]], [[-9.999999999998899e-05], [-9.999999999998899e-05], [-9.999999999998899e-05]], [[-9.999999999998899e-05], [-9.999999999998899e-05], [-9.999999999998899e-05]], [[-9.999999999998899e-05], [-9.999999999998899e-05], [-9.999999999998899e-05]], [[-9.999999999998899e-05], [-9.999999999998899e-05], [-9.999999999998899e-05]], [[-9.999999999998899e-05], [-9.999999999998899e-05], [-9.999999999998899e-05]], [[-9.999999999998899e-05], [-9.999999999998899e-05], [-9.999999999998899e-05]], [[-9.999999999998899e-05], [-9.999999999998899e-05], [-9.999999999998899e-05]], [[-9.999999999998899e-05], [-9.999999999998899e-05], [-9.999999999998899e-05]], [[-9.999999999998899e-05], [-9.999999999998899e-05], [-9.999999999998899e-05]], [[-9.999999999998899e-05], [-9.999999999998899e-05], [-9.999999999998899e-05]], [[-9.999999999998899e-05], [-9.999999999998899e-05], [-9.999999999998899e-05]], [[-9.999999999998899e-05], [-9.999999999998899e-05], [-9.999999999998899e-05]], [[-9.999999999998899e-05], [-9.999999999998899e-05], [-9.999999999998899e-05]], [[-9.999999999998899e-05], [-9.999999999998899e-05], [-9.999999999998899e-05]], [[-9.999999999998899e-05], [-9.999999999998899e-05], [-9.999999999998899e-05]], [[-9.999999999998899e-05], [-9.999999999998899e-05], [-9.999999999998899e-05]], [[-9.999999999998899e-05], [-9.999999999998899e-05], [-9.999999999998899e-05]], [[-9.999999999998899e-05], [-9.999999999998899e-05], [-9.999999999998899e-05]], [[-9.999999999998899e-05], [-9.999999999998899e-05], [-9.999999999998899e-05]], [[-9.999999999998899e-05], [-9.999999999998899e-05], [-9.999999999998899e-05]], [[-9.999999999996123e-05], [-9.999999999996123e-05], [-9.999999999996123e-05]], [[-9.999999999998899e-05], [-9.999999999998899e-05], [-9.999999999998899e-05]], [[-9.999999999993348e-05], [-9.999999999993348e-05], [-9.999999999993348e-05]], [[-9.999999999998899e-05], [-9.999999999998899e-05], [-9.999999999998899e-05]], [[-9.999999999998899e-05], [-9.999999999998899e-05], [-9.999999999998899e-05]], [[-9.999999999998899e-05], [-9.999999999998899e-05], [-9.999999999998899e-05]], [[-9.999999999998899e-05], [-9.999999999998899e-05], [-9.999999999998899e-05]], [[-9.999999999998899e-05], [-9.999999999998899e-05], [-9.999999999998899e-05]], [[-9.999999999998899e-05], [-9.999999999998899e-05], [-9.999999999998899e-05]], [[-9.999999999998899e-05], [-9.999999999998899e-05], [-9.999999999998899e-05]], [[-9.999999999998899e-05], [-9.999999999998899e-05], [-9.999999999998899e-05]], [[-9.999999999998899e-05], [-9.999999999998899e-05], [-9.999999999998899e-05]], [[-0.00010000000000000005], [-0.00010000000000000005], [-0.00010000000000000005]]], [[[-0.00010135652441833465], [-0.00010135652441833465], [-0.00010135652441833465]], [[0.008115004305767483], [0.008115004305767483], [0.008115004305767483]], [[0.01304199822778097], [0.01304199822778097], [0.01304199822778097]], [[0.011168234507398423], [0.011168234507398423], [0.011168234507398423]], [[0.008143947674647486], [0.008143947674647486], [0.008143947674647486]], [[0.0064894969166937495], [0.0064894969166937495], [0.0064894969166937495]], [[0.00453765211789299], [0.00453765211789299], [0.00453765211789299]], [[0.0026304938341837752], [0.0026304938341837752], [0.0026304938341837752]], [[0.00023203446560213226], [0.00023203446560213226], [0.00023203446560213226]], [[0.00020549442734084378], [0.00020549442734084378], [0.00020549442734084378]], [[0.00017995834044214065], [0.00017995834044214065], [0.00017995834044214065]], [[0.0001551734920823694], [0.0001551734920823694], [0.0001551734920823694]], [[0.00012141349595494455], [0.00012141349595494455], [0.00012141349595494455]], [[9.701389098407814e-05], [9.701389098407814e-05], [9.701389098407814e-05]], [[8.946011623186048e-05], [8.946011623186048e-05], [8.946011623186048e-05]], [[8.447606076074712e-05], [8.447606076074712e-05], [8.447606076074712e-05]], [[8.253431267754921e-05], [8.253431267754921e-05], [8.253431267754921e-05]], [[8.309533374481481e-05], [8.309533374481481e-05], [8.309533374481481e-05]], [[8.629101798021677e-05], [8.629101798021677e-05], [8.629101798021677e-05]], [[9.11317717574231e-05], [9.11317717574231e-05], [9.11317717574231e-05]], [[9.640701311788152e-05], [9.640701311788152e-05], [9.640701311788152e-05]], [[0.00010233688500613236], [0.00010233688500613236], [0.00010233688500613236]], [[0.00010930744293887601], [0.00010930744293887601], [0.00010930744293887601]], [[0.00011603009973829709], [0.00011603009973829709], [0.00011603009973829709]], [[0.0001222092914246395], [0.0001222092914246395], [0.0001222092914246395]], [[0.00012871389397821342], [0.00012871389397821342], [0.00012871389397821342]], [[0.00013373010756751597], [0.00013373010756751597], [0.00013373010756751597]], [[0.0001357653628082517], [0.0001357653628082517], [0.0001357653628082517]], [[0.00013678392171417864], [0.00013678392171417864], [0.00013678392171417864]], [[0.00013735779380683044], [0.00013735779380683044], [0.00013735779380683044]], [[0.00013730327627699268], [0.00013730327627699268], [0.00013730327627699268]], [[0.00013368584089504254], [0.00013368584089504254], [0.00013368584089504254]], [[0.0001226325986059193], [0.0001226325986059193], [0.0001226325986059193]], [[0.00010938417482340285], [0.00010938417482340285], [0.00010938417482340285]], [[9.770322549131766e-05], [9.770322549131766e-05], [9.770322549131766e-05]], [[8.469584690309201e-05], [8.469584690309201e-05], [8.469584690309201e-05]], [[7.098134038245607e-05], [7.098134038245607e-05], [7.098134038245607e-05]], [[5.7558126153982314e-05], [5.7558126153982314e-05], [5.7558126153982314e-05]], [[4.410968920524547e-05], [4.410968920524547e-05], [4.410968920524547e-05]], [[3.071812570033805e-05], [3.071812570033805e-05], [3.071812570033805e-05]], [[1.8110297913400547e-05], [1.8110297913400547e-05], [1.8110297913400547e-05]], [[6.178775608465387e-06], [6.178775608465387e-06], [6.178775608465387e-06]], [[-5.165322381053827e-06], [-5.165322381053827e-06], [-5.165322381053827e-06]], [[-1.53751118337625e-05], [-1.53751118337625e-05], [-1.53751118337625e-05]], [[-2.4196949680371e-05], [-2.4196949680371e-05], [-2.4196949680371e-05]], [[-3.211913023167429e-05], [-3.211913023167429e-05], [-3.211913023167429e-05]], [[-3.9428243720296755e-05], [-3.9428243720296755e-05], [-3.9428243720296755e-05]], [[-4.3678935146437294e-05], [-4.3678935146437294e-05], [-4.3678935146437294e-05]], [[-3.604349179578588e-05], [-3.604349179578588e-05], [-3.604349179578588e-05]], [[0.0021604752260170547], [0.0021604752260170547], [0.0021604752260170547]], [[0.003307734750893108], [0.003307734750893108], [0.003307734750893108]], [[0.0032934276276894124], [0.0032934276276894124], [0.0032934276276894124]], [[0.00323933566219127], [0.00323933566219127], [0.00323933566219127]], [[0.003162691138703197], [0.003162691138703197], [0.003162691138703197]], [[0.0030716896530622456], [0.0030716896530622456], [0.0030716896530622456]], [[0.0029491384044941435], [0.0029491384044941435], [0.0029491384044941435]], [[0.0027937650812877336], [0.0027937650812877336], [0.0027937650812877336]], [[0.0026057006513195147], [0.0026057006513195147], [0.0026057006513195147]], [[0.002385076082465982], [0.002385076082465982], [0.002385076082465982]], [[0.0021320223426036303], [0.0021320223426036303], [0.0021320223426036303]], [[0.001813054669241261], [0.001813054669241261], [0.001813054669241261]], [[0.0014764514675701876], [0.0014764514675701876], [0.0014764514675701876]], [[0.0011254361457379396], [0.0011254361457379396], [0.0011254361457379396]], [[0.0007606473426580197], [0.0007606473426580197], [0.0007606473426580197]], [[0.00038272369724392987], [0.00038272369724392987], [0.00038272369724392987]], [[-7.69615159082037e-06], [-7.69615159082037e-06], [-7.69615159082037e-06]], [[-0.00040997356493273265], [-0.00040997356493273265], [-0.00040997356493273265]], [[-0.0008456746143457559], [-0.0008456746143457559], [-0.0008456746143457559]], [[-0.0009463909511676621], [-0.0009463909511676621], [-0.0009463909511676621]], [[-0.0010579882056387796], [-0.0010579882056387796], [-0.0010579882056387796]], [[-0.0011297252228147994], [-0.0011297252228147994], [-0.0011297252228147994]], [[-0.0011621759979156664], [-0.0011621759979156664], [-0.0011621759979156664]], [[-0.001195118776469127], [-0.001195118776469127], [-0.001195118776469127]], [[-0.0012409154802250702], [-0.0012409154802250702], [-0.0012409154802250702]], [[-0.001286842561904665], [-0.001286842561904665], [-0.001286842561904665]], [[-0.0013403290903006362], [-0.0013403290903006362], [-0.0013403290903006362]], [[-0.0013917603953137719], [-0.0013917603953137719], [-0.0013917603953137719]], [[-0.0014786296586758643], [-0.0014786296586758643], [-0.0014786296586758643]], [[-0.001532204060885143], [-0.001532204060885143], [-0.001532204060885143]], [[-0.0016289989854991905], [-0.0016289989854991905], [-0.0016289989854991905]], [[-0.0016931334892147376], [-0.0016931334892147376], [-0.0016931334892147376]], [[-0.001747799465646297], [-0.001747799465646297], [-0.001747799465646297]], [[-0.0017120280893099978], [-0.0017120280893099978], [-0.0017120280893099978]], [[-0.0015770433656759567], [-0.0015770433656759567], [-0.0015770433656759567]], [[-0.0017610733219238922], [-0.0017610733219238922], [-0.0017610733219238922]], [[-0.001973860161459595], [-0.001973860161459595], [-0.001973860161459595]], [[-0.002261048514143745], [-0.002261048514143745], [-0.002261048514143745]], [[-0.002554006800091718], [-0.002554006800091718], [-0.002554006800091718]], [[-0.0028448085054049712], [-0.0028448085054049712], [-0.0028448085054049712]], [[-0.003168886085563878], [-0.003168886085563878], [-0.003168886085563878]], [[-0.0034023049707353516], [-0.0034023049707353516], [-0.0034023049707353516]], [[-0.0037661952804708904], [-0.0037661952804708904], [-0.0037661952804708904]], [[-0.004047489324208717], [-0.004047489324208717], [-0.004047489324208717]], [[-0.004216306402089097], [-0.004216306402089097], [-0.004216306402089097]], [[-0.004311806413436838], [-0.004311806413436838], [-0.004311806413436838]], [[-0.004267869515573178], [-0.004267869515573178], [-0.004267869515573178]], [[-0.004254755349476714], [-0.004254755349476714], [-0.004254755349476714]], [[-0.0042334656922190066], [-0.0042334656922190066], [-0.0042334656922190066]], [[-0.00420296377725203], [-0.00420296377725203], [-0.00420296377725203]], [[-0.004156295316408364], [-0.004156295316408364], [-0.004156295316408364]], [[-0.004140319862656764], [-0.004140319862656764], [-0.004140319862656764]], [[-0.004139423696490126], [-0.004139423696490126], [-0.004139423696490126]], [[-0.004150945249629776], [-0.004150945249629776], [-0.004150945249629776]], [[-0.004181795702713536], [-0.004181795702713536], [-0.004181795702713536]], [[-0.0041860677087628565], [-0.0041860677087628565], [-0.0041860677087628565]], [[-0.004221805148486062], [-0.004221805148486062], [-0.004221805148486062]], [[-0.004244769149183556], [-0.004244769149183556], [-0.004244769149183556]], [[-0.004286462601443743], [-0.004286462601443743], [-0.004286462601443743]], [[-0.004310199794390493], [-0.004310199794390493], [-0.004310199794390493]], [[-0.004339771488756037], [-0.004339771488756037], [-0.004339771488756037]], [[-0.004364870437625578], [-0.004364870437625578], [-0.004364870437625578]], [[-0.004389359542434115], [-0.004389359542434115], [-0.004389359542434115]], [[-0.004426736910324604], [-0.004426736910324604], [-0.004426736910324604]], [[-0.004425056595365845], [-0.004425056595365845], [-0.004425056595365845]], [[-0.004445432203591922], [-0.004445432203591922], [-0.004445432203591922]], [[-0.004446871048256109], [-0.004446871048256109], [-0.004446871048256109]], [[-0.004366059828574115], [-0.004366059828574115], [-0.004366059828574115]], [[-0.0042920591131965224], [-0.0042920591131965224], [-0.0042920591131965224]], [[-0.00394544023824187], [-0.00394544023824187], [-0.00394544023824187]], [[-0.0034794686286475016], [-0.0034794686286475016], [-0.0034794686286475016]], [[-0.003118886044136283], [-0.003118886044136283], [-0.003118886044136283]], [[-0.002917538702168383], [-0.002917538702168383], [-0.002917538702168383]], [[-0.0028542795201830394], [-0.0028542795201830394], [-0.0028542795201830394]], [[-0.0027226205697205227], [-0.0027226205697205227], [-0.0027226205697205227]], [[-0.002616163265482926], [-0.002616163265482926], [-0.002616163265482926]], [[-0.002546776824185068], [-0.002546776824185068], [-0.002546776824185068]], [[-0.0024582120953579416], [-0.0024582120953579416], [-0.0024582120953579416]], [[-0.0024034081837707305], [-0.0024034081837707305], [-0.0024034081837707305]], [[-0.0023876134554841706], [-0.0023876134554841706], [-0.0023876134554841706]], [[-0.0023124899093780347], [-0.0023124899093780347], [-0.0023124899093780347]], [[-0.0022154791710185685], [-0.0022154791710185685], [-0.0022154791710185685]], [[-0.0021137663560565328], [-0.0021137663560565328], [-0.0021137663560565328]], [[-0.0020337805665159477], [-0.0020337805665159477], [-0.0020337805665159477]], [[-0.0020531086954710936], [-0.0020531086954710936], [-0.0020531086954710936]], [[-0.002094057856124267], [-0.002094057856124267], [-0.002094057856124267]], [[-0.0021605728993282936], [-0.0021605728993282936], [-0.0021605728993282936]], [[-0.0022756390979696874], [-0.0022756390979696874], [-0.0022756390979696874]], [[-0.002427256421119007], [-0.002427256421119007], [-0.002427256421119007]], [[-0.002577286322353319], [-0.002577286322353319], [-0.002577286322353319]], [[-0.002769287041376474], [-0.002769287041376474], [-0.002769287041376474]], [[-0.0030953139607900063], [-0.0030953139607900063], [-0.0030953139607900063]], [[-0.0035790330549352887], [-0.0035790330549352887], [-0.0035790330549352887]], [[-0.004081819924530389], [-0.004081819924530389], [-0.004081819924530389]], [[-0.0045713166838443255], [-0.0045713166838443255], [-0.0045713166838443255]], [[-0.005061014998808213], [-0.005061014998808213], [-0.005061014998808213]], [[-0.005551042971719521], [-0.005551042971719521], [-0.005551042971719521]], [[-0.006050176607731632], [-0.006050176607731632], [-0.006050176607731632]], [[-0.006566510319503536], [-0.006566510319503536], [-0.006566510319503536]], [[-0.007141951849132257], [-0.007141951849132257], [-0.007141951849132257]], [[-0.007349104703773991], [-0.007349104703773991], [-0.007349104703773991]], [[-0.007956497134273665], [-0.007956497134273665], [-0.007956497134273665]], [[-0.008576707972910748], [-0.008576707972910748], [-0.008576707972910748]], [[-0.009179334981149643], [-0.009179334981149643], [-0.009179334981149643]], [[-0.009555824816593964], [-0.009555824816593964], [-0.009555824816593964]], [[-0.009937391002092167], [-0.009937391002092167], [-0.009937391002092167]], [[-0.010275169943007931], [-0.010275169943007931], [-0.010275169943007931]], [[-0.010675964413753168], [-0.010675964413753168], [-0.010675964413753168]], [[-0.01106646584157103], [-0.01106646584157103], [-0.01106646584157103]], [[-0.011465251685235125], [-0.011465251685235125], [-0.011465251685235125]], [[-0.011883075150545179], [-0.011883075150545179], [-0.011883075150545179]], [[-0.012336359577414047], [-0.012336359577414047], [-0.012336359577414047]], [[-0.012809986447980554], [-0.012809986447980554], [-0.012809986447980554]], [[-0.013290784857746117], [-0.013290784857746117], [-0.013290784857746117]], [[-0.01379778171940483], [-0.01379778171940483], [-0.01379778171940483]], [[-0.014327676142575622], [-0.014327676142575622], [-0.014327676142575622]], [[-0.014847862836539478], [-0.014847862836539478], [-0.014847862836539478]], [[-0.015355257456601537], [-0.015355257456601537], [-0.015355257456601537]], [[-0.01598476592714309], [-0.01598476592714309], [-0.01598476592714309]], [[-0.01652072804230778], [-0.01652072804230778], [-0.01652072804230778]], [[-0.016737080984705197], [-0.016737080984705197], [-0.016737080984705197]], [[-0.01697441036811792], [-0.01697441036811792], [-0.01697441036811792]], [[-0.017110070042635275], [-0.017110070042635275], [-0.017110070042635275]], [[-0.01708238437963276], [-0.01708238437963276], [-0.01708238437963276]], [[-0.016926025812626973], [-0.016926025812626973], [-0.016926025812626973]], [[-0.016822764037472248], [-0.016822764037472248], [-0.016822764037472248]], [[-0.01672118855748402], [-0.01672118855748402], [-0.01672118855748402]], [[-0.016609524052488504], [-0.016609524052488504], [-0.016609524052488504]], [[-0.016438784475849674], [-0.016438784475849674], [-0.016438784475849674]], [[-0.01623597612504588], [-0.01623597612504588], [-0.01623597612504588]], [[-0.016115337349022648], [-0.016115337349022648], [-0.016115337349022648]], [[-0.016072811356140505], [-0.016072811356140505], [-0.016072811356140505]], [[-0.016018382049778495], [-0.016018382049778495], [-0.016018382049778495]], [[-0.015885605803962838], [-0.015885605803962838], [-0.015885605803962838]], [[-0.015713947549964444], [-0.015713947549964444], [-0.015713947549964444]], [[-0.015793208767671794], [-0.015793208767671794], [-0.015793208767671794]], [[-0.016345954565827558], [-0.016345954565827558], [-0.016345954565827558]], [[-0.01703221339882122], [-0.01703221339882122], [-0.01703221339882122]], [[-0.018883587491101136], [-0.018883587491101136], [-0.018883587491101136]], [[-0.021482683313787457], [-0.021482683313787457], [-0.021482683313787457]], [[-0.023688584724859976], [-0.023688584724859976], [-0.023688584724859976]], [[-0.02765274403519111], [-0.02765274403519111], [-0.02765274403519111]], [[-0.03153804568960593], [-0.03153804568960593], [-0.03153804568960593]], [[-0.03467736154931733], [-0.03467736154931733], [-0.03467736154931733]], [[-0.0330415900777556], [-0.0330415900777556], [-0.0330415900777556]], [[-0.026626343276651858], [-0.026626343276651858], [-0.026626343276651858]], [[-0.017514259555524155], [-0.017514259555524155], [-0.017514259555524155]], [[-0.011850566807382749], [-0.011850566807382749], [-0.011850566807382749]], [[-0.011587792346440787], [-0.011587792346440787], [-0.011587792346440787]], [[-0.007080348853006513], [-0.007080348853006513], [-0.007080348853006513]], [[-9.845806664151781e-05], [-9.845806664151781e-05], [-9.845806664151781e-05]]], [[[-0.0002202827105310633], [-0.0002202827105310633], [-0.0002202827105310633]], [[0.06693855212507638], [0.06693855212507638], [0.06693855212507638]], [[0.11191457008346976], [0.11191457008346976], [0.11191457008346976]], [[0.10065846433294863], [0.10065846433294863], [0.10065846433294863]], [[0.0799578860532941], [0.0799578860532941], [0.0799578860532941]], [[0.06836466728409102], [0.06836466728409102], [0.06836466728409102]], [[0.0549672057695833], [0.0549672057695833], [0.0549672057695833]], [[0.042437441708593766], [0.042437441708593766], [0.042437441708593766]], [[0.027457381173054428], [0.027457381173054428], [0.027457381173054428]], [[0.02556363166374674], [0.02556363166374674], [0.02556363166374674]], [[0.02370120355185213], [0.02370120355185213], [0.02370120355185213]], [[0.021732370624088462], [0.021732370624088462], [0.021732370624088462]], [[0.019038068827975766], [0.019038068827975766], [0.019038068827975766]], [[0.0170623696636428], [0.0170623696636428], [0.0170623696636428]], [[0.016429040467650962], [0.016429040467650962], [0.016429040467650962]], [[0.016008092857539822], [0.0160080928575398 | Moment coefficient corrected with CCblade.Polar.
airfoils.ac | output |  | [0.5, 0.316, 0.25, 0.25, 0.25, 0.25, 0.25, 0.25] | 1D array of the aerodynamic centers of each airfoil.
airfoils.r_thick | output |  | [1.0, 0.5, 0.211, 0.241, 0.27, 0.301, 0.33, 0.36] | 1D array of the relative thicknesses of each airfoil.
airfoils.aoa | output | rad | [-3.141592653589793, -3.0892327760299634, -3.036872898470133, -2.9845130209103035, -2.9321531433504737, -2.8797932657906435, -2.827433388230814, -2.775073510670984, -2.722713633111154, -2.670353755551324, -2.617993877991494, -2.5656340004316642, -2.5132741228718345, -2.4609142453120043, -2.4085543677521746, -2.356194490192345, -2.3038346126325147, -2.251474735072685, -2.199114857512855, -2.146754979953025, -2.0943951023931953, -2.0420352248333655, -1.9896753472735356, -1.9373154697137056, -1.8849555921538759, -1.832595714594046, -1.780235837034216, -1.727875959474386, -1.6755160819145563, -1.6231562043547263, -1.5707963267948963, -1.5184364492350666, -1.4660765716752366, -1.4137166941154067, -1.361356816555577, -1.308996938995747, -1.256637061435917, -1.2042771838760873, -1.1519173063162573, -1.0995574287564276, -1.0471975511965974, -0.9948376736367677, -0.9424777960769379, -0.8901179185171078, -0.837758040957278, -0.7853981633974483, -0.7330382858376181, -0.6806784082777884, -0.6283185307179586, -0.5759586531581284, -0.5235987755982988, -0.513021022555909, -0.502443269513519, -0.4918655164711292, -0.4812877634287393, -0.4707100103863494, -0.46013225734395957, -0.4495545043015697, -0.4389767512591798, -0.42839899821678995, -0.41782124517440006, -0.40724349213201017, -0.39666573908962033, -0.38608798604723044, -0.37551023300484054, -0.3649324799624507, -0.3543547269200608, -0.3437769738776709, -0.3331992208352811, -0.3226214677928912, -0.3120437147505013, -0.30146596170811146, -0.29088820866572157, -0.2803104556233317, -0.26973270258094184, -0.25915494953855195, -0.24857719649616206, -0.23799944345377216, -0.22742169041138233, -0.21684393736899243, -0.20626618432660254, -0.1956884312842127, -0.1851106782418228, -0.17453292519943292, -0.16395517215704308, -0.1533774191146532, -0.1427996660722633, -0.13222191302987346, -0.12164415998748357, -0.11106640694509368, -0.10048865390270378, -0.08991090086031395, -0.07933314781792405, -0.06875539477553416, -0.058177641733144325, -0.04759988869075443, -0.03702213564836454, -0.026444382605974703, -0.015866629563584866, -0.0052888765211949185, 0.0052888765211949185, 0.015866629563584866, 0.026444382605974703, 0.03702213564836454, 0.04759988869075449, 0.058177641733144325, 0.06875539477553416, 0.07933314781792411, 0.08991090086031395, 0.10048865390270378, 0.11106640694509373, 0.12164415998748357, 0.1322219130298734, 0.14279966607226335, 0.1533774191146532, 0.16395517215704303, 0.17453292519943298, 0.1851106782418228, 0.19568843128421265, 0.2062661843266026, 0.21684393736899243, 0.22742169041138227, 0.23799944345377222, 0.24857719649616206, 0.2591549495385519, 0.26973270258094184, 0.2803104556233317, 0.2908882086657215, 0.30146596170811146, 0.3120437147505013, 0.32262146779289125, 0.3331992208352811, 0.3437769738776709, 0.35435472692006087, 0.3649324799624507, 0.37551023300484054, 0.3860879860472305, 0.39666573908962033, 0.40724349213201017, 0.4178212451744001, 0.42839899821678995, 0.4389767512591798, 0.44955450430156974, 0.46013225734395957, 0.4707100103863494, 0.48128776342873925, 0.4918655164711291, 0.5024432695135191, 0.513021022555909, 0.5235987755982988, 0.5759586531581287, 0.6283185307179586, 0.6806784082777885, 0.7330382858376183, 0.7853981633974483, 0.8377580409572781, 0.890117918517108, 0.9424777960769379, 0.9948376736367679, 1.0471975511965979, 1.0995574287564276, 1.1519173063162573, 1.2042771838760875, 1.2566370614359172, 1.3089969389957472, 1.3613568165555772, 1.413716694115407, 1.4660765716752369, 1.5184364492350668, 1.5707963267948966, 1.6231562043547263, 1.6755160819145565, 1.7278759594743862, 1.780235837034216, 1.8325957145940461, 1.8849555921538759, 1.937315469713706, 1.9896753472735358, 2.0420352248333655, 2.0943951023931957, 2.1467549799530254, 2.199114857512855, 2.2514747350726854, 2.303834612632515, 2.356194490192345, 2.408554367752175, 2.4609142453120048, 2.5132741228718345, 2.5656340004316642, 2.6179938779914944, 2.670353755551324, 2.722713633111154, 2.775073510670984, 2.827433388230814, 2.8797932657906435, 2.9321531433504737, 2.9845130209103035, 3.036872898470133, 3.0892327760299634, 3.141592653589793] | 1D array of the angles of attack used to define the polars of the airfoils. All airfoils defined in openmdao share this grid.
airfoils.Re | output |  | [3000000.0, 8100000.0, 10000000.0] | 1D array of the Reynolds numbers used to define the polars of the airfoils. All airfoils defined in openmdao share this grid.
airfoils.cl | output |  | [[[[0.0001], [0.0001], [0.0001]], [[0.0001], [0.0001], [0.0001]], [[0.0001], [0.0001], [0.0001]], [[0.0001], [0.0001], [0.0001]], [[0.0001], [0.0001], [0.0001]], [[0.0001], [0.0001], [0.0001]], [[0.0001], [0.0001], [0.0001]], [[0.0001], [0.0001], [0.0001]], [[0.0001], [0.0001], [0.0001]], [[0.0001], [0.0001], [0.0001]], [[0.0001], [0.0001], [0.0001]], [[0.0001], [0.0001], [0.0001]], [[0.0001], [0.0001], [0.0001]], [[0.0001], [0.0001], [0.0001]], [[0.0001], [0.0001], [0.0001]], [[0.0001], [0.0001], [0.0001]], [[0.0001], [0.0001], [0.0001]], [[0.0001], [0.0001], [0.0001]], [[0.0001], [0.0001], [0.0001]], [[0.0001], [0.0001], [0.0001]], [[0.0001], [0.0001], [0.0001]], [[0.0001], [0.0001], [0.0001]], [[0.0001], [0.0001], [0.0001]], [[0.0001], [0.0001], [0.0001]], [[0.0001], [0.0001], [0.0001]], [[0.0001], [0.0001], [0.0001]], [[0.0001], [0.0001], [0.0001]], [[0.0001], [0.0001], [0.0001]], [[0.0001], [0.0001], [0.0001]], [[0.0001], [0.0001], [0.0001]], [[0.0001], [0.0001], [0.0001]], [[0.0001], [0.0001], [0.0001]], [[0.0001], [0.0001], [0.0001]], [[0.0001], [0.0001], [0.0001]], [[0.0001], [0.0001], [0.0001]], [[0.0001], [0.0001], [0.0001]], [[0.0001], [0.0001], [0.0001]], [[0.0001], [0.0001], [0.0001]], [[0.0001], [0.0001], [0.0001]], [[0.0001], [0.0001], [0.0001]], [[0.0001], [0.0001], [0.0001]], [[0.0001], [0.0001], [0.0001]], [[0.0001], [0.0001], [0.0001]], [[0.0001], [0.0001], [0.0001]], [[0.0001], [0.0001], [0.0001]], [[0.0001], [0.0001], [0.0001]], [[0.0001], [0.0001], [0.0001]], [[0.0001], [0.0001], [0.0001]], [[0.0001], [0.0001], [0.0001]], [[0.0001], [0.0001], [0.0001]], [[0.0001], [0.0001], [0.0001]], [[0.0001], [0.0001], [0.0001]], [[0.0001], [0.0001], [0.0001]], [[0.0001], [0.0001], [0.0001]], [[0.0001], [0.0001], [0.0001]], [[0.0001], [0.0001], [0.0001]], [[0.0001], [0.0001], [0.0001]], [[0.0001], [0.0001], [0.0001]], [[0.0001], [0.0001], [0.0001]], [[0.0001], [0.0001], [0.0001]], [[0.0001], [0.0001], [0.0001]], [[0.0001], [0.0001], [0.0001]], [[0.0001], [0.0001], [0.0001]], [[0.0001], [0.0001], [0.0001]], [[0.0001], [0.0001], [0.0001]], [[0.0001], [0.0001], [0.0001]], [[0.0001], [0.0001], [0.0001]], [[0.0001], [0.0001], [0.0001]], [[0.0001], [0.0001], [0.0001]], [[0.0001], [0.0001], [0.0001]], [[0.0001], [0.0001], [0.0001]], [[0.0001], [0.0001], [0.0001]], [[0.0001], [0.0001], [0.0001]], [[0.0001], [0.0001], [0.0001]], [[0.0001], [0.0001], [0.0001]], [[0.0001], [0.0001], [0.0001]], [[0.0001], [0.0001], [0.0001]], [[0.0001], [0.0001], [0.0001]], [[0.0001], [0.0001], [0.0001]], [[0.0001], [0.0001], [0.0001]], [[0.0001], [0.0001], [0.0001]], [[0.0001], [0.0001], [0.0001]], [[0.0001], [0.0001], [0.0001]], [[0.0001], [0.0001], [0.0001]], [[0.0001], [0.0001], [0.0001]], [[0.0001], [0.0001], [0.0001]], [[0.0001], [0.0001], [0.0001]], [[0.0001], [0.0001], [0.0001]], [[0.0001], [0.0001], [0.0001]], [[0.0001], [0.0001], [0.0001]], [[0.0001], [0.0001], [0.0001]], [[0.0001], [0.0001], [0.0001]], [[0.0001], [0.0001], [0.0001]], [[0.0001], [0.0001], [0.0001]], [[0.0001], [0.0001], [0.0001]], [[0.0001], [0.0001], [0.0001]], [[0.0001], [0.0001], [0.0001]], [[0.0001], [0.0001], [0.0001]], [[0.0001], [0.0001], [0.0001]], [[0.0001], [0.0001], [0.0001]], [[0.0001], [0.0001], [0.0001]], [[0.0001], [0.0001], [0.0001]], [[0.0001], [0.0001], [0.0001]], [[0.0001], [0.0001], [0.0001]], [[0.0001], [0.0001], [0.0001]], [[0.0001], [0.0001], [0.0001]], [[0.0001], [0.0001], [0.0001]], [[0.0001], [0.0001], [0.0001]], [[0.0001], [0.0001], [0.0001]], [[0.0001], [0.0001], [0.0001]], [[0.0001], [0.0001], [0.0001]], [[0.0001], [0.0001], [0.0001]], [[0.0001], [0.0001], [0.0001]], [[0.0001], [0.0001], [0.0001]], [[0.0001], [0.0001], [0.0001]], [[0.0001], [0.0001], [0.0001]], [[0.0001], [0.0001], [0.0001]], [[0.0001], [0.0001], [0.0001]], [[0.0001], [0.0001], [0.0001]], [[0.0001], [0.0001], [0.0001]], [[0.0001], [0.0001], [0.0001]], [[0.0001], [0.0001], [0.0001]], [[0.0001], [0.0001], [0.0001]], [[0.0001], [0.0001], [0.0001]], [[0.0001], [0.0001], [0.0001]], [[0.0001], [0.0001], [0.0001]], [[0.0001], [0.0001], [0.0001]], [[0.0001], [0.0001], [0.0001]], [[0.0001], [0.0001], [0.0001]], [[0.0001], [0.0001], [0.0001]], [[0.0001], [0.0001], [0.0001]], [[0.0001], [0.0001], [0.0001]], [[0.0001], [0.0001], [0.0001]], [[0.0001], [0.0001], [0.0001]], [[0.0001], [0.0001], [0.0001]], [[0.0001], [0.0001], [0.0001]], [[0.0001], [0.0001], [0.0001]], [[0.0001], [0.0001], [0.0001]], [[0.0001], [0.0001], [0.0001]], [[0.0001], [0.0001], [0.0001]], [[0.0001], [0.0001], [0.0001]], [[0.0001], [0.0001], [0.0001]], [[0.0001], [0.0001], [0.0001]], [[0.0001], [0.0001], [0.0001]], [[0.0001], [0.0001], [0.0001]], [[0.0001], [0.0001], [0.0001]], [[0.0001], [0.0001], [0.0001]], [[0.0001], [0.0001], [0.0001]], [[0.0001], [0.0001], [0.0001]], [[0.0001], [0.0001], [0.0001]], [[0.0001], [0.0001], [0.0001]], [[0.0001], [0.0001], [0.0001]], [[0.0001], [0.0001], [0.0001]], [[0.0001], [0.0001], [0.0001]], [[0.0001], [0.0001], [0.0001]], [[0.0001], [0.0001], [0.0001]], [[0.0001], [0.0001], [0.0001]], [[0.0001], [0.0001], [0.0001]], [[0.0001], [0.0001], [0.0001]], [[0.0001], [0.0001], [0.0001]], [[0.0001], [0.0001], [0.0001]], [[0.0001], [0.0001], [0.0001]], [[0.0001], [0.0001], [0.0001]], [[0.0001], [0.0001], [0.0001]], [[0.0001], [0.0001], [0.0001]], [[0.0001], [0.0001], [0.0001]], [[0.0001], [0.0001], [0.0001]], [[0.0001], [0.0001], [0.0001]], [[0.0001], [0.0001], [0.0001]], [[0.0001], [0.0001], [0.0001]], [[0.0001], [0.0001], [0.0001]], [[0.0001], [0.0001], [0.0001]], [[0.0001], [0.0001], [0.0001]], [[0.0001], [0.0001], [0.0001]], [[0.0001], [0.0001], [0.0001]], [[0.0001], [0.0001], [0.0001]], [[0.0001], [0.0001], [0.0001]], [[0.0001], [0.0001], [0.0001]], [[0.0001], [0.0001], [0.0001]], [[0.0001], [0.0001], [0.0001]], [[0.0001], [0.0001], [0.0001]], [[0.0001], [0.0001], [0.0001]], [[0.0001], [0.0001], [0.0001]], [[0.0001], [0.0001], [0.0001]], [[0.0001], [0.0001], [0.0001]], [[0.0001], [0.0001], [0.0001]], [[0.0001], [0.0001], [0.0001]], [[0.0001], [0.0001], [0.0001]], [[0.0001], [0.0001], [0.0001]], [[0.0001], [0.0001], [0.0001]], [[0.0001], [0.0001], [0.0001]], [[0.0001], [0.0001], [0.0001]], [[0.0001], [0.0001], [0.0001]], [[0.0001], [0.0001], [0.0001]], [[0.0001], [0.0001], [0.0001]], [[0.0001], [0.0001], [0.0001]], [[0.0001], [0.0001], [0.0001]], [[0.0001], [0.0001], [0.0001]], [[0.0001], [0.0001], [0.0001]], [[0.0001], [0.0001], [0.0001]]], [[[-0.001508374281199459], [-0.001508374281199459], [-0.001508374281199459]], [[0.13168266590379715], [0.13168266590379715], [0.13168266590379715]], [[0.2647296008181975], [0.2647296008181975], [0.2647296008181975]], [[0.39763204773928224], [0.39763204773928224], [0.39763204773928224]], [[0.5399989889071862], [0.5399989889071862], [0.5399989889071862]], [[0.7005385454052288], [0.7005385454052288], [0.7005385454052288]], [[0.8339075250842936], [0.8339075250842936], [0.8339075250842936]], [[0.8974453884844592], [0.8974453884844592], [0.8974453884844592]], [[0.9334290699373027], [0.9334290699373027], [0.9334290699373027]], [[0.9581867791651842], [0.9581867791651842], [0.9581867791651842]], [[0.9673999999455202], [0.9673999999455202], [0.9673999999455202]], [[0.9374723365501789], [0.9374723365501789], [0.9374723365501789]], [[0.8700921277698264], [0.8700921277698264], [0.8700921277698264]], [[0.7988793364454488], [0.7988793364454488], [0.7988793364454488]], [[0.7478565144716669], [0.7478565144716669], [0.7478565144716669]], [[0.7026645965374384], [0.7026645965374384], [0.7026645965374384]], [[0.6589378839367346], [0.6589378839367346], [0.6589378839367346]], [[0.6142564905395044], [0.6142564905395044], [0.6142564905395044]], [[0.5693873157134297], [0.5693873157134297], [0.5693873157134297]], [[0.524364341834745], [0.524364341834745], [0.524364341834745]], [[0.47849564844289566], [0.47849564844289566], [0.47849564844289566]], [[0.4314066793092279], [0.4314066793092279], [0.4314066793092279]], [[0.38345843602203783], [0.38345843602203783], [0.38345843602203783]], [[0.33506240971358786], [0.33506240971358786], [0.33506240971358786]], [[0.28630500669251274], [0.28630500669251274], [0.28630500669251274]], [[0.23682210220813718], [0.23682210220813718], [0.23682210220813718]], [[0.1875397638758426], [0.1875397638758426], [0.1875397638758426]], [[0.13944161786020037], [0.13944161786020037], [0.13944161786020037]], [[0.09259582518705402], [0.09259582518705402], [0.09259582518705402]], [[0.0463322345134402], [0.0463322345134402], [0.0463322345134402]], [[-3.268389946285376e-06], [-3.268389946285376e-06], [-3.268389946285376e-06]], [[-0.046337094120789346], [-0.046337094120789346], [-0.046337094120789346]], [[-0.09259722783212025], [-0.09259722783212025], [-0.09259722783212025]], [[-0.13943983920096836], [-0.13943983920096836], [-0.13943983920096836]], [[-0.18753818495544794], [-0.18753818495544794], [-0.18753818495544794]], [[-0.23682483455254516], [-0.23682483455254516], [-0.23682483455254516]], [[-0.2863083265746392], [-0.2863083265746392], [-0.2863083265746392]], [[-0.33505358567171584], [-0.33505358567171584], [-0.33505358567171584]], [[-0.38341676413047565], [-0.38341676413047565], [-0.38341676413047565]], [[-0.43132921648473305], [-0.43132921648473305], [-0.43132921648473305]], [[-0.4784021758504547], [-0.4784021758504547], [-0.4784021758504547]], [[-0.5242883894020768], [-0.5242883894020768], [-0.5242883894020768]], [[-0.5693468223720685], [-0.5693468223720685], [-0.5693468223720685]], [[-0.6142479970729089], [-0.6142479970729089], [-0.6142479970729089]], [[-0.6589415049637254], [-0.6589415049637254], [-0.6589415049637254]], [[-0.702668073700908], [-0.702668073700908], [-0.702668073700908]], [[-0.7478556038561804], [-0.7478556038561804], [-0.7478556038561804]], [[-0.7980511466910782], [-0.7980511466910782], [-0.7980511466910782]], [[-0.8612865294586914], [-0.8612865294586914], [-0.8612865294586914]], [[-0.9239917029757694], [-0.9239917029757694], [-0.9239917029757694]], [[-0.9674006432185737], [-0.9674006432185737], [-0.9674006432185737]], [[-0.9729461927330637], [-0.9729461927330637], [-0.9729461927330637]], [[-0.9784426979159812], [-0.9784426979159812], [-0.9784426979159812]], [[-0.9838504691463588], [-0.9838504691463588], [-0.9838504691463588]], [[-0.9891298168032296], [-0.9891298168032296], [-0.9891298168032296]], [[-0.9942410512656267], [-0.9942410512656267], [-0.9942410512656267]], [[-0.9991444829125831], [-0.9991444829125831], [-0.9991444829125831]], [[-1.0038004221231316], [-1.0038004221231316], [-1.0038004221231316]], [[-1.0081691792763057], [-1.0081691792763057], [-1.0081691792763057]], [[-1.0122110647511382], [-1.0122110647511382], [-1.0122110647511382]], [[-1.015886388926662], [-1.015886388926662], [-1.015886388926662]], [[-1.0191554621819103], [-1.0191554621819103], [-1.0191554621819103]], [[-1.0219785948959164], [-1.0219785948959164], [-1.0219785948959164]], [[-1.0243160974477123], [-1.0243160974477123], [-1.0243160974477123]], [[-1.0261282802163325], [-1.0261282802163325], [-1.0261282802163325]], [[-1.0273754535808088], [-1.0273754535808088], [-1.0273754535808088]], [[-1.0280179279201749], [-1.0280179279201749], [-1.0280179279201749]], [[-1.0230003258020903], [-1.0230003258020903], [-1.0230003258020903]], [[-0.9988028958397764], [-0.9988028958397764], [-0.9988028958397764]], [[-0.9990640793526067], [-0.9990640793526067], [-0.9990640793526067]], [[-0.9798885560854461], [-0.9798885560854461], [-0.9798885560854461]], [[-0.9710155768754316], [-0.9710155768754316], [-0.9710155768754316]], [[-0.9639469302461258], [-0.9639469302461258], [-0.9639469302461258]], [[-0.9408270586711386], [-0.9408270586711386], [-0.9408270586711386]], [[-0.9307351228825366], [-0.9307351228825366], [-0.9307351228825366]], [[-0.9171434106043295], [-0.9171434106043295], [-0.9171434106043295]], [[-0.8957499711512222], [-0.8957499711512222], [-0.8957499711512222]], [[-0.8765552134046716], [-0.8765552134046716], [-0.8765552134046716]], [[-0.8631933033983711], [-0.8631933033983711], [-0.8631933033983711]], [[-0.8363], [-0.8363], [-0.8363]], [[-0.8178036537089814], [-0.8178036537089814], [-0.8178036537089814]], [[-0.7926824532886931], [-0.7926824532886931], [-0.7926824532886931]], [[-0.7796146760939204], [-0.7796146760939204], [-0.7796146760939204]], [[-0.7674031139515511], [-0.7674031139515511], [-0.7674031139515511]], [[-0.7207915735187238], [-0.7207915735187238], [-0.7207915735187238]], [[-0.6630500560728259], [-0.6630500560728259], [-0.6630500560728259]], [[-0.5936685057175852], [-0.5936685057175852], [-0.5936685057175852]], [[-0.5198306732473122], [-0.5198306732473122], [-0.5198306732473122]], [[-0.4416592619930104], [-0.4416592619930104], [-0.4416592619930104]], [[-0.3608333840487412], [-0.3608333840487412], [-0.3608333840487412]], [[-0.2827029102802684], [-0.2827029102802684], [-0.2827029102802684]], [[-0.2011995703709761], [-0.2011995703709761], [-0.2011995703709761]], [[-0.12182405457075601], [-0.12182405457075601], [-0.12182405457075601]], [[-0.045545835283685915], [-0.045545835283685915], [-0.045545835283685915]], [[0.02919843745947005], [0.02919843745947005], [0.02919843745947005]], [[0.1000249616396207], [0.1000249616396207], [0.1000249616396207]], [[0.17088244810429534], [0.17088244810429534], [0.17088244810429534]], [[0.24128197202594592], [0.24128197202594592], [0.24128197202594592]], [[0.31114510722684796], [0.31114510722684796], [0.31114510722684796]], [[0.3797802396476167], [0.3797802396476167], [0.3797802396476167]], [[0.4514133042749497], [0.4514133042749497], [0.4514133042749497]], [[0.5248907196316293], [0.5248907196316293], [0.5248907196316293]], [[0.598717141835077], [0.598717141835077], [0.598717141835077]], [[0.6710102128811833], [0.6710102128811833], [0.6710102128811833]], [[0.7432226774894726], [0.7432226774894726], [0.7432226774894726]], [[0.8145920195828225], [0.8145920195828225], [0.8145920195828225]], [[0.8855847838237313], [0.8855847838237313], [0.8855847838237313]], [[0.9554959536214028], [0.9554959536214028], [0.9554959536214028]], [[1.0251013519351024], [1.0251013519351024], [1.0251013519351024]], [[1.093538291395865], [1.093538291395865], [1.093538291395865]], [[1.1608718728483591], [1.1608718728483591], [1.1608718728483591]], [[1.2277683617988215], [1.2277683617988215], [1.2277683617988215]], [[1.2933108412772172], [1.2933108412772172], [1.2933108412772172]], [[1.356162557045914], [1.356162557045914], [1.356162557045914]], [[1.4187799711495317], [1.4187799711495317], [1.4187799711495317]], [[1.4769256157735422], [1.4769256157735422], [1.4769256157735422]], [[1.525184004697615], [1.525184004697615], [1.525184004697615]], [[1.572726388021303], [1.572726388021303], [1.572726388021303]], [[1.6063746338164058], [1.6063746338164058], [1.6063746338164058]], [[1.6313542388343056], [1.6313542388343056], [1.6313542388343056]], [[1.6576044564374066], [1.6576044564374066], [1.6576044564374066]], [[1.687934072914055], [1.687934072914055], [1.687934072914055]], [[1.7134217649133885], [1.7134217649133885], [1.7134217649133885]], [[1.7309719852978553], [1.7309719852978553], [1.7309719852978553]], [[1.752853990117909], [1.752853990117909], [1.752853990117909]], [[1.7668415741861518], [1.7668415741861518], [1.7668415741861518]], [[1.77023644512899], [1.77023644512899], [1.77023644512899]], [[1.7640541089242103], [1.7640541089242103], [1.7640541089242103]], [[1.7615632813592463], [1.7615632813592463], [1.7615632813592463]], [[1.7423948513398853], [1.7423948513398853], [1.7423948513398853]], [[1.7166647412442295], [1.7166647412442295], [1.7166647412442295]], [[1.6997130176019344], [1.6997130176019344], [1.6997130176019344]], [[1.6792082852126724], [1.6792082852126724], [1.6792082852126724]], [[1.6570372175395607], [1.6570372175395607], [1.6570372175395607]], [[1.6337804173972335], [1.6337804173972335], [1.6337804173972335]], [[1.615860428110692], [1.615860428110692], [1.615860428110692]], [[1.604747011753979], [1.604747011753979], [1.604747011753979]], [[1.5974574426984451], [1.5974574426984451], [1.5974574426984451]], [[1.591018658381831], [1.591018658381831], [1.591018658381831]], [[1.5853503722570264], [1.5853503722570264], [1.5853503722570264]], [[1.5741440074828073], [1.5741440074828073], [1.5741440074828073]], [[1.5515132038736015], [1.5515132038736015], [1.5515132038736015]], [[1.5280732600204325], [1.5280732600204325], [1.5280732600204325]], [[1.5046291780367618], [1.5046291780367618], [1.5046291780367618]], [[1.4813463780680147], [1.4813463780680147], [1.4813463780680147]], [[1.4581877518977875], [1.4581877518977875], [1.4581877518977875]], [[1.4350525509758723], [1.4350525509758723], [1.4350525509758723]], [[1.4118521918579268], [1.4118521918579268], [1.4118521918579268]], [[1.3876713659169448], [1.3876713659169448], [1.3876713659169448]], [[1.3701363003659832], [1.3701363003659832], [1.3701363003659832]], [[1.292035972079945], [1.292035972079945], [1.292035972079945]], [[1.2135128908439352], [1.2135128908439352], [1.2135128908439352]], [[1.1348004973177914], [1.1348004973177914], [1.1348004973177914]], [[1.0675787148390286], [1.0675787148390286], [1.0675787148390286]], [[1.0044208687644398], [1.0044208687644398], [1.0044208687644398]], [[0.941231727204344], [0.941231727204344], [0.941231727204344]], [[0.8777620947705084], [0.8777620947705084], [0.8777620947705084]], [[0.813873510527461], [0.813873510527461], [0.813873510527461]], [[0.7493168849453805], [0.7493168849453805], [0.7493168849453805]], [[0.6836031080339586], [0.6836031080339586], [0.6836031080339586]], [[0.6163327408113993], [0.6163327408113993], [0.6163327408113993]], [[0.5478288536666346], [0.5478288536666346], [0.5478288536666346]], [[0.47868612618783896], [0.47868612618783896], [0.47868612618783896]], [[0.4090339755171868], [0.4090339755171868], [0.4090339755171868]], [[0.3383505964972299], [0.3383505964972299], [0.3383505964972299]], [[0.26795296397032176], [0.26795296397032176], [0.26795296397032176]], [[0.19888781092922694], [0.19888781092922694], [0.19888781092922694]], [[0.12855003745113458], [0.12855003745113458], [0.12855003745113458]], [[0.06045091440324909], [0.06045091440324909], [0.06045091440324909]], [[3.845517693112921e-06], [3.845517693112921e-06], [3.845517693112921e-06]], [[-0.05036297965572036], [-0.05036297965572036], [-0.05036297965572036]], [[-0.09522826505990531], [-0.09522826505990531], [-0.09522826505990531]], [[-0.13968842784948682], [-0.13968842784948682], [-0.13968842784948682]], [[-0.18754140420256138], [-0.18754140420256138], [-0.18754140420256138]], [[-0.23682850983920373], [-0.23682850983920373], [-0.23682850983920373]], [[-0.2863115679033492], [-0.2863115679033492], [-0.2863115679033492]], [[-0.3350554061947389], [-0.3350554061947389], [-0.3350554061947389]], [[-0.38341531661394523], [-0.38341531661394523], [-0.38341531661394523]], [[-0.4313242276557622], [-0.4313242276557622], [-0.4313242276557622]], [[-0.4783956482858542], [-0.4783956482858542], [-0.4783956482858542]], [[-0.5242836140773733], [-0.5242836140773733], [-0.5242836140773733]], [[-0.5693454535934076], [-0.5693454535934076], [-0.5693454535934076]], [[-0.6142496912172496], [-0.6142496912172496], [-0.6142496912172496]], [[-0.6589442816882735], [-0.6589442816882735], [-0.6589442816882735]], [[-0.7026708445023447], [-0.7026708445023447], [-0.7026708445023447]], [[-0.7478581139118495], [-0.7478581139118495], [-0.7478581139118495]], [[-0.7988793364454493], [-0.7988793364454493], [-0.7988793364454493]], [[-0.8700921277698265], [-0.8700921277698265], [-0.8700921277698265]], [[-0.9374723365501788], [-0.9374723365501788], [-0.9374723365501788]], [[-0.9673999999455227], [-0.9673999999455227], [-0.9673999999455227]], [[-0.9581870987669037], [-0.9581870987669037], [-0.9581870987669037]], [[-0.933429800415753], [-0.933429800415753], [-0.933429800415753]], [[-0.8974457994248854], [-0.8974457994248854], [-0.8974457994248854]], [[-0.8338964808846603], [-0.8338964808846603], [-0.8338964808846603]], [[-0.70048792695537], [-0.70048792695537], [-0.70048792695537]], [[-0.5399092415244767], [-0.5399092415244767], [-0.5399092415244767]], [[-0.3975330484477048], [-0.3975330484477048], [-0.3975330484477048]], [[-0.26464572635233835], [-0.26464572635233835], [-0.26464572635233835]], [[-0.13163204293984684], [-0.13163204293984684], [-0.13163204293984684]], [[0.0015076928352653804], [0.0015076928352653804], [0.0015076928352653804]]], [[[-0.002292215462039887], [-0.002292215462039887], [-0.002292215462039887]], [[0.07107153677436776], [0.07107153677436776], [0.07107153677436776]], [[0.14181572510307897], [0.14181572510307897], [0.14181572510307897]], [[0.21272391373945831], [0.21272391373945831], [0.21272391373945831]], [[0.28363564802720187], [0.28363564802720187], [0.28363564802720187]], [[0.3545388254203712], [0.3545388254203712], [0.3545388254203712]], [[0.4254517592611831], [0.4254517592611831], [0.4254517592611831]], [[0.49635040077576115], [0.49635040077576115], [0.49635040077576115]], [[0.5672654033245229], [0.5672654033245229], [0.5672654033245229]], [[0.6381715315511631], [0.6381715315511631], [0.6381715315511631]], [[0.7098174049943275], [0.7098174049943275], [0.7098174049943275]], [[0.7538616882854972], [0.7538616882854972], [0.7538616882854972]], [[0.7327637748166469], [0.7327637748166469], [0.7327637748166469]], [[0.714690853201677], [0.714690853201677], [0.714690853201677]], [[0.6950935790372671], [0.6950935790372671], [0.6950935790372671]], [[0.673219674300387], [0.673219674300387], [0.673219674300387]], [[0.6483996358273271], [0.6483996358273271], [0.6483996358273271]], [[0.6203332882904051], [0.6203332882904051], [0.6203332882904051]], [[0.5888374307811688], [0.5888374307811688], [0.5888374307811688]], [[0.5537592460953803], [0.5537592460953803], [0.5537592460953803]], [[0.5151488552751633], [0.5151488552751633], [0.5151488552751633]], [[0.47322440257748927], [0.47322440257748927], [0.47322440257748927]], [[0.4281356900383864], [0.4281356900383864], [0.4281356900383864]], [[0.3801154187131133], [0.3801154187131133], [0.3801154187131133]], [[0.3296167590618264], [0.3296167590618264], [0.3296167590618264]], [[0.2770509147040668], [0.2770509147040668], [0.2770509147040668]], [[0.22281824638184047], [0.22281824638184047], [0.22281824638184047]], [[0.1674042142935463], [0.1674042142935463], [0.1674042142935463]], [[0.1114485182537046], [0.1114485182537046], [0.1114485182537046]], [[0.05553565448603421], [0.05553565448603421], [0.05553565448603421]], [[-2.1772038659848348e-10], [-2.1772038659848348e-10], [-2.1772038659848348e-10]], [[-0.05553565405735989], [-0.05553565405735989], [-0.05553565405735989]], [[-0.11144851801526323], [-0.11144851801526323], [-0.11144851801526323]], [[-0.16740421480573792], [-0.16740421480573792], [-0.16740421480573792]], [[-0.2228182468601139], [-0.2228182468601139], [-0.2228182468601139]], [[-0.2770509143861154], [-0.2770509143861154], [-0.2770509143861154]], [[-0.32961675874949375], [-0.32961675874949375], [-0.32961675874949375]], [[-0.380115419084781], [-0.380115419084781], [-0.380115419084781]], [[-0.4281356896122363], [-0.4281356896122363], [-0.4281356896122363]], [[-0.4732244025205937], [-0.4732244025205937], [-0.4732244025205937]], [[-0.515148855478316], [-0.515148855478316], [-0.515148855478316]], [[-0.5537592456837378], [-0.5537592456837378], [-0.5537592456837378]], [[-0.5888374308473602], [-0.5888374308473602], [-0.5888374308473602]], [[-0.6203332885920911], [-0.6203332885920911], [-0.6203332885920911]], [[-0.6483996359815911], [-0.6483996359815911], [-0.6483996359815911]], [[-0.6732196740562354], [-0.6732196740562354], [-0.6732196740562354]], [[-0.6950935790502258], [-0.6950935790502258], [-0.6950935790502258]], [[-0.7146908532665331], [-0.7146908532665331], [-0.7146908532665331]], [[-0.732718157152291], [-0.732718157152291], [-0.732718157152291]], [[-0.7483419759706647], [-0.7483419759706647], [-0.7483419759706647]], [[-0.7920103635161618], [-0.7920103635161618], [-0.7920103635161618]], [[-0.808773991104565], [-0.808773991104565], [-0.808773991104565]], [[-0.8279941206329944], [-0.8279941206329944], [-0.8279941206329944]], [[-0.8494927293275135], [-0.8494927293275135], [-0.8494927293275135]], [[-0.8786615825018315], [-0.8786615825018315], [-0.8786615825018315]], [[-0.9274406590425088], [-0.9274406590425088], [-0.9274406590425088]], [[-0.988447963237677], [-0.988447963237677], [-0.988447963237677]], [[-1.0531531933305232], [-1.0531531933305232], [-1.0531531933305232]], [[-1.1130260475642335], [-1.1130260475642335], [-1.1130260475642335]], [[-1.159536224181994], [-1.159536224181994], [-1.159536224181994]], [[-1.1842972717943563], [-1.1842972717943563], [-1.1842972717943563]], [[-1.1974111409651333], [-1.1974111409651333], [-1.1974111409651333]], [[-1.2091105567940776], [-1.2091105567940776], [-1.2091105567940776]], [[-1.219086183414741], [-1.219086183414741], [-1.219086183414741]], [[-1.2270286849606744], [-1.2270286849606744], [-1.2270286849606744]], [[-1.2326287255654302], [-1.2326287255654302], [-1.2326287255654302]], [[-1.23557696936256], [-1.23557696936256], [-1.23557696936256]], [[-1.2355763621646023], [-1.2355763621646023], [-1.2355763621646023]], [[-1.2329582085309976], [-1.2329582085309976], [-1.2329582085309976]], [[-1.2288743274346183], [-1.2288743274346183], [-1.2288743274346183]], [[-1.2244660570798531], [-1.2244660570798531], [-1.2244660570798531]], [[-1.2188760052089103], [-1.2188760052089103], [-1.2188760052089103]], [[-1.212176724668029], [-1.212176724668029], [-1.212176724668029]], [[-1.205401850340153], [-1.205401850340153], [-1.205401850340153]], [[-1.1996553405271984], [-1.1996553405271984], [-1.1996553405271984]], [[-1.1942301330380345], [-1.1942301330380345], [-1.1942301330380345]], [[-1.1871024400357397], [-1.1871024400357397], [-1.1871024400357397]], [[-1.1752360162148803], [-1.1752360162148803], [-1.1752360162148803]], [[-1.1541160145706564], [-1.1541160145706564], [-1.1541160145706564]], [[-1.1250355260125344], [-1.1250355260125344], [-1.1250355260125344]], [[-1.0885997223733461], [-1.0885997223733461], [-1.0885997223733461]], [[-1.0305232775121045], [-1.0305232775121045], [-1.0305232775121045]], [[-0.957032193512811], [-0.957032193512811], [-0.957032193512811]], [[-0.8820850013390561], [-0.8820850013390561], [-0.8820850013390561]], [[-0.8082997505052592], [-0.8082997505052592], [-0.8082997505052592]], [[-0.7309349594583316], [-0.7309349594583316], [-0.7309349594583316]], [[-0.6529098636353498], [-0.6529098636353498], [-0.6529098636353498]], [[-0.5762073570244419], [-0.5762073570244419], [-0.5762073570244419]], [[-0.4995877684228703], [-0.4995877684228703], [-0.4995877684228703]], [[-0.4228424784985007], [-0.4228424784985007], [-0.4228424784985007]], [[-0.3458530375180803], [-0.3458530375180803], [-0.3458530375180803]], [[-0.2684131503052978], [-0.2684131503052978], [-0.2684131503052978]], [[-0.1909791714256718], [-0.1909791714256718], [-0.1909791714256718]], [[-0.11412766928920895], [-0.11412766928920895], [-0.11412766928920895]], [[-0.038017890955443216], [-0.038017890955443216], [-0.038017890955443216]], [[0.037632258351725845], [0.037632258351725845], [0.037632258351725845]], [[0.11303248922227122], [0.11303248922227122], [0.11303248922227122]], [[0.18822139156395248], [0.18822139156395248], [0.18822139156395248]], [[0.26315762487600086], [0.26315762487600086], [0.26315762487600086]], [[0.3379994523311616], [0.3379994523311616], [0.3379994523311616]], [[0.4126637931055815], [0.4126637931055815], [0.4126637931055815]], [[0.4871334821664601], [0.4871334821664601], [0.4871334821664601]], [[0.5613452072689434], [0.5613452072689434], [0.5613452072689434]], [[0.6352916406375912], [0.6352916406375912], [0.6352916406375912]], [[0.7089740157169441], [0.7089740157169441], [0.7089740157169441]], [[0.7822693169755864], [0.7822693169755864], [0.7822693169755864]], [[0.8551249277567817], [0.8551249277567817], [0.8551249277567817]], [[0.9274710371587396], [0.9274710371587396], [0.9274710371587396]], [[0.9988438205428632], [0.9988438205428632], [0.9988438205428632]], [[1.0689126819504597], [1.0689126819504597], [1.0689126819504597]], [[1.1379224916749835], [1.1379224916749835], [1.1379224916749835]], [[1.2057024720414724], [1.2057024720414724], [1.2057024720414724]], [[1.2714956718972978], [1.2714956718972978], [1.2714956718972978]], [[1.336144123585156], [1.336144123585156], [1.336144123585156]], [[1.400051762071055], [1.400051762071055], [1.400051762071055]], [[1.4626039530879285], [1.4626039530879285], [1.4626039530879285]], [[1.523610001129244], [1.523610001129244], [1.523610001129244]], [[1.5827042196330532], [1.5827042196330532], [1.5827042196330532]], [[1.639521821903301], [1.639521821903301], [1.639521821903301]], [[1.6939736920007846], [1.6939736920007846], [1.6939736920007846]], [[1.7442925700023897], [1.7442925700023897], [1.7442925700023897]], [[1.7887997751384677], [1.7887997751384677], [1.7887997751384677]], [[1.8289698215608958], [1.8289698215608958], [1.8289698215608958]], [[1.8468196865448172], [1.8468196865448172], [1.8468196865448172]], [[1.8528336772808225], [1.8528336772808225], [1.8528336772808225]], [[1.8403141772646419], [1.8403141772646419], [1.8403141772646419]], [[1.8061648185447354], [1.8061648185447354], [1.8061648185447354]], [[1.7637904323323357], [1.7637904323323357], [1.7637904323323357]], [[1.7136661604778896], [1.7136661604778896], [1.7136661604778896]], [[1.667896273984515], [1.667896273984515], [1.667896273984515]], [[1.6327311202279013], [1.6327311202279013], [1.6327311202279013]], [[1.6015820492518995], [1.6015820492518995], [1.6015820492518995]], [[1.5740113941934593], [1.5740113941934593], [1.5740113941934593]], [[1.5498296048111873], [1.5498296048111873], [1.5498296048111873]], [[1.5284280132439607], [1.5284280132439607], [1.5284280132439607]], [[1.5090064368126335], [1.5090064368126335], [1.5090064368126335]], [[1.4907741784964355], [1.4907741784964355], [1.4907741784964355]], [[1.4729405412745966], [1.4729405412745966], [1.4729405412745966]], [[1.454714828126347], [1.454714828126347], [1.454714828126347]], [[1.4353063420309162], [1.4353063420309162], [1.4353063420309162]], [[1.415027100451909], [1.415027100451909], [1.415027100451909]], [[1.3949212004491942], [1.3949212004491942], [1.3949212004491942]], [[1.3745904897320467], [1.3745904897320467], [1.3745904897320467]], [[1.353623834869775], [1.353623834869775], [1.353623834869775]], [[1.331610102431688], [1.331610102431688], [1.331610102431688]], [[1.3081381589870937], [1.3081381589870937], [1.3081381589870937]], [[1.2824343119926174], [1.2824343119926174], [1.2824343119926174]], [[1.2496108621074788], [1.2496108621074788], [1.2496108621074788]], [[1.211338013244317], [1.211338013244317], [1.211338013244317]], [[1.1716205351862272], [1.1716205351862272], [1.1716205351862272]], [[1.0685410406513385], [1.0685410406513385], [1.0685410406513385]], [[1.0467359358673944], [1.0467359358673944], [1.0467359358673944]], [[1.0209869332379042], [1.0209869332379042], [1.0209869332379042]], [[0.9929908272146079], [0.9929908272146079], [0.9929908272146079]], [[0.9617423915089076], [0.9617423915089076], [0.9617423915089076]], [[0.9262851942594158], [0.9262851942594158], [0.9262851942594158]], [[0.8861904122744158], [0.8861904122744158], [0.8861904122744158]], [[0.8411963297819433], [0.8411963297819433], [0.8411963297819433]], [[0.7910846366910539], [0.7910846366910539], [0.7910846366910539]], [[0.7359269363975939], [0.7359269363975939], [0.7359269363975939]], [[0.6760348607437053], [0.6760348607437053], [0.6760348607437053]], [[0.611622413731766], [0.611622413731766], [0.611622413731766]], [[0.5430220272639725], [0.5430220272639725], [0.5430220272639725]], [[0.4708810839278479], [0.4708810839278479], [0.4708810839278479]], [[0.39578702055159315], [0.39578702055159315], [0.39578702055159315]], [[0.3183117812287338], [0.3183117812287338], [0.3183117812287338]], [[0.23914887829391096], [0.23914887829391096], [0.23914887829391096]], [[0.15921216859323278], [0.15921216859323278], [0.15921216859323278]], [[0.07827034078625995], [0.07827034078625995], [0.07827034078625995]], [[2.5614153506547943e-10], [2.5614153506547943e-10], [2.5614153506547943e-10]], [[-0.05628206997055092], [-0.05628206997055092], [-0.05628206997055092]], [[-0.11144851825370472], [-0.11144851825370472], [-0.11144851825370472]], [[-0.16740421429354654], [-0.16740421429354654], [-0.16740421429354654]], [[-0.2228182463818402], [-0.2228182463818402], [-0.2228182463818402]], [[-0.27705091470406673], [-0.27705091470406673], [-0.27705091470406673]], [[-0.32961675906182636], [-0.32961675906182636], [-0.32961675906182636]], [[-0.3801154187131137], [-0.3801154187131137], [-0.3801154187131137]], [[-0.42813569003838636], [-0.42813569003838636], [-0.42813569003838636]], [[-0.47322440257748916], [-0.47322440257748916], [-0.4732244 | 4D array with the lift coefficients of the airfoils. Dimension 0 is along the different airfoils defined in the yaml, dimension 1 is along the angles of attack, dimension 2 is along the Reynolds number, dimension 3 is along the number of tabs, which may describe multiple sets at the same station, for example in presence of a flap.
airfoils.cd | output |  | [[[[0.35], [0.35], [0.35]], [[0.35], [0.35], [0.35]], [[0.35], [0.35], [0.35]], [[0.35], [0.35], [0.35]], [[0.35], [0.35], [0.35]], [[0.35], [0.35], [0.35]], [[0.35], [0.35], [0.35]], [[0.35], [0.35], [0.35]], [[0.35], [0.35], [0.35]], [[0.35], [0.35], [0.35]], [[0.35], [0.35], [0.35]], [[0.35], [0.35], [0.35]], [[0.35], [0.35], [0.35]], [[0.35], [0.35], [0.35]], [[0.35], [0.35], [0.35]], [[0.35], [0.35], [0.35]], [[0.35], [0.35], [0.35]], [[0.35], [0.35], [0.35]], [[0.35], [0.35], [0.35]], [[0.35], [0.35], [0.35]], [[0.35], [0.35], [0.35]], [[0.35], [0.35], [0.35]], [[0.35], [0.35], [0.35]], [[0.35], [0.35], [0.35]], [[0.35], [0.35], [0.35]], [[0.35], [0.35], [0.35]], [[0.35], [0.35], [0.35]], [[0.35], [0.35], [0.35]], [[0.35], [0.35], [0.35]], [[0.35], [0.35], [0.35]], [[0.35], [0.35], [0.35]], [[0.35], [0.35], [0.35]], [[0.35], [0.35], [0.35]], [[0.35], [0.35], [0.35]], [[0.35], [0.35], [0.35]], [[0.35], [0.35], [0.35]], [[0.35], [0.35], [0.35]], [[0.35], [0.35], [0.35]], [[0.35], [0.35], [0.35]], [[0.35], [0.35], [0.35]], [[0.35], [0.35], [0.35]], [[0.35], [0.35], [0.35]], [[0.35], [0.35], [0.35]], [[0.35], [0.35], [0.35]], [[0.35], [0.35], [0.35]], [[0.35], [0.35], [0.35]], [[0.35], [0.35], [0.35]], [[0.35], [0.35], [0.35]], [[0.35], [0.35], [0.35]], [[0.35], [0.35], [0.35]], [[0.35], [0.35], [0.35]], [[0.35], [0.35], [0.35]], [[0.35], [0.35], [0.35]], [[0.35], [0.35], [0.35]], [[0.35], [0.35], [0.35]], [[0.35], [0.35], [0.35]], [[0.35], [0.35], [0.35]], [[0.35], [0.35], [0.35]], [[0.35], [0.35], [0.35]], [[0.35], [0.35], [0.35]], [[0.35], [0.35], [0.35]], [[0.35], [0.35], [0.35]], [[0.35], [0.35], [0.35]], [[0.35], [0.35], [0.35]], [[0.35], [0.35], [0.35]], [[0.35], [0.35], [0.35]], [[0.35], [0.35], [0.35]], [[0.35], [0.35], [0.35]], [[0.35], [0.35], [0.35]], [[0.35], [0.35], [0.35]], [[0.35], [0.35], [0.35]], [[0.35], [0.35], [0.35]], [[0.35], [0.35], [0.35]], [[0.35], [0.35], [0.35]], [[0.35], [0.35], [0.35]], [[0.35], [0.35], [0.35]], [[0.35], [0.35], [0.35]], [[0.35], [0.35], [0.35]], [[0.35], [0.35], [0.35]], [[0.35], [0.35], [0.35]], [[0.35], [0.35], [0.35]], [[0.35], [0.35], [0.35]], [[0.35], [0.35], [0.35]], [[0.35], [0.35], [0.35]], [[0.35], [0.35], [0.35]], [[0.35], [0.35], [0.35]], [[0.35], [0.35], [0.35]], [[0.35], [0.35], [0.35]], [[0.35], [0.35], [0.35]], [[0.35], [0.35], [0.35]], [[0.35], [0.35], [0.35]], [[0.35], [0.35], [0.35]], [[0.35], [0.35], [0.35]], [[0.35], [0.35], [0.35]], [[0.35], [0.35], [0.35]], [[0.35], [0.35], [0.35]], [[0.35], [0.35], [0.35]], [[0.35], [0.35], [0.35]], [[0.35], [0.35], [0.35]], [[0.35], [0.35], [0.35]], [[0.35], [0.35], [0.35]], [[0.35], [0.35], [0.35]], [[0.35], [0.35], [0.35]], [[0.35], [0.35], [0.35]], [[0.35], [0.35], [0.35]], [[0.35], [0.35], [0.35]], [[0.35], [0.35], [0.35]], [[0.35], [0.35], [0.35]], [[0.35], [0.35], [0.35]], [[0.35], [0.35], [0.35]], [[0.35], [0.35], [0.35]], [[0.35], [0.35], [0.35]], [[0.35], [0.35], [0.35]], [[0.35], [0.35], [0.35]], [[0.35], [0.35], [0.35]], [[0.35], [0.35], [0.35]], [[0.35], [0.35], [0.35]], [[0.35], [0.35], [0.35]], [[0.35], [0.35], [0.35]], [[0.35], [0.35], [0.35]], [[0.35], [0.35], [0.35]], [[0.35], [0.35], [0.35]], [[0.35], [0.35], [0.35]], [[0.35], [0.35], [0.35]], [[0.35], [0.35], [0.35]], [[0.35], [0.35], [0.35]], [[0.35], [0.35], [0.35]], [[0.35], [0.35], [0.35]], [[0.35], [0.35], [0.35]], [[0.35], [0.35], [0.35]], [[0.35], [0.35], [0.35]], [[0.35], [0.35], [0.35]], [[0.35], [0.35], [0.35]], [[0.35], [0.35], [0.35]], [[0.35], [0.35], [0.35]], [[0.35], [0.35], [0.35]], [[0.35], [0.35], [0.35]], [[0.35], [0.35], [0.35]], [[0.35], [0.35], [0.35]], [[0.35], [0.35], [0.35]], [[0.35], [0.35], [0.35]], [[0.35], [0.35], [0.35]], [[0.35], [0.35], [0.35]], [[0.35], [0.35], [0.35]], [[0.35], [0.35], [0.35]], [[0.35], [0.35], [0.35]], [[0.35], [0.35], [0.35]], [[0.35], [0.35], [0.35]], [[0.35], [0.35], [0.35]], [[0.35], [0.35], [0.35]], [[0.35], [0.35], [0.35]], [[0.35], [0.35], [0.35]], [[0.35], [0.35], [0.35]], [[0.35], [0.35], [0.35]], [[0.35], [0.35], [0.35]], [[0.35], [0.35], [0.35]], [[0.35], [0.35], [0.35]], [[0.35], [0.35], [0.35]], [[0.35], [0.35], [0.35]], [[0.35], [0.35], [0.35]], [[0.35], [0.35], [0.35]], [[0.35], [0.35], [0.35]], [[0.35], [0.35], [0.35]], [[0.35], [0.35], [0.35]], [[0.35], [0.35], [0.35]], [[0.35], [0.35], [0.35]], [[0.35], [0.35], [0.35]], [[0.35], [0.35], [0.35]], [[0.35], [0.35], [0.35]], [[0.35], [0.35], [0.35]], [[0.35], [0.35], [0.35]], [[0.35], [0.35], [0.35]], [[0.35], [0.35], [0.35]], [[0.35], [0.35], [0.35]], [[0.35], [0.35], [0.35]], [[0.35], [0.35], [0.35]], [[0.35], [0.35], [0.35]], [[0.35], [0.35], [0.35]], [[0.35], [0.35], [0.35]], [[0.35], [0.35], [0.35]], [[0.35], [0.35], [0.35]], [[0.35], [0.35], [0.35]], [[0.35], [0.35], [0.35]], [[0.35], [0.35], [0.35]], [[0.35], [0.35], [0.35]], [[0.35], [0.35], [0.35]], [[0.35], [0.35], [0.35]], [[0.35], [0.35], [0.35]], [[0.35], [0.35], [0.35]], [[0.35], [0.35], [0.35]], [[0.35], [0.35], [0.35]], [[0.35], [0.35], [0.35]], [[0.35], [0.35], [0.35]], [[0.35], [0.35], [0.35]], [[0.35], [0.35], [0.35]], [[0.35], [0.35], [0.35]], [[0.35], [0.35], [0.35]], [[0.35], [0.35], [0.35]], [[0.35], [0.35], [0.35]], [[0.35], [0.35], [0.35]]], [[[0.0844], [0.0844], [0.0844]], [[0.0844], [0.0844], [0.0844]], [[0.0844], [0.0844], [0.0844]], [[0.0844], [0.0844], [0.0844]], [[0.08664850466189376], [0.08664850466189376], [0.08664850466189376]], [[0.09715826767238156], [0.09715826767238156], [0.09715826767238156]], [[0.11374652330268113], [0.11374652330268113], [0.11374652330268113]], [[0.13526947761954833], [0.13526947761954833], [0.13526947761954833]], [[0.1773442517479671], [0.1773442517479671], [0.1773442517479671]], [[0.23420104691207233], [0.23420104691207233], [0.23420104691207233]], [[0.29269593149209316], [0.29269593149209316], [0.29269593149209316]], [[0.350420664365802], [0.350420664365802], [0.350420664365802]], [[0.41221416180628323], [0.41221416180628323], [0.41221416180628323]], [[0.4757992619366799], [0.4757992619366799], [0.4757992619366799]], [[0.5400130351025256], [0.5400130351025256], [0.5400130351025256]], [[0.6062722391253047], [0.6062722391253047], [0.6062722391253047]], [[0.6727318847301421], [0.6727318847301421], [0.6727318847301421]], [[0.7375412872741153], [0.7375412872741153], [0.7375412872741153]], [[0.8020597564369396], [0.8020597564369396], [0.8020597564369396]], [[0.8651544049680129], [0.8651544049680129], [0.8651544049680129]], [[0.9246053213083825], [0.9246053213083825], [0.9246053213083825]], [[0.9811088872185781], [0.9811088872185781], [0.9811088872185781]], [[1.035073810077306], [1.035073810077306], [1.035073810077306]], [[1.0838503432017845], [1.0838503432017845], [1.0838503432017845]], [[1.1267615010104077], [1.1267615010104077], [1.1267615010104077]], [[1.1669502147035637], [1.1669502147035637], [1.1669502147035637]], [[1.2009462496472094], [1.2009462496472094], [1.2009462496472094]], [[1.22558245535499], [1.22558245535499], [1.22558245535499]], [[1.2471909784871589], [1.2471909784871589], [1.2471909784871589]], [[1.2639589054802878], [1.2639589054802878], [1.2639589054802878]], [[1.2706999999625708], [1.2706999999625708], [1.2706999999625708]], [[1.2639579554320175], [1.2639579554320175], [1.2639579554320175]], [[1.2471906855899395], [1.2471906855899395], [1.2471906855899395]], [[1.2255832848714736], [1.2255832848714736], [1.2255832848714736]], [[1.200948199470907], [1.200948199470907], [1.200948199470907]], [[1.1669529028482497], [1.1669529028482497], [1.1669529028482497]], [[1.1267641675966864], [1.1267641675966864], [1.1267641675966864]], [[1.0838520514515733], [1.0838520514515733], [1.0838520514515733]], [[1.035072154500835], [1.035072154500835], [1.035072154500835]], [[0.9811030520168087], [0.9811030520168087], [0.9811030520168087]], [[0.9245973393304503], [0.9245973393304503], [0.9245973393304503]], [[0.8651479737343893], [0.8651479737343893], [0.8651479737343893]], [[0.8020578669005608], [0.8020578669005608], [0.8020578669005608]], [[0.7375437076596527], [0.7375437076596527], [0.7375437076596527]], [[0.6727360185379493], [0.6727360185379493], [0.6727360185379493]], [[0.6062763979234854], [0.6062763979234854], [0.6062763979234854]], [[0.5400165513387399], [0.5400165513387399], [0.5400165513387399]], [[0.47566750132870583], [0.47566750132870583], [0.47566750132870583]], [[0.4107772596920168], [0.4107772596920168], [0.4107772596920168]], [[0.34821854119505974], [0.34821854119505974], [0.34821854119505974]], [[0.29269882069719927], [0.29269882069719927], [0.29269882069719927]], [[0.28260423241109955], [0.28260423241109955], [0.28260423241109955]], [[0.27269656734277886], [0.27269656734277886], [0.27269656734277886]], [[0.2629755929620328], [0.2629755929620328], [0.2629755929620328]], [[0.2534410767386564], [0.2534410767386564], [0.2534410767386564]], [[0.24409278614244503], [0.24409278614244503], [0.24409278614244503]], [[0.2349304886431941], [0.2349304886431941], [0.2349304886431941]], [[0.2259539517106987], [0.2259539517106987], [0.2259539517106987]], [[0.21716294281475423], [0.21716294281475423], [0.21716294281475423]], [[0.20855722942515595], [0.20855722942515595], [0.20855722942515595]], [[0.20013657901169918], [0.20013657901169918], [0.20013657901169918]], [[0.19190075904417916], [0.19190075904417916], [0.19190075904417916]], [[0.18384953699239123], [0.18384953699239123], [0.18384953699239123]], [[0.17598268032613065], [0.17598268032613065], [0.17598268032613065]], [[0.1682999565151927], [0.1682999565151927], [0.1682999565151927]], [[0.1608011330293727], [0.1608011330293727], [0.1608011330293727]], [[0.15348597733846592], [0.15348597733846592], [0.15348597733846592]], [[0.1468472514943134], [0.1468472514943134], [0.1468472514943134]], [[0.1438901898215623], [0.1438901898215623], [0.1438901898215623]], [[0.13851065592365266], [0.13851065592365266], [0.13851065592365266]], [[0.13517056337358388], [0.13517056337358388], [0.13517056337358388]], [[0.1307444076861537], [0.1307444076861537], [0.1307444076861537]], [[0.1264183630811425], [0.1264183630811425], [0.1264183630811425]], [[0.12336129782545868], [0.12336129782545868], [0.12336129782545868]], [[0.11931803384623378], [0.11931803384623378], [0.11931803384623378]], [[0.11562978335245648], [0.11562978335245648], [0.11562978335245648]], [[0.11265825114678873], [0.11265825114678873], [0.11265825114678873]], [[0.10952243755385617], [0.10952243755385617], [0.10952243755385617]], [[0.10604611288310452], [0.10604611288310452], [0.10604611288310452]], [[0.10368539732621986], [0.10368539732621986], [0.10368539732621986]], [[0.10062594311597149], [0.10062594311597149], [0.10062594311597149]], [[0.09831867636403675], [0.09831867636403675], [0.09831867636403675]], [[0.09511442523050942], [0.09511442523050942], [0.09511442523050942]], [[0.09250070006001136], [0.09250070006001136], [0.09250070006001136]], [[0.09080410204549832], [0.09080410204549832], [0.09080410204549832]], [[0.08915815758468491], [0.08915815758468491], [0.08915815758468491]], [[0.08776431128523689], [0.08776431128523689], [0.08776431128523689]], [[0.08695716987627203], [0.08695716987627203], [0.08695716987627203]], [[0.08617675301758129], [0.08617675301758129], [0.08617675301758129]], [[0.08541124234495559], [0.08541124234495559], [0.08541124234495559]], [[0.08500706295181511], [0.08500706295181511], [0.08500706295181511]], [[0.08456369880651843], [0.08456369880651843], [0.08456369880651843]], [[0.08422135054594339], [0.08422135054594339], [0.08422135054594339]], [[0.0839897138016288], [0.0839897138016288], [0.0839897138016288]], [[0.0838], [0.0838], [0.0838]], [[0.0838], [0.0838], [0.0838]], [[0.0838], [0.0838], [0.0838]], [[0.0837], [0.0837], [0.0837]], [[0.0838], [0.0838], [0.0838]], [[0.0838], [0.0838], [0.0838]], [[0.0839], [0.0839], [0.0839]], [[0.08399539091085859], [0.08399539091085859], [0.08399539091085859]], [[0.0841], [0.0841], [0.0841]], [[0.08420066672916225], [0.08420066672916225], [0.08420066672916225]], [[0.08435756818217559], [0.08435756818217559], [0.08435756818217559]], [[0.0846], [0.0846], [0.0846]], [[0.0847], [0.0847], [0.0847]], [[0.08494117793473246], [0.08494117793473246], [0.08494117793473246]], [[0.08520075986665296], [0.08520075986665296], [0.08520075986665296]], [[0.08534538423156146], [0.08534538423156146], [0.08534538423156146]], [[0.0857188832280944], [0.0857188832280944], [0.0857188832280944]], [[0.08597809395202828], [0.08597809395202828], [0.08597809395202828]], [[0.08627021227888709], [0.08627021227888709], [0.08627021227888709]], [[0.08669292594180013], [0.08669292594180013], [0.08669292594180013]], [[0.08705073546507483], [0.08705073546507483], [0.08705073546507483]], [[0.08751765875714558], [0.08751765875714558], [0.08751765875714558]], [[0.08800259973098556], [0.08800259973098556], [0.08800259973098556]], [[0.08856524759752339], [0.08856524759752339], [0.08856524759752339]], [[0.08923257776934086], [0.08923257776934086], [0.08923257776934086]], [[0.0903842239367385], [0.0903842239367385], [0.0903842239367385]], [[0.0918221839140069], [0.0918221839140069], [0.0918221839140069]], [[0.09333193555278901], [0.09333193555278901], [0.09333193555278901]], [[0.0952736719366303], [0.0952736719366303], [0.0952736719366303]], [[0.09804457482658671], [0.09804457482658671], [0.09804457482658671]], [[0.10078082613720227], [0.10078082613720227], [0.10078082613720227]], [[0.10406773359896582], [0.10406773359896582], [0.10406773359896582]], [[0.10858569393240033], [0.10858569393240033], [0.10858569393240033]], [[0.1141879465544675], [0.1141879465544675], [0.1141879465544675]], [[0.11936339474079459], [0.11936339474079459], [0.11936339474079459]], [[0.12655657420572863], [0.12655657420572863], [0.12655657420572863]], [[0.13426907161856758], [0.13426907161856758], [0.13426907161856758]], [[0.14136321153286452], [0.14136321153286452], [0.14136321153286452]], [[0.14890676127353797], [0.14890676127353797], [0.14890676127353797]], [[0.1567799901976503], [0.1567799901976503], [0.1567799901976503]], [[0.1648284429212559], [0.1648284429212559], [0.1648284429212559]], [[0.17240618709788988], [0.17240618709788988], [0.17240618709788988]], [[0.17922750127283926], [0.17922750127283926], [0.17922750127283926]], [[0.18556396034623973], [0.18556396034623973], [0.18556396034623973]], [[0.1918712019784225], [0.1918712019784225], [0.1918712019784225]], [[0.19787897363727383], [0.19787897363727383], [0.19787897363727383]], [[0.20551397528984727], [0.20551397528984727], [0.20551397528984727]], [[0.21571505435978144], [0.21571505435978144], [0.21571505435978144]], [[0.2263035657335661], [0.2263035657335661], [0.2263035657335661]], [[0.23697579255831305], [0.23697579255831305], [0.23697579255831305]], [[0.2475440778706133], [0.2475440778706133], [0.2475440778706133]], [[0.258065633486465], [0.258065633486465], [0.258065633486465]], [[0.268591691735941], [0.268591691735941], [0.268591691735941]], [[0.279112831977695], [0.279112831977695], [0.279112831977695]], [[0.2896658971967526], [0.2896658971967526], [0.2896658971967526]], [[0.30134383342006826], [0.30134383342006826], [0.30134383342006826]], [[0.3613875246849083], [0.3613875246849083], [0.3613875246849083]], [[0.42132917302665124], [0.42132917302665124], [0.42132917302665124]], [[0.4813562580489159], [0.4813562580489159], [0.4813562580489159]], [[0.544644902045498], [0.544644902045498], [0.544644902045498]], [[0.608932003366989], [0.608932003366989], [0.608932003366989]], [[0.6732498481812627], [0.6732498481812627], [0.6732498481812627]], [[0.7373694126346074], [0.7373694126346074], [0.7373694126346074]], [[0.8017480658282916], [0.8017480658282916], [0.8017480658282916]], [[0.865012433275374], [0.865012433275374], [0.865012433275374]], [[0.9245973393300273], [0.9245973393300273], [0.9245973393300273]], [[0.9811030520168087], [0.9811030520168087], [0.9811030520168087]], [[1.035072154500835], [1.035072154500835], [1.035072154500835]], [[1.0838520514515737], [1.0838520514515737], [1.0838520514515737]], [[1.1267641675966864], [1.1267641675966864], [1.1267641675966864]], [[1.1669529028482502], [1.1669529028482502], [1.1669529028482502]], [[1.2009481994709073], [1.2009481994709073], [1.2009481994709073]], [[1.2255832848714734], [1.2255832848714734], [1.2255832848714734]], [[1.2471906855899395], [1.2471906855899395], [1.2471906855899395]], [[1.2639579554320173], [1.2639579554320173], [1.2639579554320173]], [[1.2706999999625708], [1.2706999999625708], [1.2706999999625708]], [[1.2639589054802878], [1.2639589054802878], [1.2639589054802878]], [[1.2471909784871587], [1.2471909784871587], [1.2471909784871587]], [[1.2255824553549899], [1.2255824553549899], [1.2255824553549899]], [[1.2009462496472099], [1.2009462496472099], [1.2009462496472099]], [[1.1669502147035635], [1.1669502147035635], [1.1669502147035635]], [[1.1267615010104077], [1.1267615010104077], [1.1267615010104077]], [[1.0838503432017839], [1.0838503432017839], [1.0838503432017839]], [[1.0350738100773058], [1.0350738100773058], [1.0350738100773058]], [[0.981108887218578], [0.981108887218578], [0.981108887218578]], [[0.9246053213083819], [0.9246053213083819], [0.9246053213083819]], [[0.8651544049680123], [0.8651544049680123], [0.8651544049680123]], [[0.8020597564369396], [0.8020597564369396], [0.8020597564369396]], [[0.7375412872741146], [0.7375412872741146], [0.7375412872741146]], [[0.6727318847301416], [0.6727318847301416], [0.6727318847301416]], [[0.6062722391253047], [0.6062722391253047], [0.6062722391253047]], [[0.5400130351025251], [0.5400130351025251], [0.5400130351025251]], [[0.4757992619366793], [0.4757992619366793], [0.4757992619366793]], [[0.41221416180628323], [0.41221416180628323], [0.41221416180628323]], [[0.3504206643658021], [0.3504206643658021], [0.3504206643658021]], [[0.2926959314920927], [0.2926959314920927], [0.2926959314920927]], [[0.23420104691207233], [0.23420104691207233], [0.23420104691207233]], [[0.17734425174796709], [0.17734425174796709], [0.17734425174796709]], [[0.13526947761954833], [0.13526947761954833], [0.13526947761954833]], [[0.11374652330268113], [0.11374652330268113], [0.11374652330268113]], [[0.09715826767238156], [0.09715826767238156], [0.09715826767238156]], [[0.08664850466189375], [0.08664850466189375], [0.08664850466189375]], [[0.0844], [0.0844], [0.0844]], [[0.0844], [0.0844], [0.0844]], [[0.0844], [0.0844], [0.0844]], [[0.0844], [0.0844], [0.0844]]], [[[0.02464074140076669], [0.02464074140076669], [0.02464074140076669]], [[0.02580569909432451], [0.02580569909432451], [0.02580569909432451]], [[0.02942871834539518], [0.02942871834539518], [0.02942871834539518]], [[0.03523220165909676], [0.03523220165909676], [0.03523220165909676]], [[0.06185904532622094], [0.06185904532622094], [0.06185904532622094]], [[0.0976229538584653], [0.0976229538584653], [0.0976229538584653]], [[0.1404358545562948], [0.1404358545562948], [0.1404358545562948]], [[0.1898618266355637], [0.1898618266355637], [0.1898618266355637]], [[0.24544815257692218], [0.24544815257692218], [0.24544815257692218]], [[0.30653219347154986], [0.30653219347154986], [0.30653219347154986]], [[0.3724263829206935], [0.3724263829206935], [0.3724263829206935]], [[0.44251607418795447], [0.44251607418795447], [0.44251607418795447]], [[0.5158557886291057], [0.5158557886291057], [0.5158557886291057]], [[0.5917953657458499], [0.5917953657458499], [0.5917953657458499]], [[0.6693863877835179], [0.6693863877835179], [0.6693863877835179]], [[0.747874157990578], [0.747874157990578], [0.747874157990578]], [[0.826448500207229], [0.826448500207229], [0.826448500207229]], [[0.904089678452313], [0.904089678452313], [0.904089678452313]], [[0.9799921426519673], [0.9799921426519673], [0.9799921426519673]], [[1.0534263324215338], [1.0534263324215338], [1.0534263324215338]], [[1.1235703344605303], [1.1235703344605303], [1.1235703344605303]], [[1.1895009342749965], [1.1895009342749965], [1.1895009342749965]], [[1.250590531098008], [1.250590531098008], [1.250590531098008]], [[1.3063386283892886], [1.3063386283892886], [1.3063386283892886]], [[1.355928248188893], [1.355928248188893], [1.355928248188893]], [[1.398729014705725], [1.398729014705725], [1.398729014705725]], [[1.4344567981238454], [1.4344567981238454], [1.4344567981238454]], [[1.463024794591399], [1.463024794591399], [1.463024794591399]], [[1.4836134637873077], [1.4836134637873077], [1.4836134637873077]], [[1.4951900640528057], [1.4951900640528057], [1.4951900640528057]], [[1.5], [1.5], [1.5]], [[1.4951900641172955], [1.4951900641172955], [1.4951900641172955]], [[1.4836134638456298], [1.4836134638456298], [1.4836134638456298]], [[1.4630247943680663], [1.4630247943680663], [1.4630247943680663]], [[1.4344567978497234], [1.4344567978497234], [1.4344567978497234]], [[1.3987290149449179], [1.3987290149449179], [1.3987290149449179]], [[1.355928248462634], [1.355928248462634], [1.355928248462634]], [[1.306338627990761], [1.306338627990761], [1.306338627990761]], [[1.2505905316328734], [1.2505905316328734], [1.2505905316328734]], [[1.1895009343475729], [1.1895009343475729], [1.1895009343475729]], [[1.123570334118575], [1.123570334118575], [1.123570334118575]], [[1.0534263332227523], [1.0534263332227523], [1.0534263332227523]], [[0.9799921424969289], [0.9799921424969289], [0.9799921424969289]], [[0.9040896776704688], [0.9040896776704688], [0.9040896776704688]], [[0.826448499748859], [0.826448499748859], [0.826448499748859]], [[0.7478741588099511], [0.7478741588099511], [0.7478741588099511]], [[0.6693863877273374], [0.6693863877273374], [0.6693863877273374]], [[0.5917953654789297], [0.5917953654789297], [0.5917953654789297]], [[0.5158766470757943], [0.5158766470757943], [0.5158766470757943]], [[0.44503984537392294], [0.44503984537392294], [0.44503984537392294]], [[0.35620063130531965], [0.35620063130531965], [0.35620063130531965]], [[0.33549006612553084], [0.33549006612553084], [0.33549006612553084]], [[0.3144171870447617], [0.3144171870447617], [0.3144171870447617]], [[0.29324238577003114], [0.29324238577003114], [0.29324238577003114]], [[0.2713150975061302], [0.2713150975061302], [0.2713150975061302]], [[0.2468761440313916], [0.2468761440313916], [0.2468761440313916]], [[0.22128719220092194], [0.22128719220092194], [0.22128719220092194]], [[0.19609654602368132], [0.19609654602368132], [0.19609654602368132]], [[0.1728525095086302], [0.1728525095086302], [0.1728525095086302]], [[0.15310338666472922], [0.15310338666472922], [0.15310338666472922]], [[0.13837361735298742], [0.13837361735298742], [0.13837361735298742]], [[0.1270311361105049], [0.1270311361105049], [0.1270311361105049]], [[0.11712825408703549], [0.11712825408703549], [0.11712825408703549]], [[0.10840634470658521], [0.10840634470658521], [0.10840634470658521]], [[0.10060678139316026], [0.10060678139316026], [0.10060678139316026]], [[0.09347093757076677], [0.09347093757076677], [0.09347093757076677]], [[0.0867401866634108], [0.0867401866634108], [0.0867401866634108]], [[0.08027862426881537], [0.08027862426881537], [0.08027862426881537]], [[0.07452323565445125], [0.07452323565445125], [0.07452323565445125]], [[0.06923405088077107], [0.06923405088077107], [0.06923405088077107]], [[0.06405268961205317], [0.06405268961205317], [0.06405268961205317]], [[0.05898288013582364], [0.05898288013582364], [0.05898288013582364]], [[0.05409412262859782], [0.05409412262859782], [0.05409412262859782]], [[0.049349798528281405], [0.049349798528281405], [0.049349798528281405]], [[0.04471347879953847], [0.04471347879953847], [0.04471347879953847]], [[0.040199004880518], [0.040199004880518], [0.040199004880518]], [[0.03585302968117167], [0.03585302968117167], [0.03585302968117167]], [[0.03163865671647843], [0.03163865671647843], [0.03163865671647843]], [[0.027419286777057416], [0.027419286777057416], [0.027419286777057416]], [[0.02357100750276475], [0.02357100750276475], [0.02357100750276475]], [[0.02047421459668331], [0.02047421459668331], [0.02047421459668331]], [[0.01780756485408061], [0.01780756485408061], [0.01780756485408061]], [[0.015540990599252593], [0.015540990599252593], [0.015540990599252593]], [[0.013858600025055628], [0.013858600025055628], [0.013858600025055628]], [[0.012683332204736393], [0.012683332204736393], [0.012683332204736393]], [[0.011752720086393408], [0.011752720086393408], [0.011752720086393408]], [[0.01097276269946183], [0.01097276269946183], [0.01097276269946183]], [[0.010281264490461897], [0.010281264490461897], [0.010281264490461897]], [[0.009691652923478258], [0.009691652923478258], [0.009691652923478258]], [[0.009146970428664724], [0.009146970428664724], [0.009146970428664724]], [[0.0085769895785427], [0.0085769895785427], [0.0085769895785427]], [[0.007925654161542055], [0.007925654161542055], [0.007925654161542055]], [[0.0073412564391372075], [0.0073412564391372075], [0.0073412564391372075]], [[0.007002474342732667], [0.007002474342732667], [0.007002474342732667]], [[0.006825179725152748], [0.006825179725152748], [0.006825179725152748]], [[0.006694017221751008], [0.006694017221751008], [0.006694017221751008]], [[0.00663239122998191], [0.00663239122998191], [0.00663239122998191]], [[0.006634162084161137], [0.006634162084161137], [0.006634162084161137]], [[0.006646002616371678], [0.006646002616371678], [0.006646002616371678]], [[0.006678451242394257], [0.006678451242394257], [0.006678451242394257]], [[0.006726738725493311], [0.006726738725493311], [0.006726738725493311]], [[0.006796330671090491], [0.006796330671090491], [0.006796330671090491]], [[0.006888308330822744], [0.006888308330822744], [0.006888308330822744]], [[0.007002453069202364], [0.007002453069202364], [0.007002453069202364]], [[0.007134947215316324], [0.007134947215316324], [0.007134947215316324]], [[0.007295468709054304], [0.007295468709054304], [0.007295468709054304]], [[0.007492831928462707], [0.007492831928462707], [0.007492831928462707]], [[0.007732184905642564], [0.007732184905642564], [0.007732184905642564]], [[0.008050354102499251], [0.008050354102499251], [0.008050354102499251]], [[0.008515443241772697], [0.008515443241772697], [0.008515443241772697]], [[0.009043471190630053], [0.009043471190630053], [0.009043471190630053]], [[0.009650332665580772], [0.009650332665580772], [0.009650332665580772]], [[0.010403372075420214], [0.010403372075420214], [0.010403372075420214]], [[0.011204267074148665], [0.011204267074148665], [0.011204267074148665]], [[0.011990878671987613], [0.011990878671987613], [0.011990878671987613]], [[0.01281431835167492], [0.01281431835167492], [0.01281431835167492]], [[0.013685900017146748], [0.013685900017146748], [0.013685900017146748]], [[0.014628707038235428], [0.014628707038235428], [0.014628707038235428]], [[0.015657287830489478], [0.015657287830489478], [0.015657287830489478]], [[0.016789341352831427], [0.016789341352831427], [0.016789341352831427]], [[0.018147306018722005], [0.018147306018722005], [0.018147306018722005]], [[0.01983015463377329], [0.01983015463377329], [0.01983015463377329]], [[0.02200286892529567], [0.02200286892529567], [0.02200286892529567]], [[0.025059669168810982], [0.025059669168810982], [0.025059669168810982]], [[0.029600562802559932], [0.029600562802559932], [0.029600562802559932]], [[0.03582319854492027], [0.03582319854492027], [0.03582319854492027]], [[0.04388650508787661], [0.04388650508787661], [0.04388650508787661]], [[0.05348438358691562], [0.05348438358691562], [0.05348438358691562]], [[0.06426659939691338], [0.06426659939691338], [0.06426659939691338]], [[0.07519303656284898], [0.07519303656284898], [0.07519303656284898]], [[0.08566294234613277], [0.08566294234613277], [0.08566294234613277]], [[0.0961358012668057], [0.0961358012668057], [0.0961358012668057]], [[0.10669054613729248], [0.10669054613729248], [0.10669054613729248]], [[0.11733387161855495], [0.11733387161855495], [0.11733387161855495]], [[0.12784621336985455], [0.12784621336985455], [0.12784621336985455]], [[0.13832182256180162], [0.13832182256180162], [0.13832182256180162]], [[0.14891086121019464], [0.14891086121019464], [0.14891086121019464]], [[0.1597634913308319], [0.1597634913308319], [0.1597634913308319]], [[0.17102987493951188], [0.17102987493951188], [0.17102987493951188]], [[0.18286017405203323], [0.18286017405203323], [0.18286017405203323]], [[0.19515392421601674], [0.19515392421601674], [0.19515392421601674]], [[0.20771751831330104], [0.20771751831330104], [0.20771751831330104]], [[0.22073343484794197], [0.22073343484794197], [0.22073343484794197]], [[0.23438730559101686], [0.23438730559101686], [0.23438730559101686]], [[0.24886476231360355], [0.24886476231360355], [0.24886476231360355]], [[0.2643514367867796], [0.2643514367867796], [0.2643514367867796]], [[0.28115113951031356], [0.28115113951031356], [0.28115113951031356]], [[0.30092059081897193], [0.30092059081897193], [0.30092059081897193]], [[0.32320585908994615], [0.32320585908994615], [0.32320585908994615]], [[0.3467955003924829], [0.3467955003924829], [0.3467955003924829]], [[0.4455891960198274], [0.4455891960198274], [0.4455891960198274]], [[0.5158811871630801], [0.5158811871630801], [0.5158811871630801]], [[0.59179536547893], [0.59179536547893], [0.59179536547893]], [[0.6693863877273379], [0.6693863877273379], [0.6693863877273379]], [[0.747874158809951], [0.747874158809951], [0.747874158809951]], [[0.8264484997488591], [0.8264484997488591], [0.8264484997488591]], [[0.9040896776704691], [0.9040896776704691], [0.9040896776704691]], [[0.9799921424969289], [0.9799921424969289], [0.9799921424969289]], [[1.0534263332227525], [1.0534263332227525], [1.0534263332227525]], [[1.1235703341185754], [1.1235703341185754], [1.1235703341185754]], [[1.189500934347573], [1.189500934347573], [1.189500934347573]], [[1.2505905316328734], [1.2505905316328734], [1.2505905316328734]], [[1.306338627990761], [1.306338627990761], [1.306338627990761]], [[1.3559282484626343], [1.3559282484626343], [1.3559282484626343]], [[1.398729014944918], [1.398729014944918], [1.398729014944918]], [[1.4344567978497238], [1.4344567978497238], [1.4344567978497238]], [[1.4630247943680665], [1.4630247943680665], [1.4630247943680665]], [[1.4836134638456298], [1.4836134638456298], [1.4836134638456298]], [[1.4951900641172955], [1.4951900641172955], [1.4951900641172955]], [[1.5], [1.5], [1.5]], [[1.495190064052806], [1.495190064052806], [1.495190064052806]], [[1.4836134637873077], [1.4836134637873077], [1.4836134637873077]], [[1.4630247945913988], [1.4630247945913988], [1.4630247945913988]], [[1.4344567981238454], [1.4344567981238454], [1.4344567981238454]], [[1.3987290147057247], [1.3987290147057247], [1.3987290147057247]], [[1.355928248188893], [1.355928248188893], [1.355928248188893]], [[1.3063386283892882], [1.3063386283892882], [1.3063386283892882]], [[1.250590531098008], [1.250590531098008], [1.250590531098008]], [[1.1895009342749967], [1.1895009342749967], [1.1895009342749967]], [[1.12357033446053], [1.12357033446053], [1.12357033446053]], [[1.053426332421534], [1.053426332421534], [1.053426332421534]], [[0.9799921426519675], [0.9799921426519675], [0.9799921426519675]], [[0.9040896784523125], [0.9040896784523125], [0.9040896784523125]], [[0.8264485002072283], [0.8264485002072283], [0.8264485002072283]], [[0.7478741579905779], [0.7478741579905779], [0.7478741579905779]], [[0.6693863877835172], [0.6693863877835172], [0.6693863877835172]], [[0.5917953657458491], [0.5917953657458491], [0.5917953657458491]], [[0.5158557886291057], [0.5158557886291057], [0.5158557886291057]], [[0.44251607418795447], [0.44251607418795447], [0.44251607418795447]], [[0.37242638292069297], [0.37242638292069297], [0.37242638292069297]], [[0.3065316307547298], [0.3065316307547298], [0.3065316307547298]], [[0.2454461864990076], [0.2454461864990076], [0.2454461864990076]], [[0.18986535295969287], [0.18986535295969287], [0.18986535295969287]], [[0.14043294088913863], [0.14043294088913863], [0.14043294088913863]], [[0.09762326311063277], [0.09762326311063277], [0.09762326311063277]], [[0.061857189188377106], [0.061857189188377106], [0.061857189188377106]], [[0.03523215929240345], [0.03523215929240345], [0.03523215929240345]], [[0.029428720367750676], [0.029428720367750676], [0.029428720367750676]], [[0.02580569909432451], [0.02580569909432451], [0.02580569909432451]], [[0.024640741400766688], [0.024640741400766688], [0.024640741400766688]]], [[[0.011774716363659291], [0.011774716363659291], [0.011774716363659291]], [[0.012956794093589775], [0.012956794093589775], [0.012956794093589775]], [[0.016633208806910216], [0.016633208806910216], [0.016633208806910216]], [[0.022655749316810435], [0.022655749316810435], [0.022655749316810435]], [[0.033199357827176056], [0.033199357827176056], [0.033199357827176056]], [[0.07009656737643084], [0.07009656737643084], [0.07009656737643084]], [[0.11340195092413567], [0.11340195092413567], [0.11340195092413567]], [[0 | 4D array with the drag coefficients of the airfoils. Dimension 0 is along the different airfoils defined in the yaml, dimension 1 is along the angles of attack, dimension 2 is along the Reynolds number, dimension 3 is along the number of tabs, which may describe multiple sets at the same station, for example in presence of a flap.
airfoils.cm | output |  | [[[[-0.0001], [-0.0001], [-0.0001]], [[-0.0001], [-0.0001], [-0.0001]], [[-0.0001], [-0.0001], [-0.0001]], [[-0.0001], [-0.0001], [-0.0001]], [[-0.0001], [-0.0001], [-0.0001]], [[-0.0001], [-0.0001], [-0.0001]], [[-0.0001], [-0.0001], [-0.0001]], [[-0.0001], [-0.0001], [-0.0001]], [[-0.0001], [-0.0001], [-0.0001]], [[-0.0001], [-0.0001], [-0.0001]], [[-0.0001], [-0.0001], [-0.0001]], [[-0.0001], [-0.0001], [-0.0001]], [[-0.0001], [-0.0001], [-0.0001]], [[-0.0001], [-0.0001], [-0.0001]], [[-0.0001], [-0.0001], [-0.0001]], [[-0.0001], [-0.0001], [-0.0001]], [[-0.0001], [-0.0001], [-0.0001]], [[-0.0001], [-0.0001], [-0.0001]], [[-0.0001], [-0.0001], [-0.0001]], [[-0.0001], [-0.0001], [-0.0001]], [[-0.0001], [-0.0001], [-0.0001]], [[-0.0001], [-0.0001], [-0.0001]], [[-0.0001], [-0.0001], [-0.0001]], [[-0.0001], [-0.0001], [-0.0001]], [[-0.0001], [-0.0001], [-0.0001]], [[-0.0001], [-0.0001], [-0.0001]], [[-0.0001], [-0.0001], [-0.0001]], [[-0.0001], [-0.0001], [-0.0001]], [[-0.0001], [-0.0001], [-0.0001]], [[-0.0001], [-0.0001], [-0.0001]], [[-0.0001], [-0.0001], [-0.0001]], [[-0.0001], [-0.0001], [-0.0001]], [[-0.0001], [-0.0001], [-0.0001]], [[-0.0001], [-0.0001], [-0.0001]], [[-0.0001], [-0.0001], [-0.0001]], [[-0.0001], [-0.0001], [-0.0001]], [[-0.0001], [-0.0001], [-0.0001]], [[-0.0001], [-0.0001], [-0.0001]], [[-0.0001], [-0.0001], [-0.0001]], [[-0.0001], [-0.0001], [-0.0001]], [[-0.0001], [-0.0001], [-0.0001]], [[-0.0001], [-0.0001], [-0.0001]], [[-0.0001], [-0.0001], [-0.0001]], [[-0.0001], [-0.0001], [-0.0001]], [[-0.0001], [-0.0001], [-0.0001]], [[-0.0001], [-0.0001], [-0.0001]], [[-0.0001], [-0.0001], [-0.0001]], [[-0.0001], [-0.0001], [-0.0001]], [[-0.0001], [-0.0001], [-0.0001]], [[-0.0001], [-0.0001], [-0.0001]], [[-0.0001], [-0.0001], [-0.0001]], [[-0.0001], [-0.0001], [-0.0001]], [[-0.0001], [-0.0001], [-0.0001]], [[-0.0001], [-0.0001], [-0.0001]], [[-0.0001], [-0.0001], [-0.0001]], [[-0.0001], [-0.0001], [-0.0001]], [[-0.0001], [-0.0001], [-0.0001]], [[-0.0001], [-0.0001], [-0.0001]], [[-0.0001], [-0.0001], [-0.0001]], [[-0.0001], [-0.0001], [-0.0001]], [[-0.0001], [-0.0001], [-0.0001]], [[-0.0001], [-0.0001], [-0.0001]], [[-0.0001], [-0.0001], [-0.0001]], [[-0.0001], [-0.0001], [-0.0001]], [[-0.0001], [-0.0001], [-0.0001]], [[-0.0001], [-0.0001], [-0.0001]], [[-0.0001], [-0.0001], [-0.0001]], [[-0.0001], [-0.0001], [-0.0001]], [[-0.0001], [-0.0001], [-0.0001]], [[-0.0001], [-0.0001], [-0.0001]], [[-0.0001], [-0.0001], [-0.0001]], [[-0.0001], [-0.0001], [-0.0001]], [[-0.0001], [-0.0001], [-0.0001]], [[-0.0001], [-0.0001], [-0.0001]], [[-0.0001], [-0.0001], [-0.0001]], [[-0.0001], [-0.0001], [-0.0001]], [[-0.0001], [-0.0001], [-0.0001]], [[-0.0001], [-0.0001], [-0.0001]], [[-0.0001], [-0.0001], [-0.0001]], [[-0.0001], [-0.0001], [-0.0001]], [[-0.0001], [-0.0001], [-0.0001]], [[-0.0001], [-0.0001], [-0.0001]], [[-0.0001], [-0.0001], [-0.0001]], [[-0.0001], [-0.0001], [-0.0001]], [[-0.0001], [-0.0001], [-0.0001]], [[-0.0001], [-0.0001], [-0.0001]], [[-0.0001], [-0.0001], [-0.0001]], [[-0.0001], [-0.0001], [-0.0001]], [[-0.0001], [-0.0001], [-0.0001]], [[-0.0001], [-0.0001], [-0.0001]], [[-0.0001], [-0.0001], [-0.0001]], [[-0.0001], [-0.0001], [-0.0001]], [[-0.0001], [-0.0001], [-0.0001]], [[-0.0001], [-0.0001], [-0.0001]], [[-0.0001], [-0.0001], [-0.0001]], [[-0.0001], [-0.0001], [-0.0001]], [[-0.0001], [-0.0001], [-0.0001]], [[-0.0001], [-0.0001], [-0.0001]], [[-0.0001], [-0.0001], [-0.0001]], [[-0.0001], [-0.0001], [-0.0001]], [[-0.0001], [-0.0001], [-0.0001]], [[-0.0001], [-0.0001], [-0.0001]], [[-0.0001], [-0.0001], [-0.0001]], [[-0.0001], [-0.0001], [-0.0001]], [[-0.0001], [-0.0001], [-0.0001]], [[-0.0001], [-0.0001], [-0.0001]], [[-0.0001], [-0.0001], [-0.0001]], [[-0.0001], [-0.0001], [-0.0001]], [[-0.0001], [-0.0001], [-0.0001]], [[-0.0001], [-0.0001], [-0.0001]], [[-0.0001], [-0.0001], [-0.0001]], [[-0.0001], [-0.0001], [-0.0001]], [[-0.0001], [-0.0001], [-0.0001]], [[-0.0001], [-0.0001], [-0.0001]], [[-0.0001], [-0.0001], [-0.0001]], [[-0.0001], [-0.0001], [-0.0001]], [[-0.0001], [-0.0001], [-0.0001]], [[-0.0001], [-0.0001], [-0.0001]], [[-0.0001], [-0.0001], [-0.0001]], [[-0.0001], [-0.0001], [-0.0001]], [[-0.0001], [-0.0001], [-0.0001]], [[-0.0001], [-0.0001], [-0.0001]], [[-0.0001], [-0.0001], [-0.0001]], [[-0.0001], [-0.0001], [-0.0001]], [[-0.0001], [-0.0001], [-0.0001]], [[-0.0001], [-0.0001], [-0.0001]], [[-0.0001], [-0.0001], [-0.0001]], [[-0.0001], [-0.0001], [-0.0001]], [[-0.0001], [-0.0001], [-0.0001]], [[-0.0001], [-0.0001], [-0.0001]], [[-0.0001], [-0.0001], [-0.0001]], [[-0.0001], [-0.0001], [-0.0001]], [[-0.0001], [-0.0001], [-0.0001]], [[-0.0001], [-0.0001], [-0.0001]], [[-0.0001], [-0.0001], [-0.0001]], [[-0.0001], [-0.0001], [-0.0001]], [[-0.0001], [-0.0001], [-0.0001]], [[-0.0001], [-0.0001], [-0.0001]], [[-0.0001], [-0.0001], [-0.0001]], [[-0.0001], [-0.0001], [-0.0001]], [[-0.0001], [-0.0001], [-0.0001]], [[-0.0001], [-0.0001], [-0.0001]], [[-0.0001], [-0.0001], [-0.0001]], [[-0.0001], [-0.0001], [-0.0001]], [[-0.0001], [-0.0001], [-0.0001]], [[-0.0001], [-0.0001], [-0.0001]], [[-0.0001], [-0.0001], [-0.0001]], [[-0.0001], [-0.0001], [-0.0001]], [[-0.0001], [-0.0001], [-0.0001]], [[-0.0001], [-0.0001], [-0.0001]], [[-0.0001], [-0.0001], [-0.0001]], [[-0.0001], [-0.0001], [-0.0001]], [[-0.0001], [-0.0001], [-0.0001]], [[-0.0001], [-0.0001], [-0.0001]], [[-0.0001], [-0.0001], [-0.0001]], [[-0.0001], [-0.0001], [-0.0001]], [[-0.0001], [-0.0001], [-0.0001]], [[-0.0001], [-0.0001], [-0.0001]], [[-0.0001], [-0.0001], [-0.0001]], [[-0.0001], [-0.0001], [-0.0001]], [[-0.0001], [-0.0001], [-0.0001]], [[-0.0001], [-0.0001], [-0.0001]], [[-0.0001], [-0.0001], [-0.0001]], [[-0.0001], [-0.0001], [-0.0001]], [[-0.0001], [-0.0001], [-0.0001]], [[-0.0001], [-0.0001], [-0.0001]], [[-0.0001], [-0.0001], [-0.0001]], [[-0.0001], [-0.0001], [-0.0001]], [[-0.0001], [-0.0001], [-0.0001]], [[-0.0001], [-0.0001], [-0.0001]], [[-0.0001], [-0.0001], [-0.0001]], [[-0.0001], [-0.0001], [-0.0001]], [[-0.0001], [-0.0001], [-0.0001]], [[-0.0001], [-0.0001], [-0.0001]], [[-0.0001], [-0.0001], [-0.0001]], [[-0.0001], [-0.0001], [-0.0001]], [[-0.0001], [-0.0001], [-0.0001]], [[-0.0001], [-0.0001], [-0.0001]], [[-0.0001], [-0.0001], [-0.0001]], [[-0.0001], [-0.0001], [-0.0001]], [[-0.0001], [-0.0001], [-0.0001]], [[-0.0001], [-0.0001], [-0.0001]], [[-0.0001], [-0.0001], [-0.0001]], [[-0.0001], [-0.0001], [-0.0001]], [[-0.0001], [-0.0001], [-0.0001]], [[-0.0001], [-0.0001], [-0.0001]], [[-0.0001], [-0.0001], [-0.0001]], [[-0.0001], [-0.0001], [-0.0001]], [[-0.0001], [-0.0001], [-0.0001]], [[-0.0001], [-0.0001], [-0.0001]], [[-0.0001], [-0.0001], [-0.0001]], [[-0.0001], [-0.0001], [-0.0001]], [[-0.0001], [-0.0001], [-0.0001]], [[-0.0001], [-0.0001], [-0.0001]], [[-0.0001], [-0.0001], [-0.0001]], [[-0.0001], [-0.0001], [-0.0001]], [[-0.0001], [-0.0001], [-0.0001]], [[-0.0001], [-0.0001], [-0.0001]], [[-0.0001], [-0.0001], [-0.0001]], [[-0.0001], [-0.0001], [-0.0001]]], [[[-0.0016463979672204404], [-0.0016463979672204404], [-0.0016463979672204404]], [[0.1374968475748013], [0.1374968475748013], [0.1374968475748013]], [[0.2484757971208787], [0.2484757971208787], [0.2484757971208787]], [[0.30806855908266645], [0.30806855908266645], [0.30806855908266645]], [[0.3102017794708924], [0.3102017794708924], [0.3102017794708924]], [[0.3007663605487492], [0.3007663605487492], [0.3007663605487492]], [[0.28919500553485206], [0.28919500553485206], [0.28919500553485206]], [[0.28088711627845947], [0.28088711627845947], [0.28088711627845947]], [[0.27552708153272865], [0.27552708153272865], [0.27552708153272865]], [[0.27036702172108534], [0.27036702172108534], [0.27036702172108534]], [[0.26320065954858457], [0.26320065954858457], [0.26320065954858457]], [[0.24744268300568883], [0.24744268300568883], [0.24744268300568883]], [[0.22529522822098505], [0.22529522822098505], [0.22529522822098505]], [[0.2077361126796687], [0.2077361126796687], [0.2077361126796687]], [[0.20111614165837505], [0.20111614165837505], [0.20111614165837505]], [[0.19658053473715809], [0.19658053473715809], [0.19658053473715809]], [[0.19378698084531096], [0.19378698084531096], [0.19378698084531096]], [[0.19332699896772113], [0.19332699896772113], [0.19332699896772113]], [[0.19495978740471398], [0.19495978740471398], [0.19495978740471398]], [[0.19775669281436584], [0.19775669281436584], [0.19775669281436584]], [[0.20080026763230077], [0.20080026763230077], [0.20080026763230077]], [[0.204323410351384], [0.204323410351384], [0.204323410351384]], [[0.20853891368155564], [0.20853891368155564], [0.20853891368155564]], [[0.2124998195702135], [0.2124998195702135], [0.2124998195702135]], [[0.21579150651214335], [0.21579150651214335], [0.21579150651214335]], [[0.21912692189931748], [0.21912692189931748], [0.21912692189931748]], [[0.22154290764184867], [0.22154290764184867], [0.22154290764184867]], [[0.22207334808311838], [0.22207334808311838], [0.22207334808311838]], [[0.22169305820909918], [0.22169305820909918], [0.22169305820909918]], [[0.22091335240635812], [0.22091335240635812], [0.22091335240635812]], [[0.21979991170397092], [0.21979991170397092], [0.21979991170397092]], [[0.21577351838365852], [0.21577351838365852], [0.21577351838365852]], [[0.2079318986440016], [0.2079318986440016], [0.2079318986440016]], [[0.1988548599747143], [0.1988548599747143], [0.1988548599747143]], [[0.19018196467609585], [0.19018196467609585], [0.19018196467609585]], [[0.18052871848240643], [0.18052871848240643], [0.18052871848240643]], [[0.17031502088870842], [0.17031502088870842], [0.17031502088870842]], [[0.16009092293995722], [0.16009092293995722], [0.16009092293995722]], [[0.14953598249285854], [0.14953598249285854], [0.14953598249285854]], [[0.13885083058129777], [0.13885083058129777], [0.13885083058129777]], [[0.12849953092267594], [0.12849953092267594], [0.12849953092267594]], [[0.11843767169238903], [0.11843767169238903], [0.11843767169238903]], [[0.10858782550969723], [0.10858782550969723], [0.10858782550969723]], [[0.09936439241537001], [0.09936439241537001], [0.09936439241537001]], [[0.09102408839932381], [0.09102408839932381], [0.09102408839932381]], [[0.08327573670005874], [0.08327573670005874], [0.08327573670005874]], [[0.07608519832168072], [0.07608519832168072], [0.07608519832168072]], [[0.06955269681782358], [0.06955269681782358], [0.06955269681782358]], [[0.0644279995599259], [0.0644279995599259], [0.0644279995599259]], [[0.05929961253604659], [0.05929961253604659], [0.05929961253604659]], [[0.05219979558740971], [0.05219979558740971], [0.05219979558740971]], [[0.050306126923697604], [0.050306126923697604], [0.050306126923697604]], [[0.04816216421273469], [0.04816216421273469], [0.04816216421273469]], [[0.0457755929821767], [0.0457755929821767], [0.0457755929821767]], [[0.04315409875967925], [0.04315409875967925], [0.04315409875967925]], [[0.040305367072898036], [0.040305367072898036], [0.040305367072898036]], [[0.037237083449488735], [0.037237083449488735], [0.037237083449488735]], [[0.033956933417106996], [0.033956933417106996], [0.033956933417106996]], [[0.03047260250340848], [0.03047260250340848], [0.03047260250340848]], [[0.0267917762360489], [0.0267917762360489], [0.0267917762360489]], [[0.02292214014268387], [0.02292214014268387], [0.02292214014268387]], [[0.018871379750969083], [0.018871379750969083], [0.018871379750969083]], [[0.014647180588560228], [0.014647180588560228], [0.014647180588560228]], [[0.010257228183112935], [0.010257228183112935], [0.010257228183112935]], [[0.005709208062282893], [0.005709208062282893], [0.005709208062282893]], [[0.0010108057537257919], [0.0010108057537257919], [0.0010108057537257919]], [[-0.003830293214902747], [-0.003830293214902747], [-0.003830293214902747]], [[-0.009073619911823212], [-0.009073619911823212], [-0.009073619911823212]], [[-0.010285663487081473], [-0.010285663487081473], [-0.010285663487081473]], [[-0.011628650529365956], [-0.011628650529365956], [-0.011628650529365956]], [[-0.01284103140893681], [-0.01284103140893681], [-0.01284103140893681]], [[-0.013863827520447684], [-0.013863827520447684], [-0.013863827520447684]], [[-0.014833124011453999], [-0.014833124011453999], [-0.014833124011453999]], [[-0.015729079161570386], [-0.015729079161570386], [-0.015729079161570386]], [[-0.016468344612194492], [-0.016468344612194492], [-0.016468344612194492]], [[-0.01721354747095932], [-0.01721354747095932], [-0.01721354747095932]], [[-0.017809138164765037], [-0.017809138164765037], [-0.017809138164765037]], [[-0.018496230752214897], [-0.018496230752214897], [-0.018496230752214897]], [[-0.0188], [-0.0188], [-0.0188]], [[-0.0194], [-0.0194], [-0.0194]], [[-0.01974562088953868], [-0.01974562088953868], [-0.01974562088953868]], [[-0.019964880334157817], [-0.019964880334157817], [-0.019964880334157817]], [[-0.019499517004266755], [-0.019499517004266755], [-0.019499517004266755]], [[-0.018300000052906145], [-0.018300000052906145], [-0.018300000052906145]], [[-0.021237642672301184], [-0.021237642672301184], [-0.021237642672301184]], [[-0.0264013747159762], [-0.0264013747159762], [-0.0264013747159762]], [[-0.03274108429044775], [-0.03274108429044775], [-0.03274108429044775]], [[-0.03889909327299801], [-0.03889909327299801], [-0.03889909327299801]], [[-0.045571469450948913], [-0.045571469450948913], [-0.045571469450948913]], [[-0.05260318050612237], [-0.05260318050612237], [-0.05260318050612237]], [[-0.05851460879522928], [-0.05851460879522928], [-0.05851460879522928]], [[-0.06516244263325704], [-0.06516244263325704], [-0.06516244263325704]], [[-0.07103947957969535], [-0.07103947957969535], [-0.07103947957969535]], [[-0.07603970381873149], [-0.07603970381873149], [-0.07603970381873149]], [[-0.08052730760461355], [-0.08052730760461355], [-0.08052730760461355]], [[-0.08391978250667888], [-0.08391978250667888], [-0.08391978250667888]], [[-0.08753262467629279], [-0.08753262467629279], [-0.08753262467629279]], [[-0.09092712804110649], [-0.09092712804110649], [-0.09092712804110649]], [[-0.09408992605774762], [-0.09408992605774762], [-0.09408992605774762]], [[-0.09696776751051267], [-0.09696776751051267], [-0.09696776751051267]], [[-0.09989861544301573], [-0.09989861544301573], [-0.09989861544301573]], [[-0.10276444366688384], [-0.10276444366688384], [-0.10276444366688384]], [[-0.10552239309199107], [-0.10552239309199107], [-0.10552239309199107]], [[-0.10824431432308658], [-0.10824431432308658], [-0.10824431432308658]], [[-0.11058237825750909], [-0.11058237825750909], [-0.11058237825750909]], [[-0.11300556398950393], [-0.11300556398950393], [-0.11300556398950393]], [[-0.11517733571607137], [-0.11517733571607137], [-0.11517733571607137]], [[-0.11734143106397518], [-0.11734143106397518], [-0.11734143106397518]], [[-0.11920527886798098], [-0.11920527886798098], [-0.11920527886798098]], [[-0.12096217467425521], [-0.12096217467425521], [-0.12096217467425521]], [[-0.1225148906525596], [-0.1225148906525596], [-0.1225148906525596]], [[-0.12389046976014151], [-0.12389046976014151], [-0.12389046976014151]], [[-0.1251596996682939], [-0.1251596996682939], [-0.1251596996682939]], [[-0.1258917475711892], [-0.1258917475711892], [-0.1258917475711892]], [[-0.1266094990690625], [-0.1266094990690625], [-0.1266094990690625]], [[-0.12690530594581764], [-0.12690530594581764], [-0.12690530594581764]], [[-0.12639897561979782], [-0.12639897561979782], [-0.12639897561979782]], [[-0.12566410461310196], [-0.12566410461310196], [-0.12566410461310196]], [[-0.12262476423987657], [-0.12262476423987657], [-0.12262476423987657]], [[-0.1184291319176223], [-0.1184291319176223], [-0.1184291319176223]], [[-0.11508210779077754], [-0.11508210779077754], [-0.11508210779077754]], [[-0.11286868158433054], [-0.11286868158433054], [-0.11286868158433054]], [[-0.1108180753273532], [-0.1108180753273532], [-0.1108180753273532]], [[-0.10855616144472718], [-0.10855616144472718], [-0.10855616144472718]], [[-0.10702370791898037], [-0.10702370791898037], [-0.10702370791898037]], [[-0.10555674370294336], [-0.10555674370294336], [-0.10555674370294336]], [[-0.10390176755181375], [-0.10390176755181375], [-0.10390176755181375]], [[-0.10254437185249939], [-0.10254437185249939], [-0.10254437185249939]], [[-0.10157103136933837], [-0.10157103136933837], [-0.10157103136933837]], [[-0.1005228011183096], [-0.1005228011183096], [-0.1005228011183096]], [[-0.09993984587302318], [-0.09993984587302318], [-0.09993984587302318]], [[-0.0998100060740563], [-0.0998100060740563], [-0.0998100060740563]], [[-0.10008475506644479], [-0.10008475506644479], [-0.10008475506644479]], [[-0.10118036413461762], [-0.10118036413461762], [-0.10118036413461762]], [[-0.10265049733123516], [-0.10265049733123516], [-0.10265049733123516]], [[-0.10453064295147542], [-0.10453064295147542], [-0.10453064295147542]], [[-0.1069581656288985], [-0.1069581656288985], [-0.1069581656288985]], [[-0.10979293498202411], [-0.10979293498202411], [-0.10979293498202411]], [[-0.11268784728955449], [-0.11268784728955449], [-0.11268784728955449]], [[-0.11594299589093454], [-0.11594299589093454], [-0.11594299589093454]], [[-0.12034406901386757], [-0.12034406901386757], [-0.12034406901386757]], [[-0.12617226803098797], [-0.12617226803098797], [-0.12617226803098797]], [[-0.13227313374925115], [-0.13227313374925115], [-0.13227313374925115]], [[-0.1383337589843899], [-0.1383337589843899], [-0.1383337589843899]], [[-0.1444030497625908], [-0.1444030497625908], [-0.1444030497625908]], [[-0.15042427021627766], [-0.15042427021627766], [-0.15042427021627766]], [[-0.1564134881991745], [-0.1564134881991745], [-0.1564134881991745]], [[-0.16247704357099915], [-0.16247704357099915], [-0.16247704357099915]], [[-0.16897226942143279], [-0.16897226942143279], [-0.16897226942143279]], [[-0.17257639238064687], [-0.17257639238064687], [-0.17257639238064687]], [[-0.18719277289415168], [-0.18719277289415168], [-0.18719277289415168]], [[-0.20199634131396585], [-0.20199634131396585], [-0.20199634131396585]], [[-0.21681792536572206], [-0.21681792536572206], [-0.21681792536572206]], [[-0.2276025523376413], [-0.2276025523376413], [-0.2276025523376413]], [[-0.2370104010237921], [-0.2370104010237921], [-0.2370104010237921]], [[-0.24634319843661925], [-0.24634319843661925], [-0.24634319843661925]], [[-0.25580427393815686], [-0.25580427393815686], [-0.25580427393815686]], [[-0.26495155618177274], [-0.26495155618177274], [-0.26495155618177274]], [[-0.27403793199601706], [-0.27403793199601706], [-0.27403793199601706]], [[-0.2832995590655601], [-0.2832995590655601], [-0.2832995590655601]], [[-0.2928518421338477], [-0.2928518421338477], [-0.2928518421338477]], [[-0.30257447703535], [-0.30257447703535], [-0.30257447703535]], [[-0.3123500754431742], [-0.3123500754431742], [-0.3123500754431742]], [[-0.32216011828517765], [-0.32216011828517765], [-0.32216011828517765]], [[-0.33211280417819905], [-0.33211280417819905], [-0.33211280417819905]], [[-0.3419125187021995], [-0.3419125187021995], [-0.3419125187021995]], [[-0.3513682620214922], [-0.3513682620214922], [-0.3513682620214922]], [[-0.3614004204868424], [-0.3614004204868424], [-0.3614004204868424]], [[-0.3706988582969947], [-0.3706988582969947], [-0.3706988582969947]], [[-0.37729967749143634], [-0.37729967749143634], [-0.37729967749143634]], [[-0.3817986897648014], [-0.3817986897648014], [-0.3817986897648014]], [[-0.38551012071301116], [-0.38551012071301116], [-0.38551012071301116]], [[-0.38754669124284713], [-0.38754669124284713], [-0.38754669124284713]], [[-0.3876390192511365], [-0.3876390192511365], [-0.3876390192511365]], [[-0.3873492864561702], [-0.3873492864561702], [-0.3873492864561702]], [[-0.38688005845645346], [-0.38688005845645346], [-0.38688005845645346]], [[-0.38617835202182876], [-0.38617835202182876], [-0.38617835202182876]], [[-0.384190845022466], [-0.384190845022466], [-0.384190845022466]], [[-0.38183279422409583], [-0.38183279422409583], [-0.38183279422409583]], [[-0.380600016033604], [-0.380600016033604], [-0.380600016033604]], [[-0.3804512783259557], [-0.3804512783259557], [-0.3804512783259557]], [[-0.3803507922102068], [-0.3803507922102068], [-0.3803507922102068]], [[-0.38030326219164545], [-0.38030326219164545], [-0.38030326219164545]], [[-0.3815352412270618], [-0.3815352412270618], [-0.3815352412270618]], [[-0.38727233305230424], [-0.38727233305230424], [-0.38727233305230424]], [[-0.3962334154802092], [-0.3962334154802092], [-0.3962334154802092]], [[-0.4078645308329561], [-0.4078645308329561], [-0.4078645308329561]], [[-0.43154489445884747], [-0.43154489445884747], [-0.43154489445884747]], [[-0.4611002344880862], [-0.4611002344880862], [-0.4611002344880862]], [[-0.4854013306067861], [-0.4854013306067861], [-0.4854013306067861]], [[-0.5043776651170209], [-0.5043776651170209], [-0.5043776651170209]], [[-0.5216698739050862], [-0.5216698739050862], [-0.5216698739050862]], [[-0.5317199677092546], [-0.5317199677092546], [-0.5317199677092546]], [[-0.5244128799511457], [-0.5244128799511457], [-0.5244128799511457]], [[-0.48760360791772994], [-0.48760360791772994], [-0.48760360791772994]], [[-0.43203585492127505], [-0.43203585492127505], [-0.43203585492127505]], [[-0.36738708344134113], [-0.36738708344134113], [-0.36738708344134113]], [[-0.27212833395402386], [-0.27212833395402386], [-0.27212833395402386]], [[-0.14588889766502622], [-0.14588889766502622], [-0.14588889766502622]], [[0.0017554139519351392], [0.0017554139519351392], [0.0017554139519351392]]], [[[-0.0038792002062152642], [-0.0038792002062152642], [-0.0038792002062152642]], [[0.12027696552828059], [0.12027696552828059], [0.12027696552828059]], [[0.23999994728892501], [0.23999994728892501], [0.23999994728892501]], [[0.36278510511025397], [0.36278510511025397], [0.36278510511025397]], [[0.39050196350443594], [0.39050196350443594], [0.39050196350443594]], [[0.37171011832851025], [0.37171011832851025], [0.37171011832851025]], [[0.3542304917346765], [0.3542304917346765], [0.3542304917346765]], [[0.3487630149938928], [0.3487630149938928], [0.3487630149938928]], [[0.3732297951306213], [0.3732297951306213], [0.3732297951306213]], [[0.3955860527997426], [0.3955860527997426], [0.3955860527997426]], [[0.4165250163081469], [0.4165250163081469], [0.4165250163081469]], [[0.42052244994858695], [0.42052244994858695], [0.42052244994858695]], [[0.4227503659035235], [0.4227503659035235], [0.4227503659035235]], [[0.42513739357152486], [0.42513739357152486], [0.42513739357152486]], [[0.4283598627285591], [0.4283598627285591], [0.4283598627285591]], [[0.43235151853954334], [0.43235151853954334], [0.43235151853954334]], [[0.43613411628368204], [0.43613411628368204], [0.43613411628368204]], [[0.44086411384700586], [0.44086411384700586], [0.44086411384700586]], [[0.4462717393483113], [0.4462717393483113], [0.4462717393483113]], [[0.4519734542955108], [0.4519734542955108], [0.4519734542955108]], [[0.4573722664163852], [0.4573722664163852], [0.4573722664163852]], [[0.46172869013162615], [0.46172869013162615], [0.46172869013162615]], [[0.46574610694786256], [0.46574610694786256], [0.46574610694786256]], [[0.46983026302453856], [0.46983026302453856], [0.46983026302453856]], [[0.4708118033738002], [0.4708118033738002], [0.4708118033738002]], [[0.47098873518593637], [0.47098873518593637], [0.47098873518593637]], [[0.4709601449555343], [0.4709601449555343], [0.4709601449555343]], [[0.4689193940746805], [0.4689193940746805], [0.4689193940746805]], [[0.464827421024492], [0.464827421024492], [0.464827421024492]], [[0.45976370770680897], [0.45976370770680897], [0.45976370770680897]], [[0.45474199290906225], [0.45474199290906225], [0.45474199290906225]], [[0.4445468682927947], [0.4445468682927947], [0.4445468682927947]], [[0.43392518260801816], [0.43392518260801816], [0.43392518260801816]], [[0.42297712071673654], [0.42297712071673654], [0.42297712071673654]], [[0.41012997091520564], [0.41012997091520564], [0.41012997091520564]], [[0.39609393174152413], [0.39609393174152413], [0.39609393174152413]], [[0.3815956944305827], [0.3815956944305827], [0.3815956944305827]], [[0.36665403126781604], [0.36665403126781604], [0.36665403126781604]], [[0.3499890533544733], [0.3499890533544733], [0.3499890533544733]], [[0.3333522914297492], [0.3333522914297492], [0.3333522914297492]], [[0.3165819846444885], [0.3165819846444885], [0.3165819846444885]], [[0.299457963521913], [0.299457963521913], [0.299457963521913]], [[0.28222968641001916], [0.28222968641001916], [0.28222968641001916]], [[0.26506677909955184], [0.26506677909955184], [0.26506677909955184]], [[0.24806292652576867], [0.24806292652576867], [0.24806292652576867]], [[0.2312921182150734], [0.2312921182150734], [0.2312921182150734]], [[0.2157369202282988], [0.2157369202282988], [0.2157369202282988]], [[0.19202399653579483], [0.19202399653579483], [0.19202399653579483]], [[0.1523650443929073], [0.1523650443929073], [0.1523650443929073]], [[0.1128984847247068], [0.1128984847247068], [0.1128984847247068]], [[0.08322816890638657], [0.08322816890638657], [0.08322816890638657]], [[0.07816351152370977], [0.07816351152370977], [0.07816351152370977]], [[0.07287501054226556], [0.07287501054226556], [0.07287501054226556]], [[0.06712215921306457], [0.06712215921306457], [0.06712215921306457]], [[0.06050759486651832], [0.06050759486651832], [0.06050759486651832]], [[0.052730871433312954], [0.052730871433312954], [0.052730871433312954]], [[0.044329668402112644], [0.044329668402112644], [0.044329668402112644]], [[0.03588276480454619], [0.03588276480454619], [0.03588276480454619]], [[0.027968939672242545], [0.027968939672242545], [0.027968939672242545]], [[0.021166972036830656], [0.021166972036830656], [0.021166972036830656]], [[0.016045855731313684], [0.016045855731313684], [0.016045855731313684]], [[0.011923286247065581], [0.011923286247065581], [0.011923286247065581]], [[0.008128938901326136], [0.008128938901326136], [0.008128938901326136]], [[0.004713844938584524], [0.004713844938584524], [0.004713844938584524]], [[0.0017290356033299904], [0.0017290356033299904], [0.0017290356033299904]], [[-0.0007744578599482384], [-0.0007744578599482384], [-0.0007744578599482384]], [[-0.002745604206760962], [-0.002745604206760962], [-0.002745604206760962]], [[-0.00416475124464342], [-0.00416475124464342], [-0.00416475124464342]], [[-0.005233232724119824], [-0.005233232724119824], [-0.005233232724119824]], [[-0.006095183697439046], [-0.006095183697439046], [-0.006095183697439046]], [[-0.006866853087513765], [-0.006866853087513765], [-0.006866853087513765]], [[-0.007539096510796065], [-0.007539096510796065], [-0.007539096510796065]], [[-0.008139162712082619], [-0.008139162712082619], [-0.008139162712082619]], [[-0.008748223989905412], [-0.008748223989905412], [-0.008748223989905412]], [[-0.00932317973403557], [-0.00932317973403557], [-0.00932317973403557]], [[-0.009860954341820074], [-0.009860954341820074], [-0.009860954341820074]], [[-0.010601790333802047], [-0.010601790333802047], [-0.010601790333802047]], [[-0.012069167529023359], [-0.012069167529023359], [-0.012069167529023359]], [[-0.015232669975981213], [-0.015232669975981213], [-0.015232669975981213]], [[-0.019479693437883923], [-0.019479693437883923], [-0.019479693437883923]], [[-0.02419192630739044], [-0.02419192630739044], [-0.02419192630739044]], [[-0.030615036622333038], [-0.030615036622333038], [-0.030615036622333038]], [[-0.03781295651042744], [-0.03781295651042744], [-0.03781295651042744]], [[-0.04396749990522486], [-0.04396749990522486], [-0.04396749990522486]], [[-0.04866342905038359], [-0.04866342905038359], [-0.04866342905038359]], [[-0.05279451875193325], [-0.05279451875193325], [-0.05279451875193325]], [[-0.0565061016652951], [-0.0565061016652951], [-0.0565061016652951]], [[-0.0598776359629801], [-0.0598776359629801], [-0.0598776359629801]], [[-0.06289398798987221], [-0.06289398798987221], [-0.06289398798987221]], [[-0.06575063059013579], [-0.06575063059013579], [-0.06575063059013579]], [[-0.0686580151267245], [-0.0686580151267245], [-0.0686580151267245]], [[-0.07168045172795992], [-0.07168045172795992], [-0.07168045172795992]], [[-0.07456442809467094], [-0.07456442809467094], [-0.07456442809467094]], [[-0.07702397851450171], [-0.07702397851450171], [-0.07702397851450171]], [[-0.07904896062089396], [-0.07904896062089396], [-0.07904896062089396]], [[-0.08083587426393823], [-0.08083587426393823], [-0.08083587426393823]], [[-0.08250125334265854], [-0.08250125334265854], [-0.08250125334265854]], [[-0.08408001796838682], [-0.08408001796838682], [-0.08408001796838682]], [[-0.08556846482152067], [-0.08556846482152067], [-0.08556846482152067]], [[-0.08704616419843544], [-0.08704616419843544], [-0.08704616419843544]], [[-0.08848925124001421], [-0.08848925124001421], [-0.08848925124001421]], [[-0.08989765427574209], [-0.08989765427574209], [-0.08989765427574209]], [[-0.09127041121091792], [-0.09127041121091792], [-0.09127041121091792]], [[-0.09260520818227137], [-0.09260520818227137], [-0.09260520818227137]], [[-0.09390153151268424], [-0.09390153151268424], [-0.09390153151268424]], [[-0.0951502637255628], [-0.0951502637255628], [-0.0951502637255628]], [[-0.0963478226071119], [-0.0963478226071119], [-0.0963478226071119]], [[-0.09748796625061229], [-0.09748796625061229], [-0.09748796625061229]], [[-0.09852568872745252], [-0.09852568872745252], [-0.09852568872745252]], [[-0.09944233219089316], [-0.09944233219089316], [-0.09944233219089316]], [[-0.10024639150173414], [-0.10024639150173414], [-0.10024639150173414]], [[-0.10092031132295777], [-0.10092031132295777], [-0.10092031132295777]], [[-0.10138245885448506], [-0.10138245885448506], [-0.10138245885448506]], [[-0.10173376395008006], [-0.10173376395008006], [-0.10173376395008006]], [[-0.10202462108895945], [-0.10202462108895945], [-0.10202462108895945]], [[-0.10210573623601775], [-0.10210573623601775], [-0.10210573623601775]], [[-0.1021297], [-0.1021297], [-0.1021297]], [[-0.10194915443698839], [-0.10194915443698839], [-0.10194915443698839]], [[-0.10160239166935627], [-0.10160239166935627], [-0.10160239166935627]], [[-0.10106284314415384], [-0.10106284314415384], [-0.10106284314415384]], [[-0.10031462660353332], [-0.10031462660353332], [-0.10031462660353332]], [[-0.09930934307916785], [-0.09930934307916785], [-0.09930934307916785]], [[-0.09807536657195821], [-0.09807536657195821], [-0.09807536657195821]], [[-0.09651299894606558], [-0.09651299894606558], [-0.09651299894606558]], [[-0.0945521007650226], [-0.0945521007650226], [-0.0945521007650226]], [[-0.09256200466935666], [-0.09256200466935666], [-0.09256200466935666]], [[-0.0914404362201632], [-0.0914404362201632], [-0.0914404362201632]], [[-0.09156787134816835], [-0.09156787134816835], [-0.09156787134816835]], [[-0.09187541666803405], [-0.09187541666803405], [-0.09187541666803405]], [[-0.09231888433339697], [-0.09231888433339697], [-0.09231888433339697]], [[-0.09325600236898232], [-0.09325600236898232], [-0.09325600236898232]], [[-0.0951817376652118], [-0.0951817376652118], [-0.0951817376652118]], [[-0.09754393939672343], [-0.09754393939672343], [-0.09754393939672343]], [[-0.09985533545689726], [-0.09985533545689726], [-0.09985533545689726]], [[-0.10230987580960176], [-0.10230987580960176], [-0.10230987580960176]], [[-0.10496549366065437], [-0.10496549366065437], [-0.10496549366065437]], [[-0.10781025063528195], [-0.10781025063528195], [-0.10781025063528195]], [[-0.11083220835871128], [-0.11083220835871128], [-0.11083220835871128]], [[-0.11401942845616922], [-0.11401942845616922], [-0.11401942845616922]], [[-0.1173599725528826], [-0.1173599725528826], [-0.1173599725528826]], [[-0.12090896229733272], [-0.12090896229733272], [-0.12090896229733272]], [[-0.12474121965003075], [-0.12474121965003075], [-0.12474121965003075]], [[-0.12882749484397824], [-0.12882749484397824], [-0.12882749484397824]], [[-0.1331376799288889], [-0.1331376799288889], [-0.1331376799288889]], [[-0.13764166695447677], [-0.13764166695447677], [-0.13764166695447677]], [[-0.14230934797045566], [-0.14230934797045566], [-0.14230934797045566]], [[-0.14713977704908004], [-0.14713977704908004], [-0.14713977704908004]], [[-0.15250156420931466], [-0.15250156420931466], [-0.15250156420931466]], [[-0.15832320613524797], [-0.15832320613524797], [-0.15832320613524797]], [[-0.1643566277885898], [-0.1643566277885898], [-0.1643566277885898]], [[-0.18973362005608357], [-0.18973362005608357], [-0.18973362005608357]], [[-0.20823152308104184], [-0.20823152308104184], [-0.20823152308104184]], [[-0.2275061963056689], [-0.2275061963056689], [-0.2275061963056689]], [[-0.24489209202581244], [-0.24489209202581244], [-0.24489209202581244]], [[-0.2609596268358875], [-0.2609596268358875], [-0.2609596268358875]], [[-0.2773138711815659], [-0.2773138711815659], [-0.2773138711815659]], [[-0.2929336866390549], [-0.2929336 | 4D array with the moment coefficients of the airfoils. Dimension 0 is along the different airfoils defined in the yaml, dimension 1 is along the angles of attack, dimension 2 is along the Reynolds number, dimension 3 is along the number of tabs, which may describe multiple sets at the same station, for example in presence of a flap.
airfoils.coord_xy | output |  | [[[1.0, 0.0], [0.9994296839925828, -0.022259740711557653], [0.9980630178329651, -0.044458034895467166], [0.9955739142666737, -0.06656181344739087], [0.9920863097495595, -0.0885198205325811], [0.9876861486750573, -0.1102752722312596], [0.9823305251706396, -0.13178437091973824], [0.9760119083356916, -0.15300661763508797], [0.9687874672983805, -0.17388680280547333], [0.96067486025924, -0.19437934848935726], [0.9516753587636769, -0.21444968588989688], [0.9418276527462444, -0.2340583787305603], [0.9311752953551308, -0.25315297586530633], [0.9197303974311781, -0.271705871524176], [0.9075245591947199, -0.2896910384273739], [0.8946104080703082, -0.3070575403137138], [0.8810096964994353, -0.323779496057416], [0.866747905197194, -0.3398390879169575], [0.8518902581712055, -0.3552004754118655], [0.8364694626214207, -0.3698431374689812], [0.820513485943698, -0.3837614939542968], [0.8040738322175812, -0.39691489811789965], [0.7871915298856534, -0.4092893400643101], [0.7698979191015535, -0.4208940017028421], [0.7522523412351593, -0.43170364047579507], [0.7342913491785575, -0.4417041164204277], [0.7160449249557642, -0.45091629501054414], [0.6975716400331089, -0.45931119239150575], [0.6789061864336874, -0.4668918336993115], [0.6600803126205398, -0.4736931268620849], [0.6411475171372123, -0.4796641292900068], [0.6221376509688521, -0.4848434334715207], [0.6030879981944149, -0.489268924532069], [0.5840450421189749, -0.4928771044008992], [0.5650308976870032, -0.4957710179013424], [0.5460886027795995, -0.49790677272002715], [0.5272486739168989, -0.4992052309653689], [0.508535950506088, -0.49990014712315073], [0.48999235547038833, -0.4998651223361666], [0.4716321145068305, -0.49915299052333584], [0.45349250374434763, -0.4978655748478758], [0.43559330289767306, -0.49584922139645704], [0.4179560656169425, -0.49322020425743707], [0.4006097484425764, -0.4900340177148853], [0.38356093160600935, -0.48624065438121006], [0.3668432157337161, -0.4819531220757101], [0.35045731632050314, -0.47710703659168746], [0.33443448400863013, -0.4718016171476331], [0.3187741003293152, -0.4659975031053565], [0.3034996231212948, -0.45977183363997265], [0.2886112935656476, -0.4531110127745977], [0.27412438666566624, -0.44607147267603986], [0.26004145552371905, -0.43865399658656473], [0.2463748720159175, -0.43089728807614097], [0.23312344393883352, -0.4228128921543154], [0.22029377781042306, -0.4144421605903011], [0.20788328296533118, -0.4057907314202661], [0.19590295639164576, -0.39689711005990197], [0.18434125306662855, -0.38776302893280573], [0.17321393095416077, -0.378432781857511], [0.16249917612963843, -0.3689016855353158], [0.15221460277725932, -0.35922081920480536], [0.14233175939897136, -0.3493817949754991], [0.13287211153919, -0.3394286782901914], [0.12380643962975978, -0.3293594524047534], [0.11514762338607656, -0.3192023645100902], [0.10688720880274838, -0.30897183476900825], [0.09900711152156343, -0.2986754406431277], [0.09152340438534401, -0.28834653723959086], [0.08439704281722242, -0.2779791205220019], [0.0776464790199521, -0.26760420577043836], [0.07124790821202079, -0.2572292124527737], [0.06518786629737473, -0.2468610900827623], [0.05948747212742032, -0.236524433012696], [0.05410024641809, -0.2262139012738709], [0.049037878670187655, -0.21594907486257123], [0.044300349757333976, -0.20574524647381434], [0.039842359734680484, -0.1955976544282071], [0.035689975243613004, -0.18552550330330356], [0.0318292350050659, -0.17553598875305626], [0.028220007205789974, -0.16562693673246162], [0.024892524779269766, -0.15581522149021884], [0.021828668303003517, -0.14610562181570297], [0.018984694713133153, -0.13649533799824243], [0.016392191702033498, -0.12699830058110217], [0.014044634634199048, -0.11762077059006014], [0.011879824984634942, -0.10835684703907911], [0.00993094518736226, -0.09921662146203714], [0.008219407957347493, -0.09020841012942198], [0.0066583862213787865, -0.08132543510984046], [0.005267741928506431, -0.07257222340426948], [0.00409515753852961, -0.06395640173157105], [0.0030987885971364196, -0.055478013021099525], [0.0021966077355110324, -0.047132004699975395], [0.0014626417630186888, -0.03892440526041651], [0.0009644846082979224, -0.030860610171394198], [0.0005993738679828514, -0.02293623594596854], [0.0002900866455990823, -0.015148765877396192], [7.807077883024657e-05, -0.007502222076492855], [4.123786208661393e-31, 5.228329429302685e-16], [7.804120611659719e-05, 0.0075007362206906], [0.0002898787241920041, 0.015142758486887963], [0.000598775316682048, 0.022922584561419893], [0.0009633263516348351, 0.030836119397775343], [0.0014596682128281925, 0.03888574897117976], [0.002190976364499905, 0.04707581599068358], [0.003089978419597784, 0.05540088812816786], [0.0040827111247031585, 0.06385488643689786], [0.005248531243836643, 0.07244263446468911], [0.006631282230012606, 0.08116423659691101], [0.008183684298590573, 0.09001209900857235], [0.009883614168490653, 0.09898142028662339], [0.011817640154723611, 0.10807902374749369], [0.01396619932168302, 0.11729689155328492], [0.016295142079104163, 0.12662481850788523], [0.018863193778115264, 0.13606823481979635], [0.02168071375327755, 0.14562174107393813], [0.02471591629586298, 0.15527150565279627], [0.028006440010586355, 0.165019126539153], [0.03157625589149645, 0.1748614504202335], [0.03539483961687758, 0.18478174850035609], [0.03949498254800754, 0.19478045115068415], [0.04389792827815823, 0.20485282604936927], [0.04857580757377652, 0.21497933573681507], [0.053567991613811754, 0.22516324887670416], [0.058881821148870805, 0.23539257539832717], [0.06450016290273135, 0.24564586185495804], [0.07046920463911448, 0.2559288096954286], [0.07677403099247092, 0.2662200889663401], [0.08341621271683673, 0.2765073937902723], [0.09042901951906561, 0.28678971177956136], [0.0977906533229447, 0.29703436159541463], [0.10553618719874776, 0.30724577033016753], [0.11365876004177941, 0.31739779819794245], [0.12216148331893956, 0.32747251411893835], [0.1310674986027348, 0.3374671550918852], [0.14035464992188373, 0.3473464005305417], [0.15005511078613856, 0.35711729389225627], [0.16014896266156226, 0.36673682914626565], [0.17065818789963985, 0.3762090161783662], [0.18157495742292404, 0.38549542027777317], [0.19290757140963558, 0.39458324766597125], [0.20465763457781186, 0.40345225285920383], [0.21681735306942437, 0.4120736546751034], [0.22939648396347814, 0.42044126040552204], [0.24237780069407988, 0.4285157291249234], [0.25577362426833844, 0.43629701405132937], [0.2695667856328992, 0.4437307842367121], [0.2837657972261352, 0.4508257189736277], [0.29834798288780395, 0.4575293130468375], [0.3133189787852679, 0.46384827499917725], [0.3286584618928104, 0.46972703394847015], [0.3443649416455463, 0.475166089488012], [0.3604197737256814, 0.4801248956651735], [0.37681123376695697, 0.48458015694873596], [0.3935252510207292, 0.48853802379954314], [0.4105386425535709, 0.49191628687198047], [0.4278432324908231, 0.49479368977268307], [0.4454066634681981, 0.4970018654659501], [0.46322225410302975, 0.4986945279258367], [0.4812515456557157, 0.4995759574617027], [0.4994810266717367, 0.4999995959588525], [0.5178795830856975, 0.49960989996393335], [0.53641763136701, 0.49871925440459175], [0.5550757049095608, 0.49694709545980137], [0.5738084272426077, 0.49454680736168743], [0.5925967311050585, 0.49134249558480003], [0.6114013775535108, 0.48742771367820387], [0.6301864306052414, 0.48276379079159165], [0.648926781663159, 0.4772994360273946], [0.6675702064249728, 0.4710909063826168], [0.6860884295909518, 0.4640855644485803], [0.7044453890439168, 0.45628515353038396], [0.722592093722966, 0.4477211541323313], [0.7405018004535244, 0.43835712852367376], [0.7581254571228347, 0.42821234423908555], [0.7754210143761534, 0.4173028842750694], [0.7923623735876, 0.40561397611121003], [0.8088945461516955, 0.39317354699102686], [0.8249746330148909, 0.37999039194943685], [0.840576952273409, 0.36606263907410297], [0.8556527588088183, 0.3514331465234184], [0.8701628988827119, 0.3361178636958038], [0.8840850330712718, 0.32012561483558427], [0.8973612142623709, 0.3034905059583094], [0.9099546800766617, 0.28624096866093457], [0.9218514714025469, 0.26839650792968434], [0.9330128366584267, 0.2500014055184518], [0.9433892789690503, 0.23108884233257787], [0.9529731538505596, 0.21168480824165703], [0.9617431308270605, 0.19183234032607088], [0.9696406906754642, 0.17157715881862956], [0.976664215898664, 0.15095167052848138], [0.9828150771120139, 0.1299956210320345], [0.9880284400451029, 0.10876529915817723], [0.992304836603751, 0.08729993375043729], [0.9956935187759139, 0.06563977190440731], [0.9981204893400154, 0.04383945814142851], [0.9994430379087048, 0.021949651396883776], [1.0, -3.999292530240781e-18]], [[1.0000000641582691, 0.0], [0.9816224778096126, -0.011888509801023359], [0.9544967419966697, -0.01733301226367476], [0.9279135471279183, -0.024749947106193156], [0.9020337854305397, -0.03412039002589297], [0.8768188957045888, -0.04487562561879703], [0.8521610183698916, -0.056531538705278925], [0.8279976812746509, -0.06881292784469407], [0.8041834947411521, -0.08134658747862468], [0.7808328987135956, -0.09427541042766333], [0.7577324581541895, -0.10715078879633044], [0.7348960385731873, -0.11994815467622309], [0.7122693107278134, -0.13252372582416483], [0.6897483631774378, -0.14464044278833502], [0.6673753092543601, -0.15632777766862363], [0.6451137391572728, -0.16745522432449778], [0.6229482722034908, -0.17793503507980657], [0.6009050363948943, -0.18775270432434668], [0.5790083355867572, -0.1968956502764629], [0.5572958086124575, -0.20538487032086034], [0.5357555285640887, -0.2131075216695587], [0.5143953846357816, -0.21999504516402058], [0.4933064077382536, -0.2262402766590185], [0.4724378793581711, -0.23154398492890327], [0.4519077464853723, -0.23626531150726485], [0.4316627373182563, -0.2400430578615351], [0.4117792792739025, -0.24309907020547308], [0.39229191932502777, -0.24551506186190294], [0.37321825414049864, -0.24723966143569057], [0.35457677208907834, -0.2481796029606727], [0.3364026221672808, -0.24869043262758245], [0.3187106015505649, -0.24840515141271788], [0.3015167251984552, -0.24763861922044178], [0.2848328836192695, -0.24637952942264962], [0.2686727760474411, -0.24468405871936133], [0.2530606367546902, -0.24237710284185782], [0.2379945760634067, -0.23967331772276787], [0.22345777982377726, -0.23665300119293473], [0.20947976775040889, -0.23324841183989545], [0.19606410546608344, -0.22947531155975268], [0.18318310100532642, -0.2254623952603897], [0.17089218036759898, -0.22105503678632932], [0.1591078783539022, -0.21652376076799698], [0.1479075485875472, -0.21166471473014253], [0.13722547150799327, -0.20666201657603409], [0.1270870042742421, -0.20146431867733927], [0.11750600264090581, -0.19606368734392268], [0.10840242144331787, -0.19060277946705625], [0.09986472681613817, -0.1849520905200444], [0.09180142293487703, -0.17925326152713908], [0.08426099551084328, -0.17344627175611424], [0.07721222673339136, -0.1675791685945371], [0.07060177898468739, -0.16171963933652597], [0.06449394104200015, -0.15579806718126854], [0.05878136259503372, -0.1499309212413543], [0.053454794813834694, -0.14412358025891306], [0.048521820148333276, -0.13836619164849706], [0.04392239104330549, -0.13270908086081912], [0.03977635590054046, -0.1270546728584432], [0.03594301863490332, -0.12151159442475433], [0.032343859420646624, -0.11612582563667169], [0.02914721874351434, -0.11078827560212463], [0.026238889983247565, -0.1055658595358853], [0.02358716382636716, -0.10047544460202332], [0.021147814112247233, -0.0955325633046547], [0.01887703286772049, -0.09075430066012309], [0.016857190996223972, -0.08609526684890893], [0.01501080139831907, -0.08158630941361311], [0.013307724187537255, -0.07723272246229039], [0.01174802831660455, -0.07302912395025296], [0.01037145236822265, -0.06895451449831773], [0.009131978621574032, -0.06502137138997631], [0.008028124189743767, -0.06122531097503351], [0.007059595692639119, -0.05756040489642238], [0.006205844774331937, -0.054029756314848985], [0.005451022528806357, -0.05063047029472687], [0.00480562698823125, -0.04735838340859953], [0.0042388769027138585, -0.04421215789003238], [0.0037047838182223685, -0.04119662859057588], [0.003220365226738596, -0.03830371668645796], [0.0028317381280230517, -0.03552285655867105], [0.0025051524871945795, -0.03285206167534053], [0.0021982977267662727, -0.03029369625137577], [0.0018905036942143166, -0.0278461198156222], [0.0016033144529276361, -0.025502010544283707], [0.0013584024869907148, -0.02325492338120365], [0.0011486098114589125, -0.021100951185593624], [0.0009590327461708833, -0.019038168671327352], [0.0007777337773124634, -0.017063746849118665], [0.0006218982009755814, -0.015172995926361385], [0.0005105077674114965, -0.013361189117741186], [0.000423841025136124, -0.011625767549718464], [0.0003347982069979525, -0.009965804195412329], [0.00020810934541864472, -0.008380191740661905], [8.093807566198749e-05, -0.006864274054729131], [5.003700616266307e-05, -0.00541074942671791], [2.76527261567825e-05, -0.004018581285788541], [1.2381398555146557e-05, -0.002686089671484438], [3.42701070702644e-06, -0.001411478814505095], [6.415826917687804e-08, -0.0001928773798230867], [1.9578209699477334e-05, 0.0010249567950772023], [7.434405809769169e-05, 0.002296861382822067], [0.00016516684302838165, 0.003623399140986793], [0.0002801625819554719, 0.005008744438176665], [0.00036402424943717877, 0.006458258381200613], [0.0004364403866489472, 0.007973900391917893], [0.0005136181992593024, 0.00955702140509728], [0.0006165096814828039, 0.011208661784168437], [0.000773113852417539, 0.012930636582877256], [0.0009553703272314189, 0.014728189670192503], [0.0011288679989420356, 0.01660691064125069], [0.0013111033959090728, 0.018568853462080315], [0.0015244350494300525, 0.020614822566102146], [0.001787282536324778, 0.022747036739473748], [0.002075211546111645, 0.024972085678968924], [0.0023514764464704213, 0.027297923486488327], [0.0026182421512095377, 0.029728905334837373], [0.0029060361183469658, 0.03226490690958714], [0.003254176006130922, 0.03490481029694923], [0.003680238954049341, 0.03765235528808937], [0.004140835840639816, 0.040517362675745815], [0.004607000349477522, 0.04350944376970134], [0.0051222388641613825, 0.04662534776133784], [0.005744819045970576, 0.04985982414223066], [0.006475016647881681, 0.0532192585297687], [0.007291893088843383, 0.05670929273342586], [0.008221461517150374, 0.06032964566024511], [0.009293471437218781, 0.06407683661509465], [0.010499996012437, 0.06795625121109558], [0.011849487611372434, 0.07197079079768613], [0.013357387573943084, 0.07611886229346917], [0.014985385037477216, 0.08042052313359917], [0.016754704142316373, 0.08487294961722963], [0.018711978975574133, 0.08946478837135757], [0.020878060576832138, 0.09418974087378704], [0.023187333128552583, 0.09908575948557159], [0.02568708007582809, 0.10413482369617139], [0.028456473493025936, 0.1093046845190491], [0.03151484811862392, 0.11458686287234061], [0.0348408168530475, 0.11999599109534063], [0.03845906858369859, 0.12552094396729585], [0.0423508820629915, 0.13118045850295973], [0.04658496061667245, 0.13692877891103022], [0.05120471485540369, 0.1427357804244521], [0.05618072373724449, 0.14862685335626089], [0.061519406182248174, 0.15459755984437792], [0.06726743653936719, 0.16060978734787934], [0.07345497397909968, 0.16663247518720223], [0.08010790407695328, 0.17263675969607495], [0.08724706746166629, 0.17859226955905194], [0.09490245463337818, 0.18445362566054338], [0.10301026849192312, 0.19030493699801512], [0.11168946998061531, 0.19595655902162637], [0.12084699101905637, 0.20155620849591124], [0.13055911723563085, 0.2069580313344335], [0.1408013989013082, 0.21219615005494677], [0.15160830732403532, 0.2171863840131402], [0.16295105753053957, 0.22197219294916648], [0.17484468068443237, 0.22650102870382396], [0.18730288597991032, 0.2307128100761206], [0.20033806507106394, 0.23452313382396534], [0.21393463130431917, 0.23794255526367272], [0.22807430970825018, 0.24098873882022318], [0.2427506076867408, 0.24364454746711156], [0.2579632673451621, 0.24584973997927195], [0.27369528761475004, 0.24762500102163057], [0.2899465740817818, 0.24889727750283655], [0.30669285726176304, 0.2497568283385922], [0.3239317619892558, 0.24999036058890958], [0.34164348383396975, 0.24970066878357178], [0.359825097437411, 0.24910298876333678], [0.3784365356422681, 0.24767781956850532], [0.39749632345817193, 0.24591723833924783], [0.41697157956848085, 0.243576785079742], [0.43684357628748255, 0.24066370279980137], [0.45709645989835423, 0.23716791941121274], [0.47772493014222756, 0.23316613666419037], [0.4986883707613476, 0.22854177432898512], [0.5199891888555612, 0.22339008857602108], [0.5415802143106421, 0.2175991624069338], [0.5634911825727041, 0.21135262363110377], [0.585678710685776, 0.2045789397694729], [0.6081428291350399, 0.19732578110673057], [0.6308710948490478, 0.1896297071483437], [0.6537829380141432, 0.18131922732651595], [0.6769441882157503, 0.17264672277591597], [0.7002299644449165, 0.16334942997887905], [0.7237127067071711, 0.15367616009888452], [0.7473456340474205, 0.14357821045236263], [0.7710893637096884, 0.13302560909800926], [0.7948845283493946, 0.12196009309517003], [0.8187906449500086, 0.11057274854898722], [0.8427498676775815, 0.09880596758511667], [0.8666492980868202, 0.08649958683968352], [0.8906108304114972, 0.073959518914023], [0.9145454668566092, 0.06107939972896235], [0.9384599214964683, 0.047929219925573294], [0.9621601621630373, 0.034233923880327165], [0.985537316950688, 0.019886379952842745], [1.0000000641582691, 1.1926224662506432e-18]], [[0.9999999999999998, -0.00037000000155423325], [0.9760175682946864, 0.001856128063663903], [0.9520313293280833, 0.0037478689451748625], [0.9280706386767559, 0.005294961807839354], [0.9041467324238383, 0.00603719150540518], [0.8803094416823727, 0.005946497873859956], [0.8566100878235441, 0.005073717378002148], [0.8330947793088116, 0.0034868456995528533], [0.8098015002129516, 0.0012436525171173485], [0.7867687329394414, -0.0016154803961154307], [0.7640294485452065, -0.005052494691579028], [0.7416003064027274, -0.008949372867490089], [0.7195053133160813, -0.01326483305148609], [0.6977606207819543, -0.017937570920158886], [0.6763795220298383, -0.022912223816007], [0.655367086965139, -0.028114142782314548], [0.6347231602927572, -0.03346278060766579], [0.6144457184885369, -0.038885160685987505], [0.5945309418424708, -0.04431159754268593], [0.5749700227404981, -0.049662703016951616], [0.5557520031977877, -0.05485623868669627], [0.5368764043089789, -0.05985086640768814], [0.5183428249361038, -0.06460854478678663], [0.5001503855632153, -0.06908902624536666], [0.4822884459359808, -0.07320859207125653], [0.4647552995743271, -0.07691578569327746], [0.4475600439165858, -0.08019970359892459], [0.4307108737094134, -0.08304858489370755], [0.41422045079007086, -0.08547632389356123], [0.39809989880204344, -0.08749869154565909], [0.3823614171521447, -0.0891522482259997], [0.3670128129499381, -0.0904560715909192], [0.35205944895442776, -0.09141086079033056], [0.3375084026205794, -0.09206823393423921], [0.3233624841810956, -0.09243538466808114], [0.309624084367261, -0.09246812876148207], [0.296293755468272, -0.09236060343793055], [0.283370903129312, -0.0919880919206631], [0.27085353503179294, -0.09141101139060395], [0.2587378169157688, -0.0906654498920754], [0.24701905273998817, -0.08977127967026516], [0.23569390352724637, -0.08872575847593292], [0.22475552159272508, -0.08755637824613138], [0.21419679362291405, -0.08628163669639423], [0.20401133395540497, -0.08490958976806068], [0.1941928372982681, -0.08344363335519576], [0.1847341592269186, -0.08189173895535748], [0.17562605445664656, -0.08027420622602349], [0.16685891828858662, -0.07860678605098968], [0.15842629011047157, -0.07688787827337347], [0.15031920015981193, -0.07512537154610746], [0.14252612887516838, -0.07333969723491035], [0.1350381806719687, -0.07153723418343516], [0.12784904068701067, -0.06971394769742381], [0.12094852776017376, -0.06787947672060328], [0.11432748572652035, -0.06604013857354013], [0.10797945333740779, -0.06419177507398204], [0.10189455200269437, -0.062344020745636386], [0.09606388042753088, -0.06050130267266442], [0.09047888532369205, -0.05866689175658138], [0.08513129646048065, -0.05684336343272331], [0.0800139177362997, -0.05503147564721603], [0.07511823336772526, -0.05323495649256179], [0.07043607993966035, -0.051456488147270704], [0.06595961027393674, -0.04969825849500087], [0.061680902139152935, -0.047963586275338144], [0.057593955353373916, -0.046250658793214966], [0.05369279947734251, -0.04455784567354627], [0.04997211631718282, -0.04288276271104318], [0.046425208776724264, -0.04122758750733555], [0.04304493308533683, -0.03959439749876549], [0.03982477625618572, -0.03798428774984719], [0.03676042519344501, -0.036394767395786995], [0.03384555061877274, -0.034827885291432305], [0.031074656533804604, -0.033283619648733644], [0.028442652272968303, -0.03176146736496723], [0.02594794627153139, -0.030256446157694874], [0.023580672725849173, -0.028776708467140873], [0.021337958619346262, -0.02731962904636588], [0.019219759180973846, -0.02587779731033418], [0.0172250219390217, -0.024448357029991954], [0.01533624611488158, -0.023049068294536415], [0.01355464651917714, -0.021673757605531117], [0.01188917919052386, -0.020305407971836945], [0.010350293940890907, -0.01893039840943001], [0.008911306054660655, -0.017576722691238642], [0.007538138777403432, -0.016275052583435465], [0.0062526163140770126, -0.015001341423207384], [0.005112794346094272, -0.013696829070729001], [0.004133512145965725, -0.012356939589000212], [0.003293191249263595, -0.011008460962344153], [0.002615505556481509, -0.00964950500690008], [0.0020900218333075498, -0.008296852388689262], [0.0017007895184396598, -0.006961149053083049], [0.001362651663481088, -0.005672649327333382], [0.0010597709181203877, -0.004436171493469394], [0.0007767522955866554, -0.0032517675570576774], [0.0005090883677053987, -0.002118048383008181], [0.0002514571017204695, -0.001033967470550173], [0.0, 1.6636227552105871e-06], [0.00024115250749386785, 0.001039706991661513], [0.00047126373694464564, 0.002129234205690561], [0.0006999435940433465, 0.003270238918460981], [0.0009321931284843126, 0.004463849990550134], [0.001174679427728951, 0.0057113877544637355], [0.0014399454242753288, 0.0070119235829113925], [0.0017487596069471778, 0.008366266881097118], [0.0021195159079827872, 0.00976674270481661], [0.002625097336553991, 0.011190285637546383], [0.0032519689504449554, 0.012643839434175486], [0.0039746503423327365, 0.014130052143080886], [0.004821250087702888, 0.015632421693678157], [0.00578681385913657, 0.01715252424988392], [0.00684636895293168, 0.018707818416731376], [0.00795385823673404, 0.020330446408625247], [0.009164274852560005, 0.021986111042090587], [0.010486632591879642, 0.023669681744813327], [0.01192460014815614, 0.025381546207088292], [0.013466453979903247, 0.02713309440584399], [0.015115142634758055, 0.0289255076293185], [0.01688149852276155, 0.030752530802965798], [0.018776435498668864, 0.03260853226347007], [0.020794575599591917, 0.03450201178623007], [0.02294332953682965, 0.036429835833054], [0.025229245194400948, 0.03839031943681874], [0.027658403993049887, 0.040382065841002124], [0.03022794587938681, 0.04241385599201726], [0.032947489759645156, 0.04448020569982784], [0.035824131428482404, 0.04657950141034194], [0.038861569990279565, 0.048714060473938864], [0.04206767178917172, 0.050879840858368254], [0.045448732934199265, 0.05307628786091987], [0.04901174854914831, 0.05530192472574486], [0.05276458629372885, 0.05755359101511647], [0.056709360625086275, 0.05983720581044687], [0.06085428085224087, 0.062149810104803555], [0.06520773606652482, 0.06448830608379215], [0.06977777493331361, 0.06684996838811229], [0.07457255840531683, 0.06923070575044822], [0.07960030256036017, 0.071627373617202], [0.0848692521878683, 0.07403701960025946], [0.09038770524296794, 0.07645647527524155], [0.09616551347990906, 0.078877864780881], [0.10220726391349423, 0.0813062151783161], [0.10852055864841906, 0.08374053416546022], [0.11511602835137037, 0.08617119527064875], [0.12200722991057368, 0.08858069958150379], [0.12919970893734406, 0.09097105351561595], [0.1367072395816364, 0.09331870795300382], [0.144532832289765, 0.09563620785126677], [0.1526801657899887, 0.09793416775688381], [0.16116144105304464, 0.10019082967125538], [0.17000745730852115, 0.10231225136524241], [0.17919005472144872, 0.10443456918558879], [0.18873727286230899, 0.10646133755482758], [0.19865884928863672, 0.10837012033281042], [0.20895952181477961, 0.11015875760324027], [0.21964159189337357, 0.11184208428590336], [0.23070849127143467, 0.11342342906944884], [0.2421790556057647, 0.11479919531185726], [0.2540548470547788, 0.11595772548554742], [0.2663355012466182, 0.1169139944190421], [0.27902264108062597, 0.11766558717302053], [0.29211716834359736, 0.11825031751464735], [0.3056222163347755, 0.11849497643949586], [0.3195379240722574, 0.11849915335909522], [0.33386049294677467, 0.11825266978897636], [0.348588151721234, 0.11764831214746607], [0.3637212245674185, 0.11682901969583913], [0.3792546553710934, 0.11571349336095565], [0.39518548207002735, 0.11431104038629872], [0.4115110527596188, 0.1126312943887046], [0.4282368101622833, 0.11075897293390895], [0.44534110682090106, 0.10854158221529629], [0.4628373008148297, 0.10612687926278402], [0.48070333453645897, 0.10339851871245366], [0.4989470324630241, 0.10045344315772303], [0.5175713797323278, 0.09735034511382203], [0.5365484009034771, 0.09397054107922675], [0.5558813551996642, 0.09038546963656208], [0.5755623727570836, 0.08660600172557516], [0.5955779703983581, 0.08261910492731223], [0.6159184064197066, 0.07843732035979034], [0.6365713463364069, 0.07406411271129237], [0.6575382522894657, 0.06957363828453747], [0.6788053301613134, 0.06497013881948716], [0.7003567474337784, 0.0602546932790535], [0.7221905644221784, 0.05549587437909008], [0.7442819743274134, 0.05066250503318408], [0.7666287137304427, 0.04583131613806848], [0.7892127315684013, 0.041011654843770805], [0.8120181855330694, 0.03622786046356262], [0.8350289770052833, 0.03150768361167234], [0.8582191517150557, 0.026835308004435766], [0.8815693122659792, 0.02223040134472915], [0.9050606890119991, 0.017719188283410403], [0.9286716273351129, 0.013317331682095954], [0.952381403156938, 0.009048944972264958], [0.9761653126777516, 0.004918340914362606], [1.0, 0.0009400000039485925]], [[1.0, -0.0032600000000031558], [0.9757098459515007, 9.413743958185746e-05], [0.9513574197530962, 0.0027386051450531816], [0.9269893083211551, 0.004665140753883102], [0.9026380615762467, 0.005554835614804759], [0.8783709147137104, 0.005406690069700591], [0.8542545551155848, 0.0042509651316111835], [0.8303441860049631, 0.0022526411163273346], [0.806689138991391, -0.0005704722254928392], [0.7833464567698448, -0.004220616580483527], [0.7603647752101949, -0.008686189192679241], [0.7377728171096392, -0.013846465583279734], [0.7155774751718915, -0.019546989936029997], [0.6937832858884798, -0.025674421318782746], [0.672392044765137, -0.03213205740570432], [0.6513919914549062, -0.038798946246479914], [0.6307668678865986, -0.04556063832678332], [0.610495837707074, -0.05230246561956699], [0.5905644955526742, -0.05893747095729067], [0.5709580585670951, -0.06538145049681875], [0.55166565777824, -0.07156310662471468], [0.5326821936667496, -0.0774282029977744], [0.514003585710757, -0.08292337826036032], [0.49563491352714617, -0.088025066134341], [0.4775768352521825, -0.09269017111858055], [0.4598352600861499, -0.09689303949721062], [0.44242040000426475, -0.10062260941716974], [0.42534764463699654, -0.10389714369285614], [0.40862867137719877, -0.10671826016627463], [0.3922764718642727, -0.1091089958808859], [0.3763025305071344, -0.11108559176937606], [0.3607150295051517, -0.11265586229423369], [0.34552329855754127, -0.11384618640313308], [0.33073462002416176, -0.11468451560465116], [0.31635435017084174, -0.1151892544499041], [0.30238570188546654, -0.11537908645131881], [0.28883133506053976, -0.11529926490950124], [0.27569253393131116, -0.11492559624810048], [0.26296787800047244, -0.11432151739623585], [0.2506566015053505, -0.1134885086137409], [0.23875534290554104, -0.11244990293703111], [0.22726016060398574, -0.11122640850927072], [0.21616751755972105, -0.10982611667885293], [0.20547235581678244, -0.10826176357895335], [0.19516713894977042, -0.10656137555713788], [0.18524815921712556, -0.10472156657056082], [0.17570495250338167, -0.10277636565052634], [0.16653214099795133, -0.10072769806242848], [0.1577212098214655, -0.09858937324031336], [0.14926330393852721, -0.09637494878976456], [0.1411491280044382, -0.09409692593392667], [0.13336820191542686, -0.09177061012033724], [0.1259130991291185, -0.08940054086613511], [0.11877509867701574, -0.08699425377323071], [0.11194313928447851, -0.08456412222781834], [0.10540773791264202, -0.0821178683487326], [0.09916099431578167, -0.07965768024709294], [0.09319086186237503, -0.07719769527209229], [0.08748739632496344, -0.07474494388875627], [0.08204349779074653, -0.07229956077834726], [0.076850357406857, -0.06986488331323304], [0.07189620807550813, -0.06745127201030143], [0.06717390621807041, -0.06505967076114412], [0.06267704862684986, -0.06268933404577165], [0.058396301326021964, -0.0603445049914052], [0.054321161325873175, -0.05803197135364105], [0.05044343191679104, -0.055754715697684414], [0.04675743408186991, -0.053511348118713456], [0.04325595570115587, -0.05130271828060578], [0.03993178761617194, -0.049129944793442216], [0.03678058162628818, -0.04699073203429457], [0.03379428143010092, -0.044888366629690146], [0.030968425894501155, -0.04282085929542735], [0.028298254573419307, -0.04078644636468293], [0.025773964725551494, -0.03879133715824214], [0.023395513124356563, -0.036829387312513236], [0.02115427240673709, -0.03490411425715201], [0.01904121893394489, -0.033020077688233375], [0.01705267891353232, -0.03117553726720155], [0.015200629035462567, -0.029354317086438157], [0.013478332134924173, -0.02755873163843086], [0.011875989908148563, -0.025794806913623403], [0.010385842625821814, -0.024066278160118547], [0.009018267510037724, -0.02236278081780349], [0.007770444764894096, -0.020684477584421403], [0.0066210758834182246, -0.019044239062517506], [0.005493959112726991, -0.01749328898303597], [0.004472915612801391, -0.015967772610480276], [0.0036015380090662673, -0.014444609266445743], [0.0028754127676174435, -0.012929099458293595], [0.0022697390702953488, -0.011437511263899813], [0.0017957535318316763, -0.009973939498220234], [0.0014272505393724704, -0.00854846735877489], [0.0011570173571732198, -0.0071663029722134714], [0.0009265414875921154, -0.005837266729810312], [0.0007181186419080606, -0.004564884162592574], [0.0005247610474455838, -0.0033467219778275203], [0.00034314707751761963, -0.0021809981373427188], [0.0001687335694815044, -0.0010660934220292858], [0.0, -3.8552525108305847e-08], [0.00015820661539525248, 0.0010673113063722826], [0.00030815636440193655, 0.0021848784724162536], [0.0004541325747364047, 0.003354012293760554], [0.0006035967227617497, 0.004576035800272681], [0.0007572451785642355, 0.005853340243522544], [0.0009252031475358175, 0.007186598127872387], [0.0011255895879512484, 0.008576941619380928], [0.0013674611998218103, 0.010024142225492411], [0.0016960383990982395, 0.011517903215543041], [0.002128914204153514, 0.013060671185922228], [0.0026290260169977704, 0.01465562347038527], [0.003222764954187602, 0.01629633620244813], [0.003935732484347695, 0.017974888964375425], [0.00473226767481747, 0.019703526701055386], [0.005610532585370019, 0.021486589934486825], [0.006573453483196195, 0.023324825019542385], [0.007663418755191953, 0.025196808474171745], [0.008872535450573883, 0.02710716069804949], [0.010192658585595798, 0.02906406389265494], [0.011606555787267717, 0.03108144681765559], [0.013147022688345285, 0.033139167107185126], [0.014816868249602726, 0.03523782691901017], [0.01661809523449535, 0.03737968063984394], [0.018547225221880792, 0.039571222160151825], [0.02062106430315809, 0.0418009051551211], [0.022844243861179798, 0.044068631710504846], [0.02522393944433014, 0.04637184099421236], [0.0277688567699675, 0.048706353370540384], [0.03048254174912225, 0.051071794887232326], [0.03336390681538274, 0.05347557750292699], [0.03642031003606331, 0.05591507993060863], [0.03966202181097379, 0.058384711211325484], [0.04309396081488661, 0.060884620877635826], [0.04672470088407303, 0.06340973501559581], [0.05056198803977219, 0.06595704626388106], [0.054612931750733534, 0.06852450117795546], [0.05888410965551225, 0.07111089654709708], [0.06338052 | 3D array of the x and y airfoil coordinates of the n_af airfoils.
airfoils.name | output | n/a | ['circular', 'SNL-FFA-W3-500', 'FFA-W3-211', 'FFA-W3-241', 'FFA-W3-270blend', 'FFA-W3-301', 'FFA-W3-330blend', 'FFA-W3-360'] | 1D array of names of airfoils.
blade.compute_coord_xy_dim.coord_xy_dim | output | m | [[[2.5763636363636366, -2.7187128416594764e-15], [2.573397993125067, -0.11575065170010253], [2.5662913290950553, -0.23118178145643198], [2.55334799055034, -0.3461214299264353], [2.535212447061346, -0.4603030667694245], [2.5123316094739345, -0.5734314156025526], [2.4844823672509624, -0.6852787287826417], [2.4516255597092322, -0.7956344117024602], [2.414058466315215, -0.9042113745884642], [2.371872909711685, -1.0107726121446605], [2.3250755019347564, -1.1151383666274666], [2.273867430644107, -1.2171035693989165], [2.2184751722103173, -1.3163954744995954], [2.1589617030057626, -1.412870531925718], [2.09549134417618, -1.5063933998223473], [2.0283377583292386, -1.5966992096313144], [1.9576140581606996, -1.683653379498566], [1.8834527433890456, -1.7671632571681817], [1.8061929788539044, -1.8470424721417036], [1.7260048419950245, -1.9231843148387047], [1.6430337632708667, -1.995559768562346], [1.5575475638950589, -2.0639574702130807], [1.4697595917690345, -2.128304568334415], [1.3798328156917146, -2.1886488088547815], [1.2880758107864647, -2.244858930474137], [1.1946786520921358, -2.2968614053862266], [1.0997972461336105, -2.344764734054832], [1.0037361645358027, -2.3884182004358325], [0.9066758058188109, -2.4278375352364225], [0.8087812619904434, -2.4632042596828443], [0.7103307254771405, -2.494253472308038], [0.6114794214016674, -2.5211858540519105], [0.5124212269745942, -2.5441984075667614], [0.413397855382306, -2.5629609428846787], [0.3145243043360532, -2.5780092930869833], [0.21602437081755377, -2.5891152181441437], [0.11805674073151073, -2.5958672010199213], [0.0207505789952942, -2.599480765040387], [-0.07567611519034419, -2.5992986361480686], [-0.17114936820084484, -2.595595550721349], [-0.26547534416575586, -2.5889009892089567], [-0.3585511885684636, -2.5784159512615794], [-0.4502648224282629, -2.5647450621386754], [-0.5404656717349665, -2.5481768921174064], [-0.6291195192851149, -2.528451402782295], [-0.7160516418210399, -2.5061562347936954], [-0.8012583187697472, -2.480956590276777], [-0.8845770467914869, -2.453368409167695], [-0.9660110419239245, -2.4231870161478564], [-1.0454383234056306, -2.3908135349278608], [-1.122857637094996, -2.356177266427911], [-1.1981895529748992, -2.31957165791541], [-1.2714207949130245, -2.2810007822501395], [-1.3424870291535924, -2.2406658979959357], [-1.411394455154429, -2.1986270392024427], [-1.4781087190221638, -2.155099235069568], [-1.5426432922166413, -2.1101118033853865], [-1.6049409903998058, -2.063864972311493], [-1.6650618476898953, -2.016367750450592], [-1.7229239226747275, -1.9678504656590599], [-1.7786406477622436, -1.9182887647836453], [-1.8321204291946152, -1.8679482598649906], [-1.8835112147617126, -1.8167853338725977], [-1.9327013836325757, -1.765029127108998], [-1.9798428775616126, -1.7126691525047204], [-2.0248687220287658, -1.6598522954524717], [-2.067822877862072, -1.6066535407988456], [-2.108799383724234, -1.5531122913442665], [-2.1477146608325746, -1.4994019936458751], [-2.184771740986807, -1.4454914267144126], [-2.2198746727326126, -1.391541870006282], [-2.2531472409338558, -1.3375919047544256], [-2.284659458890015, -1.2836776684303668], [-2.3143015085737777, -1.229927051666022], [-2.342315082262296, -1.1763122866241313], [-2.368639394551388, -1.1229351892853734], [-2.393274544898227, -1.0698752816638373], [-2.4164560930160253, -1.0171078030266796], [-2.438048492369576, -0.9647326171771813], [-2.458124341610021, -0.9127871415158954], [-2.4768923261662557, -0.8612600710088032], [-2.4941952347841605, -0.8102391517491407], [-2.5101272884607453, -0.7597492334416582], [-2.5249159511280714, -0.7097757575908634], [-2.5383969667857893, -0.6603911630217341], [-2.5506042635385286, -0.6116280070683155], [-2.5618612737162616, -0.5634556046032141], [-2.5719954486620797, -0.5159264316025959], [-2.5808954422581567, -0.46908373267299697], [-2.589012755285194, -0.4228922625711731], [-2.5962441056081302, -0.3773755617022041], [-2.6023415444360096, -0.3325732890041722], [-2.6075226629312542, -0.2884856677097203], [-2.6122140034117063, -0.24508642443987474], [-2.6160306264686666, -0.20240690735416852], [-2.6186210436732145, -0.16047517289125254], [-2.620519619522853, -0.11926842691903915], [-2.6221279130792485, -0.07877358256246292], [-2.623230395586446, -0.039011554797765566], [-2.6236363636363635, 0.0], [-2.623230549364557, 0.03900382834758841], [-2.6221289942705654, 0.07874234413181469], [-2.6205227319896167, 0.11919743971938074], [-2.6186270666078624, 0.16034782086842905], [-2.6160460889296573, 0.20220589465013206], [-2.6122432865409637, 0.2447942431515519], [-2.607568475854455, 0.2880846182664702], [-2.602406265787907, 0.33204540947186617], [-2.596344001168413, 0.37670169921638064], [-2.5891536960402983, 0.4220540303039345], [-2.5810812052836924, 0.46806291484457346], [-2.5722415699602124, 0.5147033854904389], [-2.562184634831801, 0.5620109234869645], [-2.5510121271636117, 0.6099438360770789], [-2.538901624825022, 0.6584490562410005], [-2.5255477559901642, 0.7075548210629383], [-2.51089665211932, 0.7572330535844755], [-2.495113598897876, 0.8074118293945378], [-2.4780028755813146, 0.858099458003593], [-2.459439833000582, 0.9092795421852115], [-2.4395831976286004, 0.9608650922018489], [-2.418262454386724, 1.012858345983555], [-2.3953671365899405, 1.0652346954567176], [-2.3710421642527257, 1.1178925458314357], [-2.3450828072445424, 1.170848894158859], [-2.3174508936622353, 1.2240413920712985], [-2.2882355165421604, 1.2773584816457793], [-2.2571964995129683, 1.3308298104162262], [-2.2244114024755146, 1.384344462624966], [-2.1898720575088126, 1.4378384477094133], [-2.1534054621372225, 1.4913065012537166], [-2.115124966357051, 1.5445786802961536], [-2.0748481902028755, 1.5976780057168687], [-2.0326108114191106, 1.6504685506292982], [-1.9883966503778778, 1.702857073418477], [-1.9420853709021426, 1.7548292064778006], [-1.8937921840425682, 1.8062012827588143], [-1.8433497875484433, 1.85700992823973], [-1.7908617577962398, 1.9070315115605792], [-1.7362137865582365, 1.9562868841275016], [-1.6794465850371587, 2.004576185444418], [-1.6205169923062588, 2.051832887863048], [-1.559416663831742, 2.0979517148678575], [-1.496186127675357, 2.142783004310535], [-1.4307746470262774, 2.1862945541087124], [-1.3632718000271482, 2.228281791449599], [-1.2936135174410037, 2.2687444730669104], [-1.2218890783452876, 2.3074000780309003], [-1.1480542180604605, 2.3442937386628615], [-1.072226852619783, 2.3791524278435525], [-0.9943776739529706, 2.4120110299957194], [-0.9146123617937495, 2.4425805765320425], [-0.8329386670795227, 2.4708636653376597], [-0.7494535402628202, 2.4966494574588998], [-0.6642179480481873, 2.519816816133424], [-0.5773050583285716, 2.540397723757622], [-0.48883542235779504, 2.5579646917342957], [-0.3988515546840833, 2.572927186817949], [-0.30752171360173325, 2.584409700422938], [-0.2148806423006088, 2.593211545214348], [-0.12112832622664182, 2.5977949788008514], [-0.026335024943332865, 2.59999789898603], [0.0693374684092634, 2.5979714798124505], [0.16573531947208872, 2.5933401229038746], [0.2627573018933528, 2.584124896390965], [0.3601674580251967, 2.5716433982807723], [0.4578666381099407, 2.554980977040958], [0.5556507996418925, 2.5346241111266576], [0.6533330755108917, 2.510371712116274], [0.7507829010120632, 2.4819570673424494], [0.847728709773495, 2.449672713189605], [0.9440234702365861, 2.413244935132615], [1.0394796593920042, 2.3726827983579946], [1.1338425237230596, 2.3281500014881202], [1.2269729987219635, 2.279457068323101], [1.3186160134023772, 2.2267041900432427], [1.4085529111196342, 2.169974998230358], [1.496647979019157, 2.10919267577829], [1.582615276352454, 2.0445024443533373], [1.6662317280410694, 1.9759500381370692], [1.7473637881853639, 1.9035257231853329], [1.8257579821694918, 1.827452361921773], [1.901210710553738, 1.747812891218177], [1.9736058083342496, 1.6646531971450353], [2.042641950527965, 1.5781506309832063], [2.108127972762278, 1.4884530370368576], [2.169991287656881, 1.395661841234356], [2.2280303869874563, 1.3000073086959467], [2.2819878870026984, 1.2016619801294024], [2.331824036386546, 1.100761002856614], [2.3774279166643515, 0.9975281696955659], [2.4184952278760505, 0.892201225856871], [2.45501755903669, 0.7849486867481006], [2.487002037346109, 0.6759772293665767], [2.5141115245981718, 0.5655795556225188], [2.536348786703142, 0.4539596555022712], [2.5539699339983892, 0.3413268139029153], [2.566590180931717, 0.22796518233542556], [2.5734674334889016, 0.11413818726379292], [2.5763636363636366, -2.7395091628167284e-15]], [[2.7268093965766598, 8.376725391279537e-05], [2.7222069092449743, -0.11619957259690354], [2.707857904067084, -0.23071876111874284], [2.6882426987051136, -0.34491574283623694], [2.6641070526957566, -0.45974950669944387], [2.6357985504135955, -0.5738415023752879], [2.602983003035737, -0.6866835138510841], [2.565550389632834, -0.7979813676772974], [2.5236763213349147, -0.9073375530751691], [2.4775190475469526, -1.0146935492775504], [2.4269338474178466, -1.1196380680131663], [2.3721214557593227, -1.222010100270357], [2.313275592398422, -1.3215340404770444], [2.2503987279699587, -1.4179785760905195], [2.1836940092848813, -1.5112982421580299], [2.113411255791398, -1.6012037166150999], [2.039659584454943, -1.6875521272434002], [1.9625917928821275, -1.7702813573852134], [1.882553775754481, -1.849234388347456], [1.7997335342030552, -1.92433994912715], [1.7142633687738291, -1.9955171558975975], [1.6264160308069417, -2.0625318198472087], [1.536464882482651, -2.125448128837486], [1.4445042804113841, -2.1841233385340724], [1.3509023292242182, -2.2386761175984407], [1.2558020964789234, -2.28880778439484], [1.1594003721934285, -2.3347849642041387], [1.062003567314852, -2.3765165969792528], [0.9637868978890868, -2.4139733216887382], [0.8649128770032327, -2.4472586078817784], [0.7656635615094649, -2.476345393578189], [0.6661912383402314, -2.50117553679655], [0.5666863848264743, -2.522136916744459], [0.46738294736996283, -2.538896002586723], [0.3683959218341539, -2.551999104727125], [0.2699517448684525, -2.561085987966296], [0.1721979497748164, -2.5659213975145367], [0.07524454342257869, -2.567701124073106], [-0.020682367109959587, -2.5657400541984234], [-0.11551071610913571, -2.5603022949545045], [-0.20907379083823163, -2.551968762025415], [-0.3012364510718508, -2.53986191379633], [-0.39194591364768944, -2.524732258561736], [-0.48100610929918836, -2.506709111438716], [-0.5684254963416416, -2.4856568502309395], [-0.6540211564442252, -2.4621043090183634], [-0.7377777017051294, -2.435715851640729], [-0.8195901640438822, -2.407071952695716], [-0.8994017691202264, -2.3758857053018523], [-0.977152162113834, -2.3426251502620783], [-1.0528052919937037, -2.307175935190559], [-1.126304437237547, -2.2698484762916693], [-1.1976692134940843, -2.230686990304788], [-1.266794187084389, -2.18983367340341], [-1.3337526106929183, -2.147418892137892], [-1.3985141173177107, -2.103645644417214], [-1.4610836824234452, -2.058531063519334], [-1.5214416429726678, -2.012293976725143], [-1.5795611744000426, -1.9648701550226655], [-1.6354510630627488, -1.9165467470441615], [-1.6892659081079688, -1.8673263417311927], [-1.7408007229609541, -1.817381987077101], [-1.7902679454762258, -1.7667145270765339], [-1.8375784664768806, -1.7155518518457784], [-1.882902366165945, -1.6638917798484838], [-1.9262000601399405, -1.611883217480802], [-1.9674544049181881, -1.5595639664657803], [-2.006800894141446, -1.5069896803892366], [-2.0441744568429585, -1.454327255955271], [-2.0797594529004804, -1.4015379166760866], [-2.1134270299805364, -1.3487564978052005], [-2.1453217803036897, -1.2960279864600777], [-2.1755074706893405, -1.2433839131052549], [-2.2038733607470546, -1.1909409661220092], [-2.230658995865252, -1.1386744261051587], [-2.255821234169213, -1.086682783268243], [-2.2793548557887986, -1.0350420056778569], [-2.301494891351989, -0.9837241264047583], [-2.3221414671844314, -0.9328289407460175], [-2.3413502921268217, -0.8823879752162044], [-2.3592913156908932, -0.832383030186744], [-2.375828975652986, -0.7828973909229564], [-2.391071255484413, -0.7339544246939466], [-2.4052447112177004, -0.6855403458729623], [-2.4181701773048365, -0.6377195862524913], [-2.4298590992551374, -0.5905190966851303], [-2.4406269927356647, -0.5439090697494712], [-2.450322908070882, -0.49794021169186564], [-2.458846429390467, -0.4526533626905789], [-2.466618582583127, -0.4080129286414902], [-2.4735272835466744, -0.3640394738117073], [-2.479347409957081, -0.3207702440332187], [-2.484306552680796, -0.2782058479842526], [-2.4888315663680127, -0.2363216863796036], [-2.4925264297307814, -0.19514533633821216], [-2.494989049283403, -0.1546994233777157], [-2.4967868658923136, -0.11496253977563067], [-2.4982991725690473, -0.07592218147625206], [-2.499319084119805, -0.03759796224973628], [-2.4996946754753937, 0.0], [-2.4993122113215676, 0.0375776618557529], [-2.4982651240876756, 0.07587791284842257], [-2.4967047984835347, 0.11487740189599607], [-2.494854808920451, 0.15455737934234592], [-2.4923728036498254, 0.19493223111773386], [-2.4887352952789525, 0.23602395743721918], [-2.4842683782695523, 0.2778057053745404], [-2.479326983060748, 0.3202468276107538], [-2.473499873484286, 0.3633716344827423], [-2.466590569342081, 0.4071834204049789], [-2.4588578295480032, 0.4516469705469199], [-2.450397044534528, 0.4967385860913905], [-2.4407670746793353, 0.5424915882681769], [-2.4300456081742037, 0.5888651722903001], [-2.4184097150344464, 0.6358104341494424], [-2.4055962387604874, 0.6833587518609306], [-2.3915611566210893, 0.7314861359262731], [-2.376446963316947, 0.7801225194744148], [-2.360042387749371, 0.829273787310943], [-2.3422296579564352, 0.8789286436193258], [-2.3231999955347717, 0.9290096288672748], [-2.302804906441228, 0.9795252319719484], [-2.2809182067050022, 1.030448917599033], [-2.2576453472912634, 1.0816825340657787], [-2.2327983460478658, 1.1332466088066544], [-2.206357394928972, 1.1850866992574607], [-2.178373213099747, 1.2370874782454335], [-2.1486016227944282, 1.2892751774182822], [-2.117133031563857, 1.3415501576365576], [-2.083950826808521, 1.3938503737695889], [-2.0488855115125757, 1.4461705418969872], [-2.0120780976127666, 1.4983642522497493], [-1.9733509242837513, 1.550455429071646], [-1.932712490882848, 1.6023087754869374], [-1.8901370930935704, 1.6538318758889958], [-1.8455588044424522, 1.7050393484510504], [-1.799062672020961, 1.7557467606885329], [-1.7504430092685892, 1.8059707234675206], [-1.6997914524271664, 1.8554955247605993], [-1.6470167900879902, 1.9043534084263738], [-1.5921504657953225, 1.9523536555120506], [-1.5351700711244005, 1.9994517025197946], [-1.4760267489136476, 2.045520329658713], [-1.414737089914641, 2.0904037100507114], [-1.3512799314744648, 2.134098822901214], [-1.285740385014953, 2.1764133421069447], [-1.218029633592126, 2.2173266562552123], [-1.1482153831700272, 2.2565524637009466], [-1.0762456836903187, 2.2941287151020577], [-1.0022228514655072, 2.329782826566159], [-0.9261001626047828, 2.3635221401460504], [-0.8480212785529752, 2.3951316416429504], [-0.7679182287132511, 2.4244957717504003], [-0.6859461216003014, 2.451519425144247], [-0.6021158485841052, 2.4760017472045903], [-0.5165142417150558, 2.4980048659232246], [-0.4292338905600501, 2.517071560176967], [-0.3403336490393939, 2.533626637635673], [-0.24996415892673654, 2.5468075265123695], [-0.15814886719231602, 2.5573439771181343], [-0.06506921241463669, 2.5637150531937465], [0.029199316828180794, 2.567680496945005], [0.124491322181583, 2.5674916715741305], [0.22065708839201834, 2.5646931222012848], [0.3176010258285866, 2.5573418954863496], [0.4150881231162958, 2.5467276992144416], [0.5130250064920778, 2.5319256300370085], [0.61120246439723, 2.5134585869619186], [0.7094423864164268, 2.4909982841705283], [0.8076085984010112, 2.464355860097933], [0.9054412937251768, 2.4339481789518094], [1.0027760025722354, 2.3991737367303654], [1.0994480652083132, 2.360366167876706], [1.195194442041794, 2.3175166980540824], [1.2898720536949242, 2.2704451192073147], [1.3832289502769823, 2.2192363892174893], [1.4750736802760107, 2.1640190240661483], [1.5652495761866536, 2.1046372542644276], [1.6534704607414352, 2.0412851731681996], [1.7394946051655715, 1.973928672618619], [1.823216759220794, 1.902669211018887], [1.904370421184624, 1.8276721830722797], [1.982764197815292, 1.7490387527088587], [2.0582832296163636, 1.6668316587592997], [2.130590682165386, 1.5811040785062727], [2.1995516630361083, 1.4921500711719518], [2.2650197284652194, 1.3998941537207144], [2.3268574863292675, 1.3047142835054182], [2.3847941226329636, 1.2067379072662436], [2.4387711625815256, 1.1059600502937068], [2.48865047860052, 1.0022612272278304], [2.5341887559806175, 0.8964572721268615], [2.575346268755139, 0.7887165543982269], [2.6120616248376187, 0.6792446204368582], [2.644101284613277, 0.5683387726209977], [2.671417307161087, 0.45620252120371124], [2.6942608811724176, 0.34304657470519], [2.712146986806916, 0.22915315019896867], [2.7238150297246455, 0.1141411696265402], [2.7268093965766598, 8.376725391277447e-05]], [[2.9432045722322147, 0.0006283530129773154], [2.921312283821375, -0.11281719708336917], [2.853387860079367, -0.2128989514843853], [2.7827120356778936, -0.31500683639757077], [2.7122683227475375, -0.42610768265857396], [2.642043424375294, -0.5388230492104362], [2.570969585267213, -0.6509872782576095], [2.498423270750908, -0.7617809772279086], [2.4236491664684876, -0.8701016538902142], [2.347310718008153, -0.9768998418285102], [2.2681082607592304, -1.0803889767485562], [2.1862298302185748, -1.180642921462801], [2.1016053691948855, -1.2773281080258718], [2.0137611299869356, -1.3696624110828735], [1.923182482846578, -1.4580798111419964], [1.8299162973672665, -1.5421230974286577], [1.734025095723092, -1.6215692570240772], [1.6358054016294705, -1.6965059465226158], [1.53563954098005, -1.766931944922334], [1.4338470205357496, -1.832973867488523], [1.3304466193377382, -1.8942207926109675], [1.2265583707427679, -1.9502954463181943], [1.1236562940713761, -2.0020766116843305], [1.019893697201034, -2.0482515662612695], [0.915954255987531, -2.0904495017845908], [0.8116909360095409, -2.1269879043874655], [0.7075230482806144, -2.159071421164284], [0.6037423012497959, -2.186987679795724], [0.5004847486351195, -2.2104329913813316], [0.3978888155409865, -2.229007808630587], [0.29623605105046574, -2.244206603220481], [0.1956515041699962, -2.2543215436065394], [0.09629063325978647, -2.2609442026596698], [-0.001679168599597728, -2.263753082163447], [-0.0981509699993319, -2.2633340741351073], [-0.19290443341656532, -2.258496013707052], [-0.28587129114330817, -2.2501717925682123], [-0.3770645151101336, -2.2393709228908634], [-0.4662340389517027, -2.2252763117122103], [-0.5533261438872416, -2.2080706399032373], [-0.6383536246480792, -2.1886585782411583], [-0.7210064384869044, -2.1656858837589845], [-0.8015897378797275, -2.1408682668035395], [-0.8796626525048022, -2.1132382283140263], [-0.9554880986316778, -2.083536953258819], [-1.0288548939344582, -2.051858272121597], [-1.099684053390401, -2.0178844840806174], [-1.1682265520287245, -1.9826298469983006], [-1.234079320473805, -1.9452434750884107], [-1.2975592099078506, -1.9066546172573], [-1.3584323754704126, -1.8664470104162127], [-1.416784943259726, -1.8250419255589834], [-1.4728327354549056, -1.7827807994168698], [-1.5262415160484075, -1.7393736615591548], [-1.5774774274179595, -1.6954689640520118], [-1.6265421389040309, -1.651183039057845], [-1.6733936985812965, -1.6064502736523247], [-1.718242965324688, -1.5616287636825787], [-1.7605593071119323, -1.5161137605521955], [-1.8008949775516885, -1.4706144222842363], [-1.8396377090995824, -1.4253452770249244], [-1.8759441690422334, -1.3797765182628539], [-1.9103894107527744, -1.334250065157944], [-1.943032409478004, -1.2889815365690158], [-1.9741365791472771, -1.2440371927574245], [-2.003835037796979, -1.199582002593728], [-2.0317576443303276, -1.1553691200605194], [-2.058276805570552, -1.1115810201140717], [-2.0834513826900904, -1.0683321582207173], [-2.107346828707263, -1.0255283017939991], [-2.1296694222728503, -0.9830962164771408], [-2.15067552179819, -0.9411305426049674], [-2.1703900892220322, -0.8996268514229091], [-2.1887179001305985, -0.8586120219253606], [-2.2058646682691645, -0.8180862751295961], [-2.221890579928745, -0.7781203498872223], [-2.236757376034437, -0.7387612275199957], [-2.250683656484041, -0.6999567132338848], [-2.2637931249208827, -0.6618044323835229], [-2.2760383905714208, -0.6242892045643206], [-2.287339193767043, -0.5873389770135513], [-2.2977140751137966, -0.5510003054804378], [-2.3073533527042898, -0.5152844332885178], [-2.316457878855104, -0.48018410926803823], [-2.3247919109822646, -0.44569922181707117], [-2.3322415828342415, -0.41181184313845154], [-2.33903656619255, -0.37849978742953294], [-2.345165691860118, -0.3457988874694736], [-2.3506074345560757, -0.31373025436919333], [-2.3555523529794993, -0.28225627280634175], [-2.359850490931208, -0.2513735972050123], [-2.3634395527782677, -0.22109970657821215], [-2.366577418333582, -0.1914383155069196], [-2.3696485924892428, -0.1623786196809235], [-2.372242476382993, -0.13391777965011645], [-2.37370756445404, -0.10603492952352692], [-2.374742478872163, -0.07872003660477893], [-2.3755579374626477, -0.05196526088678398], [-2.376024204192216, -0.02577832861979919], [-2.376196111592993, 0.0], [-2.3759716480278095, 0.025444417337831107], [-2.37531218730579, 0.051581694210860195], [-2.374158354641959, 0.0782876311304415], [-2.3727431575811444, 0.10554259356870974], [-2.371081578683967, 0.13337667922379523], [-2.3687850846612393, 0.1618068472968228], [-2.3659981372846253, 0.1908177610842727], [-2.362857174949078, 0.2203868805573104], [-2.359005047528863, 0.25053190275536874], [-2.354450625356645, 0.28127792409822183], [-2.3494974122471732, 0.3126242320274982], [-2.3441175098756153, 0.3445575082119086], [-2.337969295381186, 0.37709321114991295], [-2.3309891710677246, 0.4101981649892767], [-2.3233424320966005, 0.4438572709634594], [-2.3150402956909675, 0.478126211030789], [-2.3060901008661387, 0.5130138151267565], [-2.2964766097416756, 0.5484659189336802], [-2.2859188231712118, 0.5844689809121689], [-2.2743358607636597, 0.6210523782133611], [-2.2620741978314634, 0.6582154350697534], [-2.249139177853063, 0.6960157021536781], [-2.2353153841427384, 0.7344115860733649], [-2.2204552036776724, 0.7733338654938997], [-2.2044809949902886, 0.8128301332119182], [-2.1874800342852994, 0.8529088641921371], [-2.169293446604077, 0.8934268828758346], [-2.1496750658227803, 0.9343827578896757], [-2.128765845381033, 0.9757672644193209], [-2.1065055122615157, 1.0175345794725665], [-2.082756889969574, 1.0596789505305086], [-2.0577982155710943, 1.1022405864662341], [-2.031486044588963, 1.145248463434229], [-2.0036601126302576, 1.188574030178436], [-1.9742366084798046, 1.2321322330391888], [-1.943471347761196, 1.2761598558793923], [-1.9112527351474438, 1.3204681532011147], [-1.8771632416828161, 1.3649158285651728], [-1.8412058950472254, 1.4093517793903223], [-1.8034314417494972, 1.4538916034393863], [-1.763800912004018, 1.4984156627220087], [-1.7224085093975698, 1.5430421762931399], [-1.6789653818580736, 1.5874751698720067], [-1.633335792600176, 1.631511837115111], [-1.5856653071890967, 1.6753612598449572], [-1.535997655193298, 1.7189202973853455], [-1.4841036144332653, 1.7620073541893382], [-1.4299123015289268, 1.8043110961153868], [-1.373322302985531, 1.8458041725220136], [-1.3143271775216283, 1.886219395874685], [-1.2527811580219648, 1.9253557867348785], [-1.1890351113335123, 1.963535594369096], [-1.1225768073819695, 1.9997864455760022], [-1.0538859460831373, 2.034840341974972], [-0.9826719089090329, 2.067924255510046], [-0.909091211629437, 2.0993015206119625], [-0.833060079526599, 2.1283205452053977], [-0.754728218721151, 2.1554832011473146], [-0.6741248481117639, 2.1800530662090427], [-0.5912048191107581, 2.202231564359493], [-0.506020769900668, 2.220699370457041], [-0.41867296150347016, 2.2365859197996163], [-0.32933060414469817, 2.2489241151622776], [-0.23810376301073755, 2.2586252243955527], [-0.14504534119286525, 2.2641175028489124], [-0.050359707178130785, 2.2664169972414414], [0.045902851057989524, 2.264595440789086], [0.1435244562618726, 2.259384237439483], [0.24239677092801198, 2.2496505020213107], [0.34236402550986395, 2.235732748813248], [0.44326398379349646, 2.218822187227181], [0.5448447994794821, 2.1962616156294175], [0.6470930854435418, 2.170439042746517], [0.74972453155094, 2.140253780902062], [0.8525860143528251, 2.1056057389820766], [0.9554702930412063, 2.06648766144027], [1.0594865090573187, 2.0233052764034714], [1.164204336449383, 1.975431981897191], [1.2683190902120471, 1.9233623006976879], [1.371447316912389, 1.8665824206104382], [1.4737134152611189, 1.8058810325036263], [1.5747550934865235, 1.7410638090229793], [1.6744831128187967, 1.6723461682087701], [1.7727963221738041, 1.5998940822226009], [1.8690934495346376, 1.5230163435770434], [1.963679744372502, 1.442878465721948], [2.05584724965715, 1.3583569416047072], [2.1459540118296023, 1.270692787984239], [2.2336332182028897, 1.1797426764814], [2.318685109869784, 1.084832018861795], [2.4007716867678526, 0.984237191311543], [2.4801068425815456, 0.8814840495991733], [2.556408042394636, 0.7766668720858164], [2.629104525056262, 0.6698269126191577], [2.6986973579713776, 0.5615023995461297], [2.7647175760419036, 0.45178298331410915], [2.8272526155281343, 0.3409102782342766], [2.8848905598473924, 0.22890943810586817], [2.933134331960561, 0.11193806415624377], [2.9432045722322147, 0.0006283530129772956]], [[3.196427628437975, 0.0009982585447739028], [3.1393846346633345, -0.09564825659397701], [3.016788828287962, -0.16496692662011556], [2.891661961368281, -0.24126280745598042], [2.770421337647114, -0.33010427472919884], [2.6533132661091896, -0.4234465162348438], [2.5389430678387352, -0.5184186183997131], [2.4263784394029138, -0.6138149385779896], [2.314140862624067, -0.7079919343480868], [2.2032801613404813, -0.8021449805583409], [2.0916244741401178, -0.8938394686200464], [1.9793252037900926, -0.9831417373482907], [1.866053419338617, -1.0695266242697143], [1.7509294338051913, -1.1518496218534888], [1.6345959912489678, -1.2305692459893525], [1.5168763667741412, -1.3050660701385062], [1.3977506706577962, -1.3749775383358598], [1.2775872399209474, -1.4403551805172226], [1.15674114137868, -1.501202872464428], [1.0356114617144132, -1.5576923493594113], [0.9140995089636609, -1.609209164186527], [0.7949335541929807, -1.6553014007417546], [0.6813928003237348, -1.6971847645427889], [0.5684232270987127, -1.7329788137504372], [0.45676197158288784, -1.7649844206019858], [0.34611332470826117, -1.7908580866641348], [0.23694867393640034, -1.8121595233037844], [0.12949962268233087, -1.8293869281732085], [0.023871516684062243, -1.84212687998624], [-0.07982307892846176, -1.8497056710094695], [-0.18135190961018863, -1.854460587145865], [-0.28062046073643254, -1.8538126198123195], [-0.3775189140088904, -1.8499632833983606], [-0.4719522227756485, -1.8426901717285542], [-0.5638328660644971, -1.8325202024235758], [-0.6529905719622472, -1.8179012590024743], [-0.7394193558889532, -1.8004541670073388], [-0.8232050628409442, -1.780930746815504], [-0.904141188122063, -1.7585848971651452], [-0.9821973293747158, -1.7335275755124635], [-1.0575059261348143, -1.7067996251014197], [-1.129719469073403, -1.6769159955975843], [-1.1993120703593683, -1.646111053385635], [-1.265795016438342, -1.6127153717744713], [-1.329545310646175, -1.5780892786541616], [-1.3903854117324774, -1.5419591651846083], [-1.4482233116621859, -1.5040949704775328], [-1.5034983783029847, -1.465740045910555], [-1.5556808266269588, -1.425714395719168], [-1.6052792532052318, -1.3852214574224653], [-1.651995848025408, -1.343668472219692], [-1.6959977477022747, -1.301517487634799], [-1.7375896613529909, -1.259333542723277], [-1.7763737266766348, -1.2165074377191465], [-1.812976623800892, -1.1740638761319313], [-1.8474351424214388, -1.1320506961641679], [-1.8796967473977746, -1.0903557511794284], [-1.910092646661062, -1.0494333586471096], [-1.9379040151891418, -1.008298524338115], [-1.96393304134519, -0.9679587125441828], [-1.9886462544129593, -0.9288081262005112], [-2.011006889221726, -0.8897731103786787], [-2.0317036671010005, -0.8514660082950843], [-2.0508945945395247, -0.8140742633570534], [-2.068853505146745, -0.7777275917090534], [-2.0858140180795752, -0.7425962918522995], [-2.1012781946495966, -0.7082136227884301], [-2.1157035136981523, -0.6748634160582785], [-2.1292375839542967, -0.6426062096649822], [-2.141881879484938, -0.6113188635887378], [-2.1533471667070954, -0.5807557660350273], [-2.1639139490259547, -0.5510476671515367], [-2.1735889701349462, -0.5221587197401039], [-2.1823351066299588, -0.4940334757692512], [-2.1902984977884836, -0.4666960323135976], [-2.197578138744706, -0.44017965827324645], [-2.2041171572522376, -0.4144959669342506], [-2.210103135792617, -0.38958182821992443], [-2.2157838763748794, -0.36552112607845294], [-2.221062376006982, -0.3422558331339173], [-2.225703368043472, -0.31967258119738645], [-2.2298549381270125, -0.29777801289139816], [-2.233750575565872, -0.2765740459687211], [-2.2375365147619695, -0.25605854063768796], [-2.241029985595016, -0.23617153369707303], [-2.2440854584318224, -0.21685521183518647], [-2.2468060431722003, -0.19809363197507243], [-2.2492648952313563, -0.17990233679698267], [-2.2515076506076, -0.1622798608754641], [-2.253511815453659, -0.14518887543068057], [-2.255144256982584, -0.12860239321257885], [-2.256476046972039, -0.1125161586918514], [-2.2577109875004457, -0.0969348826021189], [-2.259117172593299, -0.08185984011891698], [-2.260396360507249, -0.06725913949058038], [-2.2609064473739995, -0.053072677763395394], [-2.261255334089097, -0.03930036088684658], [-2.2615012367856346, -0.0259375387915288], [-2.261607467699267, -0.0129774021830574], [-2.2616469245657096, 0.0], [-2.261523883707827, 0.01215443629709952], [-2.26115309095442, 0.02501931197853782], [-2.2604585142423157, 0.038329522226938854], [-2.2595809740003348, 0.05204330003232721], [-2.258780102449069, 0.06620412506169195], [-2.2578555293070046, 0.08082385091090966], [-2.2567787320075365, 0.0959005562471024], [-2.2554945728838875, 0.11142322321708324], [-2.25377220283263, 0.12740285602644755], [-2.2517493364917445, 0.14388332044669278], [-2.2496757315195426, 0.1608978218138512], [-2.2474568344077124, 0.1784458020035787], [-2.2448964128564284, 0.1965261225700038], [-2.2418773959375087, 0.2151197424533043], [-2.2385453833247486, 0.2342483838779198], [-2.235081775508294, 0.25398583180634005], [-2.2314946323499814, 0.2743704990730031], [-2.2276465317988268, 0.29537044094528697], [-2.2232765987476313, 0.3169574294643321], [-2.2183031056451785, 0.3391926109381501], [-2.213047504993556, 0.3621477296208437], [-2.2076371570283775, 0.38591951418392656], [-2.201822337532876, 0.4104577584977781], [-2.1952998843909666, 0.43572334451559047], [-2.1880599963936422, 0.46178330734533474], [-2.180230197265719, 0.48870056791151134], [-2.171612751265775, 0.516334196907632], [-2.1620071033056214, 0.5446567952419376], [-2.1515108705909083, 0.5737387260923932], [-2.140061552201028, 0.6035579807929038], [-2.1275584835723524, 0.6341072377157707], [-2.1142734477028498, 0.6655884337714273], [-2.100085452345504, 0.6980243417874686], [-2.084741117864401, 0.7313018896771746], [-2.0681257710916796, 0.7653493309320911], [-2.0506281966337268, 0.8005713755166077], [-2.0320079249961425, 0.8367882954646059], [-2.011788205480587, 0.8737235570040991], [-1.9898900837653295, 0.9112936218639718], [-1.9664344240323386, 0.9496678465761206], [-1.9413113752081594, 0.988787367388717], [-1.9146467258510593, 1.0288846146206578], [-1.8860461268701139, 1.0695353975939528], [-1.8552806585317392, 1.110502136392006], [-1.8225431852209633, 1.152129308846463], [-1.7878234309330996, 1.1943843318510121], [-1.7508442138482212, 1.2369476284431506], [-1.7114493085406342, 1.2795100297027828], [-1.6695026258311196, 1.3219556803700672], [-1.6249118349070406, 1.3640333840661187], [-1.5774975017277781, 1.4053753275177172], [-1.5276583321759254, 1.4466981855695424], [-1.4746997495276308, 1.4864151397149612], [-1.4191944080207084, 1.5258280972950407], [-1.360709659576928, 1.5637614334447003], [-1.299405726721199, 1.6005807901901359], [-1.2350987866324092, 1.6355497242169412], [-1.1679643842112402, 1.6691388202119062], [-1.0979409890373772, 1.7008006662184745], [-1.0249506822277845, 1.7302594000795894], [-0.9489487093239616, 1.7565607600991666], [-0.8700329824263809, 1.7801625460808896], [-0.7883351359829615, 1.800860999113712], [-0.703914462840775, 1.8189122537272875], [-0.6167852019426587, 1.8333304824162697], [-0. | 3D array of the dimensional x and y airfoil coordinates of the airfoils interpolated along span for n_span stations. The origin is placed at the pitch axis.
blade.compute_coord_xy_dim.coord_xy_dim_twisted | output | m | [[[2.4815228680718415, 0.6925993372891442], [2.5097834412749274, 0.5803124350652014], [2.533969535887543, 0.46722006919620196], [2.5524016908443996, 0.3530320292500785], [2.5656290006985687, 0.23817828571593308], [2.574002546036714, 0.12306338756247315], [2.577246204437016, 0.00784672019971333], [2.57526564301383, -0.1072794016449089], [2.568270019977492, -0.22195853938999732], [2.5562840640875653, -0.33593772782745945], [2.539265820018439, -0.44904204893062993], [2.5173539410915886, -0.5610198980947668], [2.4906932448384635, -0.6715476864025792], [2.459305799056445, -0.7804702183664295], [2.423313492207778, -0.8876129601517587], [2.382908708715302, -0.9926472252669202], [2.3381642179799, -1.0954129781793656], [2.289182734613222, -1.1957853576682187], [2.2362408365066035, -1.2934936767903897], [2.1794736536806987, -1.3883894325237396], [2.1190134625186134, -1.4804055805141736], [2.055061404860802, -1.5692665404243344], [1.987803390343239, -1.6548447886524418], [1.917409224032849, -1.7371425028923004], [1.8441408350789978, -1.8159503001064845], [1.768161535150789, -1.8911462616441592], [1.68965065955228, -1.9627929817851006], [1.6088610513257797, -2.030663415166849], [1.5259706970427083, -2.094724217200691], [1.4411874093992845, -2.1551058455805694], [1.3547079270391722, -2.211478364374116], [1.2667357096644214, -2.2639933381814874], [1.177510457381546, -2.3127883979466204], [1.087176221069597, -2.3574805292786283], [0.9959878122303355, -2.398554925606157], [0.9040994320910786, -2.4357315858906348], [0.8115532976250996, -2.468571482553619], [0.7188005859604627, -2.498210670052966], [0.6258745775021748, -2.5239574654751977], [0.532920379668032, -2.546056605438004], [0.4402670321716486, -2.564965970665071], [0.3477988093937225, -2.57988832330555], [0.255786204830522, -2.5913759012346067], [0.1644518254247339, -2.5996661733690973], [0.07375872310737508, -2.604499475243345], [-0.015966836341542834, -2.6063948448167173], [-0.10481127243831878, -2.605028808555743], [-0.19247936466328175, -2.6008546281926628], [-0.2790292331742057, -2.5936760274522936], [-0.364235554163189, -2.5838465720554815], [-0.44811612556608393, -2.571297828339203], [-0.530515554416936, -2.5562910881948326], [-0.61141995840293, -2.5388267055530935], [-0.6907132680260057, -2.5190812355421186], [-0.7683853156816127, -2.4971141688352247], [-0.8443452061831963, -2.473123383707783], [-0.9185980336311755, -2.447140740214233], [-0.991034891762999, -2.4193437229769827], [-1.0617111829616985, -2.3897571478423787], [-1.1304860635964535, -2.3585808357004945], [-1.1974753372315896, -2.325821823719381], [-1.262519377825913, -2.2917113232732818], [-1.3257724124243384, -2.256247095502232], [-1.3870653297802575, -2.2196198387922217], [-1.4465472976082432, -2.1818602983589424], [-1.5041143199020774, -2.143091947825561], [-1.55978858116406, -2.103398829618733], [-1.6136500657316537, -2.062844176297516], [-1.6655716441785586, -2.021572581188402], [-1.7157572674078967, -1.9796085532893564], [-1.7640711596433742, -1.9370816405961793], [-1.8106221772708195, -1.8940622809631935], [-1.8554680414957323, -1.8506041031269838], [-1.8984685962827161, -1.8068007676373918], [-1.9398641015429634, -1.76269050255603], [-1.9795686384845221, -1.7183550349926753], [-2.0175609251391817, -1.6738709863441148], [-2.054074506210725, -1.62927783247278], [-2.088951978673797, -1.584635322270056], [-2.122253209832842, -1.5399990123005458], [-2.154182242128021, -1.495414114229121], [-2.1845640629167558, -1.4509228812241597], [-2.213482744442046, -1.406574577492352], [-2.241161290997731, -1.362416329195316], [-2.267422019551495, -1.3184737518955438], [-2.2922888569196673, -1.2747873252637885], [-2.3160815783119144, -1.2314144414980968], [-2.3386198798853584, -1.188359258881603], [-2.3597848890091466, -1.1456334971235111], [-2.3800209607922476, -1.1033245845903843], [-2.399222286782341, -1.0614274299649162], [-2.417139384204547, -1.0199135766249559], [-2.4339817742720364, -0.978841734237752], [-2.4501673605080523, -0.9383012632230332], [-2.465316946573134, -0.898218875166872], [-2.479084440621993, -0.8585271036773461], [-2.491990663901396, -0.8193476459917483], [-2.50442591145402, -0.7807758474086923], [-2.5161769660043367, -0.7427739127659044], [-2.5270553977612322, -0.7053075820100486], [-2.5371498533351775, -0.6676304632553324], [-2.546771684349613, -0.6290586674935592], [-2.5561000242906102, -0.5896609910207073], [-2.565336527004015, -0.5495158240192265], [-2.5741031928240767, -0.5085047845677659], [-2.5818893300660752, -0.46646189217280093], [-2.589024283856627, -0.4235083956102192], [-2.595870007137572, -0.37977813550424316], [-2.6020357782162566, -0.3351360193686022], [-2.607302149647844, -0.28952023531466914], [-2.6118953104735985, -0.24303491034734115], [-2.6159193549497823, -0.1957350190073639], [-2.6189502372565703, -0.14746537173382168], [-2.6210747316969814, -0.09829347365839691], [-2.6224496132523463, -0.04831817625305668], [-2.6227883423313867, 0.002569810681160578], [-2.6220314855164712, 0.05435792513669846], [-2.6203189087036707, 0.10693245691252773], [-2.6174643298266425, 0.16035402489644468], [-2.613343280247836, 0.2146403446930626], [-2.6080852581223426, 0.26966495865938356], [-2.6015266269695845, 0.32547586161388675], [-2.5935543712445566, 0.3820790479182401], [-2.584280764634763, 0.43933770408252026], [-2.573513182796597, 0.49732323870808115], [-2.561198098003306, 0.5559858602734272], [-2.5473913336881786, 0.6151941667861787], [-2.531869524916466, 0.6750412805935304], [-2.514677559174441, 0.735399518661773], [-2.495790366746384, 0.7962094418086529], [-2.475039898477916, 0.857512487364735], [-2.452489646270163, 0.9191144966052781], [-2.4279701325686456, 0.9810866718563508], [-2.401479180765672, 1.0432884987688054], [-2.372976140855229, 1.1056345176671765], [-2.342341244041628, 1.1681432396076847], [-2.3096360853491893, 1.230606786684187], [-2.2747093673339935, 1.2931054121759762], [-2.23760073510423, 1.3553958727556588], [-2.1982056937791197, 1.4175289815313254], [-2.1565097277576593, 1.4793012909243521], [-2.112453380436099, 1.5406603251702942], [-2.0660003131567253, 1.601506926425676], [-2.0171493286534914, 1.66168604679796], [-1.9658429010029843, 1.721180309111963], [-1.9121123158567128, 1.779768590127428], [-1.8558957970894085, 1.8374678791542474], [-1.7972033876403675, 1.8939820546484825], [-1.7360045851388846, 1.9493664871226963], [-1.6723395675046206, 2.0033265009356946], [-1.6061894834706711, 2.0559035751866745], [-1.5375784395812286, 2.1067909690646816], [-1.4665145998321063, 2.1559891011508716], [-1.3930346662804598, 2.203268830847289], [-1.3171647963480335, 2.2484970910898623], [-1.2389840622524393, 2.2916850173462118], [-1.1584936565171131, 2.332388450091593], [-1.0758446048827415, 2.370990353731017], [-0.990963610296648, 2.4066022162053615], [-0.9040990148147646, 2.439984586033174], [-0.8150300534426757, 2.4696025662609387], [-0.7243184782148636, 2.4972075104778617], [-0.6316231097094752, 2.52097515690362], [-0.5375288044066823, 2.5424287548752904], [-0.4416010695281271, 2.559635008206737], [-0.34442138425027746, 2.5737995795734627], [-0.2458393642684361, 2.584014833222007], [-0.14618232005526488, 2.5906944870344195], [-0.04557618154357257, 2.5935946198714284], [0.05592499279357188, 2.5924232377766288], [0.15798099140539568, 2.587389103608988], [0.26052377743801125, 2.5781890525502926], [0.3633702939768343, 2.564781404597442], [0.46623115864422326, 2.5472553473770696], [0.56902336271318, 2.5253909951941096], [0.6714742906178152, 2.4992162807161398], [0.7733508523417743, 2.468752975805941], [0.8745429814832089, 2.433890607689131], [0.9747362236208952, 2.394692183198542], [1.0737034208474356, 2.3511417840711197], [1.1713185600969571, 2.303194133776426], [1.2672775859125498, 2.2509957496167647], [1.361362097956593, 2.194571782120584], [1.4534478720042814, 2.1339351997710945], [1.5431969983741203, 2.069175820547516], [1.6303856050857992, 2.000384655943963], [1.7149165106811568, 1.9276398846718248], [1.7965337230606606, 1.851109124257172], [1.8749429494335366, 1.7708893718369387], [1.9500695703855424, 1.687100113430228], [2.0217465887262653, 1.5999270856026202], [2.089616993717009, 1.5095174772916085], [2.153627382294181, 1.4160313394267616], [2.21372905867578, 1.319669656830926], [2.2695186088007633, 1.2206237242338671], [2.320943858489257, 1.1190907659234974], [2.368195228484274, 1.0153412123228172], [2.4108257099556107, 0.9095453135657128], [2.4480497102825787, 0.80175730305698], [2.4815228680718415, 0.6925993372891442]], [[2.6277632970767426, 0.728251019094438], [2.654380384284523, 0.6149614402044441], [2.671133796195184, 0.5007692264652955], [2.6827262068268136, 0.3854812265237332], [2.6901323830589643, 0.26837242546720264], [2.6933191571301376, 0.15086413108006058], [2.6918287616571352, 0.0333568614115578], [2.685476614692659, -0.08389527307406275], [2.67432579833918, -0.20046230175388924], [2.6585131877425607, -0.3162455699331139], [2.6377894866812337, -0.4308873716420565], [2.6123051442779666, -0.5441789404372133], [2.5821732474227983, -0.655802948163435], [2.5473344070643176, -0.7655358226019117], [2.5079722517504557, -0.8732795012974822], [2.464250267874152, -0.9786884568083725], [2.416235457072101, -1.0815958665833607], [2.3640584804224316, -1.1819010664758283], [2.308010741035063, -1.2793603717956175], [2.2482543805143242, -1.373854895700362], [2.1848952956195884, -1.4652713619602429], [2.118133794713823, -1.553311250470834], [2.048250453664906, -1.6379634191711063], [1.9752980839251892, -1.719065110371771], [1.899663111868546, -1.796632384216358], [1.8214036492879626, -1.8703392007301156], [1.7407805397166927, -1.9403899517003382], [1.6580647500490655, -2.006615059584685], [1.573417292779601, -2.068939439700867], [1.4870224099802034, -2.127419406434504], [1.3991446889828993, -2.1819535597739517], [1.3099153601388165, -2.232445202280046], [1.2196215633256344, -2.2792172620933004], [1.1283996827568852, -2.321885847193448], [1.0365064255899572, -2.360946720166047], [0.944063807837811, -2.3959922598050256], [0.8511511824420668, -2.4267563571065542], [0.7581938867006661, -2.4543620014274388], [0.665226863166624, -2.4780885792378147], [0.5723900879483874, -2.4981713620774264], [0.4799993480185965, -2.5151256505929713], [0.3879505362883474, -2.5280696829797042], [0.2964949356978824, -2.5377126176446527], [0.20585602774020567, -2.544126715082416], [0.11598944455653137, -2.5471835369173346], [0.027212682278542788, -2.5473438659683625], [-0.06054905866496718, -2.5442801454560797], [-0.1470396114966187, -2.538523739322279], [-0.2322808795700949, -2.529782998587115], [-0.31608971369228145, -2.518492849992252], [-0.39846190881234345, -2.504533466735472], [-0.4792599093451835, -2.4881888453168193], [-0.5584908109112221, -2.469506834935732], [-0.6360150364134494, -2.4485963128001047], [-0.7118683651421533, -2.4256024726963696], [-0.7859673240757873, -2.400712831451858], [-0.8583121327055712, -2.3739452288055234], [-0.9288254061678362, -2.3455052945139165], [-0.997498445816537, -2.3153239687707696], [-1.0642630384348988, -2.28368031876179], [-1.1292674775681801, -2.2506181237441947], [-1.1922680097688836, -2.2162494076469454], [-1.2534691328570535, -2.180631713462297], [-1.3127241176072253, -2.143960859690152], [-1.3701974503418304, -2.1062801624279275], [-1.4258112200258766, -2.067722549890989], [-1.479538811126694, -2.0283198730230563], [-1.5314959350539354, -1.9881619467336735], [-1.5815753155982075, -1.947392230269501], [-1.629964972549737, -1.906022586978073], [-1.6765047262708457, -1.8641485467139192], [-1.721321904723129, -1.8218520749647857], [-1.7644695391109546, -1.7791805855347125], [-1.8058097499682972, -1.7362169570412498], [-1.8455799847219867, -1.6930013362351721], [-1.8837123672498501, -1.6496171160151958], [-1.9201815806414388, -1.606136111757332], [-1.9552215887386146, -1.5625941349949308], [-1.9887094953165356, -1.519060686591767], [-2.020690567280123, -1.4755810247335255], [-2.0513334424961838, -1.432182994220392], [-2.08048524107334, -1.3889106551331134], [-2.10824378505491, -1.3458153621908817], [-2.1348310844499347, -1.3029443301717287], [-2.160057274144669, -1.260311806463486], [-2.1839261870197983, -1.2179468196239003], [-2.2067498406396227, -1.1759049003480975], [-2.228369226392623, -1.1341946037179973], [-2.248676668989986, -1.0928284716374466], [-2.2680874099099744, -1.0518846338315164], [-2.2864879438646977, -1.0113529767120284], [-2.3036513776486895, -0.9712092766110252], [-2.3197968746534205, -0.9315148962274289], [-2.335342357378929, -0.892360117348922], [-2.3498988217737424, -0.8536657616581593], [-2.3630727343809808, -0.8153462575266356], [-2.3754166462681297, -0.7775325047072283], [-2.387299415567425, -0.7403137400661488], [-2.3985164324105246, -0.7036536182437239], [-2.4089185869708407, -0.6675213194696038], [-2.41858479366904, -0.6312061518747549], [-2.4278034740162147, -0.5940171541679936], [-2.4367142795064485, -0.5560172553855238], [-2.4455276585456738, -0.5172842278581371], [-2.4539175334799546, -0.4777127860770358], [-2.461385302256019, -0.4371419360912284], [-2.468238046421347, -0.39568463630372086], [-2.4748096230670855, -0.35346520210964394], [-2.4807102218732986, -0.3103503890230665], [-2.485751377539057, -0.2662845539693769], [-2.4901730483732303, -0.22137073223283316], [-2.494060832157899, -0.17565723518110604], [-2.496998507338251, -0.1289941492122625], [-2.4990500443125456, -0.08144154323613662], [-2.500373023439212, -0.03309383029732538], [-2.500722223933915, 0.016149501742966477], [-2.5000488155621423, 0.06627709044217933], [-2.4984714076107557, 0.11718336145108188], [-2.4957879727488628, 0.16893040394466252], [-2.491881999440347, 0.2215387822716498], [-2.486917080212395, 0.27488278579920356], [-2.480752380453934, 0.32901024918933974], [-2.473259212522761, 0.3839292970465731], [-2.4645129874084972, 0.4395171823076969], [-2.4543380311760474, 0.49584388592454054], [-2.442700716701706, 0.5528622319707458], [-2.4296191241908627, 0.6104475372611354], [-2.414864948090853, 0.6686902863538199], [-2.39849870506448, 0.7274703159562247], [-2.3804878171941164, 0.7867322703461027], [-2.3606675317019685, 0.8465163201645372], [-2.3391346422627204, 0.9066437165057808], [-2.315724328538265, 0.9671849575573834], [-2.290408651400725, 1.0280073900540514], [-2.263138161213456, 1.089028818559961], [-2.2338532292680044, 1.1502809354720016], [-2.20258656312052, 1.2115632948750186], [-2.169144381475947, 1.2729468311875423], [-2.1335573888318273, 1.3341991952898868], [-2.095746296546764, 1.395375817307802], [-2.055690476489926, 1.4562845075026207], [-2.013356433708264, 1.5168883046654893], [-1.9686631123635214, 1.5770776558479467], [-1.921584888528881, 1.6366979625915627], [-1.8721005613939967, 1.6957519651005164], [-1.8202407925882835, 1.7540315933178332], [-1.7659144864484118, 1.8115407021097072], [-1.709110435887001, 1.867985306560319], [-1.649788711792364, 1.9234158519572286], [-1.587975123759596, 1.9775423305919264], [-1.5236266053000933, 2.030384295092652], [-1.4568241831748407, 2.0816961759572012], [-1.3874714960413246, 2.1313847613461334], [-1.315692622634285, 2.1793169793180134], [-1.241444422358042, 2.225296360818587], [-1.1648271646981676, 2.2693595899398167], [-1.0858079799927842, 2.3110413242607795], [-1.004557026014766, 2.3507352281977405], [-0.9209891318466609, 2.3875698265953056], [-0.8353217663410782, 2.4222421076707894], [-0.7473236266032668, 2.453237916203199], [-0.6575373834207385, 2.482232931031894], [-0.5656554707617171, 2.507497848712613], [-0.4722346240816475, 2.530481144277246], [-0.3768481132085886, 2.5492848961205206], [-0.28006682014897866, 2.5650892187504772], [-0.18173374056382074, 2.576977861927646], [-0.08219012406908532, 2.5853988675566795], [0.01848005279631393, 2.5899883086673183], [0.12019599483817034, 2.5905278180778395], [0.22259601038080024, 2.5873497425682714], [0.32568222862285245, 2.579830501469185], [0.4292068753048496, 2.5682476424087914], [0.53291880619279, 2.552522467296447], [0.6367282607827567, 2.5324431042288085], [0.7403697514621472, 2.5080241448660976], [0.8436244602014654, 2.479338312718336], [0.9463830057176411, 2.4461936583760187], [1.0483177723223114, 2.408700805615759], [1.1492049178715238, 2.366762333384139], [1.2489159207079825, 2.3204479094918162], [1.3471497898944014, 2.269845755430656], [1.4436950676784455, 2.215002251505945], [1.5384243118224652, 2.1559471859848096], [1.6309987194801847, 2.092641856375126], [1.7212097709159973, 2.0253336213490036], [1.8089364975288915, 1.953910632517771], [1.893945566409656, 1.878700432412475], [1.9759419646152037, 1.7997535210829976], [2.0548706693074528, 1.7170494892998405], [2.13063047650387, 1.630436305053259], [2.202769046179128, 1.540635200455584], [2.2712031334511353, 1.447797822133523], [2.3358186863351698, 1.3521058578784402], [2.3963112542108793, 1.253783448885894], [2.4525802915152957, 1.153013912762185], [2.504811597211233, 1.0500673838897414], [2.552462401321587, 0.9450863104138072], [2.5944196513463984, 0.8373668225247624], [2.6277632970767426, 0.728251019094438]], [[2.8465308177040867, 0.7481415993627321], [2.8541700493475184, 0.6328558358512558], [2.8138924187950427, 0.5188041046861942], [2.7714682216097444, 0.4020938660202779], [2.731552614075609, 0.27674451816993473], [2.692258711839441, 0.1498891696214124], [2.6520037260889686, 0.023351266187155217], [2.6099764546806057, -0.1022350385573817], [2.565166333676149, -0.225995245083486], [2.5184564753979615, -0.3486802107470358], [2.4681360711174634, -0.46889205373188547], [2.414405750381112, -0.586654456272495], [2.357113031614966, -0.7016625824230812], [2.2956010531671702, -0.8132802799019468], [2.2304494940646147, -0.921804020611059], [2.1615875616376488, -1.02677968248631], [2.0890190855783914, -1.1279756859136272], [2.013053129516812, -1.2254015000518481], [1.934059171920438, -1.3189588383717177], [1.8523784007715398, -1.4086890137820172], [1.7679246108161935, -1.494189810076802], [1.6816852846028187, -1.5748118517203806], [1.5953093040361523, -1.651030723734515], [1.506677120484318, -1.7220457853643794], [1.416863783063997, -1.7892591592093903], [1.3252997433435185, -1.8510808494780102], [1.2326965261496852, -1.9085695009496386], [1.1394093276800106, -1.9619292193890354], [1.0454926073093547, -2.0108317187335367], [0.9509787713112412, -2.0548553956383655], [0.8565197115934219, -2.095374205131939], [0.7618026105919364, -2.1307045584847897], [0.6673820666642031, -2.162346353082447], [0.5733383275373275, -2.1899461177819863], [0.4799236266915393, -2.2140433727901705], [0.3870485366537343, -2.2334300514313434], [0.29501602825893636, -2.248991114753437], [0.20406995728890281, -2.2617062654943556], [0.1142446594047613, -2.270721691520607], [0.02563849028178833, -2.2762004393567556], [-0.06153115119533814, -2.279020763319748], [-0.14730834852200136, -2.2777940824201437], [-0.23155248050587618, -2.274257349653301], [-0.31408286551063636, -2.2673628173303486], [-0.39496554732106515, -2.2578941424812617], [-0.47397243708080494, -2.245888441248673], [-0.551107831539107, -2.2310183698012676], [-0.6263568680263413, -2.2143286704890173], [-0.6995458080934749, -2.1948939858166208], [-0.7707450961160364, -2.173693568454015], [-0.8398342806734019, -2.150265412088377], [-0.9067896665079577, -2.125038848164874], [-0.9717332782374879, -2.0983989328444816], [-1.034415488727108, -2.0699803130747165], [-1.0951224565314082, -2.0405285705614125], [-1.1538262494656277, -2.010156646668832], [-1.2105029560890959, -1.9787904248476595], [-1.2652655692846912, -1.9468298134740087], [-1.3177544555250549, -1.9135551216879103], [-1.3683236423330043, -1.879792517549167], [-1.4172936603372641, -1.8458479731132298], [-1.4639833951955865, -1.8109948603750154], [-1.5088622002072767, -1.7757099419319493], [-1.551932352439184, -1.7402167449344639], [-1.5934317986942608, -1.7046462603722397], [-1.6334473919303074, -1.669191857590276], [-1.6716838243168894, -1.6335207744015379], [-1.7084549444850077, -1.597904088264463], [-1.743788613290941, -1.5624674513341525], [-1.7777720711971146, -1.5271363452929028], [-1.8101398291529658, -1.4917653360799472], [-1.84111580165751, -1.4565110721078853], [-1.8707252569358437, -1.421375609843028], [-1.898869266294214, -1.3863607611549482], [-1.9257467415356513, -1.3515189883011152], [-1.9513979286058254, -1.3169339969480642], [-1.975773890413712, -1.2826415105128848], [-1.9990993152512915, -1.248646567178788], [-2.0214690547372802, -1.2150750099895475], [-2.042841127761884, -1.1819001197288412], [-2.063156206967626, -1.149031821540705], [-2.082420400447396, -1.1165198535700527], [-2.100814929693345, -1.0844234286489487], [-2.11853590233044, -1.0527865471406703], [-2.1353553346387146, -1.0215492256993275], [-2.1511676477080193, -0.9906652039435944], [-2.166200616767741, -0.9601713570947095], [-2.1804343378458055, -0.9300995060722247], [-2.1938426295882483, -0.9004646025792329], [-2.2066193556338822, -0.8712786640953013], [-2.21862032690832, -0.8425003679223346], [-2.2297808511585604, -0.8141307976561976], [-2.2403494082974182, -0.7862390440266733], [-2.2507006386021122, -0.7589123160232516], [-2.260438128833207, -0.7320435807922665], [-2.2689370373843776, -0.7054471831475362], [-2.2768756252336364, -0.6792908598972184], [-2.2844596915595496, -0.6536205475812928], [-2.2915617922968905, -0.6284107679048377], [-2.298275406638322, -0.6035214296038839], [-2.304520838975836, -0.5788543800747784], [-2.310521515551198, -0.5534067080512087], [-2.3161884636318977, -0.5272834598607666], [-2.3217420630295837, -0.5005628069128619], [-2.327204449398864, -0.4732194438454028], [-2.3322041377189584, -0.44513828542629674], [-2.3368769572281214, -0.41637085675605146], [-2.341349147345631, -0.38697361221924226], [-2.345279764491971, -0.35683872383664006], [-2.3486837622706696, -0.32594417109897145], [-2.3518545109576925, -0.2943677290310532], [-2.3547616444010906, -0.26211519343244316], [-2.3570786685541756, -0.22908484517188743], [-2.3587356450149937, -0.19529261924422664], [-2.359888613671513, -0.16079510201253516], [-2.360562566368013, -0.12554128647437174], [-2.360766844140609, -0.0895244962571553], [-2.3604729517939873, -0.052793249297303335], [-2.3594056653963347, -0.015289273123572866], [-2.357494218198794, 0.023036388590775392], [-2.355073552189338, 0.062095082230538945], [-2.3521634527084503, 0.10194111408402462], [-2.3485450029033954, 0.1425889676008828], [-2.3440578490318247, 0.18400918306238634], [-2.3386389835826704, 0.22626751246719645], [-2.332374973307175, 0.2693499859006685], [-2.3250757884658637, 0.3131584749203965], [-2.3165029717150474, 0.3577541179316398], [-2.3067905113434364, 0.4030921923692876], [-2.295868472403176, 0.4491436864029932], [-2.2836027156576493, 0.49593787711182336], [-2.2702725666722294, 0.5434429864084145], [-2.25574664437855, 0.5917234731976454], [-2.2398372895390297, 0.6406957066740496], [-2.2224418368224192, 0.6902987091813013], [-2.203867852968778, 0.7406965262356919], [-2.1839594633234634, 0.7917349454121861], [-2.1622769432549975, 0.8433833503577811], [-2.1387848431625844, 0.8954948244882945], [-2.113561605721631, 0.9481682859395901], [-2.0865391526325126, 1.0012979177090293], [-2.0578386243677538, 1.0549741357610904], [-2.0271054675172357, 1.1089840359534997], [-1.9941568863563994, 1.163165937703181], [-1.959186776968473, 1.2176850949092966], [-1.9222112386068815, 1.2724306423911806], [-1.8829624429981822, 1.327285158829674], [-1.841292756555382, 1.3819655228281], [-1.7970971446654227, 1.4364710382783716], [-1.7503015152781158, 1.490544915311499], [-1.700713835264581, 1.5440297879082443], [-1.64875531269705, 1.5971482226742608], [-1.5936835451120728, 1.649089832125713], [-1.5361484204441158, 1.700440776695095], [-1.4756725115955174, 1.7505271907648503], [-1.412474085195875, 1.79956402057711], [-1.3463066181777266, 1.8469423188327019], [-1.277442376080397, 1.8931094765903913], [-1.2057225784403651, 1.9373457993265621], [-1.1311547161347009, 1.9798575730004595], [-1.0534546106177352, 2.019355366667145], [-0.9730060963054303, 2.0569061140199008], [-0.8897272051317173, 2.091531453990891], [-0.8039558426183597, 2.1240848168930393], [-0.7153439753261948, 2.15303256238104], [-0.6243473320693724, 2.1793055119532543], [-0.530778784657122, 2.2019930662778835], [-0.4350348323031095, 2.2217473071027376], [-0.33693252249279737, 2.237444982806885], [-0.23670849475967798, 2.2493739436981057], [-0.13482221619169038, 2.2586451310201996], [-0.03084238149063745, 2.2626245131066183], [0.07461153953967359, 2.263618390470174], [0.18154411958978978, 2.2604899585083795], [0.2898326782449696, 2.2531035170461298], [0.3992786133897208, 2.2413994121215226], [0.5108516458591615, 2.226051773953063], [0.6242947093996295, 2.206345251298048], [0.7382203004553255, 2.182426778230387], [0.8523880411712813, 2.15370199964301], [0.966717934218189, 2.120965339070366], [1.0809089246693095, 2.0839368244074943], [1.194819986844162, 2.042802144231203], [1.3083111319583016, 1.9976961371134132], [1.4209763623108282, 1.9477975468846767], [1.5328148930376861, 1.8943111964471002], [1.6434273380594255, 1.8359706095816113], [1.752844801341315, 1.7740670462903734], [1.8607489022474595, 1.7083687128239533], [1.9671177686235068, 1.6381724061420662], [2.0720622611328667, 1.561725176443009], [2.174893740099962, 1.4824915849985651], [2.2753149901319545, 1.4004910585563781], [2.3727634886783258, 1.31561853260559], [2.4675871693748768, 1.2285218500923136], [2.559309675530283, 1.1391686108844001], [2.647954209434928, 1.047814713846057], [2.7321487656389407, 0.9541258803575963], [2.808519653089939, 0.8532435160845617], [2.8465308177040867, 0.7481415993627321]], [[3.110033635610695, 0.738133704508785], [3.076816994625211, 0.6309371243913207], [2.973512233927475, 0.5352138974701389], [2.869353729836072, 0.4321178243970234], [2.7718699821532744, 0.31771059523176226], [2.679445360124723, 0.19987696797914334], [2.590060688101118, 0.08108882526586547], [2.5025307479322096, -0.037695698357703034], [2.415037841886537, -0.15521834113411215], [2.328879172641169, -0.27240014396042966], [2.24137995295154, -0.38737300240445455], [2.1527028034340585, -0.5001665504230084], [2.0624065465556347, -0.6103456402495014], [1.9693712612975314, -0.7169994900310346], [1.8743281089872939, -0.8204260256976941], [1.776962275995806, -0.9200632745591404], [1.677170795844963, -1.0155630407893113], [1.575323960432234, -1.1068905191299303], [1.4717681591304208, -1.193967595131188], [1.3669313264203047, -1.2768693369871216], [1.2605757265082185, -1.3550206212924523], [1.1552518652145423, -1.4273525180549549], [1.0544309172227118, -1.4942917098525488], [0.9527614310217176, -1.5551740062033685], [0.8514913019592657, -1.612068257345119], [0.7497923329484372, -1.662762333456791], [0.6484829063185537, -1.7086651901977343], [0.5479032770078004, -1.7502081831285063], [0.4480606075221994, -1.7869647403526108], [0.3489090577109292, -1.8182533549375024], [0.251213647897314, -1.8462947455665828], [0.15447157219698254, -1.868557627086287], [0.059297403390783876, -1.8871588428925652], [-0.034267665439145445, -1.901860062326678], [-0.12601695445284405, -1.9131538151271261], [-0.21614273181188698, -1.9194905558609185], [-0.304265378348294, -1.922446038487399], [-0.3902950396607422, -1.9227716147415979], [-0.4742028440400755, -1.9196936712143486], [-0.555933619577472, -1.9133131629496605], [-0.6353761957422523, -1.9046734192350931], [-0.7125349140990795, -1.892249278315187], [-0.7873558153956853, -1.8783242164628113], [-0.859748364314056, -1.8611611010487832], [-0.9297656818245115, -1.842170535364695], [-0.9972981123873209, -1.821045341358636], [-1.0623091849625963, -1.7975404407694708], [-1.1249396811415693, -1.772966996178633], [-1.184946228366964, -1.7460546407184734], [-1.2425461757473852, -1.7180916646123143], [-1.2975864435637492, -1.6884326064755946], [-1.3501231053304878, -1.6575656039153164], [-1.400322346644169, -1.6261107368681043], [-1.4479375241607184, -1.5933834720431763], [-1.493342107213968, -1.560525416168593], [-1.5365608613071093, -1.527591602372392], [-1.5775685307862257, -1.4944607913829047], [-1.6165826204415723, -1.4616514373667453], [-1.6531308421459396, -1.4280393219426677], [-1.6877614181412066, -1.3947897531569202], [-1.720837390466527, -1.3623938990098092], [-1.7515975483193016, -1.3295679468052786], [-1.7805708286522826, -1.297066566659607], [-1.8078677503597413, -1.2651085887705364], [-1.8337248502906145, -1.2338833843156332], [-1.8583301757417978, -1.2036105385952325], [-1.8813068507283468, -1.1737210572429766], [-1.9030345647406681, -1.1445966248468722], [-1.9236429862104671, -1.116330189158567], [-1.9431619481060247, -1.088802269504502], [-1.9613666566658994, -1.0617071716191981], [-1.9784999002793984, -1.0352368110034844], [-1.9945765079608015, -1.0093578620012895], [-2.0095731444780447, -0.9840078098281861], [-2.0236264524544, -0.9592438047329588], [-2.0368250859874495, -0.9351210491366433], [-2.0491110276304902, -0.911637727357507], [-2.060681362442641, -0.8887756714723225], [-2.071757867240214, -0.8666736525018095], [-2.082259536183896, -0.8452528363745357], [-2.091983589590321, -0.8243486535284982], [-2.101072589339022, -0.8040017191394493], [-2.1097532884634047, -0.7842677467308095], [-2.11816847291126, -0.7651783788708519], [-2.1261541281184706, -0.746633118170906], [-2.133581980334294, -0.7285421476057774], [-2.1405560368034564, -0.7109137331410007], [-2.1471438964801743, -0.6937798696366687], [-2.1533903031437913, -0.6771496557752988], [-2.159281978086388, -0.6609815814751618], [-2.1646956011029963, -0.6452186837862589], [-2.1697013095542004, -0.6298732125151185], [-2.1744963253814364, -0.6149967523881352], [-2.179341221712762, -0.6006523722368559], [-2.183953151188366, -0.5867402592747801], [-2.18772117965156, -0.5730538482605997], [-2.191236842945774, -0.559733242204952], [-2.19455786031639, -0.5467873422319357], [-2.1976501033286224, -0.5342010616427167], [-2.2006813540718473, -0.521582581417395], [-2.203364694460599, -0.5097274076476415], [-2.2059708034446626, -0.4971238085772163], [-2.2083645598451267, -0.4840122082187217], [-2.2106733557601856, -0.4704657238041414], [-2.2131598520045186, -0.4565019242789109], [-2.2156318132169903, -0.44206306604270174], [-2.21806104259395, -0.4271444407423385], [-2.2203913478296458, -0.4117440533438255], [-2.222400640449478, -0.3957979576936838], [-2.224233039172766, -0.37929523032336865], [-2.226139226959971, -0.36226116027321076], [-2.228027070397881, -0.34467448462697514], [-2.229705364328816, -0.3264910559132709], [-2.231055802358005, -0.3077024029373199], [-2.232225068929237, -0.28832096732257495], [-2.233406690990833, -0.26831678778086776], [-2.234617369935303, -0.24765434571551137], [-2.235716020981517, -0.2263330323795616], [-2.2364422912912816, -0.20432015161328132], [-2.236730757987449, -0.18153735732068044], [-2.236910754120517, -0.15798897280415858], [-2.2371285144021744, -0.13361024874243488], [-2.237129467677242, -0.10839244632305661], [-2.2366096025191387, -0.0823037136587575], [-2.2355748416059824, -0.0552765622965799], [-2.2341637819655524, -0.02727917703541277], [-2.2321515168605806, 0.001596913700774305], [-2.2293365786229264, 0.031371301551056], [-2.225830180267131, 0.06208994041677679], [-2.221566430010597, 0.0937458289090729], [-2.216445688312236, 0.12635505809547604], [-2.210778982743755, 0.1600514426366818], [-2.2044538344433895, 0.19488504480561536], [-2.1971976171826855, 0.23080427510478946], [-2.1888822027254173, 0.2677657670496317], [-2.1799792299867455, 0.3060736593570889], [-2.1702132626453303, 0.3456085260985305], [-2.1590566270143308, 0.38621123639815974], [-2.1464132314322275, 0.42781871236565533], [-2.1324397391539573, 0.4705678715306898], [-2.117015685082272, 0.5144267708194656], [-2.1003170702260565, 0.5595925656513987], [-2.0818623485277, 0.6057434450086441], [-2.0613739802312625, 0.6527010268711821], [-2.0391190745331897, 0.7007560247142448], [-2.0150801180930134, 0.7498791036099319], [-1.9889136998188306, 0.799823225062826], [-1.9603965047894185, 0.8503235830104104], [-1.9293693936622083, 0.9012988301996254], [-1.8956845934360795, 0.9525258349656027], [-1.8590826815912624, 1.0036880801127177], [-1.8201168964354317, 1.0553909717763306], [-1.7777454312601715, 1.1062506499271725], [-1.7328257504531106, 1.1574018614201664], [-1.6846657450941787, 1.2078004494539896], [-1.6335056433237924, 1.2577652490790363], [-1.578996738431234, 1.306622062093889], [-1.521418369847686, 1.3547883036896742], [-1.4605844212587398, 1.4017455082838155], [-1.396355454662117, 1.4472432196415135], [-1.3284678495188869, 1.4903632207091124], [-1.257122456692326, 1.5315283901576195], [-1.18240037123502, 1.5705101040290692], [-1.1044183576026758, 1.607543918263481], [-1.0229629186866942, 1.64166729579538 | 3D array of the dimensional x and y airfoil coordinates of the airfoils interpolated along span for n_span stations. The origin is placed at the pitch axis.
blade.compute_coord_xy_dim.wetted_area | output | m**2 | 187.8353 | The wetted (painted) surface area of the blade
blade.compute_coord_xy_dim.projected_area | output | m**2 | 189.1277 | The projected surface area of the blade
blade.compute_reynolds.Re | output |  | [8866495.531915553, 9118451.542731535, 9622473.618829424, 10345408.666188415, 11213113.214500513, 12142914.97025057, 13025565.561635697, 13756421.41277353, 14202475.067165097, 14437418.66562667, 14598985.28316797, 14816689.793165244, 15062529.523711253, 15259755.644357115, 15415749.440987114, 15540898.257816691, 15645640.175056849, 15729259.070242876, 15778663.48619686, 15777624.311143767, 15709882.483475005, 15585888.62426732, 15409287.164155912, 15159701.274212502, 14814089.466379877, 14348797.909460861, 13765933.807101533, 13065888.07028724, 12254516.028398529, 3324230.8443198786]
blade.fatigue.sparU_sigma_ult | output | Pa | 1546000000
blade.fatigue.sparU_wohlerA | output | Pa | 1546000000
blade.fatigue.sparU_wohlerexp | output |  | 16.1
blade.fatigue.sparL_sigma_ult | output | Pa | 1546000000
blade.fatigue.sparL_wohlerA | output | Pa | 1546000000
blade.fatigue.sparL_wohlerexp | output |  | 16.1
blade.fatigue.teU_sigma_ult | output | Pa | 1
blade.fatigue.teU_wohlerA | output | Pa | 1
blade.fatigue.teU_wohlerexp | output |  | 1
blade.fatigue.teL_sigma_ult | output | Pa | 1
blade.fatigue.teL_wohlerA | output | Pa | 1
blade.fatigue.teL_wohlerexp | output |  | 1
blade.high_level_blade_props.rotor_diameter | output | m | 241.94 | Diameter of the rotor used in WISDEM. It is defined as two times the blade length plus the hub diameter.
blade.high_level_blade_props.r_blade | output | m | [3.97, 8.004482758620691, 12.038965517241381, 16.07344827586207, 20.10793103448276, 24.142413793103447, 28.17689655172414, 32.21137931034483, 36.24586206896552, 40.280344827586205, 44.314827586206896, 48.34931034482759, 52.383793103448276, 56.418275862068974, 60.45275862068966, 64.48724137931036, 68.52172413793105, 72.55620689655174, 76.59068965517241, 80.6251724137931, 84.6596551724138, 88.6941379310345, 92.72862068965517, 96.76310344827588, 100.79758620689655, 104.83206896551724, 108.86655172413795, 112.90103448275862, 116.93551724137932, 120.97] | 1D array of the dimensional spanwise grid defined along the rotor (hub radius to blade tip projected on the plane)
blade.high_level_blade_props.rotor_radius | output | m | 120.97 | Scalar of the rotor radius, defined ignoring prebend and sweep curvatures, and cone and uptilt angles.
blade.high_level_blade_props.blade_ref_axis | output | m | [[0.0, 0.0, 0.0], [0.034295923985786604, 0.0, 4.03448275862069], [0.08329262571797669, 0.0, 8.06896551724138], [0.1392555188551465, 0.0, 12.103448275862071], [0.19190331656176873, 0.0, 16.13793103448276], [0.232028257864551, 0.0, 20.17241379310345], [0.24918042933165166, 0.0, 24.206896551724142], [0.2496141741724728, 0.0, 28.241379310344833], [0.24625256887234165, 0.0, 32.27586206896552], [0.2404720106240574, 0.0, 36.310344827586206], [0.23297926741790076, 0.0, 40.3448275862069], [0.2179571400171469, 0.0, 44.379310344827594], [0.17712118065470675, 0.0, 48.41379310344828], [0.10030156784192272, 0.0, 52.448275862068975], [1.126605912840715e-05, 0.0, 56.48275862068966], [-0.11231262929473985, 0.0, 60.517241379310356], [-0.24379916019447512, 0.0, 64.55172413793105], [-0.4153387722179258, 0.0, 68.58620689655174], [-0.6207684349190539, 0.0, 72.62068965517241], [-0.8462432424369124, 0.0, 76.6551724137931], [-1.0798464372334413, 0.0, 80.68965517241381], [-1.3290155919297535, 0.0, 84.7241379310345], [-1.6021369821922977, 0.0, 88.75862068965517], [-1.8948995248383433, 0.0, 92.79310344827589], [-2.201796716438755, 0.0, 96.82758620689656], [-2.5227281124194536, 0.0, 100.86206896551724], [-2.8639215886652067, 0.0, 104.89655172413795], [-3.2248356445430946, 0.0, 108.93103448275862], [-3.6046563533868463, 0.0, 112.96551724137932], [-3.9999999999999996, 0.0, 117.0]] | 2D array of the coordinates (x,y,z) of the blade reference axis scaled based on rotor diameter, defined along blade span. The coordinate system is the one of BeamDyn: it is placed at blade root with x pointing the suction side of the blade, y pointing the trailing edge and z along the blade span. A standard configuration will have negative x values (prebend), if swept positive y values, and positive z values.
blade.high_level_blade_props.prebend | output | m | [0.0, 0.034295923985786604, 0.08329262571797669, 0.1392555188551465, 0.19190331656176873, 0.232028257864551, 0.24918042933165166, 0.2496141741724728, 0.24625256887234165, 0.2404720106240574, 0.23297926741790076, 0.2179571400171469, 0.17712118065470675, 0.10030156784192272, 1.126605912840715e-05, -0.11231262929473985, -0.24379916019447512, -0.4153387722179258, -0.6207684349190539, -0.8462432424369124, -1.0798464372334413, -1.3290155919297535, -1.6021369821922977, -1.8948995248383433, -2.201796716438755, -2.5227281124194536, -2.8639215886652067, -3.2248356445430946, -3.6046563533868463, -3.9999999999999996] | Blade prebend at each section
blade.high_level_blade_props.prebendTip | output | m | -4 | Blade prebend at tip
blade.high_level_blade_props.presweep | output | m | [0.0, 0.0, 0.0, 0.0, 0.0, 0.0, 0.0, 0.0, 0.0, 0.0, 0.0, 0.0, 0.0, 0.0, 0.0, 0.0, 0.0, 0.0, 0.0, 0.0, 0.0, 0.0, 0.0, 0.0, 0.0, 0.0, 0.0, 0.0, 0.0, 0.0] | Blade presweep at each section
blade.high_level_blade_props.presweepTip | output | m | 0 | Blade presweep at tip
blade.high_level_blade_props.blade_length | output | m | 117.1489 | Scalar of the 3D blade length computed along its axis, scaled based on the user defined rotor diameter.
blade.high_level_blade_props.blade_solidity | output |  | 0.010343 | Blade solidity
blade.high_level_blade_props.rotor_solidity | output |  | 0.031028 | Rotor solidity
blade.internal_structure_2d_fem.joint_position | output |  | 0 | Spanwise position of the segmentation joint.
blade.internal_structure_2d_fem.joint_mass | output | kg | 0 | Mass of the joint.
blade.internal_structure_2d_fem.joint_nonmaterial_cost | output | USD | 0 | Cost of the joint.
blade.internal_structure_2d_fem.d_f | output | m | 0.03 | Diameter of the fastener
blade.internal_structure_2d_fem.sigma_max | output | Pa | 675000000 | Max stress on bolt
blade.internal_structure_2d_fem.joint_bolt | output | n/a | M30 | Type of bolt: M30, M36, or M48
blade.internal_structure_2d_fem.reinforcement_layer_ss | output | n/a | joint_reinf_ss | Layer identifier for the reinforcement layer at the join where bolts are inserted, suction side
blade.internal_structure_2d_fem.reinforcement_layer_ps | output | n/a | joint_reinf_ps | Layer identifier for the reinforcement layer at the join where bolts are inserted, pressure side
blade.internal_structure_2d_fem.web_rotation | output | rad | [[-0.27217629557079365, -0.2703213611890718, -0.256799564764236, -0.2327155229387189, -0.20321731641546886, -0.1732589091471034, -0.14740155387210616, -0.12742646107176153, -0.10871460898629608, -0.09126428560094875, -0.07584972929275118, -0.06295038726312087, -0.05200766129122833, -0.04228858599827693, -0.033587020259345804, -0.025633480184089865, -0.0184400219280952, -0.01209021726759452, -0.006201760506518447, -0.00031992263151258093, 0.006211367073939275, 0.014504119313560162, 0.023986689985735336, 0.032325206696798774, 0.03736348292490616, 0.037945785000536754, 0.03678035236750884, 0.03399755916765491, 0.029012617364700573, 0.02168375606076353], [-0.27217629557079365, -0.2703213611890718, -0.256799564764236, -0.2327155229387189, -0.20321731641546886, -0.1732589091471034, -0.14740155387210616, -0.12742646107176153, -0.10871460898629608, -0.09126428560094875, -0.07584972929275118, -0.06295038726312087, -0.05200766129122833, -0.04228858599827693, -0.033587020259345804, -0.025633480184089865, -0.0184400219280952, -0.01209021726759452, -0.006201760506518447, -0.00031992263151258093, 0.006211367073939275, 0.014504119313560162, 0.023986689985735336, 0.032325206696798774, 0.03736348292490616, 0.037945785000536754, 0.03678035236750884, 0.03399755916765491, 0.029012617364700573, 0.02168375606076353]] | 2D array of the rotation angle of the shear webs in respect to the chord line. The first dimension represents each shear web, the second dimension represents each entry along blade span. If the rotation is equal to negative twist +- a constant, then the web is built straight.
blade.internal_structure_2d_fem.web_start_nd | output |  | [[0.2052832431554164, 0.21282276887837137, 0.22085214026611114, 0.2608677234327575, 0.2838316677320035, 0.30408592770070414, 0.32081619831144337, 0.33235345730783866, 0.3433238425925263, 0.34884520564067684, 0.3537103885008473, 0.36050438049173333, 0.366150510717643, 0.37069556113956104, 0.3767667540154066, 0.38136989549830047, 0.38392907434083834, 0.3868632437852429, 0.389409877802761, 0.39148571199069304, 0.3931444744070098, 0.3943763623673688, 0.3953624435949873, 0.3963748671890009, 0.3974932952599749, 0.39848126362416736, 0.39975475504924574, 0.401710296011168, 0.40430554405223934, 0.30906614114560194], [0.2052832431554164, 0.21282276887837137, 0.22085214026611114, 0.21121638930309344, 0.231878018646444, 0.2513375619314167, 0.26717592110092997, 0.2774039383787617, 0.285667343168134, 0.2884129260940338, 0.29020161997845545, 0.2934550670142172, 0.2960380572012669, 0.2973956758218799, 0.29953654798698653, 0.3003832778967837, 0.29938861211494916, 0.29833408533528444, 0.29652794305172936, 0.29408897795384603, 0.2906527976710302, 0.28632247902724345, 0.28134822457609343, 0.2758419903148923, 0.2693686753207114, 0.26121163889836446, 0.25139875066423356, 0.23977340487646764, 0.22557895650418985, 0.30906614114560194]] | 2D array of the non-dimensional start point defined along the outer profile of a web. The TE suction side is 0, the TE pressure side is 1. The first dimension represents each web, the second dimension represents each entry along blade span.
blade.internal_structure_2d_fem.web_end_nd | output |  | [[0.7080802577208776, 0.7014724649134555, 0.7012739904902956, 0.6760242431061244, 0.6692951254795121, 0.6613205645795558, 0.6550310579698881, 0.6499043985828055, 0.642873808760916, 0.6411376439981601, 0.638942739512561, 0.6342518590732111, 0.6303887197760176, 0.6274222168351609, 0.6224079596334446, 0.6188509514600341, 0.616850959091077, 0.6141775511177653, 0.6119998522117205, 0.6103002521444987, 0.6086043500252697, 0.6072663740134485, 0.6065932100517598, 0.6062867319788948, 0.6056182352971436, 0.6046651428222832, 0.6032567098057202, 0.6010072382347592, 0.5979039118632977, 0.6929001625242509], [0.7080802577208776, 0.7014724649134555, 0.7012739904902956, 0.7264340164349495, 0.7223774652675432, 0.7147672740179873, 0.7093038020878246, 0.7056512775112251, 0.7011906975938511, 0.7017694483891997, 0.7028267419826033, 0.7013599349477673, 0.7005770071036009, 0.7006032205742382, 0.6993754647830874, 0.699621052720851, 0.7012518403415275, 0.7026036016118509, 0.7047574610959687, 0.7076387921886128, 0.7111184475869978, 0.7154202162669596, 0.7207148990874411, 0.7268814438574873, 0.7337130821188417, 0.7417596015176143, 0.751238989886847, 0.7623151994227195, 0.7757186588481565, 0.6929001625242509]] | 2D array of the non-dimensional end point defined along the outer profile of a web. The TE suction side is 0, the TE pressure side is 1. The first dimension represents each web, the second dimension represents each entry along blade span.
blade.internal_structure_2d_fem.web_offset_y_pa | output | m | [[0.0, 0.0, 0.0, -0.35, -0.35, -0.35, -0.35, -0.35, -0.35, -0.35, -0.35, -0.35, -0.35, -0.35, -0.35, -0.35, -0.35, -0.35, -0.35, -0.35, -0.35, -0.35, -0.35, -0.35, -0.35, -0.35, -0.35, -0.35, -0.35, 0.0], [0.0, 0.0, 0.0, 0.35, 0.35, 0.35, 0.35, 0.35, 0.35, 0.35, 0.35, 0.35, 0.35, 0.35, 0.35, 0.35, 0.35, 0.35, 0.35, 0.35, 0.35, 0.35, 0.35, 0.35, 0.35, 0.35, 0.35, 0.35, 0.35, 0.0]] | 2D array of the offset along the y axis to set the position of the shear webs. Positive values move the web towards the trailing edge, negative values towards the leading edge. The first dimension represents each shear web, the second dimension represents each entry along blade span.
blade.internal_structure_2d_fem.layer_rotation | output | rad | [[0.0, 0.0, 0.0, 0.0, 0.0, 0.0, 0.0, 0.0, 0.0, 0.0, 0.0, 0.0, 0.0, 0.0, 0.0, 0.0, 0.0, 0.0, 0.0, 0.0, 0.0, 0.0, 0.0, 0.0, 0.0, 0.0, 0.0, 0.0, 0.0, 0.0], [0.0, 0.0, 0.0, 0.0, 0.0, 0.0, 0.0, 0.0, 0.0, 0.0, 0.0, 0.0, 0.0, 0.0, 0.0, 0.0, 0.0, 0.0, 0.0, 0.0, 0.0, 0.0, 0.0, 0.0, 0.0, 0.0, 0.0, 0.0, 0.0, 0.0], [-0.27217629557079365, -0.2703213611890718, -0.256799564764236, -0.2327155229387189, -0.20321731641546886, -0.1732589091471034, -0.14740155387210616, -0.12742646107176153, -0.10871460898629608, -0.09126428560094875, -0.07584972929275118, -0.06295038726312087, -0.05200766129122833, -0.04228858599827693, -0.033587020259345804, -0.025633480184089865, -0.0184400219280952, -0.01209021726759452, -0.006201760506518447, -0.00031992263151258093, 0.006211367073939275, 0.014504119313560162, 0.023986689985735336, 0.032325206696798774, 0.03736348292490616, 0.037945785000536754, 0.03678035236750884, 0.03399755916765491, 0.029012617364700573, 0.02168375606076353], [-0.27217629557079365, -0.2703213611890718, -0.256799564764236, -0.2327155229387189, -0.20321731641546886, -0.1732589091471034, -0.14740155387210616, -0.12742646107176153, -0.10871460898629608, -0.09126428560094875, -0.07584972929275118, -0.06295038726312087, -0.05200766129122833, -0.04228858599827693, -0.033587020259345804, -0.025633480184089865, -0.0184400219280952, -0.01209021726759452, -0.006201760506518447, -0.00031992263151258093, 0.006211367073939275, 0.014504119313560162, 0.023986689985735336, 0.032325206696798774, 0.03736348292490616, 0.037945785000536754, 0.03678035236750884, 0.03399755916765491, 0.029012617364700573, 0.02168375606076353], [0.0, 0.0, 0.0, 0.0, 0.0, 0.0, 0.0, 0.0, 0.0, 0.0, 0.0, 0.0, 0.0, 0.0, 0.0, 0.0, 0.0, 0.0, 0.0, 0.0, 0.0, 0.0, 0.0, 0.0, 0.0, 0.0, 0.0, 0.0, 0.0, 0.0], [0.0, 0.0, 0.0, 0.0, 0.0, 0.0, 0.0, 0.0, 0.0, 0.0, 0.0, 0.0, 0.0, 0.0, 0.0, 0.0, 0.0, 0.0, 0.0, 0.0, 0.0, 0.0, 0.0, 0.0, 0.0, 0.0, 0.0, 0.0, 0.0, 0.0], [0.0, 0.0, 0.0, 0.0, 0.0, 0.0, 0.0, 0.0, 0.0, 0.0, 0.0, 0.0, 0.0, 0.0, 0.0, 0.0, 0.0, 0.0, 0.0, 0.0, 0.0, 0.0, 0.0, 0.0, 0.0, 0.0, 0.0, 0.0, 0.0, 0.0], [0.0, 0.0, 0.0, 0.0, 0.0, 0.0, 0.0, 0.0, 0.0, 0.0, 0.0, 0.0, 0.0, 0.0, 0.0, 0.0, 0.0, 0.0, 0.0, 0.0, 0.0, 0.0, 0.0, 0.0, 0.0, 0.0, 0.0, 0.0, 0.0, 0.0], [0.0, 0.0, 0.0, 0.0, 0.0, 0.0, 0.0, 0.0, 0.0, 0.0, 0.0, 0.0, 0.0, 0.0, 0.0, 0.0, 0.0, 0.0, 0.0, 0.0, 0.0, 0.0, 0.0, 0.0, 0.0, 0.0, 0.0, 0.0, 0.0, 0.0], [0.0, 0.0, 0.0, 0.0, 0.0, 0.0, 0.0, 0.0, 0.0, 0.0, 0.0, 0.0, 0.0, 0.0, 0.0, 0.0, 0.0, 0.0, 0.0, 0.0, 0.0, 0.0, 0.0, 0.0, 0.0, 0.0, 0.0, 0.0, 0.0, 0.0], [0.0, 0.0, 0.0, 0.0, 0.0, 0.0, 0.0, 0.0, 0.0, 0.0, 0.0, 0.0, 0.0, 0.0, 0.0, 0.0, 0.0, 0.0, 0.0, 0.0, 0.0, 0.0, 0.0, 0.0, 0.0, 0.0, 0.0, 0.0, 0.0, 0.0], [0.0, 0.0, 0.0, 0.0, 0.0, 0.0, 0.0, 0.0, 0.0, 0.0, 0.0, 0.0, 0.0, 0.0, 0.0, 0.0, 0.0, 0.0, 0.0, 0.0, 0.0, 0.0, 0.0, 0.0, 0.0, 0.0, 0.0, 0.0, 0.0, 0.0], [0.0, 0.0, 0.0, 0.0, 0.0, 0.0, 0.0, 0.0, 0.0, 0.0, 0.0, 0.0, 0.0, 0.0, 0.0, 0.0, 0.0, 0.0, 0.0, 0.0, 0.0, 0.0, 0.0, 0.0, 0.0, 0.0, 0.0, 0.0, 0.0, 0.0], [0.0, 0.0, 0.0, 0.0, 0.0, 0.0, 0.0, 0.0, 0.0, 0.0, 0.0, 0.0, 0.0, 0.0, 0.0, 0.0, 0.0, 0.0, 0.0, 0.0, 0.0, 0.0, 0.0, 0.0, 0.0, 0.0, 0.0, 0.0, 0.0, 0.0], [0.0, 0.0, 0.0, 0.0, 0.0, 0.0, 0.0, 0.0, 0.0, 0.0, 0.0, 0.0, 0.0, 0.0, 0.0, 0.0, 0.0, 0.0, 0.0, 0.0, 0.0, 0.0, 0.0, 0.0, 0.0, 0.0, 0.0, 0.0, 0.0, 0.0], [0.0, 0.0, 0.0, 0.0, 0.0, 0.0, 0.0, 0.0, 0.0, 0.0, 0.0, 0.0, 0.0, 0.0, 0.0, 0.0, 0.0, 0.0, 0.0, 0.0, 0.0, 0.0, 0.0, 0.0, 0.0, 0.0, 0.0, 0.0, 0.0, 0.0], [0.0, 0.0, 0.0, 0.0, 0.0, 0.0, 0.0, 0.0, 0.0, 0.0, 0.0, 0.0, 0.0, 0.0, 0.0, 0.0, 0.0, 0.0, 0.0, 0.0, 0.0, 0.0, 0.0, 0.0, 0.0, 0.0, 0.0, 0.0, 0.0, 0.0], [0.0, 0.0, 0.0, 0.0, 0.0, 0.0, 0.0, 0.0, 0.0, 0.0, 0.0, 0.0, 0.0, 0.0, 0.0, 0.0, 0.0, 0.0, 0.0, 0.0, 0.0, 0.0, 0.0, 0.0, 0.0, 0.0, 0.0, 0.0, 0.0, 0.0]] | 2D array of the rotation angle of a layer in respect to the chord line. The first dimension represents each layer, the second dimension represents each entry along blade span. If the rotation is equal to negative twist +- a constant, then the layer is built straight.
blade.internal_structure_2d_fem.layer_start_nd | output |  | [[0.0, 0.0, 0.0, 0.0, 0.0, 0.0, 0.0, 0.0, 0.0, 0.0, 0.0, 0.0, 0.0, 0.0, 0.0, 0.0, 0.0, 0.0, 0.0, 0.0, 0.0, 0.0, 0.0, 0.0, 0.0, 0.0, 0.0, 0.0, 0.0, 0.0], [0.0, 0.0, 0.0, 0.0, 0.0, 0.0, 0.0, 0.0, 0.005258518184427406, 0.01, 0.01, 0.01, 0.01, 0.01, 0.01, 0.01, 0.01, 0.01, 0.01, 0.01, 0.01, 0.01, 0.01, 0.01, 0.01, 0.01, 0.01, 0.01, 0.01, 0.01], [0.1777357006824315, 0.18508857276017085, 0.1911627568939783, 0.2042136092430108, 0.22449665782749223, 0.24383779934507793, 0.25954850975900995, 0.269593854223245, 0.27746199738582744, 0.2798927805621619, 0.28118726652064496, 0.2839427017654521, 0.2860913774021875, 0.28703042994667916, 0.28865601417073466, 0.2889427886331768, 0.2874377841304047, 0.2858209596736184, 0.28346624709076323, 0.28032219642946077, 0.2761794278480238, 0.2711343400638286, 0.26544176263789776, 0.2591651485651819, 0.2518012014763089, 0.2425829006292552, 0.2316341570527743, 0.2208306786347319, 0.22452602487654297, 0.16803069192449513], [0.6805327152478927, 0.673738268795255, 0.6715846071181628, 0.6690723171099197, 0.6621925541877121, 0.6540133403583054, 0.6475739595062411, 0.642309085478495, 0.6347764529875712, 0.6326131212445995, 0.6299566535418697, 0.6247403726786691, 0.6204347863924999, 0.6170248951113627, 0.6114945625235568, 0.6074520403494307, 0.6049299683474407, 0.6016700908160953, 0.5989690079132762, 0.596714477468906, 0.5943989872797952, 0.592347841526498, 0.5908828819896095, 0.5897268524898993, 0.5880549855658681, 0.5858620282365493, 0.583070442756191, 0.5813201248911624, 0.5957097401135727, 0.5518647133031441], [0.49999933459621543, 0.4999654282594862, 0.4996807414257139, 0.4707905072401282, 0.46901745855144245, 0.46913965770563515, 0.4696596949835222, 0.46895338617033006, 0.46769405695820976, 0.46668924001432965, 0.4650259263758558, 0.46304361501328667, 0.46156076389714773, 0.4598989618089354, 0.4572111692189029, 0.45463713174209536, 0.45228249708666446, 0.4494808409622838, 0.44640861434842083, 0.4432668768460395, 0.43972036513710244, 0.4365866679693331, 0.4356549553595269, 0.43591142395648763, 0.49683998400205737, 0.49683998400205737, 0.4968399840020573, 0.4968399840020569, 0.49683998400205726, 0.4968399840020574], [0.0, 0.0, 0.0, 0.0, 0.0, 0.0, 0.0, 0.0, 0.0, 0.0, 0.0, 0.0, 0.0, 0.0, 0.0, 0.0, 0.0, 0.0, 0.0, 0.0, 0.0, 0.0, 0.0, 0.0, 0.0, 0.0, 0.0, 0.0, 0.0, 0.0], [1.0, 1.0, 1.0, 0.9469352185381998, 0.9444473503509982, 0.943660320786688, 0.9426952208213969, 0.9412351787661493, 0.9382979084294123, 0.9354708736836025, 0.9321150472121305, 0.9283564705022695, 0.925066659701337, 0.9218055424142301, 0.9177272016367463, 0.9136856588246065, 0.9097745489042479, 0.9054304262558607, 0.9009003255817178, 0.8960725980239125, 0.890640423911735, 0.8846906815219086, 0.8783616345182487, 0.8715066131866114, 1.0, 1.0, 1.0, 1.0, 1.0, 1.0], [0.0, 0.0, 0.0, 0.0530647814618002, 0.05555264964900174, 0.056339679213311976, 0.057304779178603084, 0.058764821233850684, 0.061702091570587675, 0.06452912631639748, 0.06788495278786949, 0.07164352949773045, 0.0749333402986631, 0.07819445758576997, 0.08227279836325377, 0.08631434117539354, 0.09022545109575213, 0.09456957374413934, 0.09909967441828217, 0.10392740197608753, 0.10935957608826494, 0.11530931847809148, 0.12163836548175132, 0.12849338681338862, 0.0, 0.0, 0.0, 0.0, 0.0, 0.0], [0.23283078562840132, 0.2405569649965719, 0.25054152363824395, 0.26789134699717104, 0.2911598374062943, 0.3114454144010523, 0.32831424477333365, 0.3401116397038658, 0.3515045072705326, 0.3573277321418388, 0.3626492098660883, 0.3699149371627286, 0.37601138576058324, 0.3808637790496031, 0.38738337220663915, 0.392519998043649, 0.39570832544530726, 0.3993044481665856, 0.4023858563927018, 0.40503507880076584, 0.40741091915394173, 0.4095055222375384, 0.4114078012159993, 0.41335721274124826, 0.4155385860150802, 0.41778842438103164, 0.42045495186279297, 0.4219140755558114, 0.4070088525071738, 0.4501015903667087], [0.49999933459621543, 0.4999654282594862, 0.4996807414257139, 0.5273929407993818, 0.5282736181770443, 0.5292353155331679, 0.5307847927740322, 0.5316358621531041, 0.53350962130017, 0.5355203080851536, 0.5374365426829166, 0.5394633798108658, 0.5414896602157218, 0.5433063832337567, 0.5449688208063737, 0.5467057623291818, 0.5485229782554667, 0.5503550529560325, 0.5521149337279219, 0.5541183462531163, 0.5562080391636055, 0.5579313651007602, 0.5580930269559978, 0.5577685440476263, 0.49683998400205737, 0.49683998400205737, 0.4968399840020573, 0.4968399840020569, 0.49683998400205726, 0.4968399840020574], [0.7356278001938624, 0.729206661031656, 0.7309633738624284, 0.7327500548640798, 0.728855733766514, 0.7216209554142797, 0.7163396945205649, 0.7128268709591159, 0.7088189628722765, 0.7100480728242765, 0.711418596887313, 0.7107126080759456, 0.7103547947508957, 0.7108582442142867, 0.7102219205594613, 0.711029249759903, 0.7132005096623433, 0.7151535793090625, 0.7178886172152149, 0.7214273598402111, 0.7256304785857133, 0.7307190237002077, 0.7368489205677111, 0.7439189166659657, 0.7517923701046394, 0.7610675519883258, 0.7718912375662097, 0.7824035218122418, 0.7781925677442034, 0.8339356117453577], [0.0, 0.0, 0.0, 0.0, 0.0, 0.0, 0.004146131452704074, 0.07368567796957642, 0.08, 0.08, 0.08, 0.08, 0.08, 0.08, 0.08, 0.08, 0.08, 0.08, 0.08, 0.08, 0.08, 0.08, 0.08, 0.08, 0.08, 0.08, 0.08, 0.08, 0.08, 0.08], [0.0, 0.0, 0.0, 0.0, 0.0, 0.0, 0.0, 0.0, 0.0, 0.0, 0.0, 0.0, 0.0, 0.0, 0.0, 0.0, 0.0, 0.0, 0.0, 0.0, 0.0, 0.0, 0.0, 0.0, 0.0, 0.0, 0.0, 0.0, 0.0, 0.0], [0.0, 0.0, 0.0, 0.0, 0.0, 0.0, 0.0, 0.0, 0.0, 0.0, 0.0, 0.0, 0.0, 0.0, 0.0, 0.0, 0.0, 0.0, 0.0, 0.0, 0.0, 0.0, 0.0, 0.0, 0.0, 0.0, 0.0, 0.0, 0.0, 0.0], [0.0, 0.0, 0.0, 0.0, 0.0, 0.0, 0.0, 0.0, 0.0, 0.0, 0.0, 0.0, 0.0, 0.0, 0.0, 0.0, 0.0, 0.0, 0.0, 0.0, 0.0, 0.0, 0.0, 0.0, 0.0, 0.0, 0.0, 0.0, 0.0, 0.0], [0.0, 0.0, 0.0, 0.0, 0.0, 0.0, 0.0, 0.0, 0.0, 0.0, 0.0, 0.0, 0.0, 0.0, 0.0, 0.0, 0.0, 0.0, 0.0, 0.0, 0.0, 0.0, 0.0, 0.0, 0.0, 0.0, 0.0, 0.0, 0.0, 0.0], [0.0, 0.0, 0.0, 0.0, 0.0, 0.0, 0.0, 0.0, 0.0, 0.0, 0.0, 0.0, 0.0, 0.0, 0.0, 0.0, 0.0, 0.0, 0.0, 0.0, 0.0, 0.0, 0.0, 0.0, 0.0, 0.0, 0.0, 0.0, 0.0, 0.0], [0.0, 0.0, 0.0, 0.0, 0.0, 0.0, 0.0, 0.0, 0.0, 0.0, 0.0, 0.0, 0.0, 0.0, 0.0, 0.0, 0.0, 0.0, 0.0, 0.0, 0.0, 0.0, 0.0, 0.0, 0.0, 0.0, 0.0, 0.0, 0.0, 0.0]] | 2D array of the non-dimensional start point defined along the outer profile of a layer. The TE suction side is 0, the TE pressure side is 1. The first dimension represents each layer, the second dimension represents each entry along blade span.
blade.internal_structure_2d_fem.layer_end_nd | output |  | [[1.0, 1.0, 1.0, 1.0, 1.0, 1.0, 1.0, 1.0, 1.0, 1.0, 1.0, 1.0, 1.0, 1.0, 1.0, 1.0, 1.0, 1.0, 1.0, 1.0, 1.0, 1.0, 1.0, 1.0, 1.0, 1.0, 1.0, 1.0, 1.0, 1.0], [1.0, 1.0, 1.0, 1.0, 1.0, 1.0, 1.0, 1.0, 0.9947414818155725, 0.99, 0.99, 0.99, 0.99, 0.99, 0.99, 0.99, 0.99, 0.99, 0.99, 0.99, 0.99, 0.99, 0.99, 0.99, 0.99, 0.99, 0.99, 0.99, 0.99, 0.99], [0.23283078562840132, 0.2405569649965719, 0.25054152363824395, 0.26789134699717104, 0.2911598374062943, 0.3114454144010523, 0.32831424477333365, 0.3401116397038658, 0.3515045072705326, 0.3573277321418388, 0.3626492098660883, 0.3699149371627286, 0.37601138576058324, 0.3808637790496031, 0.38738337220663915, 0.392519998043649, 0.39570832544530726, 0.3993044481665856, 0.4023858563927018, 0.40503507880076584, 0.40741091915394173, 0.4095055222375384, 0.4114078012159993, 0.41335721274124826, 0.4155385860150802, 0.41778842438103164, 0.42045495186279297, 0.4219140755558114, 0.4070088525071738, 0.4501015903667087], [0.7356278001938624, 0.729206661031656, 0.7309633738624284, 0.7327500548640798, 0.728855733766514, 0.7216209554142797, 0.7163396945205649, 0.7128268709591159, 0.7088189628722765, 0.7100480728242765, 0.711418596887313, 0.7107126080759456, 0.7103547947508957, 0.7108582442142867, 0.7102219205594613, 0.711029249759903, 0.7132005096623433, 0.7151535793090625, 0.7178886172152149, 0.7214273598402111, 0.7256304785857133, 0.7307190237002077, 0.7368489205677111, 0.7439189166659657, 0.7517923701046394, 0.7610675519883258, 0.7718912375662097, 0.7824035218122418, 0.7781925677442034, 0.8339356117453577], [0.49999933459621543, 0.4999654282594862, 0.4996807414257139, 0.5273929407993818, 0.5282736181770443, 0.5292353155331679, 0.5307847927740322, 0.5316358621531041, 0.53350962130017, 0.5355203080851536, 0.5374365426829166, 0.5394633798108658, 0.5414896602157218, 0.5433063832337567, 0.5449688208063737, 0.5467057623291818, 0.5485229782554667, 0.5503550529560325, 0.5521149337279219, 0.5541183462531163, 0.5562080391636055, 0.5579313651007602, 0.5580930269559978, 0.5577685440476263, 0.49683998400205737, 0.49683998400205737, 0.4968399840020573, 0.4968399840020569, 0.49683998400205726, 0.4968399840020574], [0.0, 0.0, 0.0, 0.0530647814618002, 0.05555264964900174, 0.056339679213311976, 0.057304779178603084, 0.058764821233850684, 0.061702091570587675, 0.06452912631639748, 0.06788495278786949, 0.07164352949773045, 0.0749333402986631, 0.07819445758576997, 0.08227279836325377, 0.08631434117539354, 0.09022545109575213, 0.09456957374413934, 0.09909967441828217, 0.10392740197608753, 0.10935957608826494, 0.11530931847809148, 0.12163836548175132, 0.12849338681338862, 0.0, 0.0, 0.0, 0.0, 0.0, 0.0], [1.0, 1.0, 1.0, 1.0, 1.0, 1.0, 1.0, 1.0, 1.0, 1.0, 1.0, 1.0, 1.0, 1.0, 1.0, 1.0, 1.0, 1.0, 1.0, 1.0, 1.0, 1.0, 1.0, 1.0, 1.0, 1.0, 1.0, 1.0, 1.0, 1.0], [0.1777357006824315, 0.18508857276017085, 0.1911627568939783, 0.2042136092430108, 0.22449665782749223, 0.24383779934507793, 0.25954850975900995, 0.269593854223245, 0.27746199738582744, 0.2798927805621619, 0.28118726652064496, 0.2839427017654521, 0.2860913774021875, 0.28703042994667916, 0.28865601417073466, 0.2889427886331768, 0.2874377841304047, 0.2858209596736184, 0.28346624709076323, 0.28032219642946077, 0.2761794278480238, 0.2711343400638286, 0.26544176263789776, 0.2591651485651819, 0.2518012014763089, 0.2425829006292552, 0.2316341570527743, 0.2208306786347319, 0.22452602487654297, 0.16803069192449513], [0.49999933459621543, 0.4999654282594862, 0.4996807414257139, 0.4707905072401282, 0.46901745855144245, 0.46913965770563515, 0.4696596949835222, 0.46895338617033006, 0.46769405695820976, 0.46668924001432965, 0.4650259263758558, 0.46304361501328667, 0.46156076389714773, 0.4598989618089354, 0.4572111692189029, 0.45463713174209536, 0.45228249708666446, 0.4494808409622838, 0.44640861434842083, 0.4432668768460395, 0.43972036513710244, 0.4365866679693331, 0.4356549553595269, 0.43591142395648763, 0.49683998400205737, 0.49683998400205737, 0.4968399840020573, 0.4968399840020569, 0.49683998400205726, 0.4968399840020574], [0.6805327152478927, 0.673738268795255, 0.6715846071181628, 0.6690723171099197, 0.6621925541877121, 0.6540133403583054, 0.6475739595062411, 0.642309085478495, 0.6347764529875712, 0.6326131212445995, 0.6299566535418697, 0.6247403726786691, 0.6204347863924999, 0.6170248951113627, 0.6114945625235568, 0.6074520403494307, 0.6049299683474407, 0.6016700908160953, 0.5989690079132762, 0.596714477468906, 0.5943989872797952, 0.592347841526498, 0.5908828819896095, 0.5897268524898993, 0.5880549855658681, 0.5858620282365493, 0.583070442756191, 0.5813201248911624, 0.5957097401135727, 0.5518647133031441], [1.0, 1.0, 1.0, 0.9469352185381998, 0.9444473503509982, 0.943660320786688, 0.9426952208213969, 0.9412351787661493, 0.9382979084294123, 0.9354708736836025, 0.9321150472121305, 0.9283564705022695, 0.925066659701337, 0.9218055424142301, 0.9177272016367463, 0.9136856588246065, 0.9097745489042479, 0.9054304262558607, 0.9009003255817178, 0.8960725980239125, 0.890640423911735, 0.8846906815219086, 0.8783616345182487, 0.8715066131866114, 1.0, 1.0, 1.0, 1.0, 1.0, 1.0], [1.0, 1.0, 1.0, 1.0, 1.0, 1.0, 0.995853868547296, 0.9263143220304236, 0.92, 0.92, 0.92, 0.92, 0.92, 0.92, 0.92, 0.92, 0.92, 0.92, 0.92, 0.92, 0.92, 0.92, 0.92, 0.92, 0.92, 0.92, 0.92, 0.92, 0.92, 0.92], [0.0, 0.0, 0.0, 0.0, 0.0, 0.0, 0.0, 0.0, 0.0, 0.0, 0.0, 0.0, 0.0, 0.0, 0.0, 0.0, 0.0, 0.0, 0.0, 0.0, 0.0, 0.0, 0.0, 0.0, 0.0, 0.0, 0.0, 0.0, 0.0, 0.0], [0.0, 0.0, 0.0, 0.0, 0.0, 0.0, 0.0, 0.0, 0.0, 0.0, 0.0, 0.0, 0.0, 0.0, 0.0, 0.0, 0.0, 0.0, 0.0, 0.0, 0.0, 0.0, 0.0, 0.0, 0.0, 0.0, 0.0, 0.0, 0.0, 0.0], [0.0, 0.0, 0.0, 0.0, 0.0, 0.0, 0.0, 0.0, 0.0, 0.0, 0.0, 0.0, 0.0, 0.0, 0.0, 0.0, 0.0, 0.0, 0.0, 0.0, 0.0, 0.0, 0.0, 0.0, 0.0, 0.0, 0.0, 0.0, 0.0, 0.0], [0.0, 0.0, 0.0, 0.0, 0.0, 0.0, 0.0, 0.0, 0.0, 0.0, 0.0, 0.0, 0.0, 0.0, 0.0, 0.0, 0.0, 0.0, 0.0, 0.0, 0.0, 0.0, 0.0, 0.0, 0.0, 0.0, 0.0, 0.0, 0.0, 0.0], [0.0, 0.0, 0.0, 0.0, 0.0, 0.0, 0.0, 0.0, 0.0, 0.0, 0.0, 0.0, 0.0, 0.0, 0.0, 0.0, 0.0, 0.0, 0.0, 0.0, 0.0, 0.0, 0.0, 0.0, 0.0, 0.0, 0.0, 0.0, 0.0, 0.0], [0.0, 0.0, 0.0, 0.0, 0.0, 0.0, 0.0, 0.0, 0.0, 0.0, 0.0, 0.0, 0.0, 0.0, 0.0, 0.0, 0.0, 0.0, 0.0, 0.0, 0.0, 0.0, 0.0, 0.0, 0.0, 0.0, 0.0, 0.0, 0.0, 0.0]] | 2D array of the non-dimensional end point defined along the outer profile of a layer. The TE suction side is 0, the TE pressure side is 1. The first dimension represents each layer, the second dimension represents each entry along blade span.
blade.internal_structure_2d_fem.layer_offset_y_pa | output | m | [[0.0, 0.0, 0.0, 0.0, 0.0, 0.0, 0.0, 0.0, 0.0, 0.0, 0.0, 0.0, 0.0, 0.0, 0.0, 0.0, 0.0, 0.0, 0.0, 0.0, 0.0, 0.0, 0.0, 0.0, 0.0, 0.0, 0.0, 0.0, 0.0, 0.0], [0.0, 0.0, 0.0, 0.0, 0.0, 0.0, 0.0, 0.0, 0.0, 0.0, 0.0, 0.0, 0.0, 0.0, 0.0, 0.0, 0.0, 0.0, 0.0, 0.0, 0.0, 0.0, 0.0, 0.0, 0.0, 0.0, 0.0, 0.0, 0.0, 0.0], [0.0, 0.0, 0.0, 0.0, 0.0, 0.0, 0.0, 0.0, 0.0, 0.0, 0.0, 0.0, 0.0, 0.0, 0.0, 0.0, 0.0, 0.0, 0.0, 0.0, 0.0, 0.0, 0.0, 0.0, 0.0, 0.0, 0.0, 0.0, 0.0, 0.0], [0.0, 0.0, 0.0, 0.0, 0.0, 0.0, 0.0, 0.0, 0.0, 0.0, 0.0, 0.0, 0.0, 0.0, 0.0, 0.0, 0.0, 0.0, 0.0, 0.0, 0.0, 0.0, 0.0, 0.0, 0.0, 0.0, 0.0, 0.0, 0.0, 0.0], [0.0, 0.0, 0.0, 0.0, 0.0, 0.0, 0.0, 0.0, 0.0, 0.0, 0.0, 0.0, 0.0, 0.0, 0.0, 0.0, 0.0, 0.0, 0.0, 0.0, 0.0, 0.0, 0.0, 0.0, 0.0, 0.0, 0.0, 0.0, 0.0, 0.0], [0.0, 0.0, 0.0, 0.0, 0.0, 0.0, 0.0, 0.0, 0.0, 0.0, 0.0, 0.0, 0.0, 0.0, 0.0, 0.0, 0.0, 0.0, 0.0, 0.0, 0.0, 0.0, 0.0, 0.0, 0.0, 0.0, 0.0, 0.0, 0.0, 0.0], [0.0, 0.0, 0.0, 0.0, 0.0, 0.0, 0.0, 0.0, 0.0, 0.0, 0.0, 0.0, 0.0, 0.0, 0.0, 0.0, 0.0, 0.0, 0.0, 0.0, 0.0, 0.0, 0.0, 0.0, 0.0, 0.0, 0.0, 0.0, 0.0, 0.0], [0.0, 0.0, 0.0, 0.0, 0.0, 0.0, 0.0, 0.0, 0.0, 0.0, 0.0, 0.0, 0.0, 0.0, 0.0, 0.0, 0.0, 0.0, 0.0, 0.0, 0.0, 0.0, 0.0, 0.0, 0.0, 0.0, 0.0, 0.0, 0.0, 0.0], [0.0, 0.0, 0.0, 0.0, 0.0, 0.0, 0.0, 0.0, 0.0, 0.0, 0.0, 0.0, 0.0, 0.0, 0.0, 0.0, 0.0, 0.0, 0.0, 0.0, 0.0, 0.0, 0.0, 0.0, 0.0, 0.0, 0.0, 0.0, 0.0, 0.0], [0.0, 0.0, 0.0, 0.0, 0.0, 0.0, 0.0, 0.0, 0.0, 0.0, 0.0, 0.0, 0.0, 0.0, 0.0, 0.0, 0.0, 0.0, 0.0, 0.0, 0.0, 0.0, 0.0, 0.0, 0.0, 0.0, 0.0, 0.0, 0.0, 0.0], [0.0, 0.0, 0.0, 0.0, 0.0, 0.0, 0.0, 0.0, 0.0, 0.0, 0.0, 0.0, 0.0, 0.0, 0.0, 0.0, 0.0, 0.0, 0.0, 0.0, 0.0, 0.0, 0.0, 0.0, 0.0, 0.0, 0.0, 0.0, 0.0, 0.0], [0.0, 0.0, 0.0, 0.0, 0.0, 0.0, 0.0, 0.0, 0.0, 0.0, 0.0, 0.0, 0.0, 0.0, 0.0, 0.0, 0.0, 0.0, 0.0, 0.0, 0.0, 0.0, 0.0, 0.0, 0.0, 0.0, 0.0, 0.0, 0.0, 0.0], [0.0, 0.0, 0.0, 0.0, 0.0, 0.0, 0.0, 0.0, 0.0, 0.0, 0.0, 0.0, 0.0, 0.0, 0.0, 0.0, 0.0, 0.0, 0.0, 0.0, 0.0, 0.0, 0.0, 0.0, 0.0, 0.0, 0.0, 0.0, 0.0, 0.0], [0.0, 0.0, 0.0, 0.0, 0.0, 0.0, 0.0, 0.0, 0.0, 0.0, 0.0, 0.0, 0.0, 0.0, 0.0, 0.0, 0.0, 0.0, 0.0, 0.0, 0.0, 0.0, 0.0, 0.0, 0.0, 0.0, 0.0, 0.0, 0.0, 0.0], [0.0, 0.0, 0.0, 0.0, 0.0, 0.0, 0.0, 0.0, 0.0, 0.0, 0.0, 0.0, 0.0, 0.0, 0.0, 0.0, 0.0, 0.0, 0.0, 0.0, 0.0, 0.0, 0.0, 0.0, 0.0, 0.0, 0.0, 0.0, 0.0, 0.0], [0.0, 0.0, 0.0, 0.0, 0.0, 0.0, 0.0, 0.0, 0.0, 0.0, 0.0, 0.0, 0.0, 0.0, 0.0, 0.0, 0.0, 0.0, 0.0, 0.0, 0.0, 0.0, 0.0, 0.0, 0.0, 0.0, 0.0, 0.0, 0.0, 0.0], [0.0, 0.0, 0.0, 0.0, 0.0, 0.0, 0.0, 0.0, 0.0, 0.0, 0.0, 0.0, 0.0, 0.0, 0.0, 0.0, 0.0, 0.0, 0.0, 0.0, 0.0, 0.0, 0.0, 0.0, 0.0, 0.0, 0.0, 0.0, 0.0, 0.0], [0.0, 0.0, 0.0, 0.0, 0.0, 0.0, 0.0, 0.0, 0.0, 0.0, 0.0, 0.0, 0.0, 0.0, 0.0, 0.0, 0.0, 0.0, 0.0, 0.0, 0.0, 0.0, 0.0, 0.0, 0.0, 0.0, 0.0, 0.0, 0.0, 0.0]] | 2D array of the offset along the y axis to set the position of a layer. Positive values move the layer towards the trailing edge, negative values towards the leading edge. The first dimension represents each layer, the second dimension represents each entry along blade span.
blade.internal_structure_2d_fem.layer_width | output | m | [[0.0, 0.0, 0.0, 0.0, 0.0, 0.0, 0.0, 0.0, 0.0, 0.0, 0.0, 0.0, 0.0, 0.0, 0.0, 0.0, 0.0, 0.0, 0.0, 0.0, 0.0, 0.0, 0.0, 0.0, 0.0, 0.0, 0.0, 0.0, 0.0, 0.0], [0.0, 0.0, 0.0, 0.0, 0.0, 0.0, 0.0, 0.0, 0.0, 0.0, 0.0, 0.0, 0.0, 0.0, 0.0, 0.0, 0.0, 0.0, 0.0, 0.0, 0.0, 0.0, 0.0, 0.0, 0.0, 0.0, 0.0, 0.0, 0.0, 0.0], [0.9, 0.9, 0.9, 0.9, 0.9, 0.9, 0.9, 0.9, 0.9, 0.9, 0.9, 0.9, 0.9, 0.9, 0.9, 0.9, 0.9, 0.9, 0.9, 0.9, 0.9, 0.9, 0.9, 0.9, 0.8999998437902413, 0.899975663948613, 0.8987945258935398, 0.8784571458555616, 0.7237062338515753, 0.294], [0.9, 0.9, 0.9, 0.9, 0.9, 0.9, 0.9, 0.9, 0.9, 0.9, 0.9, 0.9, 0.9, 0.9, 0.9, 0.9, 0.9, 0.9, 0.9, 0.9, 0.9, 0.9, 0.9, 0.9, 0.8999998437902413, 0.899975663948613, 0.8987945258935398, 0.8784571458555616, 0.7237062338515753, 0.294], [0.0, 0.0, 0.0, 0.8, 0.8, 0.8, 0.8, 0.8, 0.8, 0.8, 0.8, 0.8, 0.8, 0.8, 0.8, 0.8, 0.8, 0.8, 0.8, 0.79996805918844, 0.7988852795969489, 0.7892555783846883, 0.7549308422031511, 0.7112649322652236, 0.0, 0.0, 0.0, 0.0, 0.0, 0.0], [0.0, 0.0, 0.0, 0.75, 0.75, 0.75, 0.75, 0.75, 0.75, 0.75, 0.75, 0.75, 0.75, 0.75, 0.75, 0.75, 0.75, 0.75, 0.75, 0.75, 0.75, 0.75, 0.75, 0.75, 0.0, 0.0, 0.0, 0.0, 0.0, 0.0], [0.0, 0.0, 0.0, 0.75, 0.75, 0.75, 0.75, 0.75, 0.75, 0.75, 0.75, 0.75, 0.75, 0.75, 0.75, 0.75, 0.75, 0.75, 0.75, 0.75, 0.75, 0.75, 0.75, 0.75, 0.0, 0.0, 0.0, 0.0, 0.0, 0.0], [0.0, 0.0, 0.0, 0.0, 0.0, 0.0, 0.0, 0.0, 0.0, 0.0, 0.0, 0.0, 0.0, 0.0, 0.0, 0.0, 0.0, 0.0, 0.0, 0.0, 0.0, 0.0, 0.0, 0.0, 0.0, 0.0, 0.0, 0.0, 0.0, 0.0], [0.0, 0.0, 0.0, 0.0, 0.0, 0.0, 0.0, 0.0, 0.0, 0.0, 0.0, 0.0, 0.0, 0.0, 0.0, 0.0, 0.0, 0.0, 0.0, 0.0, 0.0, 0.0, 0.0, 0.0, 0.0, 0.0, 0.0, 0.0, 0.0, 0.0], [0.0, 0.0, 0.0, 0.0, 0.0, 0.0, 0.0, 0.0, 0.0, 0.0, 0.0, 0.0, 0.0, 0.0, 0.0, 0.0, 0.0, 0.0, 0.0, 0.0, 0.0, 0.0, 0.0, 0.0, 0.0, 0.0, 0.0, 0.0, 0.0, 0.0], [0.0, 0.0, 0.0, 0.0, 0.0, 0.0, 0.0, 0.0, 0.0, 0.0, 0.0, 0.0, 0.0, 0.0, 0.0, 0.0, 0.0, 0.0, 0.0, 0.0, 0.0, 0.0, 0.0, 0.0, 0.0, 0.0, 0.0, 0.0, 0.0, 0.0], [0.0, 0.0, 0.0, 0.0, 0.0, 0.0, 0.0, 0.0, 0.0, 0.0, 0.0, 0.0, 0.0, 0.0, 0.0, 0.0, 0.0, 0.0, 0.0, 0.0, 0.0, 0.0, 0.0, 0.0, 0.0, 0.0, 0.0, 0.0, 0.0, 0.0], [0.0, 0.0, 0.0, 0.0, 0.0, 0.0, 0.0, 0.0, 0.0, 0.0, 0.0, 0.0, 0.0, 0.0, 0.0, 0.0, 0.0, 0.0, 0.0, 0.0, 0.0, 0.0, 0.0, 0.0, 0.0, 0.0, 0.0, 0.0, 0.0, 0.0], [0.0, 0.0, 0.0, 0.0, 0.0, 0.0, 0.0, 0.0, 0.0, 0.0, 0.0, 0.0, 0.0, 0.0, 0.0, 0.0, 0.0, 0.0, 0.0, 0.0, 0.0, 0.0, 0.0, 0.0, 0.0, 0.0, 0.0, 0.0, 0.0, 0.0], [0.0, 0.0, 0.0, 0.0, 0.0, 0.0, 0.0, 0.0, 0.0, 0.0, 0.0, 0.0, 0.0, 0.0, 0.0, 0.0, 0.0, 0.0, 0.0, 0.0, 0.0, 0.0, 0.0, 0.0, 0.0, 0.0, 0.0, 0.0, 0.0, 0.0], [0.0, 0.0, 0.0, 0.0, 0.0, 0.0, 0.0, 0.0, 0.0, 0.0, 0.0, 0.0, 0.0, 0.0, 0.0, 0.0, 0.0, 0.0, 0.0, 0.0, 0.0, 0.0, 0.0, 0.0, 0.0, 0.0, 0.0, 0.0, 0.0, 0.0], [0.0, 0.0, 0.0, 0.0, 0.0, 0.0, 0.0, 0.0, 0.0, 0.0, 0.0, 0.0, 0.0, 0.0, 0.0, 0.0, 0.0, 0.0, 0.0, 0.0, 0.0, 0.0, 0.0, 0.0, 0.0, 0.0, 0.0, 0.0, 0.0, 0.0], [0.0, 0.0, 0.0, 0.0, 0.0, 0.0, 0.0, 0.0, 0.0, 0.0, 0.0, 0.0, 0.0, 0.0, 0.0, 0.0, 0.0, 0.0, 0.0, 0.0, 0.0, 0.0, 0.0, 0.0, 0.0, 0.0, 0.0, 0.0, 0.0, 0.0]] | 2D array of the width along the outer profile of a layer. The first dimension represents each layer, the second dimension represents each entry along blade span.
blade.interp_airfoils.r_thick_interp | output |  | [1.0, 0.98574825156946, 0.8645454487175683, 0.6863275078144752, 0.5327892032934999, 0.4554085600324844, 0.39835906248095737, 0.3623362355961333, 0.34602611408094774, 0.3353661215778716, 0.3253483459809507, 0.31640414054792565, 0.3078434763344884, 0.2983348142661491, 0.2875131823266269, 0.27634815520943806, 0.2657571396422814, 0.25541928518054025, 0.24561066272325402, 0.23638575382363344, 0.2261326075998445, 0.21694508641677518, 0.21151678678986288, 0.211, 0.211, 0.211, 0.211, 0.211, 0.211, 0.211] | 1D array of the relative thicknesses of the blade defined along span.
blade.interp_airfoils.ac_interp | output |  | [0.5, 0.4949692874050404, 0.45186816118459044, 0.3874306866696247, 0.329548433759726, 0.2947593594786021, 0.2650200547542455, 0.2501731986757387, 0.25, 0.25, 0.25, 0.25, 0.25, 0.25, 0.25, 0.25, 0.25, 0.25, 0.25, 0.25, 0.25, 0.25, 0.25, 0.25, 0.25, 0.25, 0.25, 0.25, 0.25, 0.25] | 1D array of the aerodynamic center of the blade defined along span.
blade.interp_airfoils.cl_interp | output |  | [[[[0.00010000000000000005], [0.00010000000000000005], [0.00010000000000000005]], [[9.999999999998899e-05], [9.999999999998899e-05], [9.999999999998899e-05]], [[9.999999999998899e-05], [9.999999999998899e-05], [9.999999999998899e-05]], [[9.999999999998899e-05], [9.999999999998899e-05], [9.999999999998899e-05]], [[9.999999999998899e-05], [9.999999999998899e-05], [9.999999999998899e-05]], [[9.999999999998899e-05], [9.999999999998899e-05], [9.999999999998899e-05]], [[9.999999999998899e-05], [9.999999999998899e-05], [9.999999999998899e-05]], [[9.999999999998899e-05], [9.999999999998899e-05], [9.999999999998899e-05]], [[9.999999999998899e-05], [9.999999999998899e-05], [9.999999999998899e-05]], [[9.999999999998899e-05], [9.999999999998899e-05], [9.999999999998899e-05]], [[0.00010000000000010001], [0.00010000000000010001], [0.00010000000000010001]], [[9.999999999998899e-05], [9.999999999998899e-05], [9.999999999998899e-05]], [[9.999999999998899e-05], [9.999999999998899e-05], [9.999999999998899e-05]], [[9.999999999998899e-05], [9.999999999998899e-05], [9.999999999998899e-05]], [[9.999999999998899e-05], [9.999999999998899e-05], [9.999999999998899e-05]], [[9.999999999998899e-05], [9.999999999998899e-05], [9.999999999998899e-05]], [[9.999999999998899e-05], [9.999999999998899e-05], [9.999999999998899e-05]], [[9.999999999998899e-05], [9.999999999998899e-05], [9.999999999998899e-05]], [[9.999999999998899e-05], [9.999999999998899e-05], [9.999999999998899e-05]], [[9.999999999998899e-05], [9.999999999998899e-05], [9.999999999998899e-05]], [[9.999999999998899e-05], [9.999999999998899e-05], [9.999999999998899e-05]], [[9.999999999998899e-05], [9.999999999998899e-05], [9.999999999998899e-05]], [[9.999999999998899e-05], [9.999999999998899e-05], [9.999999999998899e-05]], [[9.999999999998899e-05], [9.999999999998899e-05], [9.999999999998899e-05]], [[9.999999999998899e-05], [9.999999999998899e-05], [9.999999999998899e-05]], [[9.999999999998899e-05], [9.999999999998899e-05], [9.999999999998899e-05]], [[9.999999999998899e-05], [9.999999999998899e-05], [9.999999999998899e-05]], [[9.999999999998899e-05], [9.999999999998899e-05], [9.999999999998899e-05]], [[0.00010000000000000286], [0.00010000000000000286], [0.00010000000000000286]], [[0.00010000000000000286], [0.00010000000000000286], [0.00010000000000000286]], [[0.0001], [0.0001], [0.0001]], [[0.00010000000000000286], [0.00010000000000000286], [0.00010000000000000286]], [[0.00010000000000000286], [0.00010000000000000286], [0.00010000000000000286]], [[9.999999999998899e-05], [9.999999999998899e-05], [9.999999999998899e-05]], [[9.999999999998899e-05], [9.999999999998899e-05], [9.999999999998899e-05]], [[9.999999999998899e-05], [9.999999999998899e-05], [9.999999999998899e-05]], [[9.999999999998899e-05], [9.999999999998899e-05], [9.999999999998899e-05]], [[9.999999999998899e-05], [9.999999999998899e-05], [9.999999999998899e-05]], [[9.999999999998899e-05], [9.999999999998899e-05], [9.999999999998899e-05]], [[0.00010000000000001674], [0.00010000000000001674], [0.00010000000000001674]], [[9.999999999998899e-05], [9.999999999998899e-05], [9.999999999998899e-05]], [[9.999999999998899e-05], [9.999999999998899e-05], [9.999999999998899e-05]], [[9.999999999998899e-05], [9.999999999998899e-05], [9.999999999998899e-05]], [[9.999999999998899e-05], [9.999999999998899e-05], [9.999999999998899e-05]], [[9.999999999998899e-05], [9.999999999998899e-05], [9.999999999998899e-05]], [[9.999999999998899e-05], [9.999999999998899e-05], [9.999999999998899e-05]], [[9.999999999998899e-05], [9.999999999998899e-05], [9.999999999998899e-05]], [[9.999999999998899e-05], [9.999999999998899e-05], [9.999999999998899e-05]], [[9.999999999998899e-05], [9.999999999998899e-05], [9.999999999998899e-05]], [[9.999999999998899e-05], [9.999999999998899e-05], [9.999999999998899e-05]], [[9.999999999998899e-05], [9.999999999998899e-05], [9.999999999998899e-05]], [[9.999999999998899e-05], [9.999999999998899e-05], [9.999999999998899e-05]], [[9.999999999998899e-05], [9.999999999998899e-05], [9.999999999998899e-05]], [[9.999999999998899e-05], [9.999999999998899e-05], [9.999999999998899e-05]], [[9.999999999998899e-05], [9.999999999998899e-05], [9.999999999998899e-05]], [[9.999999999998899e-05], [9.999999999998899e-05], [9.999999999998899e-05]], [[9.999999999998899e-05], [9.999999999998899e-05], [9.999999999998899e-05]], [[9.999999999998899e-05], [9.999999999998899e-05], [9.999999999998899e-05]], [[9.999999999998899e-05], [9.999999999998899e-05], [9.999999999998899e-05]], [[9.999999999998899e-05], [9.999999999998899e-05], [9.999999999998899e-05]], [[9.999999999998899e-05], [9.999999999998899e-05], [9.999999999998899e-05]], [[9.999999999998899e-05], [9.999999999998899e-05], [9.999999999998899e-05]], [[9.999999999998899e-05], [9.999999999998899e-05], [9.999999999998899e-05]], [[9.999999999998899e-05], [9.999999999998899e-05], [9.999999999998899e-05]], [[9.999999999998899e-05], [9.999999999998899e-05], [9.999999999998899e-05]], [[9.999999999998899e-05], [9.999999999998899e-05], [9.999999999998899e-05]], [[9.999999999998899e-05], [9.999999999998899e-05], [9.999999999998899e-05]], [[9.999999999998899e-05], [9.999999999998899e-05], [9.999999999998899e-05]], [[9.999999999987796e-05], [9.999999999987796e-05], [9.999999999987796e-05]], [[9.999999999998899e-05], [9.999999999998899e-05], [9.999999999998899e-05]], [[0.00010000000000010001], [0.00010000000000010001], [0.00010000000000010001]], [[9.999999999998899e-05], [9.999999999998899e-05], [9.999999999998899e-05]], [[9.999999999987796e-05], [9.999999999987796e-05], [9.999999999987796e-05]], [[0.00010000000000010001], [0.00010000000000010001], [0.00010000000000010001]], [[9.999999999998899e-05], [9.999999999998899e-05], [9.999999999998899e-05]], [[9.999999999998899e-05], [9.999999999998899e-05], [9.999999999998899e-05]], [[9.999999999998899e-05], [9.999999999998899e-05], [9.999999999998899e-05]], [[9.999999999998899e-05], [9.999999999998899e-05], [9.999999999998899e-05]], [[9.999999999998899e-05], [9.999999999998899e-05], [9.999999999998899e-05]], [[9.999999999998899e-05], [9.999999999998899e-05], [9.999999999998899e-05]], [[9.999999999998899e-05], [9.999999999998899e-05], [9.999999999998899e-05]], [[9.999999999998899e-05], [9.999999999998899e-05], [9.999999999998899e-05]], [[9.999999999998899e-05], [9.999999999998899e-05], [9.999999999998899e-05]], [[9.999999999998899e-05], [9.999999999998899e-05], [9.999999999998899e-05]], [[9.999999999993348e-05], [9.999999999993348e-05], [9.999999999993348e-05]], [[9.999999999998899e-05], [9.999999999998899e-05], [9.999999999998899e-05]], [[9.999999999998899e-05], [9.999999999998899e-05], [9.999999999998899e-05]], [[9.999999999998899e-05], [9.999999999998899e-05], [9.999999999998899e-05]], [[9.999999999998899e-05], [9.999999999998899e-05], [9.999999999998899e-05]], [[9.999999999998899e-05], [9.999999999998899e-05], [9.999999999998899e-05]], [[9.999999999998899e-05], [9.999999999998899e-05], [9.999999999998899e-05]], [[9.999999999998899e-05], [9.999999999998899e-05], [9.999999999998899e-05]], [[0.00010000000000000286], [0.00010000000000000286], [0.00010000000000000286]], [[0.00010000000000000286], [0.00010000000000000286], [0.00010000000000000286]], [[9.99999999999994e-05], [9.99999999999994e-05], [9.99999999999994e-05]], [[0.00010000000000000286], [0.00010000000000000286], [0.00010000000000000286]], [[9.999999999998899e-05], [9.999999999998899e-05], [9.999999999998899e-05]], [[9.999999999998899e-05], [9.999999999998899e-05], [9.999999999998899e-05]], [[9.999999999996123e-05], [9.999999999996123e-05], [9.999999999996123e-05]], [[9.999999999998899e-05], [9.999999999998899e-05], [9.999999999998899e-05]], [[9.999999999998899e-05], [9.999999999998899e-05], [9.999999999998899e-05]], [[9.999999999998899e-05], [9.999999999998899e-05], [9.999999999998899e-05]], [[9.999999999998899e-05], [9.999999999998899e-05], [9.999999999998899e-05]], [[9.999999999998899e-05], [9.999999999998899e-05], [9.999999999998899e-05]], [[9.999999999998899e-05], [9.999999999998899e-05], [9.999999999998899e-05]], [[9.999999999998899e-05], [9.999999999998899e-05], [9.999999999998899e-05]], [[9.999999999998899e-05], [9.999999999998899e-05], [9.999999999998899e-05]], [[9.999999999998899e-05], [9.999999999998899e-05], [9.999999999998899e-05]], [[9.999999999998899e-05], [9.999999999998899e-05], [9.999999999998899e-05]], [[9.999999999998899e-05], [9.999999999998899e-05], [9.999999999998899e-05]], [[9.999999999998899e-05], [9.999999999998899e-05], [9.999999999998899e-05]], [[9.999999999998899e-05], [9.999999999998899e-05], [9.999999999998899e-05]], [[9.999999999998899e-05], [9.999999999998899e-05], [9.999999999998899e-05]], [[9.999999999998899e-05], [9.999999999998899e-05], [9.999999999998899e-05]], [[9.999999999998899e-05], [9.999999999998899e-05], [9.999999999998899e-05]], [[9.999999999998899e-05], [9.999999999998899e-05], [9.999999999998899e-05]], [[9.999999999998899e-05], [9.999999999998899e-05], [9.999999999998899e-05]], [[9.999999999998899e-05], [9.999999999998899e-05], [9.999999999998899e-05]], [[9.999999999998899e-05], [9.999999999998899e-05], [9.999999999998899e-05]], [[9.999999999998899e-05], [9.999999999998899e-05], [9.999999999998899e-05]], [[9.999999999998899e-05], [9.999999999998899e-05], [9.999999999998899e-05]], [[9.999999999998899e-05], [9.999999999998899e-05], [9.999999999998899e-05]], [[9.999999999998899e-05], [9.999999999998899e-05], [9.999999999998899e-05]], [[9.999999999987796e-05], [9.999999999987796e-05], [9.999999999987796e-05]], [[0.00010000000000021103], [0.00010000000000021103], [0.00010000000000021103]], [[9.999999999998899e-05], [9.999999999998899e-05], [9.999999999998899e-05]], [[9.999999999976694e-05], [9.999999999976694e-05], [9.999999999976694e-05]], [[9.999999999998899e-05], [9.999999999998899e-05], [9.999999999998899e-05]], [[9.999999999998899e-05], [9.999999999998899e-05], [9.999999999998899e-05]], [[9.999999999976694e-05], [9.999999999976694e-05], [9.999999999976694e-05]], [[9.999999999998899e-05], [9.999999999998899e-05], [9.999999999998899e-05]], [[9.999999999998899e-05], [9.999999999998899e-05], [9.999999999998899e-05]], [[9.999999999998899e-05], [9.999999999998899e-05], [9.999999999998899e-05]], [[9.999999999998899e-05], [9.999999999998899e-05], [9.999999999998899e-05]], [[9.999999999998899e-05], [9.999999999998899e-05], [9.999999999998899e-05]], [[9.999999999998899e-05], [9.999999999998899e-05], [9.999999999998899e-05]], [[9.999999999998899e-05], [9.999999999998899e-05], [9.999999999998899e-05]], [[9.999999999998899e-05], [9.999999999998899e-05], [9.999999999998899e-05]], [[9.999999999998899e-05], [9.999999999998899e-05], [9.999999999998899e-05]], [[9.999999999998899e-05], [9.999999999998899e-05], [9.999999999998899e-05]], [[9.999999999998899e-05], [9.999999999998899e-05], [9.999999999998899e-05]], [[9.999999999998899e-05], [9.999999999998899e-05], [9.999999999998899e-05]], [[9.999999999998899e-05], [9.999999999998899e-05], [9.999999999998899e-05]], [[9.999999999998899e-05], [9.999999999998899e-05], [9.999999999998899e-05]], [[9.999999999998899e-05], [9.999999999998899e-05], [9.999999999998899e-05]], [[9.999999999998899e-05], [9.999999999998899e-05], [9.999999999998899e-05]], [[9.999999999998899e-05], [9.999999999998899e-05], [9.999999999998899e-05]], [[9.999999999998899e-05], [9.999999999998899e-05], [9.999999999998899e-05]], [[9.999999999998899e-05], [9.999999999998899e-05], [9.999999999998899e-05]], [[9.999999999998899e-05], [9.999999999998899e-05], [9.999999999998899e-05]], [[9.999999999998899e-05], [9.999999999998899e-05], [9.999999999998899e-05]], [[9.999999999998899e-05], [9.999999999998899e-05], [9.999999999998899e-05]], [[9.999999999998899e-05], [9.999999999998899e-05], [9.999999999998899e-05]], [[9.999999999998899e-05], [9.999999999998899e-05], [9.999999999998899e-05]], [[9.999999999998899e-05], [9.999999999998899e-05], [9.999999999998899e-05]], [[9.999999999998899e-05], [9.999999999998899e-05], [9.999999999998899e-05]], [[9.999999999998899e-05], [9.999999999998899e-05], [9.999999999998899e-05]], [[9.999999999998899e-05], [9.999999999998899e-05], [9.999999999998899e-05]], [[9.999999999998899e-05], [9.999999999998899e-05], [9.999999999998899e-05]], [[9.999999999998899e-05], [9.999999999998899e-05], [9.999999999998899e-05]], [[9.999999999998899e-05], [9.999999999998899e-05], [9.999999999998899e-05]], [[9.999999999998899e-05], [9.999999999998899e-05], [9.999999999998899e-05]], [[9.999999999998899e-05], [9.999999999998899e-05], [9.999999999998899e-05]], [[9.999999999998899e-05], [9.999999999998899e-05], [9.999999999998899e-05]], [[9.999999999998899e-05], [9.999999999998899e-05], [9.999999999998899e-05]], [[9.999999999998899e-05], [9.999999999998899e-05], [9.999999999998899e-05]], [[9.999999999998899e-05], [9.999999999998899e-05], [9.999999999998899e-05]], [[9.999999999998899e-05], [9.999999999998899e-05], [9.999999999998899e-05]], [[0.00010000000000000286], [0.00010000000000000286], [0.00010000000000000286]], [[9.999999999999999e-05], [9.999999999999999e-05], [9.999999999999999e-05]], [[0.00010000000000000286], [0.00010000000000000286], [0.00010000000000000286]], [[0.00010000000000000286], [0.00010000000000000286], [0.00010000000000000286]], [[9.999999999998899e-05], [9.999999999998899e-05], [9.999999999998899e-05]], [[9.999999999998899e-05], [9.999999999998899e-05], [9.999999999998899e-05]], [[9.999999999998899e-05], [9.999999999998899e-05], [9.999999999998899e-05]], [[9.999999999998899e-05], [9.999999999998899e-05], [9.999999999998899e-05]], [[9.999999999998899e-05], [9.999999999998899e-05], [9.999999999998899e-05]], [[9.999999999998899e-05], [9.999999999998899e-05], [9.999999999998899e-05]], [[9.999999999998899e-05], [9.999999999998899e-05], [9.999999999998899e-05]], [[9.999999999998899e-05], [9.999999999998899e-05], [9.999999999998899e-05]], [[9.999999999998899e-05], [9.999999999998899e-05], [9.999999999998899e-05]], [[9.999999999998899e-05], [9.999999999998899e-05], [9.999999999998899e-05]], [[9.999999999998899e-05], [9.999999999998899e-05], [9.999999999998899e-05]], [[9.999999999998899e-05], [9.999999999998899e-05], [9.999999999998899e-05]], [[9.999999999998899e-05], [9.999999999998899e-05], [9.999999999998899e-05]], [[9.999999999998899e-05], [9.999999999998899e-05], [9.999999999998899e-05]], [[9.999999999998899e-05], [9.999999999998899e-05], [9.999999999998899e-05]], [[9.999999999998899e-05], [9.999999999998899e-05], [9.999999999998899e-05]], [[9.999999999998899e-05], [9.999999999998899e-05], [9.999999999998899e-05]], [[9.999999999998899e-05], [9.999999999998899e-05], [9.999999999998899e-05]], [[9.999999999998899e-05], [9.999999999998899e-05], [9.999999999998899e-05]], [[9.999999999998899e-05], [9.999999999998899e-05], [9.999999999998899e-05]], [[9.999999999998899e-05], [9.999999999998899e-05], [9.999999999998899e-05]], [[9.999999999998899e-05], [9.999999999998899e-05], [9.999999999998899e-05]], [[9.999999999998899e-05], [9.999999999998899e-05], [9.999999999998899e-05]], [[9.999999999998899e-05], [9.999999999998899e-05], [9.999999999998899e-05]], [[9.999999999998899e-05], [9.999999999998899e-05], [9.999999999998899e-05]], [[9.999999999998899e-05], [9.999999999998899e-05], [9.999999999998899e-05]], [[9.999999999998899e-05], [9.999999999998899e-05], [9.999999999998899e-05]], [[0.00010000000000000005], [0.00010000000000000005], [0.00010000000000000005]]], [[[9.834234237464428e-05], [9.834234237464428e-05], [9.834234237464428e-05]], [[0.009516056869731296], [0.009516056869731296], [0.009516056869731296]], [[0.019140830562687672], [0.019140830562687672], [0.019140830562687672]], [[0.02873113381811307], [0.02873113381811307], [0.02873113381811307]], [[0.039507651724561166], [0.039507651724561166], [0.039507651724561166]], [[0.05256333267011165], [0.05256333267011165], [0.05256333267011165]], [[0.062211652121294425], [0.062211652121294425], [0.062211652121294425]], [[0.06310663583566184], [0.06310663583566184], [0.06310663583566184]], [[0.06054550661180591], [0.06054550661180591], [0.06054550661180591]], [[0.056577856816662775], [0.056577856816662775], [0.056577856816662775]], [[0.05058761142254262], [0.05058761142254262], [0.05058761142254262]], [[0.042634795745255576], [0.042634795745255576], [0.042634795745255576]], [[0.039769091480817566], [0.039769091480817566], [0.039769091480817566]], [[0.0349419465467044], [0.0349419465467044], [0.0349419465467044]], [[0.0324253317805303], [0.0324253317805303], [0.0324253317805303]], [[0.030485953322198743], [0.030485953322198743], [0.030485953322198743]], [[0.028652625285763005], [0.028652625285763005], [0.028652625285763005]], [[0.026687884616393147], [0.026687884616393147], [0.026687884616393147]], [[0.024724838289638174], [0.024724838289638174], [0.024724838289638174]], [[0.022794509191562517], [0.022794509191562517], [0.022794509191562517]], [[0.02082700323657094], [0.02082700323657094], [0.02082700323657094]], [[0.018776916764681996], [0.018776916764681996], [0.018776916764681996]], [[0.01668603042835612], [0.01668603042835612], [0.01668603042835612]], [[0.014599181577354953], [0.014599181577354953], [0.014599181577354953]], [[0.012507658384824882], [0.012507658384824882], [0.012507658384824882]], [[0.010340408503859429], [0.010340408503859429], [0.010340408503859429]], [[0.008192210051365903], [0.008192210051365903], [0.008192210051365903]], [[0.006160842239206416], [0.006160842239206416], [0.006160842239206416]], [[0.00421430503595464], [0.00421430503595464], [0.00421430503595464]], [[0.0022212048283983088], [0.0022212048283983088], [0.0022212048283983088]], [[9.455927627781508e-05], [9.455927627781508e-05], [9.455927627781508e-05]], [[-0.0020318882262206424], [-0.0020318882262206424], [-0.0020318882262206424]], [[-0.004024538548045707], [-0.004024538548045707], [-0.004024538548045707]], [[-0.005970663744573697], [-0.005970663744573697], [-0.005970663744573697]], [[-0.008002056380760778], [-0.008002056380760778], [-0.008002056380760778]], [[-0.010150809157070732], [-0.010150809157070732], [-0.010150809157070732]], [[-0.012318134866917213], [-0.012318134866917213], [-0.012318134866917213]], [[-0.014408097119602283], [-0.014408097119602283], [-0.014408097119602283]], [[-0.01649072479930961], [-0.01649072479930961], [-0.01649072479930961]], [[-0.018577011306347903], [-0.018577011306347903], [-0.018577011306347903]], [[-0.020625039966393782], [-0.020625039966393782], [-0.020625039966393782]], [[-0.022594798023719418], [-0.022594798023719418], [-0.022594798023719418]], [[-0.024529684104834894], [-0.024529684104834894], [-0.024529684104834894]], [[-0.02649684264212178], [-0.02649684264212178], [-0.02649684264212178]], [[-0.028463140367622628], [-0.028463140367622628], [-0.028463140367622628]], [[-0.030296449665037688], [-0.030296449665037688], [-0.030296449665037688]], [[-0.03223526416786311], [-0.03223526416786311], [-0.03223526416786311]], [[-0.034645521186645545], [-0.034645521186645545], [-0.034645521186645545]], [[-0.03845312954489489], [-0.03845312954489489], [-0.03845312954489489]], [[-0.04177028071105874], [-0.04177028071105874], [-0.04177028071105874]], [[-0.04042840454142735], [-0.04042840454142735], [-0.04042840454142735]], [[-0.039618209854369105], [-0.039618209854369105], [-0.039618209854369105]], [[-0.03916993216077948], [-0.03916993216077948], [-0.03916993216077948]], [[-0.03927557435723288], [-0.03927557435723288], [-0.03927557435723288]], [[-0.04000823283626627], [-0.04000823283626627], [-0.04000823283626627]], [[-0.041077388998011256], [-0.041077388998011256], [-0.041077388998011256]], [[-0.042375362658809396], [-0.042375362658809396], [-0.042375362658809396]], [[-0.04381208435672059], [-0.04381208435672059], [-0.04381208435672059]], [[-0.04529696449944071], [-0.04529696449944071], [-0.04529696449944071]], [[-0.0467385777000051], [-0.0467385777000051], [-0.0467385777000051]], [[-0.048045462674628586], [-0.048045462674628586], [-0.048045462674628586]], [[-0.049263562309198455], [-0.049263562309198455], [-0.049263562309198455]], [[-0.05045693735214615], [-0.05045693735214615], [-0.05045693735214615]], [[-0.05160655707109815], [-0.05160655707109815], [-0.05160655707109815]], [[-0.052661855792130424], [-0.052661855792130424], [-0.052661855792130424]], [[-0.05366482608739451], [-0.05366482608739451], [-0.05366482608739451]], [[-0.05460730802724524], [-0.05460730802724524], [-0.05460730802724524]], [[-0.05485332665316826], [-0.05485332665316826], [-0.05485332665316826]], [[-0.052717498324294926], [-0.052717498324294926], [-0.052717498324294926]], [[-0.053685873598653414], [-0.053685873598653414], [-0.053685873598653414]], [[-0.05227241783397932], [-0.05227241783397932], [-0.05227241783397932]], [[-0.05226450386140585], [-0.05226450386140585], [-0.05226450386140585]], [[-0.05252801784201466], [-0.05252801784201466], [-0.05252801784201466]], [[-0.05070420363371056], [-0.05070420363371056], [-0.05070420363371056]], [[-0.05039176712704674], [-0.05039176712704674], [-0.05039176712704674]], [[-0.049579385420348204], [-0.049579385420348204], [-0.049579385420348204]], [[-0.04773167143806155], [-0.04773167143806155], [-0.04773167143806155]], [[-0.046103490197822866], [-0.046103490197822866], [-0.046103490197822866]], [[-0.045152249701433694], [-0.045152249701433694], [-0.045152249701433694]], [[-0.04246931264333323], [-0.04246931264333323], [-0.04246931264333323]], [[-0.04079654323750789], [-0.04079654323750789], [-0.04079654323750789]], [[-0.03808547879908798], [-0.03808547879908798], [-0.03808547879908798]], [[-0.03697483938910982], [-0.03697483938910982], [-0.03697483938910982]], [[-0.03628869917617619], [-0.03628869917617619], [-0.03628869917617619]], [[-0.032604042903435236], [-0.032604042903435236], [-0.032604042903435236]], [[-0.029197042642413285], [-0.029197042642413285], [-0.029197042642413285]], [[-0.024988033943934188], [-0.024988033943934188], [-0.024988033943934188]], [[-0.020416486734202016], [-0.020416486734202016], [-0.020416486734202016]], [[-0.01619472285432705], [-0.01619472285432705], [-0.01619472285432705]], [[-0.01203452658875591], [-0.01203452658875591], [-0.01203452658875591]], [[-0.008082112985573812], [-0.008082112985573812], [-0.008082112985573812]], [[-0.0036789227004006553], [-0.0036789227004006553], [-0.0036789227004006553]], [[-4.394509927936607e-05], [-4.394509927936607e-05], [-4.394509927936607e-05]], [[6.219120824203328e-05], [6.219120824203328e-05], [6.219120824203328e-05]], [[0.0025179724953656897], [0.0025179724953656897], [0.0025179724953656897]], [[0.008403394612910425], [0.008403394612910425], [0.008403394612910425]], [[0.010728513349172485], [0.010728513349172485], [0.010728513349172485]], [[0.012774033321640222], [0.012774033321640222], [0.012774033321640222]], [[0.014668957326261719], [0.014668957326261719], [0.014668957326261719]], [[0.016436455459306464], [0.016436455459306464], [0.016436455459306464]], [[0.018656328213716933], [0.018656328213716933], [0.018656328213716933]], [[0.021182966803070358], [0.021182966803070358], [0.021182966803070358]], [[0.02384719506682783], [0.02384719506682783], [0.02384719506682783]], [[0.02640365499714844], [0.02640365499714844], [0.02640365499714844]], [[0.029037258192282263], [0.029037258192282263], [0.029037258192282263]], [[0.03165133281879233], [0.03165133281879233], [0.03165133281879233]], [[0.03430721570012542], [0.03430721570012542], [0.03430721570012542]], [[0.03692433306300459], [0.03692433306300459], [0.03692433306300459]], [[0.03960851552364596], [0.03960851552364596], [0.03960851552364596]], [[0.04225179121156006], [0.04225179121156006], [0.04225179121156006]], [[0.044888223757175855], [0.044888223757175855], [0.044888223757175855]], [[0.047617034516165405], [0.047617034516165405], [0.047617034516165405]], [[0.050357726251126875], [0.050357726251126875], [0.050357726251126875]], [[0.052974982043636126], [0.052974982043636126], [0.052974982043636126]], [[0.05579359643371072], [0.05579359643371072], [0.05579359643371072]], [[0.05834098611043112], [0.05834098611043112], [0.05834098611043112]], [[0.060001182537505436], [0.060001182537505436], [0.060001182537505436]], [[0.06202985395614925], [0.06202985395614925], [0.06202985395614925]], [[0.06311971213158801], [0.06311971213158801], [0.06311971213158801]], [[0.0638701064216017], [0.0638701064216017], [0.0638701064216017]], [[0.06574697275824973], [0.06574697275824973], [0.06574697275824973]], [[0.06893576356390578], [0.06893576356390578], [0.06893576356390578]], [[0.07291677497999496], [0.07291677497999496], [0.07291677497999496]], [[0.07545631570581916], [0.07545631570581916], [0.07545631570581916]], [[0.07814690948554583], [0.07814690948554583], [0.07814690948554583]], [[0.0803039516212593], [0.0803039516212593], [0.0803039516212593]], [[0.08189019648038659], [0.08189019648038659], [0.08189019648038659]], [[0.08344181386067401], [0.08344181386067401], [0.08344181386067401]], [[0.08662110813595159], [0.08662110813595159], [0.08662110813595159]], [[0.08781029256770645], [0.08781029256770645], [0.08781029256770645]], [[0.0878701075827053], [0.0878701075827053], [0.0878701075827053]], [[0.08926361155205659], [0.08926361155205659], [0.08926361155205659]], [[0.0898077267141934], [0.0898077267141934], [0.0898077267141934]], [[0.0892490457593309], [0.0892490457593309], [0.0892490457593309]], [[0.08831006303166357], [0.08831006303166357], [0.08831006303166357]], [[0.08789209123160571], [0.08789209123160571], [0.08789209123160571]], [[0.08811892753274897], [0.08811892753274897], [0.08811892753274897]], [[0.08855615855266827], [0.08855615855266827], [0.08855615855266827]], [[0.08877058237228717], [0.08877058237228717], [0.08877058237228717]], [[0.08869166581316838], [0.08869166581316838], [0.08869166581316838]], [[0.08762840709649754], [0.08762840709649754], [0.08762840709649754]], [[0.08506209498594847], [0.08506209498594847], [0.08506209498594847]], [[0.08234157854928278], [0.08234157854928278], [0.08234157854928278]], [[0.07958393295764743], [0.07958393295764743], [0.07958393295764743]], [[0.07682604867875159], [0.07682604867875159], [0.07682604867875159]], [[0.074079425100753], [0.074079425100753], [0.074079425100753]], [[0.07128553418793959], [0.07128553418793959], [0.07128553418793959]], [[0.06842117282549887], [0.06842117282549887], [0.06842117282549887]], [[0.06540920273358869], [0.06540920273358869], [0.06540920273358869]], [[0.06325498432087093], [0.06325498432087093], [0.06325498432087093]], [[0.055050666046579204], [0.055050666046579204], [0.055050666046579204]], [[0.05297914670215606], [0.05297914670215606], [0.05297914670215606]], [[0.049046620269977685], [0.049046620269977685], [0.049046620269977685]], [[0.046179977717512394], [0.046179977717512394], [0.046179977717512394]], [[0.04358960249003929], [0.04358960249003929], [0.04358960249003929]], [[0.040877724200349436], [0.040877724200349436], [0.040877724200349436]], [[0.038117337328354886], [0.038117337328354886], [0.038117337328354886]], [[0.03534000213505033], [0.03534000213505033], [0.03534000213505033]], [[0.032551792700307954], [0.032551792700307954], [0.032551792700307954]], [[0.029717028481789778], [0.029717028481789778], [0.029717028481789778]], [[0.026788280528358143], [0.026788280528358143], [0.026788280528358143]], [[0.02380047777745361], [0.02380047777745361], [0.02380047777745361]], [[0.02081855229928263], [0.02081855229928263], [0.02081855229928263]], [[0.017830827249875503], [0.017830827249875503], [0.017830827249875503]], [[0.014735588807904543], [0.014735588807904543], [0.014735588807904543]], [[0.011667466663453543], [0.011667466663453543], [0.011667466663453543]], [[0.008720074343475662], [0.008720074343475662], [0.008720074343475662]], [[0.0055004174857328746], [0.0055004174857328746], [0.0055004174857328746]], [[0.0024692772464909056], [0.0024692772464909056], [0.0024692772464909056]], [[9.546774968755781e-05], [9.546774968755781e-05], [9.546774968755781e-05]], [[-0.0024978561920943106], [-0.0024978561920943106], [-0.0024978561920943106]], [[-0.004363880323297532], [-0.004363880323297532], [-0.004363880323297532]], [[-0.006002623662184823], [-0.006002623662184823], [-0.006002623662184823]], [[-0.008002470068382457], [-0.008002470068382457], [-0.008002470068382457]], [[-0.010151281438250224], [-0.010151281438250224], [-0.010151281438250224]], [[-0.01231855143390382], [-0.01231855143390382], [-0.01231855143390382]], [[-0.014408331110981816], [-0.014408331110981816], [-0.014408331110981816]], [[-0.01649053874526723], [-0.01649053874526723], [-0.01649053874526723]], [[-0.018576370172365395], [-0.018576370172365395], [-0.018576370172365395]], [[-0.020624201085170074], [-0.020624201085170074], [-0.020624201085170074]], [[-0.022594184299716154], [-0.022594184299716154], [-0.022594184299716154]], [[-0.024529508216364015], [-0.024529508216364015], [-0.024529508216364015]], [[-0.026497060400646692], [-0.026497060400646692], [-0.026497060400646692]], [[-0.028463497259686082], [-0.028463497259686082], [-0.028463497259686082]], [[-0.030296805690151595], [-0.030296805690151595], [-0.030296805690151595]], [[-0.032235586719087446], [-0.032235586719087446], [-0.032235586719087446]], [[-0.03475199707978209], [-0.03475199707978209], [-0.03475199707978209]], [[-0.039579147177931845], [-0.039579147177931845], [-0.039579147177931845]], [[-0.042444850920013516], [-0.042444850920013516], [-0.042444850920013516]], [[-0.05039767337960277], [-0.05039767337960277], [-0.05039767337960277]], [[-0.05638802152281927], [-0.05638802152281927], [-0.05638802152281927]], [[-0.060355897356893784], [-0.060355897356893784], [-0.060355897356893784]], [[-0.06291627600260685], [-0.06291627600260685], [-0.06291627600260685]], [[-0.06202077733579925], [-0.06202077733579925], [-0.06202077733579925]], [[-0.05236699223826852], [-0.05236699223826852], [-0.05236699223826852]], [[-0.039306874495867616], [-0.039306874495867616], [-0.039306874495867616]], [[-0.02852881210237765], [-0.02852881210237765], [-0.02852881210237765]], [[-0.018940374100152646], [-0.018940374100152646], [-0.018940374100152646]], [[-0.009319772201097518], [-0.009319772201097518], [-0.009319772201097518]], [[0.00010137616713385062], [0.00010137616713385062], [0.00010137616713385062]]], [[[-4.1832682913804366e-05], [-4.1832682913804366e-05], [-4.1832682913804366e-05]], [[0.07255987924888924], [0.07255987924888924], [0.07255987924888924]], [[0.14638247027957685], [0.14638247027957685], [0.14638247027957685]], [[0.2199963194553585], [0.2199963194553585], [0.2199963194553585]], [[0.3015464596600438], [0.3015464596600438], [0.3015464596600438]], [[0.3983431408845042], [0.3983431408845042], [0.3983431408845042]], [[0.47234575316771726], [0.47234575316771726], [0.47234575316771726]], [[0.48778633187429343], [0.48778633187429343], [0.48778633187429343]], [[0.48010757335052845], [0.48010757335052845], [0.48010757335052845]], [[0.4630179588563025], [0.4630179588563025], [0.4630179588563025]], [[0.43249573995511637], [0.43249573995511637], [0.43249573995511637]], [[0.36988213675374554], [0.36988213675374554], [0.36988213675374554]], [[0.3448757470398814], [0.3448757470398814], [0.3448757470398814]], [[0.30387970300841344], [0.30387970300841344], [0.30387970300841344]], [[0.282168451626308], [0.282168451626308], [0.282168451626308]], [[0.26523384902812075], [0.26523384902812075], [0.26523384902812075]], [[0.2491898886398053], [0.2491898886398053], [0.2491898886398053]], [[0.2320727076603715], [0.2320727076603715], [0.2320727076603715]], [[0.21496243768445836], [0.21496243768445836], [0.21496243768445836]], [[0.19810543125549354], [0.19810543125549354], [0.19810543125549354]], [[0.18092460736858482], [0.18092460736858482], [0.18092460736858482]], [[0.163047471708029], [0.163047471708029], [0.163047471708029]], [[0.1448173474682198], [0.1448173474682198], [0.1448173474682198]], [[0.1266033285303842], [0.1266033285303842], [0.1266033285303842]], [[0.10833966778142091], [0.10833966778142091], [0.10833966778142091]], [[0.08945131614248765], [0.08945131614248765], [0.08945131614248765]], [[0.07072093496004808], [0.07072093496004808], [0.07072093496004808]], [[0.052956482524065936], [0.052956482524065936], [0.052956482524065936]], [[0.03591509932015881], [0.03591509932015881], [0.03591509932015881]], [[0.0185301637520781], [0.0185301637520781], [0.0185301637520781]], [[5.3566301819914034e-05], [5.3566301819914034e-05], [5.3566301819914034e-05]], [[-0.01842244918896094], [-0.01842244918896094], [-0.01842244918896094]], [[-0.03580336848964136], [-0.03580336848964136], [-0.03580336848964136]], [[-0.05284119420390577], [-0.05284119420390577], [-0.05284119420390577]], [[-0.07060579934207466], [-0.07060579934207466], [-0.07060579934207466]], [[-0.08934072965991662], [-0.08934072965991662], [-0.08934072965991662]], [[-0.108 | 4D array with the lift coefficients of the airfoils. Dimension 0 is along the blade span for n_span stations, dimension 1 is along the angles of attack, dimension 2 is along the Reynolds number, dimension 3 is along the number of tabs, which may describe multiple sets at the same station, for example in presence of a flap.
blade.interp_airfoils.cd_interp | output |  | [[[[0.3499999999999999], [0.3499999999999999], [0.3499999999999999]], [[0.35], [0.35], [0.35]], [[0.35], [0.35], [0.35]], [[0.35], [0.35], [0.35]], [[0.35], [0.35], [0.35]], [[0.35], [0.35], [0.35]], [[0.35], [0.35], [0.35]], [[0.35], [0.35], [0.35]], [[0.35], [0.35], [0.35]], [[0.35], [0.35], [0.35]], [[0.35], [0.35], [0.35]], [[0.35], [0.35], [0.35]], [[0.35], [0.35], [0.35]], [[0.35], [0.35], [0.35]], [[0.35], [0.35], [0.35]], [[0.35], [0.35], [0.35]], [[0.35], [0.35], [0.35]], [[0.35], [0.35], [0.35]], [[0.35], [0.35], [0.35]], [[0.35], [0.35], [0.35]], [[0.3499999999999999], [0.3499999999999999], [0.3499999999999999]], [[0.35000000000000003], [0.35000000000000003], [0.35000000000000003]], [[0.35], [0.35], [0.35]], [[0.35], [0.35], [0.35]], [[0.35], [0.35], [0.35]], [[0.35], [0.35], [0.35]], [[0.35], [0.35], [0.35]], [[0.3500000000000001], [0.3500000000000001], [0.3500000000000001]], [[0.34999999999999987], [0.34999999999999987], [0.34999999999999987]], [[0.3500000000000001], [0.3500000000000001], [0.3500000000000001]], [[0.3500000000000001], [0.3500000000000001], [0.3500000000000001]], [[0.34999999999999987], [0.34999999999999987], [0.34999999999999987]], [[0.34999999999999987], [0.34999999999999987], [0.34999999999999987]], [[0.35], [0.35], [0.35]], [[0.34999999999999987], [0.34999999999999987], [0.34999999999999987]], [[0.35], [0.35], [0.35]], [[0.35], [0.35], [0.35]], [[0.35], [0.35], [0.35]], [[0.35], [0.35], [0.35]], [[0.35], [0.35], [0.35]], [[0.35], [0.35], [0.35]], [[0.3499999999999999], [0.3499999999999999], [0.3499999999999999]], [[0.35], [0.35], [0.35]], [[0.35], [0.35], [0.35]], [[0.35], [0.35], [0.35]], [[0.35], [0.35], [0.35]], [[0.35], [0.35], [0.35]], [[0.35], [0.35], [0.35]], [[0.35], [0.35], [0.35]], [[0.35], [0.35], [0.35]], [[0.35], [0.35], [0.35]], [[0.35], [0.35], [0.35]], [[0.35], [0.35], [0.35]], [[0.35], [0.35], [0.35]], [[0.35], [0.35], [0.35]], [[0.3499999999999999], [0.3499999999999999], [0.3499999999999999]], [[0.35], [0.35], [0.35]], [[0.3499999999999999], [0.3499999999999999], [0.3499999999999999]], [[0.35000000000000003], [0.35000000000000003], [0.35000000000000003]], [[0.35000000000000003], [0.35000000000000003], [0.35000000000000003]], [[0.35], [0.35], [0.35]], [[0.35], [0.35], [0.35]], [[0.35000000000000003], [0.35000000000000003], [0.35000000000000003]], [[0.3499999999999999], [0.3499999999999999], [0.3499999999999999]], [[0.35], [0.35], [0.35]], [[0.35], [0.35], [0.35]], [[0.35], [0.35], [0.35]], [[0.35], [0.35], [0.35]], [[0.35], [0.35], [0.35]], [[0.35000000000000003], [0.35000000000000003], [0.35000000000000003]], [[0.35], [0.35], [0.35]], [[0.35], [0.35], [0.35]], [[0.3499999999999999], [0.3499999999999999], [0.3499999999999999]], [[0.35], [0.35], [0.35]], [[0.35], [0.35], [0.35]], [[0.35], [0.35], [0.35]], [[0.35], [0.35], [0.35]], [[0.35], [0.35], [0.35]], [[0.35], [0.35], [0.35]], [[0.35], [0.35], [0.35]], [[0.35], [0.35], [0.35]], [[0.35], [0.35], [0.35]], [[0.35], [0.35], [0.35]], [[0.35], [0.35], [0.35]], [[0.35], [0.35], [0.35]], [[0.35], [0.35], [0.35]], [[0.35], [0.35], [0.35]], [[0.35], [0.35], [0.35]], [[0.3499999999999999], [0.3499999999999999], [0.3499999999999999]], [[0.35], [0.35], [0.35]], [[0.35], [0.35], [0.35]], [[0.35], [0.35], [0.35]], [[0.35], [0.35], [0.35]], [[0.35], [0.35], [0.35]], [[0.35], [0.35], [0.35]], [[0.35], [0.35], [0.35]], [[0.35], [0.35], [0.35]], [[0.35], [0.35], [0.35]], [[0.35], [0.35], [0.35]], [[0.35], [0.35], [0.35]], [[0.35], [0.35], [0.35]], [[0.35], [0.35], [0.35]], [[0.35], [0.35], [0.35]], [[0.35], [0.35], [0.35]], [[0.35], [0.35], [0.35]], [[0.35], [0.35], [0.35]], [[0.35], [0.35], [0.35]], [[0.35000000000000003], [0.35000000000000003], [0.35000000000000003]], [[0.35], [0.35], [0.35]], [[0.35], [0.35], [0.35]], [[0.35], [0.35], [0.35]], [[0.35], [0.35], [0.35]], [[0.35], [0.35], [0.35]], [[0.35], [0.35], [0.35]], [[0.35], [0.35], [0.35]], [[0.35], [0.35], [0.35]], [[0.35], [0.35], [0.35]], [[0.35], [0.35], [0.35]], [[0.35], [0.35], [0.35]], [[0.35], [0.35], [0.35]], [[0.35000000000000003], [0.35000000000000003], [0.35000000000000003]], [[0.35], [0.35], [0.35]], [[0.35000000000000003], [0.35000000000000003], [0.35000000000000003]], [[0.35000000000000003], [0.35000000000000003], [0.35000000000000003]], [[0.35], [0.35], [0.35]], [[0.35], [0.35], [0.35]], [[0.35], [0.35], [0.35]], [[0.35], [0.35], [0.35]], [[0.35], [0.35], [0.35]], [[0.35], [0.35], [0.35]], [[0.35], [0.35], [0.35]], [[0.35], [0.35], [0.35]], [[0.35], [0.35], [0.35]], [[0.35], [0.35], [0.35]], [[0.35], [0.35], [0.35]], [[0.35], [0.35], [0.35]], [[0.35], [0.35], [0.35]], [[0.35], [0.35], [0.35]], [[0.35], [0.35], [0.35]], [[0.35], [0.35], [0.35]], [[0.35], [0.35], [0.35]], [[0.35], [0.35], [0.35]], [[0.35], [0.35], [0.35]], [[0.35], [0.35], [0.35]], [[0.35], [0.35], [0.35]], [[0.35], [0.35], [0.35]], [[0.35], [0.35], [0.35]], [[0.35], [0.35], [0.35]], [[0.35], [0.35], [0.35]], [[0.35], [0.35], [0.35]], [[0.3499999999999999], [0.3499999999999999], [0.3499999999999999]], [[0.35], [0.35], [0.35]], [[0.35], [0.35], [0.35]], [[0.35], [0.35], [0.35]], [[0.35], [0.35], [0.35]], [[0.35], [0.35], [0.35]], [[0.35000000000000003], [0.35000000000000003], [0.35000000000000003]], [[0.35], [0.35], [0.35]], [[0.35], [0.35], [0.35]], [[0.35000000000000003], [0.35000000000000003], [0.35000000000000003]], [[0.35], [0.35], [0.35]], [[0.35], [0.35], [0.35]], [[0.35], [0.35], [0.35]], [[0.35], [0.35], [0.35]], [[0.3500000000000001], [0.3500000000000001], [0.3500000000000001]], [[0.35], [0.35], [0.35]], [[0.34999999999999987], [0.34999999999999987], [0.34999999999999987]], [[0.34999999999999987], [0.34999999999999987], [0.34999999999999987]], [[0.35], [0.35], [0.35]], [[0.3500000000000001], [0.3500000000000001], [0.3500000000000001]], [[0.3500000000000001], [0.3500000000000001], [0.3500000000000001]], [[0.3500000000000001], [0.3500000000000001], [0.3500000000000001]], [[0.3500000000000001], [0.3500000000000001], [0.3500000000000001]], [[0.3500000000000001], [0.3500000000000001], [0.3500000000000001]], [[0.35], [0.35], [0.35]], [[0.35], [0.35], [0.35]], [[0.34999999999999987], [0.34999999999999987], [0.34999999999999987]], [[0.35], [0.35], [0.35]], [[0.3499999999999999], [0.3499999999999999], [0.3499999999999999]], [[0.35000000000000003], [0.35000000000000003], [0.35000000000000003]], [[0.35], [0.35], [0.35]], [[0.35], [0.35], [0.35]], [[0.35], [0.35], [0.35]], [[0.35], [0.35], [0.35]], [[0.35], [0.35], [0.35]], [[0.35], [0.35], [0.35]], [[0.35], [0.35], [0.35]], [[0.35], [0.35], [0.35]], [[0.35], [0.35], [0.35]], [[0.35], [0.35], [0.35]], [[0.35], [0.35], [0.35]], [[0.35], [0.35], [0.35]], [[0.35], [0.35], [0.35]], [[0.35], [0.35], [0.35]], [[0.35], [0.35], [0.35]], [[0.35], [0.35], [0.35]], [[0.35], [0.35], [0.35]], [[0.35], [0.35], [0.35]], [[0.35], [0.35], [0.35]], [[0.35], [0.35], [0.35]]], [[[0.3403409219876684], [0.3403409219876684], [0.3403409219876684]], [[0.3402644114408664], [0.3402644114408664], [0.3402644114408664]], [[0.3400262870056513], [0.3400262870056513], [0.3400262870056513]], [[0.33963561835612605], [0.33963561835612605], [0.33963561835612605]], [[0.33936422476415673], [0.33936422476415673], [0.33936422476415673]], [[0.3391368153076363], [0.3391368153076363], [0.3391368153076363]], [[0.33825173034788836], [0.33825173034788836], [0.33825173034788836]], [[0.33771337744231683], [0.33771337744231683], [0.33771337744231683]], [[0.3393569497546272], [0.3393569497546272], [0.3393569497546272]], [[0.3424941977314961], [0.3424941977314961], [0.3424941977314961]], [[0.34552204105678386], [0.34552204105678386], [0.34552204105678386]], [[0.3500001942168037], [0.3500001942168037], [0.3500001942168037]], [[0.3510702556163244], [0.3510702556163244], [0.3510702556163244]], [[0.3540508854002331], [0.3540508854002331], [0.3540508854002331]], [[0.3570073718895196], [0.3570073718895196], [0.3570073718895196]], [[0.36016612431575523], [0.36016612431575523], [0.36016612431575523]], [[0.3633450558349649], [0.3633450558349649], [0.3633450558349649]], [[0.3663749911361922], [0.3663749911361922], [0.3663749911361922]], [[0.3694844719912755], [0.3694844719912755], [0.3694844719912755]], [[0.372577662629347], [0.372577662629347], [0.372577662629347]], [[0.3754248582232049], [0.3754248582232049], [0.3754248582232049]], [[0.37817824698928404], [0.37817824698928404], [0.37817824698928404]], [[0.38093338425863665], [0.38093338425863665], [0.38093338425863665]], [[0.38338321729129], [0.38338321729129], [0.38338321729129]], [[0.38549598067754737], [0.38549598067754737], [0.38549598067754737]], [[0.38772012890920854], [0.38772012890920854], [0.38772012890920854]], [[0.38962771977777444], [0.38962771977777444], [0.38962771977777444]], [[0.39081604994047153], [0.39081604994047153], [0.39081604994047153]], [[0.39215927818697055], [0.39215927818697055], [0.39215927818697055]], [[0.39348630446779154], [0.39348630446779154], [0.39348630446779154]], [[0.3939918724178644], [0.3939918724178644], [0.3939918724178644]], [[0.3934861815272048], [0.3934861815272048], [0.3934861815272048]], [[0.3921592403223532], [0.3921592403223532], [0.3921592403223532]], [[0.39081615711082307], [0.39081615711082307], [0.39081615711082307]], [[0.38962797164950846], [0.38962797164950846], [0.38962797164950846]], [[0.38772047587802866], [0.38772047587802866], [0.38772047587802866]], [[0.38549632459214755], [0.38549632459214755], [0.38549632459214755]], [[0.383383437573537], [0.383383437573537], [0.383383437573537]], [[0.38093317087257494], [0.38093317087257494], [0.38093317087257494]], [[0.37817749560394176], [0.37817749560394176], [0.37817749560394176]], [[0.37542383105047017], [0.37542383105047017], [0.37542383105047017]], [[0.37257683545040166], [0.37257683545040166], [0.37257683545040166]], [[0.36948422923561997], [0.36948422923561997], [0.36948422923561997]], [[0.3663753018053668], [0.3663753018053668], [0.3663753018053668]], [[0.36334558576171666], [0.36334558576171666], [0.36334558576171666]], [[0.3601666563026927], [0.3601666563026927], [0.3601666563026927]], [[0.35700782042645507], [0.35700782042645507], [0.35700782042645507]], [[0.3540341457784171], [0.3540341457784171], [0.3540341457784171]], [[0.350886948290235], [0.350886948290235], [0.350886948290235]], [[0.3498519673642967], [0.3498519673642967], [0.3498519673642967]], [[0.3484546470953654], [0.3484546470953654], [0.3484546470953654]], [[0.3491799621710478], [0.3491799621710478], [0.3491799621710478]], [[0.3496857975980698], [0.3496857975980698], [0.3496857975980698]], [[0.34979408053020644], [0.34979408053020644], [0.34979408053020644]], [[0.3494570583736849], [0.3494570583736849], [0.3494570583736849]], [[0.348982886461662], [0.348982886461662], [0.348982886461662]], [[0.3484270546450716], [0.3484270546450716], [0.3484270546450716]], [[0.3478239424483848], [0.3478239424483848], [0.3478239424483848]], [[0.3472081034141702], [0.3472081034141702], [0.3472081034141702]], [[0.34661431263188214], [0.34661431263188214], [0.34661431263188214]], [[0.34607725792637406], [0.34607725792637406], [0.34607725792637406]], [[0.3455859959566322], [0.3455859959566322], [0.3455859959566322]], [[0.34511435195735163], [0.34511435195735163], [0.34511435195735163]], [[0.34465659255613373], [0.34465659255613373], [0.34465659255613373]], [[0.3442069507718026], [0.3442069507718026], [0.3442069507718026]], [[0.3437596294158517], [0.3437596294158517], [0.3437596294158517]], [[0.34330880239496625], [0.34330880239496625], [0.34330880239496625]], [[0.3429100171133504], [0.3429100171133504], [0.3429100171133504]], [[0.3429419886102206], [0.3429419886102206], [0.3429419886102206]], [[0.34264613582715575], [0.34264613582715575], [0.34264613582715575]], [[0.3426108924226393], [0.3426108924226393], [0.3426108924226393]], [[0.34243964153479456], [0.34243964153479456], [0.34243964153479456]], [[0.34227618433330487], [0.34227618433330487], [0.34227618433330487]], [[0.3422663077016726], [0.3422663077016726], [0.3422663077016726]], [[0.3421225787382108], [0.3421225787382108], [0.3421225787382108]], [[0.34201699799128016], [0.34201699799128016], [0.34201699799128016]], [[0.3419935665533225], [0.3419935665533225], [0.3419935665533225]], [[0.3419398805047767], [0.3419398805047767], [0.3419398805047767]], [[0.3418365652956388], [0.3418365652956388], [0.3418365652956388]], [[0.3418628865381339], [0.3418628865381339], [0.3418628865381339]], [[0.34178227757866875], [0.34178227757866875], [0.34178227757866875]], [[0.341786179451305], [0.341786179451305], [0.341786179451305]], [[0.34166021961717], [0.34166021961717], [0.34166021961717]], [[0.34158337185593085], [0.34158337185593085], [0.34158337185593085]], [[0.34160130501250535], [0.34160130501250535], [0.34160130501250535]], [[0.3416081149889943], [0.3416081149889943], [0.3416081149889943]], [[0.34161939815419545], [0.34161939815419545], [0.34161939815419545]], [[0.34167373366499393], [0.34167373366499393], [0.34167373366499393]], [[0.34171227436573426], [0.34171227436573426], [0.34171227436573426]], [[0.34173417610730966], [0.34173417610730966], [0.34173417610730966]], [[0.34178424740582725], [0.34178424740582725], [0.34178424740582725]], [[0.3418197703186619], [0.3418197703186619], [0.3418197703186619]], [[0.34185452554863], [0.34185452554863], [0.34185452554863]], [[0.3418828391850065], [0.3418828391850065], [0.3418828391850065]], [[0.3419019043429481], [0.3419019043429481], [0.3419019043429481]], [[0.3419367958622565], [0.3419367958622565], [0.3419367958622565]], [[0.34196257026650495], [0.34196257026650495], [0.34196257026650495]], [[0.3419672535856446], [0.3419672535856446], [0.3419672535856446]], [[0.3419907780982366], [0.3419907780982366], [0.3419907780982366]], [[0.34199770785091904], [0.34199770785091904], [0.34199770785091904]], [[0.34201148107221685], [0.34201148107221685], [0.34201148107221685]], [[0.342022749398087], [0.342022749398087], [0.342022749398087]], [[0.342031447785791], [0.342031447785791], [0.342031447785791]], [[0.3420352302879544], [0.3420352302879544], [0.3420352302879544]], [[0.3420433437916575], [0.3420433437916575], [0.3420433437916575]], [[0.342059482537236], [0.342059482537236], [0.342059482537236]], [[0.34205421996583457], [0.34205421996583457], [0.34205421996583457]], [[0.34206365392441834], [0.34206365392441834], [0.34206365392441834]], [[0.3420719667870692], [0.3420719667870692], [0.3420719667870692]], [[0.34206196655602356], [0.34206196655602356], [0.34206196655602356]], [[0.3420770292093107], [0.3420770292093107], [0.3420770292093107]], [[0.3420726727813783], [0.3420726727813783], [0.3420726727813783]], [[0.34206605682505514], [0.34206605682505514], [0.34206605682505514]], [[0.3420683195399941], [0.3420683195399941], [0.3420683195399941]], [[0.34205277929117156], [0.34205277929117156], [0.34205277929117156]], [[0.34203774101691653], [0.34203774101691653], [0.34203774101691653]], [[0.3420056544023603], [0.3420056544023603], [0.3420056544023603]], [[0.3419532370180814], [0.3419532370180814], [0.3419532370180814]], [[0.3418671408918259], [0.3418671408918259], [0.3418671408918259]], [[0.3417663664059069], [0.3417663664059069], [0.3417663664059069]], [[0.3416274657075325], [0.3416274657075325], [0.3416274657075325]], [[0.3414140324480215], [0.3414140324480215], [0.3414140324480215]], [[0.341171825413997], [0.341171825413997], [0.341171825413997]], [[0.34103205232978795], [0.34103205232978795], [0.34103205232978795]], [[0.3409111040684377], [0.3409111040684377], [0.3409111040684377]], [[0.34082162363628343], [0.34082162363628343], [0.34082162363628343]], [[0.34082610764423144], [0.34082610764423144], [0.34082610764423144]], [[0.3408613820428473], [0.3408613820428473], [0.3408613820428473]], [[0.34076385448623153], [0.34076385448623153], [0.34076385448623153]], [[0.34088273133290725], [0.34088273133290725], [0.34088273133290725]], [[0.3410307489891128], [0.3410307489891128], [0.3410307489891128]], [[0.3410404892497609], [0.3410404892497609], [0.3410404892497609]], [[0.34109954453262825], [0.34109954453262825], [0.34109954453262825]], [[0.34123802213780297], [0.34123802213780297], [0.34123802213780297]], [[0.34142002814589395], [0.34142002814589395], [0.34142002814589395]], [[0.34155196576298624], [0.34155196576298624], [0.34155196576298624]], [[0.3415916535330142], [0.3415916535330142], [0.3415916535330142]], [[0.34157827058904705], [0.34157827058904705], [0.34157827058904705]], [[0.34156945261978866], [0.34156945261978866], [0.34156945261978866]], [[0.3415163747874635], [0.3415163747874635], [0.3415163747874635]], [[0.3416601107122547], [0.3416601107122547], [0.3416601107122547]], [[0.3421227038838571], [0.3421227038838571], [0.3421227038838571]], [[0.34263173224692545], [0.34263173224692545], [0.34263173224692545]], [[0.3431497947396984], [0.3431497947396984], [0.3431497947396984]], [[0.3436540407853936], [0.3436540407853936], [0.3436540407853936]], [[0.3441523191255945], [0.3441523191255945], [0.3441523191255945]], [[0.3446524806742779], [0.3446524806742779], [0.3446524806742779]], [[0.3451632424464006], [0.3451632424464006], [0.3451632424464006]], [[0.3456853851665383], [0.3456853851665383], [0.3456853851665383]], [[0.34634723498042735], [0.34634723498042735], [0.34634723498042735]], [[0.35001095505540086], [0.35001095505540086], [0.35001095505540086]], [[0.3522232373185068], [0.3522232373185068], [0.3522232373185068]], [[0.35475807700676226], [0.35475807700676226], [0.35475807700676226]], [[0.3575988605862645], [0.3575988605862645], [0.3575988605862645]], [[0.3605065695419219], [0.3605065695419219], [0.3605065695419219]], [[0.36341145713934364], [0.36341145713934364], [0.36341145713934364]], [[0.3663529345175459], [0.3663529345175459], [0.3663529345175459]], [[0.3694444278346267], [0.3694444278346267], [0.3694444278346267]], [[0.37255940381796965], [0.37255940381796965], [0.37255940381796965]], [[0.3754238310504156], [0.3754238310504156], [0.3754238310504156]], [[0.37817749560394176], [0.37817749560394176], [0.37817749560394176]], [[0.38093317087257494], [0.38093317087257494], [0.38093317087257494]], [[0.3833834375735372], [0.3833834375735372], [0.3833834375735372]], [[0.3854963245921475], [0.3854963245921475], [0.3854963245921475]], [[0.3877204758780288], [0.3877204758780288], [0.3877204758780288]], [[0.3896279716495087], [0.3896279716495087], [0.3896279716495087]], [[0.3908161571108232], [0.3908161571108232], [0.3908161571108232]], [[0.3921592403223532], [0.3921592403223532], [0.3921592403223532]], [[0.39348618152720477], [0.39348618152720477], [0.39348618152720477]], [[0.3939918724178644], [0.3939918724178644], [0.3939918724178644]], [[0.39348630446779154], [0.39348630446779154], [0.39348630446779154]], [[0.39215927818697066], [0.39215927818697066], [0.39215927818697066]], [[0.3908160499404716], [0.3908160499404716], [0.3908160499404716]], [[0.38962771977777433], [0.38962771977777433], [0.38962771977777433]], [[0.38772012890920843], [0.38772012890920843], [0.38772012890920843]], [[0.38549598067754737], [0.38549598067754737], [0.38549598067754737]], [[0.3833832172912898], [0.3833832172912898], [0.3833832172912898]], [[0.3809333842586367], [0.3809333842586367], [0.3809333842586367]], [[0.3781782469892841], [0.3781782469892841], [0.3781782469892841]], [[0.3754248582232049], [0.3754248582232049], [0.3754248582232049]], [[0.3725776626293468], [0.3725776626293468], [0.3725776626293468]], [[0.36948447199127543], [0.36948447199127543], [0.36948447199127543]], [[0.3663749911361922], [0.3663749911361922], [0.3663749911361922]], [[0.36334505583496496], [0.36334505583496496], [0.36334505583496496]], [[0.36016612431575523], [0.36016612431575523], [0.36016612431575523]], [[0.3570073718895196], [0.3570073718895196], [0.3570073718895196]], [[0.3540508854002331], [0.3540508854002331], [0.3540508854002331]], [[0.3510702556163244], [0.3510702556163244], [0.3510702556163244]], [[0.35000019421680373], [0.35000019421680373], [0.35000019421680373]], [[0.34552204105678386], [0.34552204105678386], [0.34552204105678386]], [[0.34249423449842814], [0.34249423449842814], [0.34249423449842814]], [[0.3393570782015081], [0.3393570782015081], [0.3393570782015081]], [[0.33771314708344563], [0.33771314708344563], [0.33771314708344563]], [[0.3382519322885778], [0.3382519322885778], [0.3382519322885778]], [[0.33913679706070754], [0.33913679706070754], [0.33913679706070754]], [[0.3393642675749954], [0.3393642675749954], [0.3393642675749954]], [[0.33963562023335436], [0.33963562023335436], [0.33963562023335436]], [[0.3400262868726542], [0.3400262868726542], [0.3400262868726542]], [[0.3402644114408664], [0.3402644114408664], [0.3402644114408664]], [[0.3403409219876684], [0.3403409219876684], [0.3403409219876684]]], [[[0.2635398232668749], [0.2635398232668749], [0.2635398232668749]], [[0.26298695520503496], [0.26298695520503496], [0.26298695520503496]], [[0.26125469402513857], [0.26125469402513857], [0.26125469402513857]], [[0.25837261604180717], [0.25837261604180717], [0.25837261604180717]], [[0.25645100580413727], [0.25645100580413727], [0.25645100580413727]], [[0.25515225459201185], [0.25515225459201185], [0.25515225459201185]], [[0.24801421146684488], [0.24801421146684488], [0.24801421146684488]], [[0.24823718444192144], [0.24823718444192144], [0.24823718444192144]], [[0.2640875966009421], [0.2640875966009421], [0.2640875966009421]], [[0.29041144780676176], [0.29041144780676176], [0.29041144780676176]], [[0.31642420510994446], [0.31642420510994446], [0.31642420510994446]], [[0.35002087017002276], [0.35002087017002276], [0.35002087017002276]], [[0.36229932044026036], [0.36229932044026036], [0.36229932044026036]], [[0.38725021568349927], [0.38725021568349927], [0.38725021568349927]], [[0.4125575212513739], [0.4125575212513739], [0.4125575212513739]], [[0.4396483848541849], [0.4396483848541849], [0.4396483848541849]], [[0.46701613875339343], [0.46701613875339343], [0.46701613875339343]], [[0.49322130718019874], [0.49322130718019874], [0.49322130718019874]], [[0.5200682838201837], [0.5200682838201837], [0.5200682838201837]], [[0.546769167250575], [0.546769167250575], [0.546769167250575]], [[0.5714117299764009], [0.5714117299764009], [0.5714117299764009]], [[0.5952256737917939], [0.5952256737917939], [0.5952256737917939]], [[0.6190027860490617], [0.6190027860490617], [0.6190027860490617]], [[0.6401804471081586], [0.6401804471081586], [0.6401804471081586]], [[0.6584702589772313], [0.6584702589772313], [0.6584702589772313]], [[0.6776381308413173], [0.6776381308413173], [0.6776381308413173]], [[0.6940917323876206], [0.6940917323876206], [0.6940917323876206]], [[0.7043976292030343], [0.7043976292030343], [0.7043976292030343]], [[0.7159698435315226], [0.7159698435315226], [0.7159698435315226]], [[0.7273878920905762], [0.7273878920905762], [0.7273878920905762]], [[0.731753518034218], [0.731753518034218], [0.731753518034218]], [[0.7273868357179956], [0.7273868357179956], [0.7273868357179956]], [[0.715969520565399], [0.715969520565399], [0.715969520565399]], [[0.7043985391574298], [0.7043985391574298], [0.7043985391574298]], [[0.694093869759724], [0.694093869759724], [0.694093869759724]], [[0.6776410613394093], [0.6776410613394093], [0.6776410613394093]], [[0.6584731477090129], [0.6584731477090129], [0.6584731477090129]], [[0.640182293010214], [0.640182293010214], [0.640182293010214]], [[0.6190010047129353], [0.6190010047129353], [0.6190010047129353]], [[0.595219436015316], [0.595219436015316], [0.595219436015316]], [[0.5714032394379164], [0.5714032394379164], [0.5714032394379164]], [[0.5467623600847876], [0.5467623600847876], [0.5467623600847876]], [[0.5200663008556541], [0.5200663008556541], [0.5200663008556541]], [[0.4932238238034651], [0.4932238238034651], [0.4932238238034651]], [[0.4670203951470375], [0.4670203951470375], [0.4670203951470375]], [[0.43965259469343637], [0.43965259469343637], [0.43965259469343637]], [[0.41256099253705364], [0.41256099253705364], [0.41256099253705364]], [[0.3871247384405259], [0.3871247384405259], [0.3871247384405259]], [[0.3610245592571063], [0.3610245592571063], [0.3610245592571063]], [[0.34890897303737595], [0.34890897303737595], [0.34890897303737595]], [[0.3350637446596361], [0.3350637446596361], [0.3350637446596361]], [[0.3387856877131167], [0.3387856877131167], [0.3387856877131167]], [[0.3409391796916254], [0.3409391796916254], [0.3409391796916254]], [[0.3406837474168537], [0.3406837474168537], [0.3406837474168537]], [[0.3377781580075782], [0.3377781580075782], [0.3377781580075782]], [[0.33404058921050334], [0.33404058921050334], [0.33404058921050334]], [[0.32978642218961], [0.32978642218961], [0.32978642218961]], [[0.3252120703649799], [0.3252120703649799], [0.3252120703649799]], [[0.32052574454186766], [0.32052574454186766], [0.32052574454186766]], [[0.315950675078032], [0.315950675078032], [0.315950675078032]], [[0.31172381761572293], [0.31172381761572293], [0.31172381761572293]], [[0.30778844978440195], [0.30778844978440195], [0.30778844978440195]], [[0.3039790950502833], [0.3039790950502833], [0.3039790950502833]], [[0.30026105469425823], [0.30026105469425823], [0.30026105469425823]], [[0.29659735152332595], [0.29659735152332595], [0.29659735152332595]], [[0.2929489604683262], [0.2929489604683262], [0.2929489604683262]], [[0.2892748968871459], [0.2892748968871459], [0.2892748968871459]], [[0.2860017328177697], [0.2860017328177697], [0.2860017328177697]], [[0.2860271284300712], [0.2860271284300712], [0.2860271284300712]], [[0.28356760250994095], [0.28356760250994095], [0.28356760250994095]], [[0.2830911962332331], [0.2830911962332331], [0.2830911962332331]], [[0.28157825140029585], [0.28157825140029585], [0.28157825140029585]], [[0.28012716659708276], [0.28012716659708276], [0.28012716659708276]], [[0.2798479056360722], [0.2798479056360722], [0.2798479056360722]], [[0.27855579038942163], [0.27855579038942163], [0.27855579038942163]], [[0.27755702551423034], [0.27755702551423034], [0.27755702551423034]], [[0.2771855329623241], [0.2771855329623241], [0.2771855329623241]], [[0.27658888918409763], [0.27658888918409763], [0.27658888918409763]], [[0.27562013518183476], [0.27562013518183476], [0.27562013518183476]], [[0.2756364141068207], [0.2756364141068207], [0.2756364141068207]], [[0.27485540948969733], [0.27485540948969733], [0.27485540948969733]], [[0.27471643434994025], [0.27471643434994025], [0.27471643434994025]], [[0.27360929665774264], [0.27360929665774264], [0.27360929665774264]], [[0.272886251128082], [0.272886251128082], [0.272886251128082]], [[0.27288772436087755], [0.27288772436087755], [0.27288772436087755]], [[0.27281467014118665], [0.27281467014118665], [0.27281467014118665]], [[0.272790244990937], [0.272790244990937], [0.272790244990937]], [[0.2731053071231839], [0.2731053071231839], [0.2731053071231839]], [[0.27331236544926907], [0.27331236544926907], [0.27331236544926907]], [[0.2734054744768092], [0.2734054744768092], [0.2734054744768092]], [[0.27371838882899374], [0.27371838882899374], [0.27371838882899374]], [[0.27392799337258633], [0.27392799337258633], [0.27392799337258633]], [[0.2741395232291558], [0.2741395232291558], [0.2741395232291558]], [[0.27431513281490105], [0.27431513281490105], [0.27431513281490105]], [[0.27443065008619905], [0.27443065008619905], [0.27443065008619905]], [[0.2746683755835065], [0.2746683755835065], [0.2746683755835065]], [[0.2748438203112591], [0.2748438203112591], [0.2748438203112591]], [[0.2748679919002425], [0.2748679919002425], [0.2748679919002425]], [[0.27503567112190136], [0.27503567112190136], [0.27503567112190136]], [[0.2750827774916203], [0.2750827774916203], [0.2750827774916203]], [[0.2751840925661574], [0.2751840925661574], [0.2751840925661574]], [[0.2752680125568627], [0.2752680125568627], [0.2752680125568627]], [[0.2753351762945885], [0.2753351762945885], [0.2753351762945885]], [[0.2753686440347065], [0.2753686440347065], [0.2753686440347065]], [[0.2754358704653711], [0.2754358704653711], [0.2754358704653711]], [[0.2755641975324575], [0.2755641975324575], [0.2755641975324575]], [[0.2755361957793742], [0.2755361957793742], [0.2755361957793742]], [[0.2756189007986325], [0.2756189007986325], [0.2756189007986325]], [[0.2756954152090318], [0.2756954152090318], [0.2756954152090318]], [[0.27563866934666353], [0.27563866934666353], [0.27563866934666353]], [[0.27576983347052253], [0.27576983347052253], [0.27576983347052253]], [[0.2757602489402478], [0.2757602489402478], [0.2757602489402478]], [[0.27573781035549194], [0.27573781035549194], [0.27573781035549194]], [[0.2757857597293721], [0.2757857597293721], [0.2757857597293721]], [[0.27570755987911305], [0.27570755987911305], [0.27570755987911305]], [[0.2756409976741943], [0.2756409976741943], [0.2756409976741943]], [[0.27545935775528113], [0.27545935775528113], [0.27545935775528113]], [[0.275144193168903], [0.275144193168903], [0.275144193168903]], [[0.27460492118429897], [0.27460492118429897], [0.27460492118429897]], [[0.27399794672243455], [0.27399794672243455], [0.27399794672243455]], [[0.2731432553450585], [0.2731432553450585], [0.2731432553450585]], [[0.2717641310685776], [0.2717641310685776], [0.2717641310685776]], [[0.27019255962897043], [0.27019255962897043], [0.27019255962897043]], [[0.2693818497121077], [0.2693818497121077], [0.2693818497121077]], [[0.26868787702391633], [0.26868787702391633], [0.26868787702391633]], [[0.2682409432273742], [0.2682409432273742], [0.2682409432273742]], [[0.2685412000611978], [0.2685412000611978], [0.2685412000611978]], [[0.2691198412137483], [0.2691198412137483], [0.2691198412137483]], [[0.2686649447503448], [0.2686649447503448], [0.2686649447503448]], [[0.2699187573714442], [0.2699187573714442], [0.2699187573714442]], [[0.2714054661293826], [0.2714054661293826], [0.2714054661293826]], [[0.271769625413828], [0.271769625413828], [0.271769625413828]], [[0.27249234741642586], [0.27249234741642586], [0.27249234741642586]], [[0.27382366638362904], [0.27382366638362904], [0.27382366638362904]], [[0.2754850379817509], [0.2754850379817509], [0.2754850379817509]], [[0.2766850289008773], [0.2766850289008773], [0.2766850289008773]], [[0.2770258646563942], [0.2770258646563942], [0.2770258646563942]], [[0.27735628738440354], [0.27735628738440354], [0.27735628738440354]], [[0.2783662454853655], [0.2783662454853655], [0.2783662454853655]], [[0.27908908119067316], [0.27908908119067316], [0.27908908119067316]], [[0.28113822424991575], [0.28113822424991575], [0.28113822424991575]], [[0.2853243480693015], [0.2853243480693015], [0.2853243480693015]], [[0.2898239824953752], [0.2898239824953752], [0.2898239824953752]], [[0.2943860092406995], [0.2943860092406995], [0.2943860092406995]], [[0.2988566532807507], [0.2988566532807507], [0.2988566532807507]], [[0.3032875191246239], [0.3032875191246239], [0.3032875191246239]], [[0.30772922068419184], [0.30772922068419184], [0.30772922068419184]], [[0.31222684211507407], [0.31222684211507407], [0.31222684211507407]], [[0.3167907380046856], [0.3167907380046856], [0.3167907380046856]], [[0.32229104210695725], [0.32229104210695725], [0.32229104210695725]], [[0.35095122168328013], [0.35095122168328013], [0.35095122168328013]], [[0.3706137079825463], [0.3706137079825463], [0.3706137079825463]], [[0.3926234500889809], [0.3926234500889809], [0.3926234500889809]], [[0.4171738692670444], [0.4171738692670444], [0.4171738692670444]], [[0.4423530520232038], [0.4423530520232038], [0.4423530520232038]], [[0.4675498185920365], [0.4675498185920365], [0.4675498185920365]], [[0.4930426662515932], [0.4930426662515932], [0.4930426662515932]], [[0.5197412772391854], [0.5197412772391854], [0.5197412772391854]], [[0.5466189258157239], [0.5466189258157239], [0.5466189258157239]], [[0.5714032394374663], [0.5714032394374663], [0.5714032394374663]], [[0.595219436015316], [0.595219436015316], [0.595219436015316]], [[0.6190010047129353], [0.6190010047129353], [0.6190010047129353]], [[0.6401822930102145], [0.6401822930102145], [0.6401822930102145]], [[0.6584731477090127], [0.6584731477090127], [0.6584731477090127]], [[0.6776410613394096], [0.6776410613394096], [0.6776410613394096]], [[0.6940938697597244], [0.6940938697597244], [0.6940938697597244]], [[0.7043985391574294], [0.7043985391574294], [0.7043985391574294]], [[0.715969520565399], [0.715969520565399], [0.715969520565399]], [[0.7273868357179953], [0.7273868357179953], [0.7273868357179953]], [[0.731753518034218], [0.731753518034218], [0.731753518034218]], [[0.7273878920905762], [0.7273878920905762], [0.7273878920905762]], [[0.715969843531522], [0.715969843531522], [0.715969843531522]], [[0.7043976292030343], [0.7043976292030343], [0.7043976292030343]], [[0.6940917323876211], [0.6940917323876211], [0.6940917323876211]], [[0.6776381308413173], [0.6776381308413173], [0.6776381308413173]], [[0.6584702589772313], [0.6584702589772313], [0.6584702589772313]], [ | 4D array with the drag coefficients of the airfoils. Dimension 0 is along the blade span for n_span stations, dimension 1 is along the angles of attack, dimension 2 is along the Reynolds number, dimension 3 is along the number of tabs, which may describe multiple sets at the same station, for example in presence of a flap.
blade.interp_airfoils.cm_interp | output |  | [[[[-0.00010000000000000005], [-0.00010000000000000005], [-0.00010000000000000005]], [[-9.999999999998899e-05], [-9.999999999998899e-05], [-9.999999999998899e-05]], [[-9.999999999998899e-05], [-9.999999999998899e-05], [-9.999999999998899e-05]], [[-9.999999999998899e-05], [-9.999999999998899e-05], [-9.999999999998899e-05]], [[-9.999999999998899e-05], [-9.999999999998899e-05], [-9.999999999998899e-05]], [[-9.999999999998899e-05], [-9.999999999998899e-05], [-9.999999999998899e-05]], [[-9.999999999998899e-05], [-9.999999999998899e-05], [-9.999999999998899e-05]], [[-9.999999999998899e-05], [-9.999999999998899e-05], [-9.999999999998899e-05]], [[-9.999999999998899e-05], [-9.999999999998899e-05], [-9.999999999998899e-05]], [[-9.999999999998899e-05], [-9.999999999998899e-05], [-9.999999999998899e-05]], [[-9.999999999998899e-05], [-9.999999999998899e-05], [-9.999999999998899e-05]], [[-9.999999999998899e-05], [-9.999999999998899e-05], [-9.999999999998899e-05]], [[-9.999999999998899e-05], [-9.999999999998899e-05], [-9.999999999998899e-05]], [[-9.999999999998899e-05], [-9.999999999998899e-05], [-9.999999999998899e-05]], [[-9.999999999998899e-05], [-9.999999999998899e-05], [-9.999999999998899e-05]], [[-9.999999999998899e-05], [-9.999999999998899e-05], [-9.999999999998899e-05]], [[-9.999999999998899e-05], [-9.999999999998899e-05], [-9.999999999998899e-05]], [[-9.999999999998899e-05], [-9.999999999998899e-05], [-9.999999999998899e-05]], [[-9.999999999998899e-05], [-9.999999999998899e-05], [-9.999999999998899e-05]], [[-9.999999999998899e-05], [-9.999999999998899e-05], [-9.999999999998899e-05]], [[-9.999999999998899e-05], [-9.999999999998899e-05], [-9.999999999998899e-05]], [[-9.999999999998899e-05], [-9.999999999998899e-05], [-9.999999999998899e-05]], [[-9.999999999998899e-05], [-9.999999999998899e-05], [-9.999999999998899e-05]], [[-9.999999999998899e-05], [-9.999999999998899e-05], [-9.999999999998899e-05]], [[-9.999999999998899e-05], [-9.999999999998899e-05], [-9.999999999998899e-05]], [[-9.999999999998899e-05], [-9.999999999998899e-05], [-9.999999999998899e-05]], [[-9.999999999998899e-05], [-9.999999999998899e-05], [-9.999999999998899e-05]], [[-9.999999999998899e-05], [-9.999999999998899e-05], [-9.999999999998899e-05]], [[-9.999999999998899e-05], [-9.999999999998899e-05], [-9.999999999998899e-05]], [[-9.999999999998899e-05], [-9.999999999998899e-05], [-9.999999999998899e-05]], [[-9.999999999998899e-05], [-9.999999999998899e-05], [-9.999999999998899e-05]], [[-9.999999999998899e-05], [-9.999999999998899e-05], [-9.999999999998899e-05]], [[-9.999999999998899e-05], [-9.999999999998899e-05], [-9.999999999998899e-05]], [[-9.999999999998899e-05], [-9.999999999998899e-05], [-9.999999999998899e-05]], [[-9.999999999998899e-05], [-9.999999999998899e-05], [-9.999999999998899e-05]], [[-9.999999999998899e-05], [-9.999999999998899e-05], [-9.999999999998899e-05]], [[-9.999999999998899e-05], [-9.999999999998899e-05], [-9.999999999998899e-05]], [[-9.999999999998899e-05], [-9.999999999998899e-05], [-9.999999999998899e-05]], [[-9.999999999998899e-05], [-9.999999999998899e-05], [-9.999999999998899e-05]], [[-9.999999999998899e-05], [-9.999999999998899e-05], [-9.999999999998899e-05]], [[-9.999999999998899e-05], [-9.999999999998899e-05], [-9.999999999998899e-05]], [[-0.00010000000000000286], [-0.00010000000000000286], [-0.00010000000000000286]], [[-0.00010000000000000286], [-0.00010000000000000286], [-0.00010000000000000286]], [[-0.00010000000000000286], [-0.00010000000000000286], [-0.00010000000000000286]], [[-0.00010000000000000286], [-0.00010000000000000286], [-0.00010000000000000286]], [[-0.00010000000000000286], [-0.00010000000000000286], [-0.00010000000000000286]], [[-0.00010000000000000286], [-0.00010000000000000286], [-0.00010000000000000286]], [[-0.00010000000000000286], [-0.00010000000000000286], [-0.00010000000000000286]], [[-0.00010000000000000286], [-0.00010000000000000286], [-0.00010000000000000286]], [[-0.00010000000000000286], [-0.00010000000000000286], [-0.00010000000000000286]], [[-0.00010000000000000286], [-0.00010000000000000286], [-0.00010000000000000286]], [[-0.00010000000000000286], [-0.00010000000000000286], [-0.00010000000000000286]], [[-0.00010000000000000286], [-0.00010000000000000286], [-0.00010000000000000286]], [[-0.00010000000000000286], [-0.00010000000000000286], [-0.00010000000000000286]], [[-0.00010000000000000286], [-0.00010000000000000286], [-0.00010000000000000286]], [[-0.00010000000000000286], [-0.00010000000000000286], [-0.00010000000000000286]], [[-0.00010000000000000286], [-0.00010000000000000286], [-0.00010000000000000286]], [[-0.00010000000000000286], [-0.00010000000000000286], [-0.00010000000000000286]], [[-9.99999999999994e-05], [-9.99999999999994e-05], [-9.99999999999994e-05]], [[-9.99999999999994e-05], [-9.99999999999994e-05], [-9.99999999999994e-05]], [[-9.99999999999994e-05], [-9.99999999999994e-05], [-9.99999999999994e-05]], [[-9.99999999999994e-05], [-9.99999999999994e-05], [-9.99999999999994e-05]], [[-9.99999999999994e-05], [-9.99999999999994e-05], [-9.99999999999994e-05]], [[-9.99999999999994e-05], [-9.99999999999994e-05], [-9.99999999999994e-05]], [[-0.00010000000000000026], [-0.00010000000000000026], [-0.00010000000000000026]], [[-0.00010000000000000005], [-0.00010000000000000005], [-0.00010000000000000005]], [[-9.999999999999983e-05], [-9.999999999999983e-05], [-9.999999999999983e-05]], [[-9.99999999999994e-05], [-9.99999999999994e-05], [-9.99999999999994e-05]], [[-9.99999999999994e-05], [-9.99999999999994e-05], [-9.99999999999994e-05]], [[-9.99999999999994e-05], [-9.99999999999994e-05], [-9.99999999999994e-05]], [[-9.99999999999994e-05], [-9.99999999999994e-05], [-9.99999999999994e-05]], [[-9.99999999999994e-05], [-9.99999999999994e-05], [-9.99999999999994e-05]], [[-9.99999999999994e-05], [-9.99999999999994e-05], [-9.99999999999994e-05]], [[-9.99999999999994e-05], [-9.99999999999994e-05], [-9.99999999999994e-05]], [[-9.99999999999994e-05], [-9.99999999999994e-05], [-9.99999999999994e-05]], [[-9.99999999999994e-05], [-9.99999999999994e-05], [-9.99999999999994e-05]], [[-9.99999999999994e-05], [-9.99999999999994e-05], [-9.99999999999994e-05]], [[-9.99999999999994e-05], [-9.99999999999994e-05], [-9.99999999999994e-05]], [[-9.99999999999994e-05], [-9.99999999999994e-05], [-9.99999999999994e-05]], [[-9.99999999999994e-05], [-9.99999999999994e-05], [-9.99999999999994e-05]], [[-9.99999999999994e-05], [-9.99999999999994e-05], [-9.99999999999994e-05]], [[-9.99999999999994e-05], [-9.99999999999994e-05], [-9.99999999999994e-05]], [[-9.99999999999994e-05], [-9.99999999999994e-05], [-9.99999999999994e-05]], [[-9.99999999999994e-05], [-9.99999999999994e-05], [-9.99999999999994e-05]], [[-9.99999999999994e-05], [-9.99999999999994e-05], [-9.99999999999994e-05]], [[-9.99999999999994e-05], [-9.99999999999994e-05], [-9.99999999999994e-05]], [[-0.00010000000000000286], [-0.00010000000000000286], [-0.00010000000000000286]], [[-0.00010000000000000286], [-0.00010000000000000286], [-0.00010000000000000286]], [[-0.00010000000000000286], [-0.00010000000000000286], [-0.00010000000000000286]], [[-0.00010000000000000286], [-0.00010000000000000286], [-0.00010000000000000286]], [[-0.00010000000000000286], [-0.00010000000000000286], [-0.00010000000000000286]], [[-0.00010000000000000286], [-0.00010000000000000286], [-0.00010000000000000286]], [[-0.00010000000000000286], [-0.00010000000000000286], [-0.00010000000000000286]], [[-0.00010000000000000286], [-0.00010000000000000286], [-0.00010000000000000286]], [[-0.00010000000000000286], [-0.00010000000000000286], [-0.00010000000000000286]], [[-0.00010000000000000286], [-0.00010000000000000286], [-0.00010000000000000286]], [[-0.00010000000000000286], [-0.00010000000000000286], [-0.00010000000000000286]], [[-0.00010000000000000286], [-0.00010000000000000286], [-0.00010000000000000286]], [[-0.00010000000000000286], [-0.00010000000000000286], [-0.00010000000000000286]], [[-0.00010000000000000286], [-0.00010000000000000286], [-0.00010000000000000286]], [[-0.00010000000000000286], [-0.00010000000000000286], [-0.00010000000000000286]], [[-0.00010000000000000286], [-0.00010000000000000286], [-0.00010000000000000286]], [[-0.00010000000000000286], [-0.00010000000000000286], [-0.00010000000000000286]], [[-0.00010000000000000286], [-0.00010000000000000286], [-0.00010000000000000286]], [[-0.00010000000000000286], [-0.00010000000000000286], [-0.00010000000000000286]], [[-0.00010000000000000286], [-0.00010000000000000286], [-0.00010000000000000286]], [[-0.00010000000000000286], [-0.00010000000000000286], [-0.00010000000000000286]], [[-0.00010000000000000286], [-0.00010000000000000286], [-0.00010000000000000286]], [[-0.00010000000000000286], [-0.00010000000000000286], [-0.00010000000000000286]], [[-0.00010000000000000286], [-0.00010000000000000286], [-0.00010000000000000286]], [[-0.00010000000000000286], [-0.00010000000000000286], [-0.00010000000000000286]], [[-0.00010000000000000286], [-0.00010000000000000286], [-0.00010000000000000286]], [[-9.999999999998899e-05], [-9.999999999998899e-05], [-9.999999999998899e-05]], [[-9.999999999998899e-05], [-9.999999999998899e-05], [-9.999999999998899e-05]], [[-9.999999999998899e-05], [-9.999999999998899e-05], [-9.999999999998899e-05]], [[-9.999999999998899e-05], [-9.999999999998899e-05], [-9.999999999998899e-05]], [[-9.999999999998899e-05], [-9.999999999998899e-05], [-9.999999999998899e-05]], [[-9.999999999998899e-05], [-9.999999999998899e-05], [-9.999999999998899e-05]], [[-0.00010000000000000286], [-0.00010000000000000286], [-0.00010000000000000286]], [[-0.00010000000000000286], [-0.00010000000000000286], [-0.00010000000000000286]], [[-0.00010000000000000286], [-0.00010000000000000286], [-0.00010000000000000286]], [[-0.00010000000000000286], [-0.00010000000000000286], [-0.00010000000000000286]], [[-0.00010000000000000286], [-0.00010000000000000286], [-0.00010000000000000286]], [[-0.00010000000000000286], [-0.00010000000000000286], [-0.00010000000000000286]], [[-0.00010000000000000286], [-0.00010000000000000286], [-0.00010000000000000286]], [[-0.00010000000000000286], [-0.00010000000000000286], [-0.00010000000000000286]], [[-0.00010000000000000286], [-0.00010000000000000286], [-0.00010000000000000286]], [[-0.00010000000000000286], [-0.00010000000000000286], [-0.00010000000000000286]], [[-0.00010000000000000286], [-0.00010000000000000286], [-0.00010000000000000286]], [[-0.00010000000000000286], [-0.00010000000000000286], [-0.00010000000000000286]], [[-0.00010000000000000286], [-0.00010000000000000286], [-0.00010000000000000286]], [[-0.00010000000000000286], [-0.00010000000000000286], [-0.00010000000000000286]], [[-0.00010000000000000286], [-0.00010000000000000286], [-0.00010000000000000286]], [[-0.00010000000000000286], [-0.00010000000000000286], [-0.00010000000000000286]], [[-0.00010000000000000286], [-0.00010000000000000286], [-0.00010000000000000286]], [[-0.00010000000000000286], [-0.00010000000000000286], [-0.00010000000000000286]], [[-0.00010000000000000286], [-0.00010000000000000286], [-0.00010000000000000286]], [[-0.00010000000000000286], [-0.00010000000000000286], [-0.00010000000000000286]], [[-0.00010000000000000286], [-0.00010000000000000286], [-0.00010000000000000286]], [[-0.00010000000000000286], [-0.00010000000000000286], [-0.00010000000000000286]], [[-0.00010000000000000286], [-0.00010000000000000286], [-0.00010000000000000286]], [[-9.999999999998899e-05], [-9.999999999998899e-05], [-9.999999999998899e-05]], [[-9.999999999998899e-05], [-9.999999999998899e-05], [-9.999999999998899e-05]], [[-9.999999999998899e-05], [-9.999999999998899e-05], [-9.999999999998899e-05]], [[-9.999999999998899e-05], [-9.999999999998899e-05], [-9.999999999998899e-05]], [[-9.999999999998899e-05], [-9.999999999998899e-05], [-9.999999999998899e-05]], [[-9.999999999998899e-05], [-9.999999999998899e-05], [-9.999999999998899e-05]], [[-9.999999999998899e-05], [-9.999999999998899e-05], [-9.999999999998899e-05]], [[-9.999999999998899e-05], [-9.999999999998899e-05], [-9.999999999998899e-05]], [[-9.999999999998899e-05], [-9.999999999998899e-05], [-9.999999999998899e-05]], [[-9.999999999998899e-05], [-9.999999999998899e-05], [-9.999999999998899e-05]], [[-9.999999999998899e-05], [-9.999999999998899e-05], [-9.999999999998899e-05]], [[-9.999999999998899e-05], [-9.999999999998899e-05], [-9.999999999998899e-05]], [[-9.999999999998899e-05], [-9.999999999998899e-05], [-9.999999999998899e-05]], [[-9.999999999998899e-05], [-9.999999999998899e-05], [-9.999999999998899e-05]], [[-9.999999999998899e-05], [-9.999999999998899e-05], [-9.999999999998899e-05]], [[-9.999999999998899e-05], [-9.999999999998899e-05], [-9.999999999998899e-05]], [[-9.999999999998899e-05], [-9.999999999998899e-05], [-9.999999999998899e-05]], [[-9.999999999998899e-05], [-9.999999999998899e-05], [-9.999999999998899e-05]], [[-9.999999999998899e-05], [-9.999999999998899e-05], [-9.999999999998899e-05]], [[-9.999999999998899e-05], [-9.999999999998899e-05], [-9.999999999998899e-05]], [[-9.999999999998899e-05], [-9.999999999998899e-05], [-9.999999999998899e-05]], [[-9.999999999998899e-05], [-9.999999999998899e-05], [-9.999999999998899e-05]], [[-9.999999999998899e-05], [-9.999999999998899e-05], [-9.999999999998899e-05]], [[-9.999999999998899e-05], [-9.999999999998899e-05], [-9.999999999998899e-05]], [[-9.999999999998899e-05], [-9.999999999998899e-05], [-9.999999999998899e-05]], [[-9.999999999998899e-05], [-9.999999999998899e-05], [-9.999999999998899e-05]], [[-9.999999999998899e-05], [-9.999999999998899e-05], [-9.999999999998899e-05]], [[-9.999999999998899e-05], [-9.999999999998899e-05], [-9.999999999998899e-05]], [[-9.999999999998899e-05], [-9.999999999998899e-05], [-9.999999999998899e-05]], [[-9.999999999998899e-05], [-9.999999999998899e-05], [-9.999999999998899e-05]], [[-9.999999999998899e-05], [-9.999999999998899e-05], [-9.999999999998899e-05]], [[-9.999999999998899e-05], [-9.999999999998899e-05], [-9.999999999998899e-05]], [[-9.999999999998899e-05], [-9.999999999998899e-05], [-9.999999999998899e-05]], [[-9.999999999998899e-05], [-9.999999999998899e-05], [-9.999999999998899e-05]], [[-9.999999999998899e-05], [-9.999999999998899e-05], [-9.999999999998899e-05]], [[-9.999999999998899e-05], [-9.999999999998899e-05], [-9.999999999998899e-05]], [[-9.999999999998899e-05], [-9.999999999998899e-05], [-9.999999999998899e-05]], [[-9.999999999998899e-05], [-9.999999999998899e-05], [-9.999999999998899e-05]], [[-9.999999999998899e-05], [-9.999999999998899e-05], [-9.999999999998899e-05]], [[-9.999999999998899e-05], [-9.999999999998899e-05], [-9.999999999998899e-05]], [[-9.999999999998899e-05], [-9.999999999998899e-05], [-9.999999999998899e-05]], [[-9.999999999998899e-05], [-9.999999999998899e-05], [-9.999999999998899e-05]], [[-9.999999999998899e-05], [-9.999999999998899e-05], [-9.999999999998899e-05]], [[-9.999999999998899e-05], [-9.999999999998899e-05], [-9.999999999998899e-05]], [[-9.999999999998899e-05], [-9.999999999998899e-05], [-9.999999999998899e-05]], [[-9.999999999998899e-05], [-9.999999999998899e-05], [-9.999999999998899e-05]], [[-9.999999999996123e-05], [-9.999999999996123e-05], [-9.999999999996123e-05]], [[-9.999999999998899e-05], [-9.999999999998899e-05], [-9.999999999998899e-05]], [[-9.999999999993348e-05], [-9.999999999993348e-05], [-9.999999999993348e-05]], [[-9.999999999998899e-05], [-9.999999999998899e-05], [-9.999999999998899e-05]], [[-9.999999999998899e-05], [-9.999999999998899e-05], [-9.999999999998899e-05]], [[-9.999999999998899e-05], [-9.999999999998899e-05], [-9.999999999998899e-05]], [[-9.999999999998899e-05], [-9.999999999998899e-05], [-9.999999999998899e-05]], [[-9.999999999998899e-05], [-9.999999999998899e-05], [-9.999999999998899e-05]], [[-9.999999999998899e-05], [-9.999999999998899e-05], [-9.999999999998899e-05]], [[-9.999999999998899e-05], [-9.999999999998899e-05], [-9.999999999998899e-05]], [[-9.999999999998899e-05], [-9.999999999998899e-05], [-9.999999999998899e-05]], [[-9.999999999998899e-05], [-9.999999999998899e-05], [-9.999999999998899e-05]], [[-0.00010000000000000005], [-0.00010000000000000005], [-0.00010000000000000005]]], [[[-0.00010135652441833465], [-0.00010135652441833465], [-0.00010135652441833465]], [[0.008115004305767483], [0.008115004305767483], [0.008115004305767483]], [[0.01304199822778097], [0.01304199822778097], [0.01304199822778097]], [[0.011168234507398423], [0.011168234507398423], [0.011168234507398423]], [[0.008143947674647486], [0.008143947674647486], [0.008143947674647486]], [[0.0064894969166937495], [0.0064894969166937495], [0.0064894969166937495]], [[0.00453765211789299], [0.00453765211789299], [0.00453765211789299]], [[0.0026304938341837752], [0.0026304938341837752], [0.0026304938341837752]], [[0.00023203446560213226], [0.00023203446560213226], [0.00023203446560213226]], [[0.00020549442734084378], [0.00020549442734084378], [0.00020549442734084378]], [[0.00017995834044214065], [0.00017995834044214065], [0.00017995834044214065]], [[0.0001551734920823694], [0.0001551734920823694], [0.0001551734920823694]], [[0.00012141349595494455], [0.00012141349595494455], [0.00012141349595494455]], [[9.701389098407814e-05], [9.701389098407814e-05], [9.701389098407814e-05]], [[8.946011623186048e-05], [8.946011623186048e-05], [8.946011623186048e-05]], [[8.447606076074712e-05], [8.447606076074712e-05], [8.447606076074712e-05]], [[8.253431267754921e-05], [8.253431267754921e-05], [8.253431267754921e-05]], [[8.309533374481481e-05], [8.309533374481481e-05], [8.309533374481481e-05]], [[8.629101798021677e-05], [8.629101798021677e-05], [8.629101798021677e-05]], [[9.11317717574231e-05], [9.11317717574231e-05], [9.11317717574231e-05]], [[9.640701311788152e-05], [9.640701311788152e-05], [9.640701311788152e-05]], [[0.00010233688500613236], [0.00010233688500613236], [0.00010233688500613236]], [[0.00010930744293887601], [0.00010930744293887601], [0.00010930744293887601]], [[0.00011603009973829709], [0.00011603009973829709], [0.00011603009973829709]], [[0.0001222092914246395], [0.0001222092914246395], [0.0001222092914246395]], [[0.00012871389397821342], [0.00012871389397821342], [0.00012871389397821342]], [[0.00013373010756751597], [0.00013373010756751597], [0.00013373010756751597]], [[0.0001357653628082517], [0.0001357653628082517], [0.0001357653628082517]], [[0.00013678392171417864], [0.00013678392171417864], [0.00013678392171417864]], [[0.00013735779380683044], [0.00013735779380683044], [0.00013735779380683044]], [[0.00013730327627699268], [0.00013730327627699268], [0.00013730327627699268]], [[0.00013368584089504254], [0.00013368584089504254], [0.00013368584089504254]], [[0.0001226325986059193], [0.0001226325986059193], [0.0001226325986059193]], [[0.00010938417482340285], [0.00010938417482340285], [0.00010938417482340285]], [[9.770322549131766e-05], [9.770322549131766e-05], [9.770322549131766e-05]], [[8.469584690309201e-05], [8.469584690309201e-05], [8.469584690309201e-05]], [[7.098134038245607e-05], [7.098134038245607e-05], [7.098134038245607e-05]], [[5.7558126153982314e-05], [5.7558126153982314e-05], [5.7558126153982314e-05]], [[4.410968920524547e-05], [4.410968920524547e-05], [4.410968920524547e-05]], [[3.071812570033805e-05], [3.071812570033805e-05], [3.071812570033805e-05]], [[1.8110297913400547e-05], [1.8110297913400547e-05], [1.8110297913400547e-05]], [[6.178775608465387e-06], [6.178775608465387e-06], [6.178775608465387e-06]], [[-5.165322381053827e-06], [-5.165322381053827e-06], [-5.165322381053827e-06]], [[-1.53751118337625e-05], [-1.53751118337625e-05], [-1.53751118337625e-05]], [[-2.4196949680371e-05], [-2.4196949680371e-05], [-2.4196949680371e-05]], [[-3.211913023167429e-05], [-3.211913023167429e-05], [-3.211913023167429e-05]], [[-3.9428243720296755e-05], [-3.9428243720296755e-05], [-3.9428243720296755e-05]], [[-4.3678935146437294e-05], [-4.3678935146437294e-05], [-4.3678935146437294e-05]], [[-3.604349179578588e-05], [-3.604349179578588e-05], [-3.604349179578588e-05]], [[0.0021604752260170547], [0.0021604752260170547], [0.0021604752260170547]], [[0.003307734750893108], [0.003307734750893108], [0.003307734750893108]], [[0.0032934276276894124], [0.0032934276276894124], [0.0032934276276894124]], [[0.00323933566219127], [0.00323933566219127], [0.00323933566219127]], [[0.003162691138703197], [0.003162691138703197], [0.003162691138703197]], [[0.0030716896530622456], [0.0030716896530622456], [0.0030716896530622456]], [[0.0029491384044941435], [0.0029491384044941435], [0.0029491384044941435]], [[0.0027937650812877336], [0.0027937650812877336], [0.0027937650812877336]], [[0.0026057006513195147], [0.0026057006513195147], [0.0026057006513195147]], [[0.002385076082465982], [0.002385076082465982], [0.002385076082465982]], [[0.0021320223426036303], [0.0021320223426036303], [0.0021320223426036303]], [[0.001813054669241261], [0.001813054669241261], [0.001813054669241261]], [[0.0014764514675701876], [0.0014764514675701876], [0.0014764514675701876]], [[0.0011254361457379396], [0.0011254361457379396], [0.0011254361457379396]], [[0.0007606473426580197], [0.0007606473426580197], [0.0007606473426580197]], [[0.00038272369724392987], [0.00038272369724392987], [0.00038272369724392987]], [[-7.69615159082037e-06], [-7.69615159082037e-06], [-7.69615159082037e-06]], [[-0.00040997356493273265], [-0.00040997356493273265], [-0.00040997356493273265]], [[-0.0008456746143457559], [-0.0008456746143457559], [-0.0008456746143457559]], [[-0.0009463909511676621], [-0.0009463909511676621], [-0.0009463909511676621]], [[-0.0010579882056387796], [-0.0010579882056387796], [-0.0010579882056387796]], [[-0.0011297252228147994], [-0.0011297252228147994], [-0.0011297252228147994]], [[-0.0011621759979156664], [-0.0011621759979156664], [-0.0011621759979156664]], [[-0.001195118776469127], [-0.001195118776469127], [-0.001195118776469127]], [[-0.0012409154802250702], [-0.0012409154802250702], [-0.0012409154802250702]], [[-0.001286842561904665], [-0.001286842561904665], [-0.001286842561904665]], [[-0.0013403290903006362], [-0.0013403290903006362], [-0.0013403290903006362]], [[-0.0013917603953137719], [-0.0013917603953137719], [-0.0013917603953137719]], [[-0.0014786296586758643], [-0.0014786296586758643], [-0.0014786296586758643]], [[-0.001532204060885143], [-0.001532204060885143], [-0.001532204060885143]], [[-0.0016289989854991905], [-0.0016289989854991905], [-0.0016289989854991905]], [[-0.0016931334892147376], [-0.0016931334892147376], [-0.0016931334892147376]], [[-0.001747799465646297], [-0.001747799465646297], [-0.001747799465646297]], [[-0.0017120280893099978], [-0.0017120280893099978], [-0.0017120280893099978]], [[-0.0015770433656759567], [-0.0015770433656759567], [-0.0015770433656759567]], [[-0.0017610733219238922], [-0.0017610733219238922], [-0.0017610733219238922]], [[-0.001973860161459595], [-0.001973860161459595], [-0.001973860161459595]], [[-0.002261048514143745], [-0.002261048514143745], [-0.002261048514143745]], [[-0.002554006800091718], [-0.002554006800091718], [-0.002554006800091718]], [[-0.0028448085054049712], [-0.0028448085054049712], [-0.0028448085054049712]], [[-0.003168886085563878], [-0.003168886085563878], [-0.003168886085563878]], [[-0.0034023049707353516], [-0.0034023049707353516], [-0.0034023049707353516]], [[-0.0037661952804708904], [-0.0037661952804708904], [-0.0037661952804708904]], [[-0.004047489324208717], [-0.004047489324208717], [-0.004047489324208717]], [[-0.004216306402089097], [-0.004216306402089097], [-0.004216306402089097]], [[-0.004311806413436838], [-0.004311806413436838], [-0.004311806413436838]], [[-0.004267869515573178], [-0.004267869515573178], [-0.004267869515573178]], [[-0.004254755349476714], [-0.004254755349476714], [-0.004254755349476714]], [[-0.0042334656922190066], [-0.0042334656922190066], [-0.0042334656922190066]], [[-0.00420296377725203], [-0.00420296377725203], [-0.00420296377725203]], [[-0.004156295316408364], [-0.004156295316408364], [-0.004156295316408364]], [[-0.004140319862656764], [-0.004140319862656764], [-0.004140319862656764]], [[-0.004139423696490126], [-0.004139423696490126], [-0.004139423696490126]], [[-0.004150945249629776], [-0.004150945249629776], [-0.004150945249629776]], [[-0.004181795702713536], [-0.004181795702713536], [-0.004181795702713536]], [[-0.0041860677087628565], [-0.0041860677087628565], [-0.0041860677087628565]], [[-0.004221805148486062], [-0.004221805148486062], [-0.004221805148486062]], [[-0.004244769149183556], [-0.004244769149183556], [-0.004244769149183556]], [[-0.004286462601443743], [-0.004286462601443743], [-0.004286462601443743]], [[-0.004310199794390493], [-0.004310199794390493], [-0.004310199794390493]], [[-0.004339771488756037], [-0.004339771488756037], [-0.004339771488756037]], [[-0.004364870437625578], [-0.004364870437625578], [-0.004364870437625578]], [[-0.004389359542434115], [-0.004389359542434115], [-0.004389359542434115]], [[-0.004426736910324604], [-0.004426736910324604], [-0.004426736910324604]], [[-0.004425056595365845], [-0.004425056595365845], [-0.004425056595365845]], [[-0.004445432203591922], [-0.004445432203591922], [-0.004445432203591922]], [[-0.004446871048256109], [-0.004446871048256109], [-0.004446871048256109]], [[-0.004366059828574115], [-0.004366059828574115], [-0.004366059828574115]], [[-0.0042920591131965224], [-0.0042920591131965224], [-0.0042920591131965224]], [[-0.00394544023824187], [-0.00394544023824187], [-0.00394544023824187]], [[-0.0034794686286475016], [-0.0034794686286475016], [-0.0034794686286475016]], [[-0.003118886044136283], [-0.003118886044136283], [-0.003118886044136283]], [[-0.002917538702168383], [-0.002917538702168383], [-0.002917538702168383]], [[-0.0028542795201830394], [-0.0028542795201830394], [-0.0028542795201830394]], [[-0.0027226205697205227], [-0.0027226205697205227], [-0.0027226205697205227]], [[-0.002616163265482926], [-0.002616163265482926], [-0.002616163265482926]], [[-0.002546776824185068], [-0.002546776824185068], [-0.002546776824185068]], [[-0.0024582120953579416], [-0.0024582120953579416], [-0.0024582120953579416]], [[-0.0024034081837707305], [-0.0024034081837707305], [-0.0024034081837707305]], [[-0.0023876134554841706], [-0.0023876134554841706], [-0.0023876134554841706]], [[-0.0023124899093780347], [-0.0023124899093780347], [-0.0023124899093780347]], [[-0.0022154791710185685], [-0.0022154791710185685], [-0.0022154791710185685]], [[-0.0021137663560565328], [-0.0021137663560565328], [-0.0021137663560565328]], [[-0.0020337805665159477], [-0.0020337805665159477], [-0.0020337805665159477]], [[-0.0020531086954710936], [-0.0020531086954710936], [-0.0020531086954710936]], [[-0.002094057856124267], [-0.002094057856124267], [-0.002094057856124267]], [[-0.0021605728993282936], [-0.0021605728993282936], [-0.0021605728993282936]], [[-0.0022756390979696874], [-0.0022756390979696874], [-0.0022756390979696874]], [[-0.002427256421119007], [-0.002427256421119007], [-0.002427256421119007]], [[-0.002577286322353319], [-0.002577286322353319], [-0.002577286322353319]], [[-0.002769287041376474], [-0.002769287041376474], [-0.002769287041376474]], [[-0.0030953139607900063], [-0.0030953139607900063], [-0.0030953139607900063]], [[-0.0035790330549352887], [-0.0035790330549352887], [-0.0035790330549352887]], [[-0.004081819924530389], [-0.004081819924530389], [-0.004081819924530389]], [[-0.0045713166838443255], [-0.0045713166838443255], [-0.0045713166838443255]], [[-0.005061014998808213], [-0.005061014998808213], [-0.005061014998808213]], [[-0.005551042971719521], [-0.005551042971719521], [-0.005551042971719521]], [[-0.006050176607731632], [-0.006050176607731632], [-0.006050176607731632]], [[-0.006566510319503536], [-0.006566510319503536], [-0.006566510319503536]], [[-0.007141951849132257], [-0.007141951849132257], [-0.007141951849132257]], [[-0.007349104703773991], [-0.007349104703773991], [-0.007349104703773991]], [[-0.007956497134273665], [-0.007956497134273665], [-0.007956497134273665]], [[-0.008576707972910748], [-0.008576707972910748], [-0.008576707972910748]], [[-0.009179334981149643], [-0.009179334981149643], [-0.009179334981149643]], [[-0.009555824816593964], [-0.009555824816593964], [-0.009555824816593964]], [[-0.009937391002092167], [-0.009937391002092167], [-0.009937391002092167]], [[-0.010275169943007931], [-0.010275169943007931], [-0.010275169943007931]], [[-0.010675964413753168], [-0.010675964413753168], [-0.010675964413753168]], [[-0.01106646584157103], [-0.01106646584157103], [-0.01106646584157103]], [[-0.011465251685235125], [-0.011465251685235125], [-0.011465251685235125]], [[-0.011883075150545179], [-0.011883075150545179], [-0.011883075150545179]], [[-0.012336359577414047], [-0.012336359577414047], [-0.012336359577414047]], [[-0.012809986447980554], [-0.012809986447980554], [-0.012809986447980554]], [[-0.013290784857746117], [-0.013290784857746117], [-0.013290784857746117]], [[-0.01379778171940483], [-0.01379778171940483], [-0.01379778171940483]], [[-0.014327676142575622], [-0.014327676142575622], [-0.014327676142575622]], [[-0.014847862836539478], [-0.014847862836539478], [-0.014847862836539478]], [[-0.015355257456601537], [-0.015355257456601537], [-0.015355257456601537]], [[-0.01598476592714309], [-0.01598476592714309], [-0.01598476592714309]], [[-0.01652072804230778], [-0.01652072804230778], [-0.01652072804230778]], [[-0.016737080984705197], [-0.016737080984705197], [-0.016737080984705197]], [[-0.01697441036811792], [-0.01697441036811792], [-0.01697441036811792]], [[-0.017110070042635275], [-0.017110070042635275], [-0.017110070042635275]], [[-0.01708238437963276], [-0.01708238437963276], [-0.01708238437963276]], [[-0.016926025812626973], [-0.016926025812626973], [-0.016926025812626973]], [[-0.016822764037472248], [-0.016822764037472248], [-0.016822764037472248]], [[-0.01672118855748402], [-0.01672118855748402], [-0.01672118855748402]], [[-0.016609524052488504], [-0.016609524052488504], [-0.016609524052488504]], [[-0.016438784475849674], [-0.016438784475849674], [-0.016438784475849674]], [[-0.01623597612504588], [-0.01623597612504588], [-0.01623597612504588]], [[-0.016115337349022648], [-0.016115337349022648], [-0.016115337349022648]], [[-0.016072811356140505], [-0.016072811356140505], [-0.016072811356140505]], [[-0.016018382049778495], [-0.016018382049778495], [-0.016018382049778495]], [[-0.015885605803962838], [-0.015885605803962838], [-0.015885605803962838]], [[-0.015713947549964444], [-0.015713947549964444], [-0.015713947549964444]], [[-0.015793208767671794], [-0.015793208767671794], [-0.015793208767671794]], [[-0.016345954565827558], [-0.016345954565827558], [-0.016345954565827558]], [[-0.01703221339882122], [-0.01703221339882122], [-0.01703221339882122]], [[-0.018883587491101136], [-0.018883587491101136], [-0.018883587491101136]], [[-0.021482683313787457], [-0.021482683313787457], [-0.021482683313787457]], [[-0.023688584724859976], [-0.023688584724859976], [-0.023688584724859976]], [[-0.02765274403519111], [-0.02765274403519111], [-0.02765274403519111]], [[-0.03153804568960593], [-0.03153804568960593], [-0.03153804568960593]], [[-0.03467736154931733], [-0.03467736154931733], [-0.03467736154931733]], [[-0.0330415900777556], [-0.0330415900777556], [-0.0330415900777556]], [[-0.026626343276651858], [-0.026626343276651858], [-0.026626343276651858]], [[-0.017514259555524155], [-0.017514259555524155], [-0.017514259555524155]], [[-0.011850566807382749], [-0.011850566807382749], [-0.011850566807382749]], [[-0.011587792346440787], [-0.011587792346440787], [-0.011587792346440787]], [[-0.007080348853006513], [-0.007080348853006513], [-0.007080348853006513]], [[-9.845806664151781e-05], [-9.845806664151781e-05], [-9.845806664151781e-05]]], [[[-0.0002202827105310633], [-0.0002202827105310633], [-0.0002202827105310633]], [[0.06693855212507638], [0.06693855212507638], [0.06693855212507638]], [[0.11191457008346976], [0.11191457008346976], [0.11191457008346976]], [[0.10065846433294863], [0.10065846433294863], [0.10065846433294863]], [[0.0799578860532941], [0.0799578860532941], [0.0799578860532941]], [[0.06836466728409102], [0.06836466728409102], [0.06836466728409102]], [[0.0549672057695833], [0.0549672057695833], [0.0549672057695833]], [[0.042437441708593766], [0.042437441708593766], [0.042437441708593766]], [[0.027457381173054428], [0.027457381173054428], [0.027457381173054428]], [[0.02556363166374674], [0.02556363166374674], [0.02556363166374674]], [[0.02370120355185213], [0.02370120355185213], [0.02370120355185213]], [[0.021732370624088462], [0.021732370624088462], [0.021732370624088462]], [[0.019038068827975766], [0.019038068827975766], [0.019038068827975766]], [[0.0170623696636428], [0.0170623696636428], [0.0170623696636428]], [[0.016429040467650962], [0.016429040467650962], [0.016429040467650962]], [[0.016008092857539822], [0.0160080928575398 | 4D array with the moment coefficients of the airfoils. Dimension 0 is along the blade span for n_span stations, dimension 1 is along the angles of attack, dimension 2 is along the Reynolds number, dimension 3 is along the number of tabs, which may describe multiple sets at the same station, for example in presence of a flap.
blade.interp_airfoils.coord_xy_interp | output |  | [[[1.0, -5.228293926268224e-16], [0.9994296839925828, -0.022259740711558177], [0.9980630178329651, -0.04445803489546769], [0.9955739142666737, -0.0665618134473914], [0.9920863097495596, -0.08851982053258163], [0.9876861486750573, -0.11027527223126012], [0.9823305251706396, -0.1317843709197388], [0.9760119083356915, -0.1530066176350885], [0.9687874672983805, -0.1738868028054739], [0.9606748602592401, -0.19437934848935778], [0.9516753587636769, -0.2144496858898974], [0.9418276527462444, -0.23405837873056085], [0.9311752953551309, -0.2531529758653068], [0.9197303974311781, -0.2717058715241765], [0.9075245591947199, -0.2896910384273745], [0.8946104080703081, -0.3070575403137143], [0.8810096964994352, -0.3237794960574165], [0.866747905197194, -0.339839087916958], [0.8518902581712053, -0.35520047541186606], [0.8364694626214207, -0.3698431374689817], [0.8205134859436981, -0.3837614939542973], [0.8040738322175812, -0.39691489811790015], [0.7871915298856534, -0.4092893400643106], [0.7698979191015535, -0.4208940017028426], [0.7522523412351593, -0.43170364047579557], [0.7342913491785575, -0.44170411642042817], [0.7160449249557642, -0.45091629501054464], [0.6975716400331089, -0.45931119239150625], [0.6789061864336874, -0.466891833699312], [0.6600803126205398, -0.4736931268620854], [0.6411475171372123, -0.4796641292900073], [0.6221376509688521, -0.4848434334715212], [0.6030879981944149, -0.4892689245320695], [0.5840450421189749, -0.49287710440089977], [0.5650308976870032, -0.4957710179013429], [0.5460886027795995, -0.49790677272002765], [0.5272486739168989, -0.49920523096536945], [0.508535950506088, -0.4999001471231513], [0.48999235547038833, -0.49986512233616703], [0.4716321145068305, -0.49915299052333634], [0.45349250374434763, -0.4978655748478763], [0.43559330289767306, -0.49584922139645754], [0.41795606561694243, -0.49322020425743757], [0.40060974844257635, -0.4900340177148858], [0.38356093160600935, -0.4862406543812106], [0.3668432157337161, -0.4819531220757106], [0.35045731632050314, -0.4771070365916879], [0.33443448400863013, -0.47180161714763363], [0.3187741003293152, -0.465997503105357], [0.3034996231212948, -0.4597718336399732], [0.2886112935656476, -0.45311101277459825], [0.27412438666566624, -0.44607147267604036], [0.26004145552371905, -0.43865399658656523], [0.2463748720159175, -0.43089728807614147], [0.23312344393883352, -0.4228128921543159], [0.22029377781042306, -0.41444216059030153], [0.20788328296533118, -0.4057907314202666], [0.19590295639164573, -0.39689711005990247], [0.18434125306662855, -0.3877630289328062], [0.17321393095416077, -0.3784327818575115], [0.16249917612963843, -0.3689016855353164], [0.15221460277725932, -0.35922081920480586], [0.14233175939897136, -0.34938179497549954], [0.13287211153919, -0.3394286782901919], [0.12380643962975976, -0.3293594524047539], [0.11514762338607656, -0.3192023645100907], [0.10688720880274838, -0.30897183476900875], [0.09900711152156341, -0.2986754406431282], [0.09152340438534401, -0.28834653723959136], [0.08439704281722242, -0.2779791205220024], [0.0776464790199521, -0.26760420577043886], [0.07124790821202077, -0.25722921245277414], [0.06518786629737473, -0.24686109008276283], [0.05948747212742032, -0.23652443301269652], [0.05410024641809, -0.2262139012738714], [0.049037878670187655, -0.21594907486257178], [0.044300349757333976, -0.20574524647381487], [0.039842359734680484, -0.19559765442820762], [0.035689975243613004, -0.18552550330330408], [0.0318292350050659, -0.1755359887530568], [0.028220007205789974, -0.16562693673246215], [0.024892524779269766, -0.15581522149021937], [0.021828668303003517, -0.1461056218157035], [0.018984694713133153, -0.13649533799824295], [0.016392191702033498, -0.1269983005811027], [0.014044634634199048, -0.11762077059006068], [0.011879824984634942, -0.10835684703907963], [0.00993094518736226, -0.09921662146203766], [0.008219407957347493, -0.09020841012942249], [0.0066583862213787865, -0.08132543510984099], [0.005267741928506431, -0.07257222340427001], [0.00409515753852961, -0.06395640173157158], [0.0030987885971364196, -0.05547801302110005], [0.0021966077355110324, -0.04713200469997591], [0.0014626417630186888, -0.038924405260417023], [0.0009644846082979224, -0.030860610171394718], [0.0005993738679828514, -0.022936235945969066], [0.0002900866455990823, -0.015148765877396714], [7.807077883024657e-05, -0.007502222076493378], [0.0, 0.0], [7.804120611659719e-05, 0.007500736220690077], [0.0002898787241920041, 0.015142758486887441], [0.000598775316682048, 0.022922584561419372], [0.000963326351634835, 0.03083611939777482], [0.0014596682128281925, 0.03888574897117924], [0.002190976364499905, 0.047075815990683056], [0.0030899784195977838, 0.05540088812816734], [0.0040827111247031585, 0.06385488643689734], [0.005248531243836643, 0.07244263446468859], [0.006631282230012606, 0.08116423659691048], [0.008183684298590573, 0.09001209900857182], [0.009883614168490653, 0.09898142028662286], [0.011817640154723611, 0.10807902374749316], [0.01396619932168302, 0.1172968915532844], [0.016295142079104163, 0.1266248185078847], [0.018863193778115264, 0.13606823481979582], [0.02168071375327755, 0.14562174107393758], [0.02471591629586298, 0.15527150565279574], [0.028006440010586352, 0.1650191265391525], [0.03157625589149645, 0.17486145042023296], [0.03539483961687758, 0.18478174850035556], [0.03949498254800754, 0.19478045115068363], [0.04389792827815823, 0.20485282604936875], [0.04857580757377651, 0.21497933573681455], [0.053567991613811754, 0.22516324887670366], [0.058881821148870805, 0.23539257539832661], [0.06450016290273135, 0.24564586185495754], [0.07046920463911449, 0.2559288096954281], [0.07677403099247093, 0.2662200889663396], [0.08341621271683673, 0.2765073937902718], [0.09042901951906561, 0.28678971177956086], [0.0977906533229447, 0.29703436159541413], [0.10553618719874776, 0.30724577033016703], [0.11365876004177941, 0.31739779819794195], [0.12216148331893956, 0.32747251411893785], [0.1310674986027348, 0.33746715509188474], [0.14035464992188373, 0.3473464005305412], [0.15005511078613856, 0.35711729389225577], [0.16014896266156226, 0.3667368291462652], [0.17065818789963985, 0.37620901617836566], [0.181574957422924, 0.38549542027777267], [0.19290757140963558, 0.39458324766597075], [0.20465763457781186, 0.40345225285920333], [0.21681735306942435, 0.4120736546751029], [0.22939648396347811, 0.4204412604055216], [0.24237780069407988, 0.4285157291249229], [0.25577362426833844, 0.43629701405132887], [0.2695667856328992, 0.4437307842367116], [0.2837657972261352, 0.4508257189736272], [0.29834798288780395, 0.457529313046837], [0.3133189787852679, 0.46384827499917675], [0.3286584618928104, 0.4697270339484697], [0.3443649416455463, 0.4751660894880115], [0.3604197737256814, 0.480124895665173], [0.37681123376695697, 0.4845801569487354], [0.3935252510207292, 0.48853802379954264], [0.41053864255357086, 0.4919162868719799], [0.4278432324908231, 0.4947936897726825], [0.4454066634681981, 0.49700186546594954], [0.46322225410302975, 0.4986945279258362], [0.4812515456557157, 0.4995759574617022], [0.49948102667173666, 0.49999959595885196], [0.5178795830856975, 0.4996098999639328], [0.53641763136701, 0.49871925440459125], [0.5550757049095608, 0.4969470954598009], [0.5738084272426077, 0.49454680736168694], [0.5925967311050585, 0.4913424955847996], [0.6114013775535108, 0.48742771367820337], [0.6301864306052414, 0.48276379079159115], [0.648926781663159, 0.47729943602739405], [0.6675702064249728, 0.4710909063826163], [0.6860884295909518, 0.4640855644485798], [0.7044453890439168, 0.4562851535303835], [0.722592093722966, 0.44772115413233077], [0.7405018004535244, 0.4383571285236732], [0.7581254571228347, 0.4282123442390851], [0.7754210143761534, 0.4173028842750689], [0.7923623735876001, 0.4056139761112096], [0.8088945461516956, 0.3931735469910264], [0.8249746330148909, 0.37999039194943635], [0.8405769522734091, 0.36606263907410247], [0.8556527588088183, 0.3514331465234179], [0.8701628988827118, 0.33611786369580327], [0.8840850330712717, 0.3201256148355837], [0.8973612142623708, 0.3034905059583089], [0.9099546800766618, 0.2862409686609341], [0.921851471402547, 0.26839650792968384], [0.9330128366584268, 0.2500014055184513], [0.9433892789690503, 0.23108884233257737], [0.9529731538505595, 0.2116848082416565], [0.9617431308270605, 0.19183234032607036], [0.9696406906754642, 0.17157715881862903], [0.9766642158986641, 0.15095167052848088], [0.9828150771120139, 0.12999562103203396], [0.9880284400451029, 0.1087652991581767], [0.992304836603751, 0.08729993375043676], [0.9956935187759139, 0.06563977190440679], [0.9981204893400154, 0.04383945814142799], [0.9994430379087048, 0.021949651396883253], [1.0, -5.268286851570632e-16]], [[1.0, 1.6027396660939803e-05], [0.9991193946721869, -0.022232752714814348], [0.9963739638870815, -0.044143993372640196], [0.9926209379463079, -0.06599358540264459], [0.9880030048735263, -0.08796501454153367], [0.9825866688500768, -0.10979451933153926], [0.9763079886987813, -0.13138486154120135], [0.9691459138420777, -0.152679756234073], [0.9611340443934658, -0.17360314668595028], [0.9523026586044867, -0.19414383597316454], [0.9426240666753992, -0.2142231312896632], [0.9321366756960972, -0.23381022638150664], [0.9208775505620386, -0.2528523889503405], [0.9088471639859164, -0.2713053613930863], [0.8960843845514238, -0.28916044478745756], [0.882637010833816, -0.3063622824245554], [0.868525920452995, -0.3228835382081365], [0.8537803485543862, -0.33871232720386224], [0.8384664760261626, -0.353818606635353], [0.8226202735914808, -0.36818874004466373], [0.8062670546422668, -0.38180725172842134], [0.7894590053695918, -0.39462933375988135], [0.7722484288380836, -0.40666726736194486], [0.7546533785322755, -0.4178937409067266], [0.7367442848251284, -0.42833145956384605], [0.7185485211876659, -0.43792327583439494], [0.7001037399425907, -0.4467202037953153], [0.6814685674571446, -0.45470482070172275], [0.6626765282523989, -0.46187150883457617], [0.6437587163607813, -0.46824006527960566], [0.6247690984200839, -0.47380531220095556], [0.6057368118671762, -0.4785561251489711], [0.5866983012026874, -0.48256671801543366], [0.5676983279724891, -0.4857732755175852], [0.5487588946206379, -0.4882803245813119], [0.5299233258334409, -0.49001894051155903], [0.5112198495238442, -0.4909441114253439], [0.4926695135792725, -0.49128463092634], [0.4743155796283754, -0.490909414558449], [0.4561718361830662, -0.48986899458193034], [0.43827018080516067, -0.48827451903686153], [0.42063647020949785, -0.48595808570739674], [0.40328080352956663, -0.4830632912088146], [0.38624069518492093, -0.4796148777235183], [0.369514526825096, -0.47558689631997353], [0.35313729666846155, -0.47108053013564016], [0.3371119489204746, -0.4660315610706886], [0.32145856738457707, -0.46055105277104286], [0.30618801483624464, -0.4545841106307646], [0.2913118391130942, -0.4482202860586898], [0.27683693794839154, -0.4414376997289328], [0.2627741640118191, -0.4342957443445502], [0.24911976419260728, -0.4268028800040647], [0.2358939113783064, -0.41898631345438286], [0.22308258995093405, -0.4108709880512468], [0.210691610104368, -0.4024957438885666], [0.1987200198705986, -0.3938638591189511], [0.18717158142739948, -0.3850172025093376], [0.17605142718545405, -0.37594348496340296], [0.16535787602922913, -0.3666976473418643], [0.15506134812006964, -0.35728018499333813], [0.1452010640482442, -0.34772420762001865], [0.13573637755162593, -0.33802987670549706], [0.1266843381102638, -0.3282407950315077], [0.11801240385665308, -0.31835654519928447], [0.10972814857298775, -0.3084056178392945], [0.10183485236398848, -0.2983952456490591], [0.09430659089497768, -0.28833607696732466], [0.08715581435557682, -0.27826004455484266], [0.08034724871266319, -0.2681597292099322], [0.0739055476031035, -0.2580609292964055], [0.06780304583835677, -0.24797225231113718], [0.06202754275455287, -0.237899731056188], [0.056600226585529566, -0.22786569180925112], [0.05147526451739879, -0.21786540494516196], [0.04666091099215963, -0.2079177148409998], [0.042158164740524966, -0.19803715665555274], [0.03792205676893052, -0.18821837940681524], [0.03397169615544762, -0.17848047717673854], [0.030296423989277045, -0.16882948201162642], [0.026863723408403366, -0.15926191173135928], [0.023699531869641362, -0.14979370151252397], [0.02078318862733278, -0.1404293222727325], [0.018071346153301658, -0.13116613637379265], [0.015598284636665115, -0.12201647171052657], [0.013361814179709844, -0.11298548485647271], [0.01130156638652298, -0.1040674726836899], [0.009446422833289222, -0.09527213694418153], [0.007815596337780764, -0.08660729169064936], [0.006328530971426164, -0.07806612661478217], [0.005006672063769243, -0.06965257632886078], [0.0038930928279797016, -0.06137376717039014], [0.0029442477385377475, -0.05322981559928684], [0.002078465635465553, -0.04521601497323964], [0.001371518254992493, -0.0373376416908814], [0.0009003391420190694, -0.029599024748674294], [0.0005563584267788965, -0.021996068153926372], [0.00026700503570038287, -0.014526379474615648], [7.186282654915835e-05, -0.007193711462081459], [0.0, 0.0], [7.317781609915754e-05, 0.007189827337300626], [0.0002735196161736636, 0.014517909448146866], [0.0005720605878500704, 0.021979778512043212], [0.0009260236839425597, 0.029571847110732834], [0.0014009119144708692, 0.03729686773996881], [0.0020968854219485583, 0.045159049755518585], [0.0029515517434170373, 0.05315325532033252], [0.003897001156769241, 0.06127362060678871], [0.005011916499057202, 0.06952479697199847], [0.006333890814384298, 0.07790741474446201], [0.007813415117336148, 0.08641473618322318], [0.009432238119640566, 0.09504222693475464], [0.011274764160457591, 0.10379626243267832], [0.013326128965177325, 0.11266903539579512], [0.01555245328815606, 0.12165118889877907], [0.018004087515799266, 0.13074872657520523], [0.020689454626570018, 0.13995705845476816], [0.023581290755611422, 0.14926277846907324], [0.026720018926760708, 0.1586670125725837], [0.030128172741886675, 0.16816759950867824], [0.03376916529815803, 0.17774971875273463], [0.0376714083295188, 0.18741499451034827], [0.04185904492838064, 0.19715834971012536], [0.0463118988997737, 0.20696100474692325], [0.05106593733557313, 0.2168268871857425], [0.056124950158366674, 0.22674558039560977], [0.06147923314436219, 0.23669501854223615], [0.06717550543170585, 0.24668022059190348], [0.07319646911923935, 0.25668212234068577], [0.0795453027368716, 0.2666888525396918], [0.0862544365694561, 0.2766994002033151], [0.09329689045304368, 0.28668575238695926], [0.10070665667442727, 0.2966524865755819], [0.10848210903046987, 0.3065737160820448], [0.1166281655918611, 0.3164317587988908], [0.1251574402344456, 0.32622941165749636], [0.1340536606870656, 0.3359313867326968], [0.14335618147000312, 0.34554086222273855], [0.15304746959360266, 0.3550165654098661], [0.16314497676314277, 0.3643646655915984], [0.1736426868072346, 0.37354867203719766], [0.1845448871854217, 0.3825600583019848], [0.19586092585972656, 0.3913744831075185], [0.20758762848045992, 0.39996213171033995], [0.219729044150545, 0.4083224261343232], [0.23226888829033523, 0.4164185681486385], [0.245224154466229, 0.4242466141205235], [0.2585818883280316, 0.43175178524542296], [0.2723520296093817, 0.4389413427169352], [0.2865150018761857, 0.4457631323821831], [0.30107974492647416, 0.45221855901435737], [0.31601877165933806, 0.4582664834129868], [0.3313450870578208, 0.4638847953290667], [0.34702901382471707, 0.4690552980248078], [0.36306846808716875, 0.47373956148712065], [0.3794468360533952, 0.4779494728189213], [0.39614640233168896, 0.48159755076756366], [0.4131559062553608, 0.48476507483919534], [0.4304465251598585, 0.4872870070322992], [0.44801377287815436, 0.48930297228565217], [0.4658229343165638, 0.49052196608873383], [0.4838595660580187, 0.4912806842867092], [0.5020920220247063, 0.4912445558597011], [0.5204916568254648, 0.4907091024602079], [0.539040181058893, 0.4893025740018747], [0.5576926294151483, 0.48727173347719865], [0.5764311364603231, 0.4844396168322342], [0.595215673227479, 0.4809062716323635], [0.6140121614086554, 0.47660888613686686], [0.6327945464659088, 0.4715113249936428], [0.6515131189524991, 0.4656933478664988], [0.6701364104500684, 0.45903986750141207], [0.6886329162029324, 0.4516147190046995], [0.706952308192976, 0.44341622356072685], [0.7250672106876291, 0.434409901514892], [0.7429294174887814, 0.4246120080695092], [0.7605022977033313, 0.41404713250639474], [0.7777558757485193, 0.4026854710625138], [0.794635396617264, 0.3905641601015229], [0.8110946097429435, 0.3776766736247096], [0.827113377336164, 0.3640424239202501], [0.8426407089607172, 0.3496930563673494], [0.8576399848724814, 0.33464792691190676], [0.872089228718841, 0.3189190395301578], [0.8859239931334859, 0.30251656876361954], [0.8991184688136027, 0.2854967776933343], [0.9116446363103797, 0.267845223962694], [0.9234762080477321, 0.2496342230903793], [0.9345613685115886, 0.2308881597776023], [0.9448889295742874, 0.2116060822008467], [0.9544324629440817, 0.19176512892954048], [0.9631454146135555, 0.17152139551952755], [0.9710201837148761, 0.15090709650754322], [0.9780450239477211, 0.12996155959564193], [0.9841752515977836, 0.10874166838596838], [0.9894016940096204, 0.08728636100049855], [0.9937724117391794, 0.06563595282352885], [0.9971946047362426, 0.04384444114840181], [0.9994270803560593, 0.02183891336407695], [1.0, 1.6027396660935805e-05]], [[1.0, 0.00011812477576429977], [0.9958844445620711, -0.021208629277808373], [0.9831152572458106, -0.040023108643000106], [0.9698288310857399, -0.05921848251729137], [0.9565860398170628, -0.08010445311146552], [0.9433843837384415, -0.10129393915537228], [0.9300231343548039, -0.1223798162520597], [0.9163850726955463, -0.14320804588837782], [0.9023282063816799, -0.1635713693341333], [0.8879772572808802, -0.18364847844588703], [0.8730879000099089, -0.20310351503200605], [0.8576954835691574, -0.2219503646440476], [0.8417868378299845, -0.24012631947615176], [0.8252729024396577, -0.25748434692043964], [0.8082449226870172, -0.27410603145117546], [0.7907117096386173, -0.289905421510701], [0.7726850169069055, -0.30484059265450913], [0.7542205883121054, -0.3189280235424285], [0.7353902977205362, -0.3321674846369581], [0.7162542095604879, -0.3445827784814327], [0.6968158541246166, -0.35609665546924435], [0.677285787718665, -0.36663819145049387], [0.6579411128600314, -0.37637258982427835], [0.6384346678603429, -0.38505307045010223], [0.6188949776975857, -0.39298590687876855], [0.5992944012087671, -0.399854801473225], [0.5797117651336785, -0.40588621716905243], [0.5602019080653087, -0.4111342254110947], [0.5407904068921308, -0.4155417353880923], [0.5215032843021559, -0.41903363576433894], [0.5023934690179608, -0.421890873918274], [0.4834844691401515, -0.4237923927147082], [0.46480550945728005, -0.4250373936925943], [0.44638805837913836, -0.4255654380477259], [0.42825221805917946, -0.4254866682664583], [0.41043940999127965, -0.42457715595189127], [0.39296246789713946, -0.42301227644128186], [0.3758189531692269, -0.4209818090410367], [0.3590558760592983, -0.41833214754411074], [0.34268333522018435, -0.41509763432887387], [0.3266989253562344, -0.4114483394522714], [0.3111609317453848, -0.40712967728568045], [0.2960119884371933, -0.4024641861090319], [0.28133497512957156, -0.39726998470707164], [0.26708046590310186, -0.39168640925927345], [0.25328816115609004, -0.38573109906172653], [0.2399729093700544, -0.37934432918663813], [0.2270875294725141, -0.372716771087938], [0.21470779491983785, -0.3656884658084408], [0.20277414050890583, -0.35843410387468977], [0.19133052699288322, -0.35087543152963646], [0.18036076343159574, -0.3430916439719271], [0.16982427717561488, -0.3351469282691567], [0.1597839016205447, -0.32698677256031833], [0.15015200614680352, -0.31873308006434886], [0.14092827693323565, -0.31040772019273255], [0.13212060056854144, -0.3019983582994764], [0.12368933746031845, -0.29357231321773714], [0.11573424170753634, -0.28501589759204804], [0.10815149454535965, -0.27646242682111893], [0.10086820572192137, -0.2679522302877082], [0.09404291428391251, -0.25938570908154446], [0.08756751531363391, -0.2508271409625188], [0.08143092198941075, -0.24231706035765346], [0.07558361483620982, -0.23386792360654268], [0.07000056884758814, -0.2255107433890659], [0.06475136725646659, -0.21719911485022553], [0.05976600089351106, -0.2089673416582577], [0.0550334043820117, -0.20083694042248276], [0.050541273136882614, -0.19279019625506696], [0.04634482415843585, -0.18481334174852787], [0.0423958643462499, -0.17692416844376457], [0.03868970107793504, -0.16912184377432216], [0.035244235696036685, -0.16141142075199502], [0.032020795846749855, -0.1537929409260643], [0.029008067042862, -0.14627970257124384], [0.02621324165005088, -0.13888053775801468], [0.023595224832489027, -0.13158563432949413], [0.021130761405865867, -0.12441334498374658], [0.018828760413954808, -0.11736081593977447], [0.01670430996035672, -0.11041450191926376], [0.014753924576097114, -0.10358315498884561], [0.012941826153091703, -0.09686888879330936], [0.011230256242876298, -0.09027034017725762], [0.009663532353754447, -0.08378748816052087], [0.00826306032790583, -0.07741696247674196], [0.006985663913875643, -0.07115459239241814], [0.005833442821336909, -0.06500711415121449], [0.004810443611575464, -0.05897849645415099], [0.003880842944631912, -0.05306166795530241], [0.0030728312517399273, -0.04725599971616508], [0.0023981195576250414, -0.04156477763566746], [0.0018082287519078553, -0.03598870002198356], [0.0012308753359488796, -0.030525735760923402], [0.0007432482426115814, -0.025175351061130353], [0.0004678247206531437, -0.01993362332075287], [0.000273270018039783, -0.01479866648213666], [0.00011997105844756496, -0.009769006693704356], [3.2317061826068634e-05, -0.0048460964217611575], [0.0, 0.0], [4.219715312399413e-05, 0.004783324071676041], [0.00016616990141209097, 0.009696899571356889], [0.0003830801761616208, 0.014717378100223215], [0.0006491246320939735, 0.019841068541731573], [0.0009614866811175466, 0.025073628995340772], [0.0013932071246838802, 0.030418247639970353], [0.00191712843504656, 0.03587204131181461], [0.002507601407894493, 0.041430772685999116], [0.003231767089176599, 0.04709776864848053], [0.00408795793527448, 0.05287774710288481], [0.005019117929394344, 0.058770574094578], [0.006030491708383537, 0.06477374589577554], [0.007186301330532175, 0.07089016856664826], [0.008498502596867697, 0.07711360534215317], [0.009936021487741163, 0.08344121778851964], [0.011496749265003292, 0.08988347361849157], [0.0131793062590729, 0.09644203278137824], [0.01498655705589568, 0.10310671286737431], [0.01697132699484152, 0.10987496818755801], [0.01914882086981364, 0.11675232138496461], [0.021453904404784174, 0.12373864542131606], [0.023885573073349056, 0.13084475931096243], [0.02648432329578644, 0.13806284386632178], [0.029277905007021657, 0.1453798860923166], [0.032280914112155765, 0.15280483301126474], [0.035476943461229676, 0.16033927784112817], [0.03889586013289964, 0.16795630485075003], [0.04258394116822202, 0.17565564495467872], [0.046514688574659416, 0.1834355639698948], [0.05069943314319785, 0.19128744758156713], [0.05516396283432537, 0.19921021436732386], [0.05985597155522733, 0.20721142323755304], [0.06480242559132571, 0.21529652145148714], [0.07003345322256165, 0.2234413425167526], [0.07556481021169043, 0.23162989710208418], [0.08134840549755734, 0.23990669846695953], [0.08740521800873363, 0.2482362641371019], [0.09381373947399647, 0.2565920316391085], [0.10057340071646065, 0.2649455950321175], [0.10767466184397632, 0.2733186856670263], [0.1151248488295111, 0.28168881266610857], [0.122906252236912, 0.29007820015985913], [0.13107317368571247, 0.29843120761687864], [0.13965113048386163, 0.3067097092490282], [0.14861275760024556, 0.3149530105786648], [0.15794983426507062, 0.3231417220763414], [0.167705452208616, 0.3312417053949525], [0.1778929368756611, 0.3391944324859352], [0.188531353100908, 0.34699476167203985], [0.19962191178795904, 0.3545924640740346], [0.2111920158575411, 0.3619497573456613], [0.22317570546420792, 0.36912722148185834], [0.2356692753044389, 0.3759420589723175], [0.2485825460621206, 0.3825318796086081], [0.26197015143477964, 0.3887513609941095], [0.27580266785027246, 0.3946500076588223], [0.2900958442101634, 0.40010532609002714], [0.304821537095761, 0.4052116637315044], [0.31997425361408594, 0.4098305797564691], [0.3355624812979192, 0.41399994007893715], [0.3515763246372846, 0.41747172331077814], [0.36799693545210777, 0.420458253239024], [0.3847925037255106, 0.4227777241899862], [0.4019423381817409, 0.42460144641169695], [0.41943649351033585, 0.4256339458942157], [0.43723655025406766, 0.4260662303806093], [0.4553330547209764, 0.4257237939745882], [0.4736850479259107, 0.4247441341107526], [0.49227216338175184, 0.4229142784565678], [0.5110651177996854, 0.4202978646845459], [0.5300334122149644, 0.417118829565517], [0.5491297017640604, 0.4128776428343945], [0.568351469786719, 0.40802322888482684], [0.5876452685072161, 0.40234866822684906], [0.6069823120795602, 0.3958351446215789], [0.6263236410757427, 0.38848129409086907], [0.6458777642182982, 0.3803633899126589], [0.6655637840570522, 0.3713636364908402], [0.6851364314192349, 0.36157499970740853], [0.7045236204711756, 0.3509008874413592], [0.7237487370636692, 0.3394895665586538], [0.7427436735670696, 0.32730450524568716], [0.7614916538866416, 0.3143862001773812], [0.7799736625185445, 0.30076585264340516], [0.7980766656733258, 0.28631352178603603], [0.8158580475356613, 0.27124831376386693], [0.8331847184828045, 0.25535901924724086], [0.8501239880600036, 0.23887893834507642], [0.8666068987457685, 0.22178112659733715], [0.8825958976428646, 0.203938767418003], [0.8980274437468592, 0.18502783486574528], [0.912941747167342, 0.1657111584542817], [0.9272856938538739, 0.14600646167667736], [0.9409519857883536, 0.12592149988924728], [0.9540348191847412, 0.10555745523240985], [0.9664460327771436, 0.0849311811926207], [0.9782020638045452, 0.06408809911065515], [0.9890374845117161, 0.04303293767696745], [0.9981068844273615, 0.021043360109460407], [1.0, 0.00011812477576429603]], [[1.0, 0.00018289573274966385], [0.9895488796972829, -0.017524175543065807], [0.9670875143962344, -0.03022438133046956], [0.9441624213612151, -0.044202915352852555], [0.9219493455697814, -0.060479986398781604], [0.9004934144716109, -0.0775816658645333], [0.8795391022576976, -0.09498195991376067], [0.8589155971474798, -0.11245997697854739], [0.8383520127389303, -0.12971459577415723], [0.8180406922893816, -0.14696482665611538], [0.797583718659566, -0.16376461331554168], [0.777008831076137, -0.18012611000471745], [0.7562557645228156, -0.19595309918973772], [0.7351633473314692, -0.2110358901601305], [0.713849339721917, -0.22545848980977115], [0.6922813630789371, -0.2391074100335077], [0.6704557733110604, -0.2519162252152058], [0.6484400552093865, -0.2638943764013936], [0.626299262266981, -0.27504257369263796], [0.6041065130679788, -0.2853922815147666], [0.5818437257845251, -0.2948309240849317], [0.5600107600356237, -0.3032757036693114], [0.5392084143060729, -0.310949355502811], [0.5185107173200812, -0.3175073548229101], [0.4980527234925005, -0.3233712554605324], [0.4777802545476169, -0.3281116938350706], [0.45777967564167554, -0.3320144321419204], [0.4380934199464436, -0.3351707475608704], [0.4187407883595153, -0.3375048951965088], [0.39974240447788456, -0.33889344182584324], [0.38114082076997174, -0.3397646128020218], [0.3629533537131844, -0.3396458956010651], [0.3452001236443256, -0.33894064022637616], [0.3278985445160615, -0.3376080985765367], [0.31106465146520806, -0.335744809754404], [0.2947296408251125, -0.33306640306004026], [0.2788946090593513, -0.32986983770980444], [0.26354382809468274, -0.32629285831858473], [0.2487151326462891, -0.3221987680980579], [0.234414092875827, -0.31760789609560564], [0.220616443901125, -0.3127109401908288], [0.20738585457199094, -0.3072358171939489], [0.19463546052549205, -0.30159189607986353], [0.18245480131438124, -0.29547331318275283], [0.1707748043504794, -0.2891293006955554], [0.15962799781724493, -0.2825097294312402], [0.14903123894778628, -0.27557244883175885], [0.138904029049127, -0.2685452592625232], [0.1293434325755488, -0.2612119680436702], [0.12025626711149738, -0.25379306273127966], [0.1116970958567795, -0.24617994114430797], [0.10363529691109605, -0.23845725722426211], [0.0960150430565885, -0.23072853448479214], [0.0889092285524058, -0.22288215851681228], [0.08220303632860888, -0.21510587016181762], [0.07588972596871585, -0.20740843408618856], [0.06997892268762439, -0.1997693033671342], [0.06440994429275071, -0.1922717156858156], [0.059314490161810965, -0.18473520552833578], [0.05454558751981172, -0.17734435525646974], [0.050017761300551064, -0.17017138867943277], [0.04592096222028547, -0.16301959633164395], [0.042129006343119065, -0.15600116854880738], [0.03861294454290732, -0.1491504477360157], [0.03532260645154919, -0.1424911998098404], [0.032215189583544634, -0.1360546259749483], [0.02938192367267295, -0.1297552123758893], [0.026738991827665957, -0.12364496114969481], [0.02425934994576897, -0.11773496375408495], [0.02194272795611828, -0.11200265911580799], [0.019842117729779764, -0.10640304752074632], [0.017906126893406142, -0.10096008433015714], [0.016133519902600684, -0.09566720180704563], [0.014531098314167204, -0.09051424105179637], [0.013072087250615079, -0.08550561700495016], [0.011738349338915773, -0.08064742502115642], [0.010540304415924932, -0.0759417928262166], [0.009443584596096689, -0.07137715405619184], [0.00840278888561369, -0.06696887749129399], [0.007435689667594042, -0.06270633165784942], [0.00658539127180978, -0.05856874582657806], [0.005824762217877965, -0.05455733702419384], [0.0051110238104911275, -0.05067245661137351], [0.004417383743956322, -0.04691371254662946], [0.0037773282080487028, -0.04327011868445499], [0.003217520384404226, -0.039731082770909906], [0.002719069014061373, -0.03629368379844824], [0.002268570942758418, -0.032960769416016666], [0.0018576649805066492, -0.02973207113599398], [0.0014904723328803876, -0.02660074977370551], [0.0011913848958964338, -0.02356186086571618], [0.0009473812685143665, -0.020614624736104342], [0.0007211218951008764, -0.017759904460955694], [0.00046348798424136175, -0.014997933671292181], [0.00022912183523994672, -0.012322869326430575], [0.00013566637548083373, -0.009723699676141007], [7.174516815588526e-05, -0.0072004074889777435], [2.6692156484881332e-05, -0.004752140803436785], [7.2290816219982e-06, -0.00237765205605623], [0.0, 0.0], [2.2542905320914804e-05, 0.002226872531525004], [9.047762292248614e-05, 0.004583908067867854], [0.00021773435152873497, 0.007022535484760899], [0.00037851270540780857, 0.009535102448112728], [0.0005252442209795076, 0.012129575076115172], [0.0006946396979166039, 0.014808125122884354], [0.0008919248923585485, 0.017570400571814554], [0.0011272018405165047, 0.02041438278921362], [0.0014427655131141696, 0.023342087908333035], [0.00181338455124589, 0.026361552787422256], [0.0021932996572168167, 0.029478861135252544], [0.002599834432490176, 0.03269391069518765], [0.003068941537279468, 0.03600649288710277], [0.003622070097470791, 0.03941311910716202], [0.004232544098952921, 0.042917769188221946], [0.0048671282884540515, 0.04653396162691964], [0.00552434598005537, 0.050268734222769396], [0.0062293749263962845, 0.05411623422819296], [0.007030011306269575, 0.05807128986354799], [0.007941228816062611, 0.06214510403700621], [0.008904132602111236, 0.06635082135723976], [0.009895388385196963, 0.0707061639477877], [0.010960749336029385, 0.0752019333029988], [0.012155759238984857, 0.07983096241802037], [0.013482213820544259, 0.08460553311629032], [0.014916748847848783, 0.08953717344197322], [0.016495592433853224, 0.09460006306133788], [0.018255489237547023, 0.09978918205545623], [0.02017855434279312, 0.10511742199942169], [0.022276238842829872, 0.11058075058002902], [0.024566985974855474, 0.11617782636677419], [0.02700100107312701, 0.12194564718892326], [0.029600451707149228, 0.12788838536537253], [0.032411760774493946, 0.13398532441714725], [0.0354559380958861, 0.1402233193225447], [0.03866175258010263, 0.14667651893395955], [0.04207326179580897, 0.15331199442926352], [0.04577781352356584, 0.1600790807306346], [0.04978987336309414, 0.16696247239101364], [0.05408729720830031, 0.17399319803235372], [0.05869021140088007, 0.18116047294454196], [0.06357556961615504, 0.18850688180036723], [0.06881562244123164, 0.19595470659252295], [0.0744523113577368, 0.2034604191657432], [0.08045030075726962, 0.21108713295468343], [0.08681147335590271, 0.2188288782522619], [0.0935866129634275, 0.22662710383141146], [0.10080434238889077, 0.23442516537240107], [0.10848959518310745, 0.2 | 3D array of the non-dimensional x and y airfoil coordinates of the airfoils interpolated along span for n_span stations. The leading edge is place at x=0 and y=0.
blade.opt_var.s_opt_twist | output |  | [0.0, 0.034482758620689655, 0.06896551724137931, 0.10344827586206896, 0.13793103448275862, 0.1724137931034483, 0.20689655172413793, 0.24137931034482757, 0.27586206896551724, 0.3103448275862069, 0.3448275862068966, 0.3793103448275862, 0.41379310344827586, 0.4482758620689655, 0.48275862068965514, 0.5172413793103449, 0.5517241379310345, 0.5862068965517241, 0.6206896551724138, 0.6551724137931034, 0.6896551724137931, 0.7241379310344828, 0.7586206896551724, 0.7931034482758621, 0.8275862068965517, 0.8620689655172413, 0.896551724137931, 0.9310344827586207, 0.9655172413793103, 1.0]
blade.opt_var.s_opt_chord | output |  | [0.0, 0.034482758620689655, 0.06896551724137931, 0.10344827586206896, 0.13793103448275862, 0.1724137931034483, 0.20689655172413793, 0.24137931034482757, 0.27586206896551724, 0.3103448275862069, 0.3448275862068966, 0.3793103448275862, 0.41379310344827586, 0.4482758620689655, 0.48275862068965514, 0.5172413793103449, 0.5517241379310345, 0.5862068965517241, 0.6206896551724138, 0.6551724137931034, 0.6896551724137931, 0.7241379310344828, 0.7586206896551724, 0.7931034482758621, 0.8275862068965517, 0.8620689655172413, 0.896551724137931, 0.9310344827586207, 0.9655172413793103, 1.0]
blade.opt_var.twist_opt | output | rad | [0.27217629557079365, 0.2703213611890718, 0.256799564764236, 0.2327155229387189, 0.20321731641546886, 0.1732589091471034, 0.14740155387210616, 0.12742646107176153, 0.10871460898629608, 0.09126428560094875, 0.07584972929275118, 0.06295038726312087, 0.05200766129122833, 0.04228858599827693, 0.033587020259345804, 0.025633480184089865, 0.0184400219280952, 0.01209021726759452, 0.006201760506518447, 0.00031992263151258093, -0.006211367073939275, -0.014504119313560162, -0.023986689985735336, -0.032325206696798774, -0.03736348292490616, -0.037945785000536754, -0.03678035236750884, -0.03399755916765491, -0.029012617364700573, -0.021683756060763528]
blade.opt_var.chord_opt | output | m | [5.2, 5.2265040720520535, 5.319400683825207, 5.4580745530036845, 5.603038107463281, 5.718286587458929, 5.764630606410189, 5.715053106286686, 5.539182293334066, 5.290780459215475, 5.034005694445184, 4.815660040795825, 4.623237527554848, 4.432040224442178, 4.2451981651395, 4.065767388212587, 3.896040232078195, 3.7350841723423227, 3.5792063535409593, 3.4245801420565267, 3.267946590725438, 3.111859691750389, 2.957140175463699, 2.800021994595202, 2.6367899876098777, 2.4641317667059357, 2.2834502451238916, 2.0956817072301495, 1.9024851146667074, 0.5000000000000001]
blade.opt_var.af_position | output |  | [0.0, 0.02, 0.15, 0.24517031675566095, 0.3288439506472435, 0.4391793464459161, 0.5376714071084352, 0.6382076569163737, 0.7717438522715817, 1.0]
blade.opt_var.s_opt_layer_0 | output |  | [0.0, 0.034482758620689655, 0.06896551724137931, 0.10344827586206896, 0.13793103448275862, 0.1724137931034483, 0.20689655172413793, 0.24137931034482757, 0.27586206896551724, 0.3103448275862069, 0.3448275862068966, 0.3793103448275862, 0.41379310344827586, 0.4482758620689655, 0.48275862068965514, 0.5172413793103449, 0.5517241379310345, 0.5862068965517241, 0.6206896551724138, 0.6551724137931034, 0.6896551724137931, 0.7241379310344828, 0.7586206896551724, 0.7931034482758621, 0.8275862068965517, 0.8620689655172413, 0.896551724137931, 0.9310344827586207, 0.9655172413793103, 1.0]
blade.opt_var.layer_0_opt | output | m | [0.001, 0.001, 0.001, 0.001, 0.001, 0.001, 0.001, 0.001, 0.001, 0.001, 0.001, 0.001, 0.001, 0.001, 0.001, 0.001, 0.001, 0.001, 0.001, 0.001, 0.001, 0.001, 0.001, 0.001, 0.001, 0.001, 0.001, 0.001, 0.001, 0.001]
blade.opt_var.s_opt_layer_1 | output |  | [0.0, 0.034482758620689655, 0.06896551724137931, 0.10344827586206896, 0.13793103448275862, 0.1724137931034483, 0.20689655172413793, 0.24137931034482757, 0.27586206896551724, 0.3103448275862069, 0.3448275862068966, 0.3793103448275862, 0.41379310344827586, 0.4482758620689655, 0.48275862068965514, 0.5172413793103449, 0.5517241379310345, 0.5862068965517241, 0.6206896551724138, 0.6551724137931034, 0.6896551724137931, 0.7241379310344828, 0.7586206896551724, 0.7931034482758621, 0.8275862068965517, 0.8620689655172413, 0.896551724137931, 0.9310344827586207, 0.9655172413793103, 1.0]
blade.opt_var.layer_1_opt | output | m | [0.05, 0.0408222184063085, 0.03227313926048303, 0.024145972694482237, 0.015705569687762155, 0.008780100035772388, 0.00479635850055312, 0.0031297240664340336, 0.0022826917804419063, 0.0020369729079713524, 0.0020007460905738872, 0.002000037059269053, 0.002000000495532114, 0.0020000000000000608, 0.002, 0.002, 0.002, 0.002, 0.002, 0.002, 0.002, 0.002, 0.002, 0.002, 0.0017994981851164914, 0.0013159487984171954, 0.0010438809038808864, 0.001001931909619958, 0.001, 0.001]
blade.opt_var.s_opt_layer_2 | output |  | [0.0, 0.034482758620689655, 0.06896551724137931, 0.10344827586206896, 0.13793103448275862, 0.1724137931034483, 0.20689655172413793, 0.24137931034482757, 0.27586206896551724, 0.3103448275862069, 0.3448275862068966, 0.3793103448275862, 0.41379310344827586, 0.4482758620689655, 0.48275862068965514, 0.5172413793103449, 0.5517241379310345, 0.5862068965517241, 0.6206896551724138, 0.6551724137931034, 0.6896551724137931, 0.7241379310344828, 0.7586206896551724, 0.7931034482758621, 0.8275862068965517, 0.8620689655172413, 0.896551724137931, 0.9310344827586207, 0.9655172413793103, 1.0]
blade.opt_var.layer_2_opt | output | m | [0.0001, 0.004419878334477179, 0.015090822119312248, 0.030382105124484426, 0.04744079152205518, 0.06353773283159729, 0.07594813593145543, 0.08316374510452554, 0.08936990874530398, 0.09447030393782439, 0.09767621042889293, 0.09829737923548582, 0.09732816699112329, 0.09510225437702131, 0.09225052519827547, 0.08925817046710618, 0.08634924135483835, 0.08326351521775043, 0.07969892747853398, 0.07545926234514862, 0.06996616697984069, 0.06112109490616299, 0.04860983245173956, 0.03553265093318574, 0.024710213639477004, 0.01776948594807157, 0.01195955439742918, 0.006954287330510351, 0.003327560264074706, 0.0010000000000001236]
blade.opt_var.s_opt_layer_3 | output |  | [0.0, 0.034482758620689655, 0.06896551724137931, 0.10344827586206896, 0.13793103448275862, 0.1724137931034483, 0.20689655172413793, 0.24137931034482757, 0.27586206896551724, 0.3103448275862069, 0.3448275862068966, 0.3793103448275862, 0.41379310344827586, 0.4482758620689655, 0.48275862068965514, 0.5172413793103449, 0.5517241379310345, 0.5862068965517241, 0.6206896551724138, 0.6551724137931034, 0.6896551724137931, 0.7241379310344828, 0.7586206896551724, 0.7931034482758621, 0.8275862068965517, 0.8620689655172413, 0.896551724137931, 0.9310344827586207, 0.9655172413793103, 1.0]
blade.opt_var.layer_3_opt | output | m | [0.0001, 0.004419878334477179, 0.015090822119312248, 0.030382105124484426, 0.04744079152205518, 0.06353773283159729, 0.07594813593145543, 0.08316374510452554, 0.08936990874530398, 0.09447030393782439, 0.09767621042889293, 0.09829737923548582, 0.09732816699112329, 0.09510225437702131, 0.09225052519827547, 0.08925817046710618, 0.08634924135483835, 0.08326351521775043, 0.07969892747853398, 0.07545926234514862, 0.06996616697984069, 0.06112109490616299, 0.04860983245173956, 0.03553265093318574, 0.024710213639477004, 0.01776948594807157, 0.01195955439742918, 0.006954287330510351, 0.003327560264074706, 0.0010000000000001236]
blade.opt_var.s_opt_layer_4 | output |  | [0.0, 0.034482758620689655, 0.06896551724137931, 0.10344827586206896, 0.13793103448275862, 0.1724137931034483, 0.20689655172413793, 0.24137931034482757, 0.27586206896551724, 0.3103448275862069, 0.3448275862068966, 0.3793103448275862, 0.41379310344827586, 0.4482758620689655, 0.48275862068965514, 0.5172413793103449, 0.5517241379310345, 0.5862068965517241, 0.6206896551724138, 0.6551724137931034, 0.6896551724137931, 0.7241379310344828, 0.7586206896551724, 0.7931034482758621, 0.8275862068965517, 0.8620689655172413, 0.896551724137931, 0.9310344827586207, 0.9655172413793103, 1.0]
blade.opt_var.layer_4_opt | output | m | [0.0, 0.0, 0.0, 0.002996816779346709, 0.0029458128078817744, 0.002896551724137931, 0.0028472906403940877, 0.0027980295566502455, 0.0027487684729064037, 0.0026995073891625623, 0.002650246305418719, 0.0026009852216748765, 0.0025517241379310347, 0.0025024630541871933, 0.0024532019704433497, 0.0024039408866995075, 0.002354679802955666, 0.002305418719211824, 0.0022561576354679803, 0.002206896551724138, 0.002157635467980296, 0.002108374384236454, 0.0020591133004926104, 0.002012755077250901, 0.0, 0.0, 0.0, 0.0, 0.0, 0.0]
blade.opt_var.s_opt_layer_5 | output |  | [0.0, 0.034482758620689655, 0.06896551724137931, 0.10344827586206896, 0.13793103448275862, 0.1724137931034483, 0.20689655172413793, 0.24137931034482757, 0.27586206896551724, 0.3103448275862069, 0.3448275862068966, 0.3793103448275862, 0.41379310344827586, 0.4482758620689655, 0.48275862068965514, 0.5172413793103449, 0.5517241379310345, 0.5862068965517241, 0.6206896551724138, 0.6551724137931034, 0.6896551724137931, 0.7241379310344828, 0.7586206896551724, 0.7931034482758621, 0.8275862068965517, 0.8620689655172413, 0.896551724137931, 0.9310344827586207, 0.9655172413793103, 1.0]
blade.opt_var.layer_5_opt | output | m | [0.0, 0.0, 0.004791725569902692, 0.014412995467259384, 0.027047460650643354, 0.03045990214853375, 0.03, 0.03, 0.03, 0.03, 0.03, 0.03, 0.03, 0.03, 0.03, 0.03, 0.029771622514482537, 0.022712924291608143, 0.01506313277081732, 0.007701969096218487, 0.004634878249282575, 0.0031057808675626557, 0.0020040105889382307, 0.0002636147262998891, 0.0, 0.0, 0.0, 0.0, 0.0, 0.0]
blade.opt_var.s_opt_layer_6 | output |  | [0.0, 0.034482758620689655, 0.06896551724137931, 0.10344827586206896, 0.13793103448275862, 0.1724137931034483, 0.20689655172413793, 0.24137931034482757, 0.27586206896551724, 0.3103448275862069, 0.3448275862068966, 0.3793103448275862, 0.41379310344827586, 0.4482758620689655, 0.48275862068965514, 0.5172413793103449, 0.5517241379310345, 0.5862068965517241, 0.6206896551724138, 0.6551724137931034, 0.6896551724137931, 0.7241379310344828, 0.7586206896551724, 0.7931034482758621, 0.8275862068965517, 0.8620689655172413, 0.896551724137931, 0.9310344827586207, 0.9655172413793103, 1.0]
blade.opt_var.layer_6_opt | output | m | [0.0, 0.0, 0.004791725569902692, 0.014412995467259384, 0.027047460650643354, 0.03045990214853375, 0.03, 0.03, 0.03, 0.03, 0.03, 0.03, 0.03, 0.03, 0.03, 0.03, 0.029771622514482537, 0.022712924291608143, 0.01506313277081732, 0.007701969096218487, 0.004634878249282575, 0.0031057808675626557, 0.0020040105889382307, 0.0002636147262998891, 0.0, 0.0, 0.0, 0.0, 0.0, 0.0]
blade.opt_var.s_opt_layer_7 | output |  | [0.0, 0.034482758620689655, 0.06896551724137931, 0.10344827586206896, 0.13793103448275862, 0.1724137931034483, 0.20689655172413793, 0.24137931034482757, 0.27586206896551724, 0.3103448275862069, 0.3448275862068966, 0.3793103448275862, 0.41379310344827586, 0.4482758620689655, 0.48275862068965514, 0.5172413793103449, 0.5517241379310345, 0.5862068965517241, 0.6206896551724138, 0.6551724137931034, 0.6896551724137931, 0.7241379310344828, 0.7586206896551724, 0.7931034482758621, 0.8275862068965517, 0.8620689655172413, 0.896551724137931, 0.9310344827586207, 0.9655172413793103, 1.0]
blade.opt_var.layer_7_opt | output | m | [0.0, 0.0, 0.0, 0.059824922864068986, 0.05701970443349754, 0.054310344827586204, 0.05160098522167486, 0.048891625615763545, 0.04618226600985221, 0.0434729064039409, 0.04076354679802956, 0.03805418719211823, 0.03534482758620689, 0.03263546798029556, 0.02992610837438424, 0.027216748768472895, 0.02450738916256158, 0.021798029556650257, 0.019088669950738914, 0.016379310344827588, 0.013669950738916255, 0.010960591133004929, 0.008251231527093606, 0.005630111038532382, 0.0, 0.0, 0.0, 0.0, 0.0, 0.0]
blade.opt_var.s_opt_layer_8 | output |  | [0.0, 0.034482758620689655, 0.06896551724137931, 0.10344827586206896, 0.13793103448275862, 0.1724137931034483, 0.20689655172413793, 0.24137931034482757, 0.27586206896551724, 0.3103448275862069, 0.3448275862068966, 0.3793103448275862, 0.41379310344827586, 0.4482758620689655, 0.48275862068965514, 0.5172413793103449, 0.5517241379310345, 0.5862068965517241, 0.6206896551724138, 0.6551724137931034, 0.6896551724137931, 0.7241379310344828, 0.7586206896551724, 0.7931034482758621, 0.8275862068965517, 0.8620689655172413, 0.896551724137931, 0.9310344827586207, 0.9655172413793103, 1.0]
blade.opt_var.layer_8_opt | output | m | [0.0, 0.0, 0.0, 0.059824922864068986, 0.05701970443349754, 0.054310344827586204, 0.05160098522167486, 0.048891625615763545, 0.04618226600985221, 0.0434729064039409, 0.04076354679802956, 0.03805418719211823, 0.03534482758620689, 0.03263546798029556, 0.02992610837438424, 0.027216748768472895, 0.02450738916256158, 0.021798029556650257, 0.019088669950738914, 0.016379310344827588, 0.013669950738916255, 0.010960591133004929, 0.008251231527093606, 0.005630111038532382, 0.0, 0.0, 0.0, 0.0, 0.0, 0.0]
blade.opt_var.s_opt_layer_9 | output |  | [0.0, 0.034482758620689655, 0.06896551724137931, 0.10344827586206896, 0.13793103448275862, 0.1724137931034483, 0.20689655172413793, 0.24137931034482757, 0.27586206896551724, 0.3103448275862069, 0.3448275862068966, 0.3793103448275862, 0.41379310344827586, 0.4482758620689655, 0.48275862068965514, 0.5172413793103449, 0.5517241379310345, 0.5862068965517241, 0.6206896551724138, 0.6551724137931034, 0.6896551724137931, 0.7241379310344828, 0.7586206896551724, 0.7931034482758621, 0.8275862068965517, 0.8620689655172413, 0.896551724137931, 0.9310344827586207, 0.9655172413793103, 1.0]
blade.opt_var.layer_9_opt | output | m | [0.0, 0.0, 0.0, 0.059824922864068986, 0.05701970443349754, 0.054310344827586204, 0.05160098522167486, 0.048891625615763545, 0.04618226600985221, 0.0434729064039409, 0.04076354679802956, 0.03805418719211823, 0.03534482758620689, 0.03263546798029556, 0.02992610837438424, 0.027216748768472895, 0.02450738916256158, 0.021798029556650257, 0.019088669950738914, 0.016379310344827588, 0.013669950738916255, 0.010960591133004929, 0.008251231527093606, 0.005630111038532382, 0.0, 0.0, 0.0, 0.0, 0.0, 0.0]
blade.opt_var.s_opt_layer_10 | output |  | [0.0, 0.034482758620689655, 0.06896551724137931, 0.10344827586206896, 0.13793103448275862, 0.1724137931034483, 0.20689655172413793, 0.24137931034482757, 0.27586206896551724, 0.3103448275862069, 0.3448275862068966, 0.3793103448275862, 0.41379310344827586, 0.4482758620689655, 0.48275862068965514, 0.5172413793103449, 0.5517241379310345, 0.5862068965517241, 0.6206896551724138, 0.6551724137931034, 0.6896551724137931, 0.7241379310344828, 0.7586206896551724, 0.7931034482758621, 0.8275862068965517, 0.8620689655172413, 0.896551724137931, 0.9310344827586207, 0.9655172413793103, 1.0]
blade.opt_var.layer_10_opt | output | m | [0.0, 0.0, 0.0, 0.059824922864068986, 0.05701970443349754, 0.054310344827586204, 0.05160098522167486, 0.048891625615763545, 0.04618226600985221, 0.0434729064039409, 0.04076354679802956, 0.03805418719211823, 0.03534482758620689, 0.03263546798029556, 0.02992610837438424, 0.027216748768472895, 0.02450738916256158, 0.021798029556650257, 0.019088669950738914, 0.016379310344827588, 0.013669950738916255, 0.010960591133004929, 0.008251231527093606, 0.005630111038532382, 0.0, 0.0, 0.0, 0.0, 0.0, 0.0]
blade.opt_var.s_opt_layer_11 | output |  | [0.0, 0.034482758620689655, 0.06896551724137931, 0.10344827586206896, 0.13793103448275862, 0.1724137931034483, 0.20689655172413793, 0.24137931034482757, 0.27586206896551724, 0.3103448275862069, 0.3448275862068966, 0.3793103448275862, 0.41379310344827586, 0.4482758620689655, 0.48275862068965514, 0.5172413793103449, 0.5517241379310345, 0.5862068965517241, 0.6206896551724138, 0.6551724137931034, 0.6896551724137931, 0.7241379310344828, 0.7586206896551724, 0.7931034482758621, 0.8275862068965517, 0.8620689655172413, 0.896551724137931, 0.9310344827586207, 0.9655172413793103, 1.0]
blade.opt_var.layer_11_opt | output | m | [0.05, 0.0408222184063085, 0.03227313926048303, 0.024145972694482237, 0.015705569687762155, 0.008780100035772388, 0.00479635850055312, 0.0031297240664340336, 0.0022826917804419063, 0.0020369729079713524, 0.0020007460905738872, 0.002000037059269053, 0.002000000495532114, 0.0020000000000000608, 0.002, 0.002, 0.002, 0.002, 0.002, 0.002, 0.002, 0.002, 0.002, 0.002, 0.0017994981851164914, 0.0013159487984171954, 0.0010438809038808864, 0.001001931909619958, 0.001, 0.001]
blade.opt_var.s_opt_layer_12 | output |  | [0.0, 0.034482758620689655, 0.06896551724137931, 0.10344827586206896, 0.13793103448275862, 0.1724137931034483, 0.20689655172413793, 0.24137931034482757, 0.27586206896551724, 0.3103448275862069, 0.3448275862068966, 0.3793103448275862, 0.41379310344827586, 0.4482758620689655, 0.48275862068965514, 0.5172413793103449, 0.5517241379310345, 0.5862068965517241, 0.6206896551724138, 0.6551724137931034, 0.6896551724137931, 0.7241379310344828, 0.7586206896551724, 0.7931034482758621, 0.8275862068965517, 0.8620689655172413, 0.896551724137931, 0.9310344827586207, 0.9655172413793103, 1.0]
blade.opt_var.layer_12_opt | output | m | [0.0, 0.0, 0.0, 0.001996067786251817, 0.0019330628803245443, 0.001872210953346856, 0.001811359026369168, 0.001750507099391481, 0.0016896551724137933, 0.0016288032454361057, 0.0015679513184584176, 0.0015070993914807298, 0.0014462474645030427, 0.001385395537525355, 0.0013245436105476676, 0.0012636916835699796, 0.0012028397565922919, 0.0011419878296146041, 0.0010811359026369164, 0.001020283975659229, 0.0009594320486815414, 0.0008985801217038539, 0.0008377281947261663, 0.0007768762677484787, 0.0007160243407707911, 0.0006551724137931035, 0.000594320486815416, 0.0005380493880995532, 0.0, 0.0]
blade.opt_var.s_opt_layer_13 | output |  | [0.0, 0.034482758620689655, 0.06896551724137931, 0.10344827586206896, 0.13793103448275862, 0.1724137931034483, 0.20689655172413793, 0.24137931034482757, 0.27586206896551724, 0.3103448275862069, 0.3448275862068966, 0.3793103448275862, 0.41379310344827586, 0.4482758620689655, 0.48275862068965514, 0.5172413793103449, 0.5517241379310345, 0.5862068965517241, 0.6206896551724138, 0.6551724137931034, 0.6896551724137931, 0.7241379310344828, 0.7586206896551724, 0.7931034482758621, 0.8275862068965517, 0.8620689655172413, 0.896551724137931, 0.9310344827586207, 0.9655172413793103, 1.0]
blade.opt_var.layer_13_opt | output | m | [0.0, 0.0, 0.0, 0.04290038391837936, 0.041304259634888436, 0.03976267748478701, 0.038221095334685595, 0.036679513184584164, 0.035137931034482754, 0.03359634888438133, 0.032054766734279906, 0.0305131845841785, 0.02897160243407708, 0.02743002028397566, 0.025888438133874248, 0.02434685598377282, 0.022805273833671404, 0.021263691683569976, 0.020037030057826286, 0.02, 0.02, 0.02, 0.02, 0.02, 0.02, 0.02, 0.02, 0.02, 0.0, 0.0]
blade.opt_var.s_opt_layer_14 | output |  | [0.0, 0.034482758620689655, 0.06896551724137931, 0.10344827586206896, 0.13793103448275862, 0.1724137931034483, 0.20689655172413793, 0.24137931034482757, 0.27586206896551724, 0.3103448275862069, 0.3448275862068966, 0.3793103448275862, 0.41379310344827586, 0.4482758620689655, 0.48275862068965514, 0.5172413793103449, 0.5517241379310345, 0.5862068965517241, 0.6206896551724138, 0.6551724137931034, 0.6896551724137931, 0.7241379310344828, 0.7586206896551724, 0.7931034482758621, 0.8275862068965517, 0.8620689655172413, 0.896551724137931, 0.9310344827586207, 0.9655172413793103, 1.0]
blade.opt_var.layer_14_opt | output | m | [0.0, 0.0, 0.0, 0.001996067786251817, 0.0019330628803245443, 0.001872210953346856, 0.001811359026369168, 0.001750507099391481, 0.0016896551724137933, 0.0016288032454361057, 0.0015679513184584176, 0.0015070993914807298, 0.0014462474645030427, 0.001385395537525355, 0.0013245436105476676, 0.0012636916835699796, 0.0012028397565922919, 0.0011419878296146041, 0.0010811359026369164, 0.001020283975659229, 0.0009594320486815414, 0.0008985801217038539, 0.0008377281947261663, 0.0007768762677484787, 0.0007160243407707911, 0.0006551724137931035, 0.000594320486815416, 0.0005380493880995532, 0.0, 0.0]
blade.opt_var.s_opt_layer_15 | output |  | [0.0, 0.034482758620689655, 0.06896551724137931, 0.10344827586206896, 0.13793103448275862, 0.1724137931034483, 0.20689655172413793, 0.24137931034482757, 0.27586206896551724, 0.3103448275862069, 0.3448275862068966, 0.3793103448275862, 0.41379310344827586, 0.4482758620689655, 0.48275862068965514, 0.5172413793103449, 0.5517241379310345, 0.5862068965517241, 0.6206896551724138, 0.6551724137931034, 0.6896551724137931, 0.7241379310344828, 0.7586206896551724, 0.7931034482758621, 0.8275862068965517, 0.8620689655172413, 0.896551724137931, 0.9310344827586207, 0.9655172413793103, 1.0]
blade.opt_var.layer_15_opt | output | m | [0.0, 0.0, 0.0, 0.001996067786251817, 0.0019330628803245443, 0.001872210953346856, 0.001811359026369168, 0.001750507099391481, 0.0016896551724137933, 0.0016288032454361057, 0.0015679513184584176, 0.0015070993914807298, 0.0014462474645030427, 0.001385395537525355, 0.0013245436105476676, 0.0012636916835699796, 0.0012028397565922919, 0.0011419878296146041, 0.0010811359026369164, 0.001020283975659229, 0.0009594320486815414, 0.0008985801217038539, 0.0008377281947261663, 0.0007768762677484787, 0.0007160243407707911, 0.0006551724137931035, 0.000594320486815416, 0.0005380493880995532, 0.0, 0.0]
blade.opt_var.s_opt_layer_16 | output |  | [0.0, 0.034482758620689655, 0.06896551724137931, 0.10344827586206896, 0.13793103448275862, 0.1724137931034483, 0.20689655172413793, 0.24137931034482757, 0.27586206896551724, 0.3103448275862069, 0.3448275862068966, 0.3793103448275862, 0.41379310344827586, 0.4482758620689655, 0.48275862068965514, 0.5172413793103449, 0.5517241379310345, 0.5862068965517241, 0.6206896551724138, 0.6551724137931034, 0.6896551724137931, 0.7241379310344828, 0.7586206896551724, 0.7931034482758621, 0.8275862068965517, 0.8620689655172413, 0.896551724137931, 0.9310344827586207, 0.9655172413793103, 1.0]
blade.opt_var.layer_16_opt | output | m | [0.0, 0.0, 0.0, 0.04290038391837936, 0.041304259634888436, 0.03976267748478701, 0.038221095334685595, 0.036679513184584164, 0.035137931034482754, 0.03359634888438133, 0.032054766734279906, 0.0305131845841785, 0.02897160243407708, 0.02743002028397566, 0.025888438133874248, 0.02434685598377282, 0.022805273833671404, 0.021263691683569976, 0.020037030057826286, 0.02, 0.02, 0.02, 0.02, 0.02, 0.02, 0.02, 0.02, 0.02, 0.0, 0.0]
blade.opt_var.s_opt_layer_17 | output |  | [0.0, 0.034482758620689655, 0.06896551724137931, 0.10344827586206896, 0.13793103448275862, 0.1724137931034483, 0.20689655172413793, 0.24137931034482757, 0.27586206896551724, 0.3103448275862069, 0.3448275862068966, 0.3793103448275862, 0.41379310344827586, 0.4482758620689655, 0.48275862068965514, 0.5172413793103449, 0.5517241379310345, 0.5862068965517241, 0.6206896551724138, 0.6551724137931034, 0.6896551724137931, 0.7241379310344828, 0.7586206896551724, 0.7931034482758621, 0.8275862068965517, 0.8620689655172413, 0.896551724137931, 0.9310344827586207, 0.9655172413793103, 1.0]
blade.opt_var.layer_17_opt | output | m | [0.0, 0.0, 0.0, 0.001996067786251817, 0.0019330628803245443, 0.001872210953346856, 0.001811359026369168, 0.001750507099391481, 0.0016896551724137933, 0.0016288032454361057, 0.0015679513184584176, 0.0015070993914807298, 0.0014462474645030427, 0.001385395537525355, 0.0013245436105476676, 0.0012636916835699796, 0.0012028397565922919, 0.0011419878296146041, 0.0010811359026369164, 0.001020283975659229, 0.0009594320486815414, 0.0008985801217038539, 0.0008377281947261663, 0.0007768762677484787, 0.0007160243407707911, 0.0006551724137931035, 0.000594320486815416, 0.0005380493880995532, 0.0, 0.0]
blade.outer_shape_bem.af_position | output |  | [0.0, 0.02, 0.15, 0.24517031675566095, 0.3288439506472435, 0.4391793464459161, 0.5376714071084352, 0.6382076569163737, 0.7717438522715817, 1.0] | 1D array of the non dimensional positions of the airfoils af_used defined along blade span.
blade.outer_shape_bem.s | output |  | [0.0, 0.034482758620689655, 0.06896551724137931, 0.10344827586206896, 0.13793103448275862, 0.1724137931034483, 0.20689655172413793, 0.24137931034482757, 0.27586206896551724, 0.3103448275862069, 0.3448275862068966, 0.3793103448275862, 0.41379310344827586, 0.4482758620689655, 0.48275862068965514, 0.5172413793103449, 0.5517241379310345, 0.5862068965517241, 0.6206896551724138, 0.6551724137931034, 0.6896551724137931, 0.7241379310344828, 0.7586206896551724, 0.7931034482758621, 0.8275862068965517, 0.8620689655172413, 0.896551724137931, 0.9310344827586207, 0.9655172413793103, 1.0] | 1D array of the non-dimensional spanwise grid defined along blade axis (0-blade root, 1-blade tip)
blade.outer_shape_bem.chord | output | m | [5.2, 5.2265040720520535, 5.319400683825207, 5.4580745530036845, 5.603038107463281, 5.718286587458929, 5.764630606410189, 5.715053106286686, 5.539182293334066, 5.290780459215475, 5.034005694445184, 4.815660040795825, 4.623237527554848, 4.432040224442178, 4.2451981651395, 4.065767388212587, 3.896040232078195, 3.7350841723423227, 3.5792063535409593, 3.4245801420565267, 3.267946590725438, 3.111859691750389, 2.957140175463699, 2.800021994595202, 2.6367899876098777, 2.4641317667059357, 2.2834502451238916, 2.0956817072301495, 1.9024851146667074, 0.5000000000000001] | 1D array of the chord values defined along blade span.
blade.outer_shape_bem.twist | output | rad | [0.27217629557079365, 0.2703213611890718, 0.256799564764236, 0.2327155229387189, 0.20321731641546886, 0.1732589091471034, 0.14740155387210616, 0.12742646107176153, 0.10871460898629608, 0.09126428560094875, 0.07584972929275118, 0.06295038726312087, 0.05200766129122833, 0.04228858599827693, 0.033587020259345804, 0.025633480184089865, 0.0184400219280952, 0.01209021726759452, 0.006201760506518447, 0.00031992263151258093, -0.006211367073939275, -0.014504119313560162, -0.023986689985735336, -0.032325206696798774, -0.03736348292490616, -0.037945785000536754, -0.03678035236750884, -0.03399755916765491, -0.029012617364700573, -0.021683756060763528] | 1D array of the twist values defined along blade span. The twist is defined positive for negative rotations around the z axis (the same as in BeamDyn).
blade.outer_shape_bem.pitch_axis | output |  | [0.5045454545454545, 0.478272788275845, 0.4467037271357153, 0.4143671733690558, 0.3852340324213114, 0.35900232277705957, 0.3387088845446817, 0.3251668513770255, 0.3165684415629794, 0.3109012710840118, 0.3068353469556881, 0.3029298546845621, 0.2984498424070107, 0.294050797638603, 0.2906618358638823, 0.2884710521324488, 0.28784166497695546, 0.28831579012827324, 0.2901546214955529, 0.293228374804286, 0.2972374968685465, 0.3019960315194374, 0.30725011193605684, 0.312567265034242, 0.31843498972288176, 0.32575139297419775, 0.3342661884039118, 0.3437327016266949, 0.35493038748272737, 0.36818181818181805] | 1D array of the chordwise position of the pitch axis (0-LE, 1-TE), defined along blade span.
blade.outer_shape_bem.r_thick_yaml_interp | output |  | [0.0, 0.0, 0.0, 0.0, 0.0, 0.0, 0.0, 0.0, 0.0, 0.0, 0.0, 0.0, 0.0, 0.0, 0.0, 0.0, 0.0, 0.0, 0.0, 0.0, 0.0, 0.0, 0.0, 0.0, 0.0, 0.0, 0.0, 0.0, 0.0, 0.0] | 1D array of the relative thickness values defined along blade span.
blade.outer_shape_bem.ref_axis | output | m | [[0.0, 0.0, 0.0], [0.034295923985786604, 0.0, 4.0344827586206895], [0.08329262571797669, 0.0, 8.068965517241379], [0.1392555188551465, 0.0, 12.10344827586207], [0.19190331656176873, 0.0, 16.13793103448276], [0.232028257864551, 0.0, 20.17241379310345], [0.24918042933165166, 0.0, 24.20689655172414], [0.2496141741724728, 0.0, 28.24137931034483], [0.24625256887234165, 0.0, 32.27586206896552], [0.2404720106240574, 0.0, 36.310344827586206], [0.23297926741790076, 0.0, 40.3448275862069], [0.2179571400171469, 0.0, 44.37931034482759], [0.17712118065470675, 0.0, 48.41379310344827], [0.10030156784192272, 0.0, 52.44827586206897], [1.126605912840715e-05, 0.0, 56.48275862068965], [-0.11231262929473985, 0.0, 60.51724137931035], [-0.24379916019447512, 0.0, 64.55172413793103], [-0.4153387722179258, 0.0, 68.58620689655173], [-0.6207684349190539, 0.0, 72.62068965517241], [-0.8462432424369124, 0.0, 76.6551724137931], [-1.0798464372334413, 0.0, 80.68965517241381], [-1.3290155919297535, 0.0, 84.72413793103449], [-1.6021369821922977, 0.0, 88.75862068965516], [-1.8948995248383433, 0.0, 92.79310344827587], [-2.201796716438755, 0.0, 96.82758620689654], [-2.5227281124194536, 0.0, 100.86206896551724], [-2.8639215886652067, 0.0, 104.89655172413794], [-3.2248356445430946, 0.0, 108.9310344827586], [-3.6046563533868463, 0.0, 112.9655172413793], [-3.9999999999999996, 0.0, 116.99999999999999]] | 2D array of the coordinates (x,y,z) of the blade reference axis, defined along blade span. The coordinate system is the one of BeamDyn: it is placed at blade root with x pointing the suction side of the blade, y pointing the trailing edge and z along the blade span. A standard configuration will have negative x values (prebend), if swept positive y values, and positive z values.
blade.pa.twist_param | output | rad | [0.27217629557079365, 0.2703213611890718, 0.256799564764236, 0.2327155229387189, 0.20321731641546886, 0.1732589091471034, 0.14740155387210616, 0.12742646107176153, 0.10871460898629608, 0.09126428560094875, 0.07584972929275118, 0.06295038726312087, 0.05200766129122833, 0.04228858599827693, 0.033587020259345804, 0.025633480184089865, 0.0184400219280952, 0.01209021726759452, 0.006201760506518447, 0.00031992263151258093, -0.006211367073939275, -0.014504119313560162, -0.023986689985735336, -0.032325206696798774, -0.03736348292490616, -0.037945785000536754, -0.03678035236750884, -0.03399755916765491, -0.029012617364700573, -0.02168375606076353] | 1D array of the twist values defined along blade span. The twist is the result of the parameterization.
blade.pa.chord_param | output | m | [5.2, 5.2265040720520535, 5.319400683825207, 5.4580745530036845, 5.603038107463281, 5.718286587458929, 5.764630606410189, 5.715053106286686, 5.539182293334066, 5.290780459215475, 5.034005694445184, 4.815660040795825, 4.623237527554848, 4.432040224442178, 4.2451981651395, 4.065767388212587, 3.896040232078195, 3.7350841723423227, 3.5792063535409593, 3.4245801420565267, 3.267946590725438, 3.111859691750389, 2.957140175463699, 2.800021994595202, 2.6367899876098777, 2.4641317667059357, 2.2834502451238916, 2.0956817072301495, 1.9024851146667074, 0.5000000000000001] | 1D array of the chord values defined along blade span. The chord is the result of the parameterization.
blade.pa.max_chord_constr | output |  | [1.0947368421052632, 1.1003166467478007, 1.1198738281737277, 1.149068326948144, 1.1795869699922696, 1.2038498078860902, 1.2136064434547766, 1.2031690750077235, 1.1661436407019086, 1.1138485177295738, 1.0597906725147754, 1.0138231664833315, 0.9733131636957575, 0.9330610998825639, 0.8937259295030525, 0.8559510290973866, 0.8202189962269885, 0.7863335099668047, 0.7535171270612546, 0.720964240432953, 0.6879887559421975, 0.6551283561579766, 0.6225558264134103, 0.5894783146516215, 0.5551136816020795, 0.5187645824644075, 0.4807263673945035, 0.4411961488905578, 0.4005231820350963, 0.10526315789473686] | 1D array of the ratio between chord values and maximum chord along blade span.
blade.pa.slope_chord_constr | output |  | [-1.0, -1.0, -1.0, -1.0, -1.0, -1.0, -1.0, -1.0, -1.0, -1.0, -1.0, -1.0, -0.19119730311266991, -0.18684205930267872, -0.179430776926913, -0.1697271561343916, -0.16095605973587235, -0.15587781880136342, -0.15462621148443256, -0.15663355133108858, -0.15608689897504924, -0.1547195162866899, -0.15711818086849716, -0.16323200698532414, -0.172658220903942, -0.1806815215820441, -0.18776853789374215, -0.19319659256344202, -1.4024851146667072] | 1D array of the difference between one chord point and the other. If larger than 0, chord is growing along span. It can be used as constraint to achieve monotically decreasing chord
blade.ps.layer_thickness_param | output | m | [[0.001, 0.001, 0.001, 0.001, 0.001, 0.001, 0.001, 0.001, 0.001, 0.001, 0.001, 0.001, 0.001, 0.001, 0.001, 0.001, 0.001, 0.001, 0.001, 0.001, 0.001, 0.001, 0.001, 0.001, 0.001, 0.001, 0.001, 0.001, 0.001, 0.001], [0.05, 0.0408222184063085, 0.03227313926048303, 0.024145972694482237, 0.015705569687762155, 0.008780100035772388, 0.00479635850055312, 0.0031297240664340336, 0.0022826917804419063, 0.0020369729079713524, 0.0020007460905738872, 0.002000037059269053, 0.002000000495532114, 0.0020000000000000608, 0.002, 0.002, 0.002, 0.002, 0.002, 0.002, 0.002, 0.002, 0.002, 0.002, 0.0017994981851164914, 0.0013159487984171954, 0.0010438809038808864, 0.001001931909619958, 0.001, 0.001], [0.0001, 0.004419878334477179, 0.015090822119312248, 0.030382105124484426, 0.04744079152205518, 0.06353773283159729, 0.07594813593145543, 0.08316374510452554, 0.08936990874530398, 0.09447030393782439, 0.09767621042889293, 0.09829737923548582, 0.09732816699112329, 0.09510225437702131, 0.09225052519827547, 0.08925817046710618, 0.08634924135483835, 0.08326351521775043, 0.07969892747853398, 0.07545926234514862, 0.06996616697984069, 0.06112109490616299, 0.04860983245173956, 0.03553265093318574, 0.024710213639477004, 0.01776948594807157, 0.01195955439742918, 0.006954287330510351, 0.003327560264074706, 0.0010000000000001236], [0.0001, 0.004419878334477179, 0.015090822119312248, 0.030382105124484426, 0.04744079152205518, 0.06353773283159729, 0.07594813593145543, 0.08316374510452554, 0.08936990874530398, 0.09447030393782439, 0.09767621042889293, 0.09829737923548582, 0.09732816699112329, 0.09510225437702131, 0.09225052519827547, 0.08925817046710618, 0.08634924135483835, 0.08326351521775043, 0.07969892747853398, 0.07545926234514862, 0.06996616697984069, 0.06112109490616299, 0.04860983245173956, 0.03553265093318574, 0.024710213639477004, 0.01776948594807157, 0.01195955439742918, 0.006954287330510351, 0.003327560264074706, 0.0010000000000001236], [0.0, 0.0, 0.0, 0.002996816779346709, 0.0029458128078817744, 0.002896551724137931, 0.0028472906403940877, 0.0027980295566502455, 0.0027487684729064037, 0.0026995073891625623, 0.002650246305418719, 0.0026009852216748765, 0.0025517241379310347, 0.0025024630541871933, 0.0024532019704433497, 0.0024039408866995075, 0.002354679802955666, 0.002305418719211824, 0.0022561576354679803, 0.002206896551724138, 0.002157635467980296, 0.002108374384236454, 0.0020591133004926104, 0.002012755077250901, 0.0, 0.0, 0.0, 0.0, 0.0, 0.0], [0.0, 0.0, 0.004791725569902692, 0.014412995467259384, 0.027047460650643354, 0.03045990214853375, 0.03, 0.03, 0.03, 0.03, 0.03, 0.03, 0.03, 0.03, 0.03, 0.03, 0.029771622514482537, 0.022712924291608143, 0.01506313277081732, 0.007701969096218487, 0.004634878249282575, 0.0031057808675626557, 0.0020040105889382307, 0.0002636147262998891, 0.0, 0.0, 0.0, 0.0, 0.0, 0.0], [0.0, 0.0, 0.004791725569902692, 0.014412995467259384, 0.027047460650643354, 0.03045990214853375, 0.03, 0.03, 0.03, 0.03, 0.03, 0.03, 0.03, 0.03, 0.03, 0.03, 0.029771622514482537, 0.022712924291608143, 0.01506313277081732, 0.007701969096218487, 0.004634878249282575, 0.0031057808675626557, 0.0020040105889382307, 0.0002636147262998891, 0.0, 0.0, 0.0, 0.0, 0.0, 0.0], [0.0, 0.0, 0.0, 0.059824922864068986, 0.05701970443349754, 0.054310344827586204, 0.05160098522167486, 0.048891625615763545, 0.04618226600985221, 0.0434729064039409, 0.04076354679802956, 0.03805418719211823, 0.03534482758620689, 0.03263546798029556, 0.02992610837438424, 0.027216748768472895, 0.02450738916256158, 0.021798029556650257, 0.019088669950738914, 0.016379310344827588, 0.013669950738916255, 0.010960591133004929, 0.008251231527093606, 0.005630111038532382, 0.0, 0.0, 0.0, 0.0, 0.0, 0.0], [0.0, 0.0, 0.0, 0.059824922864068986, 0.05701970443349754, 0.054310344827586204, 0.05160098522167486, 0.048891625615763545, 0.04618226600985221, 0.0434729064039409, 0.04076354679802956, 0.03805418719211823, 0.03534482758620689, 0.03263546798029556, 0.02992610837438424, 0.027216748768472895, 0.02450738916256158, 0.021798029556650257, 0.019088669950738914, 0.016379310344827588, 0.013669950738916255, 0.010960591133004929, 0.008251231527093606, 0.005630111038532382, 0.0, 0.0, 0.0, 0.0, 0.0, 0.0], [0.0, 0.0, 0.0, 0.059824922864068986, 0.05701970443349754, 0.054310344827586204, 0.05160098522167486, 0.048891625615763545, 0.04618226600985221, 0.0434729064039409, 0.04076354679802956, 0.03805418719211823, 0.03534482758620689, 0.03263546798029556, 0.02992610837438424, 0.027216748768472895, 0.02450738916256158, 0.021798029556650257, 0.019088669950738914, 0.016379310344827588, 0.013669950738916255, 0.010960591133004929, 0.008251231527093606, 0.005630111038532382, 0.0, 0.0, 0.0, 0.0, 0.0, 0.0], [0.0, 0.0, 0.0, 0.059824922864068986, 0.05701970443349754, 0.054310344827586204, 0.05160098522167486, 0.048891625615763545, 0.04618226600985221, 0.0434729064039409, 0.04076354679802956, 0.03805418719211823, 0.03534482758620689, 0.03263546798029556, 0.02992610837438424, 0.027216748768472895, 0.02450738916256158, 0.021798029556650257, 0.019088669950738914, 0.016379310344827588, 0.013669950738916255, 0.010960591133004929, 0.008251231527093606, 0.005630111038532382, 0.0, 0.0, 0.0, 0.0, 0.0, 0.0], [0.05, 0.0408222184063085, 0.03227313926048303, 0.024145972694482237, 0.015705569687762155, 0.008780100035772388, 0.00479635850055312, 0.0031297240664340336, 0.0022826917804419063, 0.0020369729079713524, 0.0020007460905738872, 0.002000037059269053, 0.002000000495532114, 0.0020000000000000608, 0.002, 0.002, 0.002, 0.002, 0.002, 0.002, 0.002, 0.002, 0.002, 0.002, 0.0017994981851164914, 0.0013159487984171954, 0.0010438809038808864, 0.001001931909619958, 0.001, 0.001], [0.0, 0.0, 0.0, 0.001996067786251817, 0.0019330628803245443, 0.001872210953346856, 0.001811359026369168, 0.001750507099391481, 0.0016896551724137933, 0.0016288032454361057, 0.0015679513184584176, 0.0015070993914807298, 0.0014462474645030427, 0.001385395537525355, 0.0013245436105476676, 0.0012636916835699796, 0.0012028397565922919, 0.0011419878296146041, 0.0010811359026369164, 0.001020283975659229, 0.0009594320486815414, 0.0008985801217038539, 0.0008377281947261663, 0.0007768762677484787, 0.0007160243407707911, 0.0006551724137931035, 0.000594320486815416, 0.0005380493880995532, 0.0, 0.0], [0.0, 0.0, 0.0, 0.04290038391837936, 0.041304259634888436, 0.03976267748478701, 0.038221095334685595, 0.036679513184584164, 0.035137931034482754, 0.03359634888438133, 0.032054766734279906, 0.0305131845841785, 0.02897160243407708, 0.02743002028397566, 0.025888438133874248, 0.02434685598377282, 0.022805273833671404, 0.021263691683569976, 0.020037030057826286, 0.02, 0.02, 0.02, 0.02, 0.02, 0.02, 0.02, 0.02, 0.02, 0.0, 0.0], [0.0, 0.0, 0.0, 0.001996067786251817, 0.0019330628803245443, 0.001872210953346856, 0.001811359026369168, 0.001750507099391481, 0.0016896551724137933, 0.0016288032454361057, 0.0015679513184584176, 0.0015070993914807298, 0.0014462474645030427, 0.001385395537525355, 0.0013245436105476676, 0.0012636916835699796, 0.0012028397565922919, 0.0011419878296146041, 0.0010811359026369164, 0.001020283975659229, 0.0009594320486815414, 0.0008985801217038539, 0.0008377281947261663, 0.0007768762677484787, 0.0007160243407707911, 0.0006551724137931035, 0.000594320486815416, 0.0005380493880995532, 0.0, 0.0], [0.0, 0.0, 0.0, 0.001996067786251817, 0.0019330628803245443, 0.001872210953346856, 0.001811359026369168, 0.001750507099391481, 0.0016896551724137933, 0.0016288032454361057, 0.0015679513184584176, 0.0015070993914807298, 0.0014462474645030427, 0.001385395537525355, 0.0013245436105476676, 0.0012636916835699796, 0.0012028397565922919, 0.0011419878296146041, 0.0010811359026369164, 0.001020283975659229, 0.0009594320486815414, 0.0008985801217038539, 0.0008377281947261663, 0.0007768762677484787, 0.0007160243407707911, 0.0006551724137931035, 0.000594320486815416, 0.0005380493880995532, 0.0, 0.0], [0.0, 0.0, 0.0, 0.04290038391837936, 0.041304259634888436, 0.03976267748478701, 0.038221095334685595, 0.036679513184584164, 0.035137931034482754, 0.03359634888438133, 0.032054766734279906, 0.0305131845841785, 0.02897160243407708, 0.02743002028397566, 0.025888438133874248, 0.02434685598377282, 0.022805273833671404, 0.021263691683569976, 0.020037030057826286, 0.02, 0.02, 0.02, 0.02, 0.02, 0.02, 0.02, 0.02, 0.02, 0.0, 0.0], [0.0, 0.0, 0.0, 0.001996067786251817, 0.0019330628803245443, 0.001872210953346856, 0.001811359026369168, 0.001750507099391481, 0.0016896551724137933, 0.0016288032454361057, 0.0015679513184584176, 0.0015070993914807298, 0.0014462474645030427, 0.001385395537525355, 0.0013245436105476676, 0.0012636916835699796, 0.0012028397565922919, 0.0011419878296146041, 0.0010811359026369164, 0.001020283975659229, 0.0009594320486815414, 0.0008985801217038539, 0.0008377281947261663, 0.0007768762677484787, 0.0007160243407707911, 0.0006551724137931035, 0.000594320486815416, 0.0005380493880995532, 0.0, 0.0]] | 2D array of the thickness of the layers of the blade structure after the parametrization. The first dimension represents each layer, the second dimension represents each entry along blade span.
bos.plant_turbine_spacing | output |  | 7 | Distance between turbines in rotor diameters
bos.plant_row_spacing | output |  | 7 | Distance between turbine rows in rotor diameters
bos.commissioning_cost_kW | output | USD/kW | 44
bos.decommissioning_cost_kW | output | USD/kW | 58
bos.distance_to_substation | output | km | 1
bos.distance_to_interconnection | output | km | 8.5
bos.site_distance | output | km | 115
bos.distance_to_landfall | output | km | 50
bos.port_cost_per_month | output | USD/mo | 2000000
bos.site_auction_price | output | USD | 100000000
bos.site_assessment_cost | output | USD | 50000000
bos.boem_review_cost | output | USD | 0
bos.installation_plan_cost | output | USD | 1000000
bos.construction_plan_cost | output | USD | 250000
bos.construction_insurance | output | USD/kW | 44
bos.construction_financing | output | USD/kW | 183
bos.contingency | output | USD/kW | 316
configuration.rated_power | output | W | 15000000 | Electrical rated power of the generator.
configuration.lifetime | output | year | 25 | Turbine design lifetime.
configuration.rotor_diameter_user | output | m | 241.94 | Diameter of the rotor specified by the user. It is defined as two times the blade length plus the hub diameter.
configuration.hub_height_user | output | m | 150 | Height of the hub center over the ground (land-based) or the mean sea level (offshore) specified by the user.
configuration.ws_class | output | n/a | I | IEC wind turbine class. I - offshore, II coastal, III - land-based, IV - low wind speed site.
configuration.turb_class | output | n/a | B | IEC wind turbine category. A - high turbulence intensity (land-based), B - mid turbulence, C - low turbulence (offshore).
configuration.gearbox_type | output | n/a | direct_drive | Gearbox configuration (geared, direct-drive, etc.).
configuration.rotor_orientation | output | n/a | upwind | Rotor orientation, either upwind or downwind.
configuration.upwind | output | n/a | TRUE | Convenient boolean for upwind (True) or downwind (False).
configuration.n_blades | output | n/a | 3 | Number of blades of the rotor.
control.V_in | output | m/s | 3 | Cut in wind speed. This is the wind speed where region II begins.
control.V_out | output | m/s | 25 | Cut out wind speed. This is the wind speed where region III ends.
control.minOmega | output | rad/s | 0.5236 | Minimum allowed rotor speed.
control.maxOmega | output | rad/s | 0.79168 | Maximum allowed rotor speed.
control.max_TS | output | m/s | 95 | Maximum allowed blade tip speed.
control.max_pitch_rate | output | rad/s | 0.034907 | Maximum allowed blade pitch rate
control.max_torque_rate | output | N*m/s | 1500000 | Maximum allowed generator torque rate
control.rated_TSR | output |  | 9 | Constant tip speed ratio in region II.
control.rated_pitch | output | rad | 0 | Constant pitch angle in region II.
control.ps_percent | output |  | 0.8 | Scalar applied to the max thrust within RotorSE for peak thrust shaving.
control.fix_pitch_regI12 | output | n/a | FALSE | If True, pitch is fixed in region I1/2, i.e. when min rpm is enforced.
costs.offset_tcc_per_kW | output | USD/kW | 0 | Offset to turbine capital cost
costs.bos_per_kW | output | USD/kW | 4053 | Balance of station/plant capital cost
costs.opex_per_kW | output | USD/kW/year | 137 | Average annual operational expenditures of the turbine
costs.wake_loss_factor | output |  | 0.15 | The losses in AEP due to waked conditions
costs.fixed_charge_rate | output |  | 0.056 | Fixed charge rate for coe calculation
costs.labor_rate | output | USD/h | 58.8
costs.painting_rate | output | USD/m**2 | 30
costs.blade_mass_cost_coeff | output | USD/kg | 14.6
costs.hub_mass_cost_coeff | output | USD/kg | 3.9
costs.pitch_system_mass_cost_coeff | output | USD/kg | 22.1
costs.spinner_mass_cost_coeff | output | USD/kg | 11.1
costs.lss_mass_cost_coeff | output | USD/kg | 11.9
costs.bearing_mass_cost_coeff | output | USD/kg | 4.5
costs.gearbox_torque_cost | output | USD/kN/m | 50
costs.hss_mass_cost_coeff | output | USD/kg | 6.8
costs.generator_mass_cost_coeff | output | USD/kg | 12.4
costs.bedplate_mass_cost_coeff | output | USD/kg | 2.9
costs.yaw_mass_cost_coeff | output | USD/kg | 8.3
costs.converter_mass_cost_coeff | output | USD/kg | 18.8
costs.transformer_mass_cost_coeff | output | USD/kg | 18.8
costs.hvac_mass_cost_coeff | output | USD/kg | 124
costs.cover_mass_cost_coeff | output | USD/kg | 5.7
costs.elec_connec_machine_rating_cost_coeff | output | USD/kW | 41.85
costs.platforms_mass_cost_coeff | output | USD/kg | 17.1
costs.tower_mass_cost_coeff | output | USD/kg | 2.9
costs.controls_machine_rating_cost_coeff | output | USD/kW | 21.15
costs.crane_cost | output | USD | 12000
costs.electricity_price | output | USD/kW/h | 0.04
costs.reserve_margin_price | output | USD/kW/year | 120
costs.capacity_credit | output |  | 1
costs.benchmark_price | output | USD/kW/h | 0.071
costs.turbine_number | output | n/a | 40 | Number of turbines at plant
env.rho_air | output | kg/m**3 | 1.225 | Density of air
env.mu_air | output | kg/m/s | 1.81e-05 | Dynamic viscosity of air
env.shear_exp | output |  | 0.12 | Shear exponent of the wind.
env.speed_sound_air | output | m/s | 340 | Speed of sound in air.
env.weibull_k | output |  | 2 | Shape parameter of the Weibull probability density function of the wind.
env.rho_water | output | kg/m**3 | 1025 | Density of ocean water
env.mu_water | output | kg/m/s | 0.0013351 | Dynamic viscosity of ocean water
env.water_depth | output | m | 30 | Water depth for analysis. Values > 0 mean offshore
env.Hsig_wave | output | m | 4.52 | Significant wave height
env.Tsig_wave | output | s | 9.45 | Significant wave period
env.G_soil | output | N/m**2 | 140000000 | Shear stress of soil
env.nu_soil | output |  | 0.4 | Poisson ratio of soil
generator.generator_mass_user | output | kg | 0
generator.B_r | output | T | 1.279
generator.P_Fe0e | output | W/kg | 1
generator.P_Fe0h | output | W/kg | 4
generator.S_N | output |  | -0.002
generator.alpha_p | output |  | 1.0996
generator.b_r_tau_r | output |  | 0.45
generator.b_ro | output | m | 0.004
generator.b_s_tau_s | output |  | 0.45
generator.b_so | output | m | 0.004
generator.cofi | output |  | 0.9
generator.freq | output | Hz | 60
generator.h_i | output | m | 0.004
generator.h_sy0 | output |  | 0
generator.h_w | output | m | 0.005
generator.k_fes | output |  | 0.8
generator.k_fillr | output |  | 0.55
generator.k_fills | output |  | 0.65
generator.k_s | output |  | 0.2
generator.mu_0 | output | m*kg/s**2/A**2 | 1.2566e-06
generator.mu_r | output | m*kg/s**2/A**2 | 1.06
generator.p | output |  | 100
generator.phi | output | rad | 1.5708
generator.ratio_mw2pp | output |  | 0.8
generator.resist_Cu | output | ohm/m | 2.52e-08
generator.sigma | output | Pa | 60000
generator.y_tau_p | output |  | 0.8
generator.y_tau_pr | output |  | 0.83333
generator.I_0 | output | A | 0
generator.d_r | output | m | 0
generator.h_m | output | m | 0.099539
generator.h_0 | output | m | 0.05
generator.h_s | output | m | 0.37694
generator.len_s | output | m | 2.2396
generator.n_r | output |  | 0
generator.rad_ag | output | m | 5.1262
generator.t_wr | output | m | 0
generator.n_s | output |  | 0
generator.b_st | output | m | 0
generator.d_s | output | m | 0
generator.t_ws | output | m | 0
generator.rho_Copper | output | kg/m**3 | 8900
generator.rho_Fe | output | kg/m**3 | 7700
generator.rho_Fes | output | kg/m**3 | 7850
generator.rho_PM | output | kg/m**3 | 7450
generator.C_Cu | output | USD/kg | 4.786
generator.C_Fe | output | USD/kg | 0.556
generator.C_Fes | output | USD/kg | 0.50139
generator.C_PM | output | USD/kg | 50
generator.N_c | output |  | 2
generator.b | output |  | 2
generator.c | output |  | 5
generator.E_p | output | V | 1905.2559
generator.h_yr | output | m | 0.036176
generator.h_ys | output | m | 0.036181
generator.h_sr | output | m | 0.046771 | Structural Mass
generator.h_ss | output | m | 0.046508
generator.t_r | output | m | 0.060766
generator.t_s | output | m | 0.060652
generator.u_allow_pcent | output |  | 8.5
generator.y_allow_pcent | output |  | 1
generator.z_allow_deg | output | deg | 0.05
generator.B_tmax | output | T | 1.9
generator.m | output | n/a | 3
generator.q1 | output | n/a | 5
generator.q2 | output | n/a | 4
high_level_tower_props.tower_ref_axis | output | m | [[0.0, 0.0, 15.0], [0.0, 0.0, 28.0], [0.0, 0.0, 41.0], [0.0, 0.0, 54.0], [0.0, 0.0, 67.0], [0.0, 0.0, 80.0], [0.0, 0.0, 93.0], [0.0, 0.0, 106.0], [0.0, 0.0, 119.0], [0.0, 0.0, 132.0], [0.0, 0.0, 144.386]] | 2D array of the coordinates (x,y,z) of the tower reference axis. The coordinate system is the global coordinate system of OpenFAST: it is placed at tower base with x pointing downwind, y pointing on the side and z pointing vertically upwards. A standard tower configuration will have zero x and y values and positive z values.
high_level_tower_props.hub_height | output | m | 150 | Height of the hub in the global reference system, i.e. distance rotor center to ground.
hub.radius | output | m | 3.97 | Radius of the hub. It defines the distance of the blade root from the rotor center along the coned line.
hub.cone | output | rad | 0.069813 | Cone angle of the rotor. It defines the angle between the rotor plane and the blade pitch axis. A standard machine has positive values.
hub.flange_t2shell_t | output |  | 6
hub.flange_OD2hub_D | output |  | 0.6
hub.flange_ID2flange_OD | output |  | 0.8
hub.hub_stress_concentration | output |  | 3
hub.clearance_hub_spinner | output | m | 0.5
hub.spin_hole_incr | output |  | 1.2
hub.pitch_system_scaling_factor | output |  | 0.75
hub.hub_in2out_circ | output |  | 1.2
hub.hub_shell_mass_user | output | kg | 0
hub.spinner_mass_user | output | kg | 0
hub.pitch_system_mass_user | output | kg | 0
hub.n_front_brackets | output | n/a | 5
hub.n_rear_brackets | output | n/a | 5
hub.hub_material | output | n/a | cast_iron
hub.spinner_material | output | n/a | glass_uni
materials.ply_t | output | m | [0.0, 0.0, 0.0, 0.0, 0.005, 0.005158730158730159, 0.001, 0.001, 0.0, 0.0, 0.0] | 1D array of the ply thicknesses of the materials. Non-composite materials are kept at 0.
materials.fvf | output |  | [0.0, 0.0, 0.0, 0.0, 0.57, 0.1076923076923077, 0.57, 0.57, 0.0, 0.0, 0.0] | 1D array of the non-dimensional fiber volume fraction of the composite materials. Non-composite materials are kept at 0.
materials.fwf | output |  | [0.0, 0.0, 0.0, 0.0, 0.7450682696347697, 0.15889029003783103, 0.7450682696347697, 0.7450682696347697, 0.0, 0.0, 0.0] | 1D array of the non-dimensional fiber weight- fraction of the composite materials. Non-composite materials are kept at 0.
materials.E | output | Pa | [[3440000000.0, 3440000000.0, 3440000000.0], [200000000000.0, 200000000000.0, 200000000000.0], [205000000000.0, 205000000000.0, 205000000000.0], [118000000000.0, 118000000000.0, 118000000000.0], [44600000000.0, 17000000000.0, 16700000000.0], [114500000000.0, 8390000000.0, 8390000000.0], [11100000000.0, 11100000000.0, 16700000000.0], [28700000000.0, 16600000000.0, 16700000000.0], [129200000.0, 129200000.0, 129200000.0], [1000000.0, 1000000.0, 1000000.0], [4560000.0, 4560000.0, 4560000.0]] | 2D array of the Youngs moduli of the materials. Each row represents a material, the three columns represent E11, E22 and E33.
materials.G | output | Pa | [[1323000000.0, 1323000000.0, 1323000000.0], [79300000000.0, 79300000000.0, 79300000000.0], [80000000000.0, 80000000000.0, 80000000000.0], [47600000000.0, 47600000000.0, 47600000000.0], [3270000000.0, 3480000000.0, 3500000000.0], [5990000000.0, 5990000000.0, 5990000000.0], [13530000000.0, 3490000000.0, 3490000000.0], [8400000000.0, 3490000000.0, 3490000000.0], [48946969.696969695, 48946969.696969695, 48946969.696969695], [312500.0, 312500.0, 312500.0], [1520000.0, 1520000.0, 1520000.0]] | 2D array of the shear moduli of the materials. Each row represents a material, the three columns represent G12, G13 and G23.
materials.nu | output |  | [[0.3, 0.3, 0.3], [0.3, 0.3, 0.3], [0.3, 0.3, 0.3], [0.3, 0.3, 0.3], [0.262, 0.35, 0.264], [0.27, 0.27, 0.27], [0.5, 0.0, 0.066], [0.5, 0.0, 0.17], [0.32, 0.32, 0.32], [0.3, 0.3, 0.3], [0.49, 0.49, 0.49]] | 2D array of the Poisson ratio of the materials. Each row represents a material, the three columns represent nu12, nu13 and nu23.
materials.Xt | output | Pa | [[74.0, 74.0, 74.0], [450000000.0, 450000000.0, 450000000.0], [814000000.0, 814000000.0, 814000000.0], [310000000.0, 310000000.0, 310000000.0], [609200000.0, 38100000.0, 15290000.0], [1546000000.0, 0.0, 0.0], [42900000.0, 42600000.0, 15300000.0], [396000000.0, 76400000.0, 15300000.0], [2083000.0, 2083000.0, 2083000.0], [0.0, 0.0, 0.0], [690000.0, 690000.0, 690000.0]] | 2D array of the Ultimate Tensile Strength (UTS) of the materials. Each row represents a material, the three columns represent Xt12, Xt13 and Xt23.
materials.Xc | output | Pa | [[87.0, 87.0, 87.0], [450000000.0, 450000000.0, 450000000.0], [814000000.0, 814000000.0, 814000000.0], [310000000.0, 310000000.0, 310000000.0], [474710000.0, 112640000.0, 113220000.0], [1047000000.0, 0.0, 0.0], [70700000.0, 70700000.0, 113200000.0], [448900000.0, 174700000.0, 113200000.0], [1563000.0, 1563000.0, 1563000.0], [0.0, 0.0, 0.0], [400000.0, 400000.0, 400000.0]] | 2D array of the Ultimate Compressive Strength (UCS) of the materials. Each row represents a material, the three columns represent Xc12, Xc13 and Xc23.
materials.S | output | Pa | [[21260000.0, 21260000.0, 21260000.0], [0.0, 0.0, 0.0], [0.0, 0.0, 0.0], [0.0, 0.0, 0.0], [18910000.0, 17240000.0, 13160000.0], [0.0, 0.0, 0.0], [103400000.0, 17200000.0, 13200000.0], [103400000.0, 17200000.0, 13200000.0], [1250000.0, 1250000.0, 1250000.0], [0.0, 0.0, 0.0], [310000.0, 310000.0, 310000.0]] | 2D array of the Ultimate Shear Strength (USS) of the materials. Each row represents a material, the three columns represent S12, S13 and S23.
materials.sigma_y | output | Pa | [0.0, 345000000.0, 485000000.0, 265000000.0, 0.0, 0.0, 0.0, 0.0, 0.0, 0.0, 0.0] | Yield stress of the material (in the principle direction for composites).
materials.wohler_exp | output |  | [1.0, 3.0, 3.0, 3.0, 10.0, 16.1, 10.0, 10.0, 1.0, 1.0, 1.0] | Exponent of S-N Wohler fatigue curve in the form of S = A*N^-(1/m).
materials.wohler_intercept | output |  | [87.0, 35534648443.719765, 35534648443.719765, 310000000.0, 609200000.0, 1546000000.0, 113200000.0, 448900000.0, 2083000.0, 0.0, 690000.0] | Stress-intercept (A) of S-N Wohler fatigue curve in the form of S = A*N^-(1/m), taken as ultimate stress unless otherwise specified.
materials.unit_cost | output | USD/kg | [7.23, 0.7, 0.9, 0.5, 1.87, 30.0, 3.0, 2.86, 13.0, 3.63, 9.0] | 1D array of the unit costs of the materials.
materials.waste | output |  | [0.25, 0.0, 0.0, 0.0, 0.05, 0.05, 0.15, 0.15, 0.2, 0.0, 0.0] | 1D array of the non-dimensional waste fraction of the materials.
materials.roll_mass | output | kg | [0.0, 0.0, 0.0, 0.0, 0.0, 0.0, 181.4368, 181.4368, 0.0, 0.0, 0.0] | 1D array of the roll mass of the composite fabrics. Non-composite materials are kept at 0.
materials.orth | output | n/a | [0.0, 0.0, 0.0, 0.0, 1.0, 1.0, 1.0, 1.0, 0.0, 0.0, 0.0] | 1D array of flags to set whether a material is isotropic (0) or orthtropic (1). Each entry represents a material.
nacelle.uptilt | output | rad | 0.10472 | Nacelle uptilt angle. A standard machine has positive values.
nacelle.distance_tt_hub | output | m | 5.614 | Vertical distance from tower top plane to hub flange
nacelle.overhang | output | m | 12.0313 | Horizontal distance from tower top edge to hub flange
nacelle.gearbox_efficiency | output |  | 1 | Efficiency of the gearbox. Set to 1.0 for direct-drive
nacelle.gearbox_mass_user | output | kg | 0 | User override of gearbox mass.
nacelle.gearbox_torque_density | output | N*m/kg | 0 | Torque density of the gearbox.
nacelle.gearbox_radius_user | output | m | 0 | User override of gearbox radius (only used if gearbox_mass_user is > 0).
nacelle.gearbox_length_user | output | m | 0 | User override of gearbox length (only used if gearbox_mass_user is > 0).
nacelle.gear_ratio | output |  | 1 | Total gear ratio of drivetrain (use 1.0 for direct)
nacelle.distance_hub_mb | output | m | 1 | Distance from hub flange to first main bearing along shaft
nacelle.distance_mb_mb | output | m | 1.2 | Distance from first to second main bearing along shaft
nacelle.L_generator | output | m | 2.15 | Generator length along shaft
nacelle.lss_diameter | output | m | [3.0, 3.0] | Diameter of low speed shaft
nacelle.lss_wall_thickness | output | m | [0.1, 0.1] | Thickness of low speed shaft
nacelle.damping_ratio | output |  | 0.005 | Damping ratio for the drivetrain system
nacelle.brake_mass_user | output | kg | 0 | Override regular regression-based calculation of brake mass with this value
nacelle.hvac_mass_coeff | output | kg/kW/m | 0.025 | Regression-based scaling coefficient on machine rating to get HVAC system mass
nacelle.converter_mass_user | output | kg | 0 | Override regular regression-based calculation of converter mass with this value
nacelle.transformer_mass_user | output | kg | 0 | Override regular regression-based calculation of transformer mass with this value
nacelle.mb1_mass_user | output | kg | 0 | Override regular regression-based calculation of first main bearing mass with this value
nacelle.mb2_mass_user | output | kg | 0 | Override regular regression-based calculation of second main bearing mass with this value
nacelle.bedplate_mass_user | output | kg | 0 | Override bottom-up calculation of bedplate mass with this value
nacelle.nose_diameter | output | m | [2.2, 2.2] | Diameter of nose (also called turret or spindle)
nacelle.nose_wall_thickness | output | m | [0.1, 0.1] | Thickness of nose (also called turret or spindle)
nacelle.bedplate_wall_thickness | output | m | [0.05, 0.05, 0.05, 0.05] | Thickness of hollow elliptical bedplate
nacelle.mb1Type | output | n/a | CARB | Type of main bearing: CARB / CRB / SRB / TRB
nacelle.mb2Type | output | n/a | SRB | Type of main bearing: CARB / CRB / SRB / TRB
nacelle.uptower | output | n/a | TRUE | If power electronics are located uptower (True) or at tower base (False)
nacelle.lss_material | output | n/a | steel_drive | Material name identifier for the low speed shaft
nacelle.hss_material | output | n/a | steel | Material name identifier for the high speed shaft
nacelle.bedplate_material | output | n/a | steel_drive | Material name identifier for the bedplate
tower.ref_axis | output | m | [[0.0, 0.0, 15.0], [0.0, 0.0, 28.0], [0.0, 0.0, 41.0], [0.0, 0.0, 54.0], [0.0, 0.0, 67.0], [0.0, 0.0, 80.0], [0.0, 0.0, 93.0], [0.0, 0.0, 106.0], [0.0, 0.0, 119.0], [0.0, 0.0, 132.0], [0.0, 0.0, 144.386]] | 2D array of the coordinates (x,y,z) of the tower reference axis. The coordinate system is the global coordinate system of OpenFAST: it is placed at tower base with x pointing downwind, y pointing on the side and z pointing vertically upwards. A standard tower configuration will have zero x and y values and positive z values.
tower.diameter | output | m | [10.0, 10.0, 9.926, 9.443, 8.833, 8.151, 7.39, 6.909, 6.748, 6.572, 6.5] | 1D array of the outer diameter values defined along the tower axis.
tower.cd | output |  | [0.5, 0.5, 0.5, 0.5, 0.5, 0.5, 0.5, 0.5, 0.5, 0.5, 0.5] | 1D array of the drag coefficients defined along the tower height.
tower.layer_thickness | output | m | [[0.039496, 0.039496, 0.033416, 0.034142, 0.030242, 0.031174, 0.027028, 0.027398, 0.02062, 0.021032, 0.026964000000000002]] | 2D array of the thickness of the layers of the tower structure. The first dimension represents each layer, the second dimension represents each piecewise-constant entry of the tower sections.
tower.outfitting_factor | output |  | 1.07 | Multiplier that accounts for secondary structure mass inside of tower
tower.tower_mass_user | output | kg | 0 | Override bottom-up calculation of total tower mass with this value
tower.layer_name | output | n/a | tower_wall | 1D array of the names of the layers modeled in the tower structure.
tower.layer_mat | output | n/a | steel | 1D array of the names of the materials of each layer modeled in the tower structure.
tower_grid.s | output |  | [0.0, 0.10047454902385111, 0.20094909804770222, 0.30142364707155334, 0.40189819609540445, 0.5023727451192556, 0.6028472941431067, 0.7033218431669578, 0.8037963921908089, 0.90427094121466, 1.0] | 1D array of the non-dimensional grid defined along the tower axis (0-tower base, 1-tower top)
tower_grid.height | output | m | 129.386 | Scalar of the tower height computed along the z axis.
tower_grid.length | output | m | 129.386 | Scalar of the tower length computed along its curved axis. A standard straight tower will be as high as long.
tower_grid.foundation_height | output | m | 15 | Foundation height in respect to the ground level.
drivese.bear1.mb_max_defl_ang | output | rad | 0.0087266
drivese.bear1.mb_mass | output | kg | 48092.0018
drivese.bear1.mb_I | output | kg*m**2 | [59002.874691857956, 29771.954855978252, 29771.954855978252]
drivese.bear2.mb_max_defl_ang | output | rad | 0.078
drivese.bear2.mb_mass | output | kg | 13479.2839
drivese.bear2.mb_I | output | kg*m**2 | [16537.396406511503, 8344.519175063495, 8344.519175063495]
drivese.drivetrain_spring_constant | output | N*m/rad | 69737644923.0506
drivese.drivetrain_damping_coefficient | output | N*m*s/rad | 49368749.2876
drivese.stage_ratios | output |  | [0.0, 0.0, 0.0]
drivese.L_gearbox | output | m | 0
drivese.D_gearbox | output | m | 0
drivese.generator.con_uas | output | m | -0.007622
drivese.generator.con_zas | output | m | 0
drivese.generator.con_yas | output | m | -0.0066664
drivese.generator.con_bst | output | m | 0
drivese.generator.con_uar | output | m | -0.00033433
drivese.generator.con_yar | output | m | -0.010476
drivese.generator.con_zar | output | m | 0
drivese.generator.con_br | output | m | 0
drivese.generator.TCr | output | m**3 | 15.4422
drivese.generator.TCs | output | m**3 | 9.9117
drivese.generator.con_TC2r | output | m**3 | 9.9117
drivese.generator.con_TC2s | output | m**3 | 9.9117
drivese.generator.con_Bsmax | output | T | 1.3682
drivese.generator.K_rad_L | output |  | 0.21845
drivese.generator.K_rad_U | output |  | 0.21845
drivese.generator.D_ratio_L | output |  | 0
drivese.generator.D_ratio_U | output |  | 0
drivese.generator.converter_efficiency | output |  | [0.9854592915412814, 0.9854687336899349, 0.9854751630098132, 0.9854787998897642, 0.9854798437349874, 0.9854784754063387, 0.98547485932709, 0.9854691453088579, 0.985461470139431, 0.9854519589679405, 0.9854407265169314, 0.9854278781460476, 0.985413510788107, 0.9853977137750738, 0.9853805695687469, 0.9853621544087485, 0.9853425388885284, 0.9853217884685437, 0.9852999639344686, 0.9852771218071795]
drivese.generator.transformer_efficiency | output |  | [0.9977490936340827, 0.9976859645407864, 0.9976211962221794, 0.9975547886782619, 0.9974867419090336, 0.9974170559144947, 0.9973457306946452, 0.997272766249485, 0.9971981625790143, 0.9971219196832328, 0.9970440375621408, 0.996964516215738, 0.9968833556440246, 0.9968005558470007, 0.9967161168246661, 0.9966300385770208, 0.9965423211040649, 0.9964529644057983, 0.9963619684822211, 0.9962693333333333]
drivese.generator_efficiency | output |  | [0.9568517253537465, 0.9590700213238917, 0.9608727379984973, 0.9623352876605439, 0.9635146680969358, 0.9644553474222411, 0.9651791795810085, 0.9657487490454666, 0.9661655904246613, 0.9654507689546236, 0.9643974634531308, 0.9634296718277136, 0.9625204287739362, 0.9616893195963291, 0.9608933120650487, 0.960167821864144, 0.9594593373771143, 0.9587858385928276, 0.9581432817409437, 0.9575622131729252]
drivese.generator_cost | output | USD | 5003334.9694
drivese.generator.B_rymax | output | T | 1.6348
drivese.generator.B_trmax | output | T | 0
drivese.generator.B_tsmax | output | T | 0
drivese.generator.B_g1 | output | T | 0
drivese.generator.B_pm1 | output |  | 1.1476
drivese.generator.N_s | output |  | 115
drivese.generator.b_s | output | m | 0.050752
drivese.generator.b_t | output | m | 0.080896
drivese.generator.A_Curcalc | output | mm**2 | 0
drivese.generator.A_Cuscalc | output | mm**2 | 534.5836
drivese.generator.b_m | output |  | 0.12884
drivese.generator.f | output |  | [8.333333333333332, 8.552564994092926, 8.771796654852519, 8.991028315612112, 9.210259976371706, 9.429491637131301, 9.648723297890896, 9.867954958650488, 10.087186619410081, 10.306418280169675, 10.525649940929268, 10.744881601688864, 10.964113262448457, 11.183344923208049, 11.402576583967644, 11.621808244727237, 11.84103990548683, 12.060271566246424, 12.279503227006016, 12.498734887765611]
drivese.generator.I_s | output | A | [1860.5116965607856, 1679.5863476039826, 1505.2501389450454, 1334.2875178542472, 1163.212698984416, 987.4365403003401, 799.4366081199403, 582.6609624254394, 267.3270192366287, 411.03736867076583, 620.5545426887209, 761.4320060097605, 869.1661346337643, 956.1334962970578, 1028.5010572077208, 1089.9068025146044, 1142.7243034343683, 1188.6097433565888, 1228.775460598597, 1264.1412759844475]
drivese.generator.R_s | output | ohm | [0.03928075241445536, 0.038372526925103796, 0.037464301435752224, 0.03655607594640066, 0.035647850457049095, 0.03473962496769752, 0.034058455850683844, 0.03315023036133228, 0.0324690612443186, 0.03178789212730492, 0.031106723010291243, 0.030425553893277568, 0.02997144114860178, 0.029290272031588106, 0.028836159286912317, 0.028154990169898645, 0.02770087742522286, 0.027246764680547077, 0.026792651935871294, 0.026111482818857615]
drivese.generator.L_s | output |  | 0.01948
drivese.generator.J_s | output | A/m**2 | [6.0, 6.0, 6.0, 6.0, 6.0, 6.0, 6.0, 6.0, 6.0, 6.0, 6.0, 6.0, 6.0, 6.0, 6.0, 6.0, 6.0, 6.0, 6.0, 6.0]
drivese.generator.A_1 | output |  | [59958.60193508644, 52876.418404653276, 46266.389550312626, 40017.34664168126, 34019.801652818926, 28143.208951064054, 22338.205443309933, 15846.806963281642, 7121.178687015345, 10719.692618675233, 15837.021864239177, 19006.796125770037, 21372.224019637626, 22976.360325428283, 24332.20425079087, 25175.843970169728, 25970.139633341634, 26570.12037660987, 27010.18301841281, 27081.108814473722]
drivese.generator.Losses | output | W | [420429.88971996953, 384268.07083702827, 354652.01489947026, 330384.2267432817, 310560.20839885296, 294474.7517311287, 281782.7255710573, 271489.5455423446, 263573.34636846953, 273642.6918721694, 289058.20780549035, 303062.5636503545, 316087.01957011205, 327820.46982672263, 338950.2740847218, 348912.6154598313, 358561.9854666672, 367612.5224206804, 376129.57731537765, 383626.45050290215]
drivese.generator.S | output |  | 240
drivese.generator.Slot_aspect_ratio | output |  | 7.4273
drivese.generator.Slot_aspect_ratio1 | output |  | 0
drivese.generator.Slot_aspect_ratio2 | output |  | 0
drivese.generator.J_r | output |  | [0.0, 0.0, 0.0, 0.0, 0.0, 0.0, 0.0, 0.0, 0.0, 0.0, 0.0, 0.0, 0.0, 0.0, 0.0, 0.0, 0.0, 0.0, 0.0, 0.0]
drivese.generator.L_sm | output |  | 0
drivese.generator.Q_r | output |  | 0
drivese.generator.R_R | output |  | 0
drivese.generator.b_r | output |  | 0
drivese.generator.b_tr | output |  | 0
drivese.generator.b_trmin | output |  | 0
drivese.generator.B_symax | output | T | 1.6346
drivese.generator.tau_p | output | m | 0.16105
drivese.generator.q | output | N/m**2 | 768352.1521
drivese.generator.len_ag | output | m | 0.010252
drivese.generator.h_t | output | m | 0.43194
drivese.generator.tau_s | output | m | 0.13394
drivese.generator.J_actual | output | A/m**2 | [2.4609443312090375, 2.2216299465102933, 1.9910311788611748, 1.7648947380101068, 1.5386098904122303, 1.3061064656420953, 1.0574343566613913, 0.7706999075298958, 0.3535999874580186, 0.5436891819681994, 0.8208226730629049, 1.0071647398157728, 1.1496673070423507, 1.264701163631973, 1.3604235066388621, 1.4416463880085326, 1.51150938844943, 1.5722031822430194, 1.6253313589367668, 1.672110588034481]
drivese.generator.T_e | output | N*m | 22187153.3218
drivese.generator.twist_r | output | deg | 0.00044422
drivese.generator.twist_s | output | deg | 9.0676e-05
drivese.generator.Structural_mass_rotor | output | kg | 66168.7507
drivese.generator.Structural_mass_stator | output | kg | 61098.3358
drivese.generator.Mass_tooth_stator | output | kg | 159099.6083
drivese.generator.Mass_yoke_rotor | output | kg | 20554.8981
drivese.generator.Mass_yoke_stator | output | kg | 18292.2134
drivese.hub_system_cost | output | USD | 15625.4169
drivese.constr_hub_diameter | output | m | 0.73467
drivese.spinner.spinner_diameter | output | m | 8.94
drivese.L_lss | output | m | 2.2
drivese.s_generator | output | m | 1.525
drivese.constr_length | output | m | 1.75
drivese.L_nose | output | m | 2.1
drivese.D_bearing1 | output | m | 0.3
drivese.D_bearing2 | output | m | 0.3
drivese.constr_access | output | m | [[0.09999999999999964, 0.0], [0.09999999999999964, 0.0]]
drivese.constr_ecc | output | m | 0.12505
drivese.torq_deflection | output | m | 5.1246e-05
drivese.torq_angle | output | rad | 6.3544e-05
drivese.lss_axial_stress | output | Pa | [[10971651.828351375], [11002614.652470227], [14948350.547614278], [15865705.902502272]]
drivese.lss_shear_stress | output | Pa | [[148792.31666509085], [1141404.7325709518], [14140412.85927202], [69160057.76257655]]
drivese.constr_lss_vonmises | output |  | [[0.039712495294377474], [0.04045118218768417], [0.10382843051778679], [0.4372477624507967]]
drivese.F_torq | output | N | [[-0.0], [-0.0], [-0.0]]
drivese.M_torq | output | N*m | [[76276807.31058288], [-0.0], [-0.0]]
drivese.lss_axial_load2stress | output | m**2 | [1.097620297185484, 0.0, 0.0, 0.0, 1.5643044615470085, 1.5643044615470085]
drivese.lss_shear_load2stress | output | m**2 | [0.0, 1.7777097935356427, 1.7777097935356427, 0.7821522307735043, 0.0, 0.0]
drivese.constr_shaft_deflection | output |  | 0.89937
drivese.constr_shaft_angle | output |  | 0.11152
drivese.hub_E | output | Pa | 118000000000
drivese.hub_G | output | Pa | 47600000000
drivese.hub_rho | output | kg/m**3 | 7200
drivese.hub_Xy | output | Pa | 265000000
drivese.hub_wohler_exp | output |  | 3
drivese.hub_wohler_A | output |  | 310000000
drivese.hub_mat_cost | output | USD/kg | 0.5
drivese.spinner_rho | output | kg/m**3 | 1940
drivese.spinner_Xt | output | Pa | 38100000
drivese.spinner_mat_cost | output | USD/kg | 1.87
drivese.lss_Xt | output | Pa | 814000000
drivese.lss_wohler_exp | output |  | 3
drivese.lss_wohler_A | output |  | 35534648443.7198
drivese.lss_cost | output | USD/kg | 0.9
drivese.hss_E | output | Pa | 0
drivese.hss_G | output | Pa | 0
drivese.hss_rho | output | kg/m**3 | 0
drivese.hss_Xy | output | Pa | 0
drivese.hss_Xt | output | Pa | 0
drivese.hss_wohler_exp | output |  | 0
drivese.hss_wohler_A | output |  | 0
drivese.hss_cost | output | USD/kg | 0
drivese.bedplate_mat_cost | output | USD/kg | 0.9
drivese.cover_length | output | m | 5.5
drivese.cover_height | output | m | 11.6792
drivese.cover_width | output | m | 11.6792
drivese.mean_bearing_mass | output | kg | 30785.6428
drivese.total_bedplate_mass | output | kg | 53149.9969
drivese.above_yaw_mass | output | kg | 644856.5481
drivese.above_yaw_cm | output | m | [-5.124694874749732, -0.14648169738293834, 4.3145021241766965]
drivese.nacelle_I | output | kg*m**2 | [9957241.360858483, 11772170.692421548, 11217741.275678042, 464613.9047339312, 2771143.206988319, -219758.58096310933]
drivese.above_yaw_I | output | kg*m**2 | [9474045.437011357, 10608608.722682478, 10536262.580482084, 484077.04684503353, 2197871.8052924704, -236144.68199621816]
drivese.above_yaw_I_TT | output | kg*m**2 | [21491840.638231635, 39548110.82965121, 27485642.71525939, -5.820766091346741e-11, 16455976.976057284, 171401.81548770773]
drivese.mb1_deflection | output | m | 0.0058249
drivese.mb2_deflection | output | m | 0.0043079
drivese.stator_deflection | output | m | 0.0037669
drivese.mb1_angle | output | rad | -0.00071185
drivese.mb2_angle | output | rad | -0.00066485
drivese.stator_angle | output | rad | 0.00066569
drivese.base_F | output | N | [[3615319.2888011034], [53731.10595411634], [-8918542.438380565]]
drivese.base_M | output | N*m | [[-953093.7955826708], [-34817972.808320194], [6568992.514478389]]
drivese.bedplate_nose_axial_stress | output | Pa | [[30499813.375738807], [32183888.621345498], [34360037.059022136], [37206246.47812778], [40975450.1293616], [46030115.28797094], [52862692.2928999], [61983355.61853951], [73161257.77456117], [82526740.55022323], [78355311.70645474], [36093241.393715374], [31773859.659488175], [13469680.766843278], [4745171.94697387]]
drivese.bedplate_nose_shear_stress | output | Pa | [[9385032.223026663], [5712883.636361159], [2515792.777749746], [6772728.936090751], [11643041.118040062], [17374329.06588057], [24387330.145657957], [33241590.69576675], [44435142.448141105], [57339194.1493671], [67679830.31235458], [35796033.6857533], [24346642.758544672], [23558074.329839043], [23410344.135717142]]
drivese.bedplate_nose_bending_stress | output | Pa | [[16516569.354040084], [17579694.54476114], [19097687.14315082], [21206178.31744465], [24107059.592261277], [28113727.137834728], [33718239.856304534], [41619316.53205644], [52212454.91063606], [62496427.61829772], [60972282.324298084], [0.0], [0.0], [0.0], [0.0]]
drivese.constr_bedplate_vonmises | output |  | [[0.1123222316013072], [0.10715917678210814], [0.10904556508891428], [0.12443911087699246], [0.14827348753515635], [0.18167450321088865], [0.2269378235241736], [0.2874284309335011], [0.36513777666661684], [0.44937447386738905], [0.49643314478342937], [0.25959935738208284], [0.1910603146150939], [0.1554876971400895], [0.1477261888094578]]
drivese.constr_mb1_defl | output |  | 0.081572
drivese.constr_mb2_defl | output |  | 0.0085237
drivese.constr_stator_deflection | output |  | 66.1086
drivese.constr_stator_angle | output |  | 1.1683
drivese.rotor_mass | output | kg | 278047.8688
drivese.rna_mass | output | kg | 951153.3183
drivese.rna_cm | output | m | [-7.339071708278465, -0.09931067885392131, 4.602774677129322]
drivese.rna_I_TT | output | kg*m**2 | [378215916.2797047, 272457709.5852353, 253162902.89681783, 852.6119234136422, 19408702.22344526, 170683.99793084362]
drivese.lss_rpm | output | rpm | [5.0, 5.131538996455756, 5.263077992911512, 5.394616989367268, 5.526155985823024, 5.65769498227878, 5.789233978734536, 5.920772975190292, 6.0523119716460485, 6.183850968101805, 6.315389964557561, 6.446928961013318, 6.578467957469074, 6.71000695392483, 6.841545950380586, 6.973084946836342, 7.104623943292098, 7.236162939747854, 7.36770193620361, 7.499240932659366]
drivese.hss_rpm | output | rpm | [5.0, 5.131538996455756, 5.263077992911512, 5.394616989367268, 5.526155985823024, 5.65769498227878, 5.789233978734536, 5.920772975190292, 6.0523119716460485, 6.183850968101805, 6.315389964557561, 6.446928961013318, 6.578467957469074, 6.71000695392483, 6.841545950380586, 6.973084946836342, 7.104623943292098, 7.236162939747854, 7.36770193620361, 7.499240932659366]
rotorse.rp.AEP | output | kW*h | 85043769.9072 | annual energy production
rotorse.rp.cdf.F | output | m/s | [0.052045379250321044, 0.055840809208978825, 0.05975754365891495, 0.0637939446741963, 0.06794832924185878, 0.07221897043050951, 0.07660409858563244, 0.08110190255043892, 0.08571053091108594, 0.09042809326506496, 0.09525266151154654, 0.10018227116244938, 0.10521492267298949, 0.11034858279044846, 0.11558118591989142, 0.12091063550555448, 0.12633480542661002, 0.1318515414060163, 0.13745866243114624, 0.1431539621848925, 0.14893521048593716, 0.15480015473687958, 0.1607465213789112, 0.1667720173517323, 0.17287433155740672, 0.1790511363268562, 0.18530008888770466, 0.19161883283218606, 0.19800499958384477, 0.20445620986176316, 0.21097007514106614, 0.2175441991084659, 0.22417617911162213, 0.23086360760111435, 0.23760407356383484, 0.24439516394663308, 0.25123446506906144, 0.2581195640240914, 0.26504805006569576, 0.2720175159822088, 0.279025559454409, 0.2860697843972867, 0.29314780228448933, 0.30025723345446453, 0.307395708397345, 0.3145608690216548, 0.32175036989993855, 0.32896187949245215, 0.33619308134808124, 0.3434416752816839, 0.35070537852709205, 0.3579819268650306, 0.36526907572525735, 0.3725646012622469, 0.3798663014037905, 0.38717199687190673, 0.39447953217549914, 0.4017867765742298, 0.4090916250131136, 0.4163919990273729, 0.4236858476171287, 0.43097114809153914, 0.4382459068820327, 0.44550816032431795, 0.4527559754088877, 0.4599874504997723, 0.4672007160213293, 0.4743939351128923, 0.4815653042511405, 0.48871305384007735, 0.49583544876855024, 0.5029307889352667, 0.5099974097413055, 0.5170336825501465, 0.524038015115281, 0.5310088519754909, 0.5379446748179222, 0.5448440028091034, 0.551705392894094, 0.5585274400639744, 0.5653087775919194, 0.5720480772381251, 0.5787440494238851, 0.5853954433751402, 0.5920010472358507, 0.5985596881515651, 0.6050702323235846, 0.6115315850341421, 0.617942690643045, 0.6243025325562421, 0.6306101331668051, 0.6368645537688274, 0.6430648944447697, 0.6492102939267892, 0.6552999294326215, 0.6613330164765809, 0.6673088086562797, 0.6732265974156668, 0.6790857117850058, 0.6848855180984252, 0.6906254196896825, 0.696304856566794, 0.7019233050661954, 0.7074802774871034, 0.7129753217067565, 0.7184080207772218, 0.7237779925044592, 0.7290848890103379, 0.7343283962783078, 0.7395082336834287, 0.7446241535074609, 0.7496759404397283, 0.754663411064459, 0.7595864133353121, 0.7644448260377964, 0.769238558240288, 0.7739675487343443, 0.7786317654650191, 0.7832312049518684, 0.7877658917013382, 0.7922358776112208, 0.7966412413678536, 0.800982087836735, 0.8052585474472185, 0.8094707755719448, 0.8136189519016523, 0.817703279816011, 0.8217239857511025, 0.8256813185641666, 0.8295755488962205, 0.8334069685331474, 0.8371758897658369, 0.8408826447499517, 0.8445275848658779, 0.8481110800794076, 0.851633518303688, 0.8550953047629528, 0.8584968613585493, 0.8618386260377491, 0.8651210521658201, 0.8683446079018285, 0.871509775578613, 0.8746170510873724, 0.8776669432672812, 0.8806599733005387, 0.8835966741132423, 0.886477589782456, 0.8893032749498343, 0.8920742942421447, 0.8947912216990151, 0.89745464020822, 0.9000651409488004, 0.902623322842302, 0.9051297920123942, 0.9075851612531248, 0.9099900495060447, 0.912345081346422, 0.9146508864787571, 0.9169080992417845, 0.9191173581231417, 0.9212793052838681, 0.9233945860928814, 0.9254638486715664, 0.9274877434485979, 0.9294669227251044, 0.9314020402502675, 0.9332937508074376, 0.9351427098108349, 0.936949572912891, 0.9387149956222764, 0.9404396329326427, 0.9421241389621042, 0.9437691666034639, 0.945375367185183, 0.9469433901430828, 0.9484738827027531, 0.9499674895726361, 0.9514248526477415, 0.9528466107239407, 0.9542333992227797, 0.9555858499267381, 0.9569045907248587, 0.9581902453686582, 0.9594434332382261, 0.9606647691184105, 0.9618548629849794, 0.9630143198006451, 0.9641437393208276, 0.9652437159090292, 0.9663148383616869, 0.9673576897423637, 0.9683728472251337, 0.9693608819470124, 0.9703223588692785, 0.9712578366475303, 0.9721678675103134, 0.9730529971461577, 0.9739137645988523, 0.9747507021707901, 0.9755643353342052] | magnitude of wind speed at each z location
rotorse.rp.gust.V_gust | output | m/s | 20.4507 | gust wind speed
rotorse.rp.powercurve.pitch | output | deg | [3.8997860572920002, 3.56030794647192, 2.5500225702013513, 1.488798029790832, 0.666518195089458, 0.2542728120712838, 0.16853068063655569, 0.0, 0.0, 0.0, 0.8715670496729525, 3.640513378918835, 3.751513754330886, 7.602696634894207, 10.677749004547886, 13.412729960157142, 15.968944642479865, 18.399043325686982, 20.71855230522248, 22.926533643474475] | rotor pitch schedule
rotorse.rp.powercurve.P_aero | output | W | [47659.67352066763, 786857.2788724625, 1788914.4043202854, 2825254.9700152026, 3652376.3377007428, 4072810.6498399084, 4160307.1357323895, 4791363.8226162875, 6089937.454677951, 8345740.133677471, 11901723.252495324, 15451199.033349413, 15664778.908209981, 15664822.612900665, 15664780.066797663, 15664779.076702852, 15664571.238911351, 15664914.521304233, 15664820.667199958, 15664779.121249365] | rotor mechanical power
rotorse.rp.powercurve.T | output | N | [201492.69130922924, 395338.0590643259, 614685.7749814116, 808126.3030837296, 946709.553662834, 1013202.1974452389, 1026773.8574524244, 1114693.2897721417, 1307950.0999831883, 1613711.3699288317, 1945070.3659968802, 1945009.539239123, 1945072.4507528571, 1548730.411919598, 1304236.6980757306, 1132760.8793191498, 1004739.6519596791, 906642.5163095098, 830457.3764039406, 770931.2671546384] | rotor aerodynamic thrust
rotorse.rp.powercurve.Q | output | N*m | [91023.27152352204, 1502786.705284685, 3416574.8425904033, 5395839.5276743695, 6975524.978123364, 7778495.366392033, 7945601.345187536, 8953754.10936892, 10506086.014896406, 12962108.000837747, 16377015.06853156, 19675068.916466087, 19947034.78448591, 19947090.436658874, 19947036.259794872, 19947034.999039408, 19946770.34495901, 19947207.46991761, 19947087.95906504, 19947035.055763528] | rotor aerodynamic torque
rotorse.rp.powercurve.M | output | N*m | [5915904.264087204, 10896962.426099133, 16559294.515556596, 21570075.246812534, 25174146.673467897, 26910715.32446205, 27265897.511127092, 29565431.677695155, 34691255.140498966, 42801076.935614556, 51410534.39893679, 50427873.135440476, 50357865.48312092, 38152177.2073006, 30044529.94574038, 23905495.91422371, 18933863.922975473, 14773652.768705921, 11222846.346915983, 8156300.7315025795] | blade root moment
rotorse.rp.powercurve.Cp | output |  | [0.06055495765675245, 0.3462187543056208, 0.4112763050006472, 0.43120776942744, 0.4381349163915138, 0.4402713830599545, 0.44063656260775663, 0.44258393185147127, 0.44483334342794406, 0.4457858524850158, 0.4396701629301126, 0.3861900106245421, 0.3824631989609546, 0.26396481622788903, 0.17907353316553248, 0.12326113664602947, 0.08652323544478588, 0.06211897064602108, 0.04567690662637089, 0.0344182680084321] | rotor electrical power coefficient
rotorse.rp.powercurve.Cp_aero | output |  | [0.06328562477315425, 0.36183115342284705, 0.42982241130273413, 0.45065266579722846, 0.45789218573879653, 0.4601249943006602, 0.46050664126618257, 0.4616463978051709, 0.46164639780517086, 0.4616463978051709, 0.45782216026986344, 0.4033054088662348, 0.3994134301500585, 0.2756633657171141, 0.1870098203566965, 0.12872389690233121, 0.09035782357771659, 0.06487199607837571, 0.047701242900876455, 0.03594363725037849] | rotor aerodynamic power coefficient
rotorse.rp.powercurve.Ct_aero | output |  | [0.8026654348271489, 0.7766306808972298, 0.7833552360596411, 0.783744846436314, 0.7819539152816622, 0.7807699997282185, 0.7805266386706766, 0.7724935210037412, 0.7724935210037412, 0.7724935210037415, 0.7308572342739142, 0.5643418182662833, 0.5556150101338294, 0.3455021860662102, 0.22464102974573966, 0.15210171210823403, 0.10655920360274451, 0.07709534566226998, 0.05752978926690342, 0.0442235310135846] | rotor aerodynamic thrust coefficient
rotorse.rp.powercurve.Cq_aero | output |  | [0.0030117198665758154, 0.024520545717733974, 0.036164577518214155, 0.04346516676867919, 0.0478550931938553, 0.04978625525218116, 0.05016797460305181, 0.051538466447088115, 0.05153846644708812, 0.05153846644708813, 0.051111526393323614, 0.04741585969094892, 0.04732639253600681, 0.036960803097600844, 0.028536316405959494, 0.022246468539838724, 0.017571016272286882, 0.014088379866217268, 0.011477354830085483, 0.00950392446697898] | rotor aerodynamic torque coefficient
rotorse.rp.powercurve.Cm_aero | output |  | [0.19574166147508518, 0.17780265450443639, 0.17528077614150467, 0.1737536694720335, 0.17270544352042358, 0.1722420184180034, 0.17215498166115858, 0.17018079678111303, 0.17018079678111306, 0.1701807967811131, 0.16044870660681018, 0.12152846667296395, 0.11947921758191449, 0.07069377431167898, 0.04298183457599978, 0.0266612487926467, 0.01667875176454042, 0.010434384488706637, 0.006457513497279474, 0.0038861347496237583] | rotor aerodynamic moment coefficient
rotorse.rp.powercurve.ax_induct_rotor | output |  | [0.3497084838311979, 0.29646882105188266, 0.2933355286348405, 0.29302506573175646, 0.2924727478895533, 0.2921488060948346, 0.2920862183532787, 0.28745548157944795, 0.28745548157944784, 0.2874554815794479, 0.2635160153152912, 0.18757133632635972, 0.1841476816089262, 0.109494028491754, 0.0712774210563109, 0.04907759798127639, 0.03514050790072955, 0.025977001201945894, 0.01974052036629556, 0.015379444316939482] | rotor aerodynamic induction
rotorse.rp.powercurve.V_R25 | output | m/s | 10.5556 | region 2.5 transition wind speed
rotorse.rp.powercurve.rated_V | output | m/s | 11.2031 | rated wind speed
rotorse.rp.powercurve.rated_Omega | output | rpm | 7.4992 | rotor rotation speed at rated
rotorse.rp.powercurve.rated_pitch | output | deg | 3.7515 | pitch setting at rated
rotorse.rp.powercurve.rated_T | output | N | 1945072.4508 | rotor aerodynamic thrust at rated
rotorse.rp.powercurve.rated_Q | output | N*m | 19947034.7845 | rotor aerodynamic torque at rated
rotorse.rp.powercurve.rated_mech | output | W | 15664778.9082 | Mechanical shaft power at rated
rotorse.rp.powercurve.ax_induct_regII | output |  | [0.07330693020162533, 0.03898604849075426, 0.06022131822153671, 0.1697178520004689, 0.2217763681028931, 0.2550813169226814, 0.2865654336045539, 0.30248120712031823, 0.3077248259543245, 0.30675164842626407, 0.3061452697583377, 0.303689347521277, 0.30302611006634805, 0.30071282442191566, 0.299029596560341, 0.2976906278216132, 0.29618056723110825, 0.2937072754656464, 0.2911384217745913, 0.28864152060486836, 0.28975417921388713, 0.2910391267278939, 0.2951632685501218, 0.29934909667084625, 0.29795510847872053, 0.2905737139785004, 0.28616851034437185, 0.2929217420223472, 0.33856578306303076, 0.14779107584773213] | rotor axial induction at cut-in wind speed along blade span
rotorse.rp.powercurve.tang_induct_regII | output |  | [-0.07324852356860292, -0.024918908544988398, 0.018410235634489402, 0.07190792297758632, 0.06357099585847406, 0.05171426570053679, 0.04350703349359881, 0.035617986473223055, 0.028737513768032286, 0.023314997456242735, 0.019330130793819022, 0.016234618268499267, 0.01385848661177005, 0.01196554139350301, 0.010424099734621668, 0.009178665745402758, 0.008129293795651027, 0.00730210497508144, 0.0065462711803065425, 0.0058447155846520285, 0.005370512627587579, 0.004893727149807687, 0.0045203537121636305, 0.004192817391963136, 0.0038589538295508144, 0.0035194422091457517, 0.003233206248197309, 0.003038892894096165, 0.0030238140866323303, 0.0016752827539863568] | rotor tangential induction at cut-in wind speed along blade span
rotorse.rp.powercurve.aoa_regII | output | deg | [53.57959083844637, 43.55375894386991, 31.42862495200632, 19.936036881036635, 14.778689563854373, 11.963741613692568, 9.98857882530301, 8.768365847457334, 8.155413550717395, 7.883659101090797, 7.695009490496059, 7.555069700743516, 7.402093013059061, 7.305060569469619, 7.223207766130697, 7.162636450716657, 7.118313438035926, 7.0838448705310855, 7.064531480167205, 7.079121660982396, 7.125554949615431, 7.3001411038983415, 7.54300069965433, 7.74408010484469, 7.822625895974128, 7.707987056086307, 7.481386074924412, 7.092187183529558, 6.318900695515005, 7.106404717694479] | angle of attack distribution along blade span at cut-in wind speed
rotorse.rp.powercurve.L_D | output |  | [0.00028571428571424524, 0.18095747235676937, 1.6659199020908215, 8.517834571655541, 16.177636150787812, 25.735582417958714, 50.39649723453981, 84.79779479527818, 93.01896355025242, 88.3912374865759, 88.33615557590818, 88.77719686095291, 88.89523340868901, 92.98392098272032, 94.4615977359065, 97.85794796656765, 99.2929673806606, 114.08765794262611, 117.62620790198739, 106.80629163695498, 120.59667809816678, 115.39059386484423, 116.74130258537677, 118.78438173245493, 119.31952622932178, 118.54073953611294, 117.04188172529098, 114.57802860241557, 109.9944820967995, 114.66584502329714] | Lift over drag distribution along blade span at cut-in wind speed
rotorse.rp.powercurve.Cp_regII | output |  | 0.46165 | power coefficient at cut-in wind speed
rotorse.rp.powercurve.Ct_regII | output |  | 0.77249 | thrust coefficient at cut-in wind speed
rotorse.rp.powercurve.cl_regII | output |  | [9.999999999998579e-05, 0.06498254241213326, 0.5559559456933068, 1.685075052374133, 1.8379539157827858, 1.7865513281536674, 1.7221989840942558, 1.6271279257978017, 1.5482482613170023, 1.4875286189182833, 1.44442261138333, 1.3980852339870204, 1.3597334185246495, 1.3259793147850492, 1.3005424682683042, 1.280968801199629, 1.264461332883449, 1.2485557194880903, 1.2359608945433944, 1.2279697069604918, 1.234354482162919, 1.2447650517121631, 1.26490060410947, 1.2876735334260279, 1.2966497973267477, 1.2835474112704808, 1.2576225237661747, 1.2130131223886536, 1.1240627304308597, 1.2146445654045803] | lift coefficient distribution along blade span at cut-in wind speed
rotorse.rp.powercurve.cd_regII | output |  | [0.34999999999999987, 0.3591039461692744, 0.3337230949672618, 0.1978290419000963, 0.11361078334632231, 0.06941950250587615, 0.034172989763144236, 0.019188328301768594, 0.01664443681401136, 0.01682891496053776, 0.01635143166426484, 0.01574824711098694, 0.015295909199916035, 0.014260307596960368, 0.01376794908661539, 0.013090084431744484, 0.012734651468677223, 0.010943828123073403, 0.01050752988290896, 0.011497166394789558, 0.010235393724179894, 0.010787404848354824, 0.010835073586611784, 0.010840427964059542, 0.010867037762408637, 0.010827901161182258, 0.010745064119166682, 0.010586786464949533, 0.010219264721312474, 0.010592906415661926] | drag coefficient distribution along blade span at cut-in wind speed
rotorse.rp.powercurve.rated_efficiency | output |  | 0.95756 | Efficiency at rated conditions
rotorse.rp.powercurve.V_spline | output | m/s | [3.0, 3.1105527638190953, 3.221105527638191, 3.3316582914572863, 3.442211055276382, 3.5527638190954773, 3.6633165829145726, 3.7738693467336684, 3.884422110552764, 3.9949748743718594, 4.105527638190955, 4.21608040201005, 4.326633165829145, 4.437185929648241, 4.547738693467337, 4.658291457286432, 4.768844221105528, 4.8793969849246235, 4.989949748743719, 5.100502512562814, 5.211055276381909, 5.321608040201005, 5.432160804020101, 5.542713567839196, 5.653266331658291, 5.763819095477388, 5.874371859296483, 5.984924623115578, 6.0954773869346734, 6.206030150753769, 6.316582914572864, 6.42713567839196, 6.5376884422110555, 6.648241206030151, 6.758793969849247, 6.869346733668342, 6.9798994974874375, 7.090452261306533, 7.201005025125628, 7.311557788944724, 7.42211055276382, 7.532663316582915, 7.64321608040201, 7.7537688442211055, 7.864321608040202, 7.974874371859297, 8.085427135678392, 8.195979899497488, 8.306532663316583, 8.417085427135678, 8.527638190954775, 8.638190954773869, 8.748743718592966, 8.859296482412061, 8.969849246231156, 9.080402010050252, 9.190954773869347, 9.301507537688442, 9.412060301507537, 9.522613065326635, 9.633165829145728, 9.743718592964825, 9.85427135678392, 9.964824120603016, 10.075376884422111, 10.185929648241206, 10.296482412060302, 10.407035175879397, 10.517587939698494, 10.628140703517587, 10.738693467336685, 10.84924623115578, 10.959798994974875, 11.07035175879397, 11.180904522613066, 11.291457286432161, 11.402010050251256, 11.512562814070352, 11.623115577889449, 11.733668341708544, 11.84422110552764, 11.954773869346734, 12.06532663316583, 12.175879396984925, 12.28643216080402, 12.396984924623116, 12.507537688442211, 12.618090452261308, 12.728643216080403, 12.839195979899499, 12.949748743718594, 13.06030150753769, 13.170854271356784, 13.28140703517588, 13.391959798994975, 13.50251256281407, 13.613065326633166, 13.723618090452263, 13.834170854271358, 13.944723618090453, 14.055276381909549, 14.165829145728644, 14.27638190954774, 14.386934673366834, 14.49748743718593, 14.608040201005025, 14.718592964824122, 14.829145728643217, 14.939698492462313, 15.050251256281408, 15.160804020100503, 15.271356783919598, 15.381909547738694, 15.492462311557789, 15.603015075376884, 15.713567839195981, 15.824120603015077, 15.934673366834172, 16.04522613065327, 16.155778894472363, 16.266331658291456, 16.376884422110553, 16.48743718592965, 16.597989949748744, 16.70854271356784, 16.819095477386938, 16.92964824120603, 17.040201005025125, 17.150753768844222, 17.26130653266332, 17.371859296482413, 17.482412060301506, 17.592964824120603, 17.7035175879397, 17.814070351758794, 17.92462311557789, 18.035175879396988, 18.14572864321608, 18.256281407035175, 18.366834170854272, 18.47738693467337, 18.587939698492463, 18.69849246231156, 18.809045226130657, 18.91959798994975, 19.030150753768844, 19.14070351758794, 19.251256281407038, 19.36180904522613, 19.47236180904523, 19.582914572864322, 19.69346733668342, 19.804020100502512, 19.91457286432161, 20.025125628140703, 20.1356783919598, 20.246231155778897, 20.35678391959799, 20.467336683417088, 20.57788944723618, 20.68844221105528, 20.798994974874372, 20.90954773869347, 21.020100502512562, 21.13065326633166, 21.241206030150757, 21.35175879396985, 21.462311557788947, 21.57286432160804, 21.683417085427138, 21.79396984924623, 21.90452261306533, 22.015075376884422, 22.12562814070352, 22.236180904522616, 22.34673366834171, 22.457286432160807, 22.5678391959799, 22.678391959798997, 22.78894472361809, 22.899497487437188, 23.01005025125628, 23.12060301507538, 23.231155778894475, 23.34170854271357, 23.452261306532666, 23.56281407035176, 23.673366834170857, 23.78391959798995, 23.894472361809047, 24.00502512562814, 24.115577889447238, 24.22613065326633, 24.33668341708543, 24.447236180904525, 24.55778894472362, 24.668341708542716, 24.77889447236181, 24.889447236180906, 25.0] | wind vector
rotorse.rp.powercurve.P_spline | output | W | [45603.23963496569, 86810.89268304441, 132831.23728775632, 183362.8127803991, 238104.15849227126, 296753.81375467044, 359010.31789889483, 424572.21025624295, 493138.0301580124, 564406.3169355011, 638075.6099200074, 713844.4484428292, 792071.0558584462, 876419.5877922372, 967042.9523503224, 1063389.9665203085, 1164909.4472898033, 1271050.2116464113, 1381261.0765777405, 1494990.859071396, 1611688.3761149861, 1730877.8920662373, 1855739.4029505567, 1987628.6896405215, 2125763.092856509, 2269359.9533188953, 2417636.611748053, 2569810.40886436, 2725165.496389989, 2887022.6378845954, 3056431.5750755365, 3231777.5178234493, 3411445.6759889694, 3595261.2781010903, 3787242.823114652, 3984065.495840053, 4187216.1097213887, 4394713.813248348, 4610129.150106683, 4832580.32491999, 5060275.36813006, 5293959.156657217, 5534376.567421786, 5782272.4773440845, 6038088.138967015, 6301104.706761525, 6571011.68672586, 6847559.408343577, 7130498.201098229, 7419578.394473372, 7714550.317952567, 8015164.301019354, 8325536.232806755, 8650908.726537602, 8987781.676468639, 9332518.965744393, 9681484.477509387, 10031042.094908142, 10377555.701085191, 10717389.179185059, 11046906.412352255, 11362471.283731326, 11664191.704015303, 11958982.193579968, 12247770.335088164, 12531218.716111101, 12809989.924219985, 13084746.546986025, 13356151.17198044, 13624866.386774426, 13891554.778939206, 14156878.936045982, 14421501.445665969, 14686084.89537037, 14976977.021959009, 15000006.729150144, 15000014.085909491, 15000020.339909056, 15000025.580280295, 15000029.89615465, 15000033.376663575, 15000036.110938523, 15000038.188110938, 15000039.697312271, 15000040.727673976, 15000041.368327498, 15000041.708404291, 15000041.837035803, 15000041.74768102, 15000040.880447363, 15000039.228610896, 15000036.912735289, 15000034.053384226, 15000030.771121375, 15000027.186510418, 15000023.420115033, 15000019.592498891, 15000015.824225675, 15000012.235859055, 15000008.947962714, 15000006.081100324, 15000003.755835567, 15000002.092732113, 15000001.21235364, 15000001.044194879, 15000000.954979226, 15000000.880886821, 15000000.819771156, 15000000.769485718, 15000000.727883995, 15000000.692819478, 15000000.662145654, 15000000.633716011, 15000000.605384042, 15000000.575003233, 15000000.540427072, 15000000.499509051, 15000000.450102655, 15000000.390061375, 15000000.317238702, 15000000.22948812, 14999999.938651074, 14999997.098769736, 14999991.29409062, 14999982.899600947, 14999972.290287944, 14999959.841138825, 14999945.927140817, 14999930.92328114, 14999915.204547016, 14999899.145925665, 14999883.122404309, 14999867.508970171, 14999852.68061047, 14999839.01231243, 14999826.879063271, 14999816.655850215, 14999808.717660485, 14999803.4394813, 14999801.196299884, 14999802.874487262, 14999809.308370477, 14999819.98717348, 14999834.372641468, 14999851.92651964, 14999872.110553185, 14999894.386487303, 14999918.216067187, 14999943.061038038, 14999968.383145047, 14999993.644133413, 15000018.305748332, 15000041.829734998, 15000063.677838605, 15000083.311804352, 15000100.193377435, 15000113.78430305, 15000123.546326391, 15000128.941192657, 15000129.772680359, 15000128.849564416, 15000126.98688745, 15000124.27787015, 15000120.815733213, 15000116.693697333, 15000112.004983202, 15000106.842811516, 15000101.30040297, 15000095.470978253, 15000089.447758064, 15000083.323963095, 15000077.192814039, 15000071.147531591, 15000065.281336447, 15000059.687449297, 15000054.459090838, 15000049.689481763, 15000045.471842764, 15000041.899394538, 15000039.015467698, 15000036.316100225, 15000033.6528321, 15000031.032958934, 15000028.463776352, 15000025.952579964, 15000023.506665384, 15000021.133328235, 15000018.839864125, 15000016.633568676, 15000014.521737503, 15000012.511666222, 15000010.610650448, 15000008.825985797, 15000007.164967887, 15000005.634892331, 15000004.24305475, 15000002.996750753, 15000001.903275963, 15000000.969925994, 15000000.203996459] | rotor electrical power
rotorse.rp.powercurve.Omega_spline | output | rpm | [4.999999999999999, 4.999999999999999, 4.999999999999999, 4.999999999999999, 4.999999999999999, 4.999999999999999, 4.999999999999999, 4.999999999999999, 4.999999999999999, 4.999999999999999, 4.999999999999999, 4.999999999999999, 4.999999999999999, 4.999999999999999, 4.999999999999999, 4.999999999999999, 4.999999999999999, 4.999999999999999, 4.999999999999999, 4.999999999999999, 4.999999999999999, 4.999999999999999, 4.999999999999999, 4.999999999999999, 4.999999999999999, 4.999999999999999, 4.999999999999999, 4.999999999999999, 4.999999999999999, 4.999999999999999, 4.999999999999999, 4.999999999999999, 4.999999999999999, 4.999999999999999, 4.999999999999999, 5.0000056134680975, 5.019086609024083, 5.062975824663816, 5.113814448143054, 5.174109948890385, 5.249737483412131, 5.334646922359584, 5.4227881363840265, 5.508110996136746, 5.587241922058036, 5.6657846200039, 5.744327317949764, 5.822870015895627, 5.9014127138414905, 5.979955411787355, 6.058498109733219, 6.137040807679082, 6.216921856844403, 6.299738173848437, 6.3843424570419405, 6.469545182205592, 6.554156825120073, 6.636987861566059, 6.7168487673242305, 6.792550018175266, 6.862902089899842, 6.926715458278642, 6.98625314860867, 7.047880209149895, 7.110528077058776, 7.172850408693862, 7.233500860413705, 7.291133088576853, 7.344400749541858, 7.391957499667268, 7.432456995311635, 7.464552892833506, 7.4868988485914345, 7.498148518943969, 7.499240932659366, 7.499240932659366, 7.499240932659366, 7.499240932659366, 7.499240932659366, 7.499240932659366, 7.499240932659366, 7.499240932659366, 7.499240932659366, 7.499240932659366, 7.499240932659366, 7.499240932659366, 7.499240932659366, 7.499240932659366, 7.499240932659366, 7.499240932659366, 7.499240932659366, 7.499240932659366, 7.499240932659366, 7.499240932659366, 7.499240932659366, 7.499240932659366, 7.499240932659366, 7.499240932659366, 7.499240932659366, 7.499240932659366, 7.499240932659366, 7.499240932659366, 7.499240932659366, 7.499240932659366, 7.499240932659366, 7.499240932659366, 7.499240932659366, 7.499240932659366, 7.499240932659366, 7.499240932659366, 7.499240932659366, 7.499240932659366, 7.499240932659366, 7.499240932659366, 7.499240932659366, 7.499240932659366, 7.499240932659366, 7.499240932659366, 7.499240932659366, 7.499240932659366, 7.499240932659366, 7.499240932659366, 7.499240932659366, 7.499240932659366, 7.499240932659366, 7.499240932659366, 7.499240932659366, 7.499240932659366, 7.499240932659366, 7.499240932659366, 7.499240932659366, 7.499240932659366, 7.499240932659366, 7.499240932659366, 7.499240932659366, 7.499240932659366, 7.499240932659366, 7.499240932659366, 7.499240932659366, 7.499240932659366, 7.499240932659366, 7.499240932659366, 7.499240932659366, 7.499240932659366, 7.499240932659366, 7.499240932659366, 7.499240932659366, 7.499240932659366, 7.499240932659366, 7.499240932659366, 7.499240932659366, 7.499240932659366, 7.499240932659366, 7.499240932659366, 7.499240932659366, 7.499240932659366, 7.499240932659366, 7.499240932659366, 7.499240932659366, 7.499240932659366, 7.499240932659366, 7.499240932659366, 7.499240932659366, 7.499240932659366, 7.499240932659366, 7.499240932659366, 7.499240932659366, 7.499240932659366, 7.499240932659366, 7.499240932659366, 7.499240932659366, 7.499240932659366, 7.499240932659366, 7.499240932659366, 7.499240932659366, 7.499240932659366, 7.499240932659366, 7.499240932659366, 7.499240932659366, 7.499240932659366, 7.499240932659366, 7.499240932659366, 7.499240932659366, 7.499240932659366, 7.499240932659366, 7.499240932659366, 7.499240932659366, 7.499240932659366, 7.499240932659366, 7.499240932659366, 7.499240932659366, 7.499240932659366, 7.499240932659366, 7.499240932659366, 7.499240932659366, 7.499240932659366, 7.499240932659366, 7.499240932659366, 7.499240932659366, 7.499240932659366] | omega
rotorse.rs.aero_gust.loads_r | output | m | [3.97, 8.004482758620691, 12.038965517241381, 16.07344827586207, 20.10793103448276, 24.142413793103447, 28.17689655172414, 32.21137931034483, 36.24586206896552, 40.280344827586205, 44.314827586206896, 48.34931034482759, 52.383793103448276, 56.418275862068974, 60.45275862068966, 64.48724137931036, 68.52172413793105, 72.55620689655174, 76.59068965517241, 80.6251724137931, 84.6596551724138, 88.6941379310345, 92.72862068965517, 96.76310344827588, 100.79758620689655, 104.83206896551724, 108.86655172413795, 112.90103448275862, 116.93551724137932, 120.97]
rotorse.rs.aero_gust.loads_Px | output | N/m | [412.1263033548496, 509.3205147583028, 893.7915795808347, 1640.52151954344, 2654.474275064444, 3615.7378059081766, 4625.153045926691, 5585.366570584661, 6647.7908889349255, 7665.4394220328095, 8642.998573489604, 9696.121857140952, 10746.064665366368, 11803.842330928206, 12784.02108598307, 13444.602503433473, 14327.383241934702, 15166.427574962807, 15858.585835236148, 16422.99362787269, 16722.09846122989, 17172.537275079234, 17689.209244344805, 18082.772853728566, 18228.03329693112, 17986.493175665917, 17417.230564152887, 16473.23137859417, 14970.020138499909, 4200.266142657758]
rotorse.rs.aero_gust.loads_Py | output | N/m | [80.79505147651307, 76.00106489517674, -209.92626996417667, -955.320265460034, -1796.3735778496255, -2326.67346445238, -2729.8877847191748, -3033.0726822658094, -3409.906473091001, -3738.2600201682135, -3982.8731849285628, -4231.73566513344, -4450.376984846338, -4639.906750189478, -4749.969627057582, -4742.140139768286, -4812.803195035327, -4869.591956735737, -4857.949617250917, -4810.6018463197415, -4676.9483652648705, -4606.09282651775, -4537.874655598564, -4446.020148865255, -4307.001464983442, -4094.4678539980637, -3815.5737634824923, -3455.3301489648334, -2948.0079341451374, -881.8817138497378]
rotorse.rs.aero_gust.loads_Pz | output | N/m | [0.0, 0.0, 0.0, 0.0, 0.0, 0.0, 0.0, 0.0, 0.0, 0.0, 0.0, 0.0, 0.0, 0.0, 0.0, 0.0, 0.0, 0.0, 0.0, 0.0, 0.0, 0.0, 0.0, 0.0, 0.0, 0.0, 0.0, 0.0, 0.0, 0.0]
rotorse.rs.aero_hub_loads.P | output | W | 59901601.178 | Rotor aerodynamic power
rotorse.rs.aero_hub_loads.Mb | output | N/m | 94637474.2286 | Aerodynamic blade root flapwise moment
rotorse.rs.aero_hub_loads.Fhub | output | N | [3639546.105653707, 53731.10595410847, 41031.917174254486] | Aerodynamic forces at hub center in the hub c.s.
rotorse.rs.aero_hub_loads.Mhub | output | N*m | [76276807.31058288, 10596771.537085922, 7063161.500667587] | Aerodynamic moments at hub center in the hub c.s.
rotorse.rs.aero_hub_loads.CP | output |  | 0.25109 | Rotor aerodynamic power coefficient
rotorse.rs.aero_hub_loads.CMb | output |  | 0.067383 | Aerodynamic blade root flapwise moment coefficient
rotorse.rs.aero_hub_loads.CFhub | output |  | [0.3119959742073292, 0.0046060382972888045, 0.0035174146997312495] | Aerodynamic force coefficients at hub center in the hub c.s.
rotorse.rs.aero_hub_loads.CMhub | output |  | [0.05431016733328177, 0.007545051447005774, 0.0050290710443779705] | Aerodynamic moment coefficients at hub center in the hub c.s.
rotorse.rs.brs.d_r | output | m | 7.8406 | Root fastener circle diameter
rotorse.rs.brs.ratio | output |  | 1.5226 | Ratio of recommended diameter over actual diameter. It can be constrained to be smaller than 1
rotorse.rs.constr.constr_max_strainU_spar | output |  | [0.4211885127065269, 0.48944351030072897, 0.5833860736541296, 0.7231759326743514, 0.889443134951678, 0.9409054890428945, 0.9371496009206381, 0.9463036066069089, 0.9397459426708347, 0.8770727083867296, 0.826040003294528, 0.8287834261685123, 0.7990339053580047, 0.7661606705253817, 0.7648851018075467, 0.7593942462275719, 0.7249681873085863, 0.7066375179809827, 0.6780014440104343, 0.6335677036098947, 0.6019535246504422, 0.5890035107186353, 0.5886347680970939, 0.5845777462027731, 0.577982850564933, 0.516121849410752, 0.42448257107927184, 0.3016299321761986, 0.1292138264952692, 0.00021437607658311578] | constraint for maximum strain in spar cap suction side
rotorse.rs.constr.constr_max_strainL_spar | output |  | [0.41642625835937563, 0.4785357582864099, 0.5983306894188216, 0.7556786156672726, 0.8864870623939821, 0.8793536641444046, 0.8660228568423227, 0.8857719421832004, 0.8814186190087173, 0.8105754769870085, 0.7745893548623956, 0.7784293503497441, 0.750890526428998, 0.7202405149388215, 0.7258875079797904, 0.7204856352443592, 0.6911885811303053, 0.676190172339999, 0.6516833018595318, 0.6121186216324559, 0.5841546479102344, 0.5730875264289721, 0.5727672288565576, 0.5716160172372721, 0.564041037758117, 0.5045321187962792, 0.4157538589898951, 0.2949744177622808, 0.12473651728717679, 0.0002154694315463533] | constraint for maximum strain in spar cap pressure side
rotorse.rs.constr.constr_max_strainU_te | output |  | [0.009952084606855621, 0.07634636832668941, 0.19221337852963707, 0.04812774288806491, 0.08663113676651192, 0.1973385008424603, 0.2165384709858128, 0.1922834543172524, 0.17963354427309422, 0.18926331579088632, 0.17785456259519894, 0.16462786539211868, 0.16032627520227966, 0.15361976681522652, 0.13591516664582756, 0.1201769973074441, 0.10876215184099892, 0.10189730819313224, 0.09747112014862733, 0.10545431777905553, 0.09127714329036903, 0.07053882048922072, 0.0569028073494958, 0.06795118301861608, 0.06853333674092557, 0.05997545911240248, 0.042897729903092506, 0.02155164494807179, 0.006553349030712857, 1.5758429354404356e-05] | constraint for maximum strain in trailing edge suction side
rotorse.rs.constr.constr_max_strainL_te | output |  | [0.009952084606855621, 0.07634636832668941, 0.19221337852963707, 0.04812774288806491, 0.08663113676651192, 0.1973385008424603, 0.2165384709858128, 0.1922834543172524, 0.17963354427309422, 0.18926331579088632, 0.17785456259519894, 0.16462786539211868, 0.16032627520227966, 0.15361976681522652, 0.13591516664582756, 0.1201769973074441, 0.10876215184099892, 0.10189730819313224, 0.09747112014862733, 0.10545431777905553, 0.09127714329036903, 0.07053882048922072, 0.0569028073494958, 0.06795118301861608, 0.06853333674092557, 0.05997545911240248, 0.042897729903092506, 0.02155164494807179, 0.006553349030712857, 1.5758429354404356e-05] | constraint for maximum strain in trailing edge pressure side
rotorse.rs.constr.constr_flap_f_margin | output |  | [-0.11672878960658506, -1.0764932417215942, -2.559721593312367, -4.662399875393595, -7.3210393310323285] | constraint on flap blade frequency such that ratio of 3P/f is above or below gamma with constraint <= 0
rotorse.rs.constr.constr_edge_f_margin | output |  | [-0.2835730469502365, -1.651704536698732, -3.6947048690538673, -6.640208014300909, -10.120431451493808] | constraint on edge blade frequency such that ratio of 3P/f is above or below gamma with constraint <= 0
rotorse.rs.curvature.s | output | m | [3.97, 8.004628525652599, 12.039408793075877, 16.074279667715594, 20.109105924224167, 24.14378820917823, 28.17830742794441, 32.21279020988093, 36.24727436897708, 40.28176126875272, 44.316250985037584, 48.35076171050596, 52.38545112918301, 56.42066517338443, 60.456394261695394, 64.4924403202873, 68.52906512789768, 72.56719303177849, 76.60690248617307, 80.64768087881387, 84.68892098331483, 88.73109074685269, 92.774807653787, 96.81989863372605, 100.86603716519278, 104.91326437533723, 108.962148680654, 113.01274247482019, 117.06506463630664, 121.1188712089646] | cumulative path length along blade
rotorse.rs.curvature.blades_cg_hubcc | output | m | 2.4618 | cg of all blades relative to hub along shaft axis. Distance is should be interpreted as negative for upwind and positive for downwind turbines
rotorse.rs.frame.root_F | output | N | [-1457475.7059246898, -315994.69357497105, 645850.6019193602] | Blade root forces in blade c.s.
rotorse.rs.frame.root_M | output | N*m | [19579152.911545124, -100497968.01116619, -0.0] | Blade root moment in blade c.s.
rotorse.rs.frame.flap_mode_shapes | output |  | [[-0.014032826914596229, 2.387600713482355, -2.5500290023164265, 1.825658866889823, -0.6491977511411601], [-0.5415968590006213, 0.8169499645746342, -7.998687112440187, 15.954102820739962, -7.230768813873786], [-2.8525523923408636, 30.735602879208408, -81.88218076683528, 77.34724632254921, -22.34811604258147], [-0.4763025900070087, -21.10573966209501, 105.73581337385767, -160.90102251888607, 77.74725139713041], [23.28418417168502, -173.8193240939354, 454.43255222424045, -499.504489966681, 196.60707766469088]] | 6-degree polynomial coefficients of mode shapes in the flap direction (x^2..x^6, no linear or constant term)
rotorse.rs.frame.edge_mode_shapes | output |  | [[0.006691936730888976, 4.7068437349143215, -9.37360543907495, 8.601484977348633, -2.9414152099188993], [-1.6292214958000457, 7.049474956430802, -20.41110603707537, 26.707414443673585, -10.716561867228975], [-1.636681890759845, 27.620920749237705, -84.45147217063526, 88.03499722861494, -28.567763916457555], [-5.121831323437242, 13.542455369588385, 18.428098950777965, -70.0506466126324, 44.20192361570331], [22.875386415037077, -172.34930788920394, 452.59566195674125, -498.5377409881327, 196.41600050555832]] | 6-degree polynomial coefficients of mode shapes in the edge direction (x^2..x^6, no linear or constant term)
rotorse.rs.frame.tors_mode_shapes | output |  | [[0.0, 0.0, 0.0, 0.0, 0.0], [0.0, 0.0, 0.0, 0.0, 0.0], [0.0, 0.0, 0.0, 0.0, 0.0], [0.0, 0.0, 0.0, 0.0, 0.0], [0.0, 0.0, 0.0, 0.0, 0.0]] | 6-degree polynomial coefficients of mode shapes in the torsional direction (x^2..x^6, no linear or constant term)
rotorse.rs.frame.all_mode_shapes | output |  | [[-0.014032826914596229, 2.387600713482355, -2.5500290023164265, 1.825658866889823, -0.6491977511411601], [0.006691936730888976, 4.7068437349143215, -9.37360543907495, 8.601484977348633, -2.9414152099188993], [-0.5415968590006213, 0.8169499645746342, -7.998687112440187, 15.954102820739962, -7.230768813873786], [-1.6292214958000457, 7.049474956430802, -20.41110603707537, 26.707414443673585, -10.716561867228975], [-2.8525523923408636, 30.735602879208408, -81.88218076683528, 77.34724632254921, -22.34811604258147], [-1.636681890759845, 27.620920749237705, -84.45147217063526, 88.03499722861494, -28.567763916457555], [-0.4763025900070087, -21.10573966209501, 105.73581337385767, -160.90102251888607, 77.74725139713041], [-5.121831323437242, 13.542455369588385, 18.428098950777965, -70.0506466126324, 44.20192361570331], [23.28418417168502, -173.8193240939354, 454.43255222424045, -499.504489966681, 196.60707766469088], [22.875386415037077, -172.34930788920394, 452.59566195674125, -498.5377409881327, 196.41600050555832]] | 6-degree polynomial coefficients of mode shapes in the edge direction (x^2..x^6, no linear or constant term)
rotorse.rs.frame.flap_mode_freqs | output | Hz | [0.5463231513772816, 1.6127280981717365, 3.2607595999392616, 5.597068802251737, 8.551112641850331] | Frequencies associated with mode shapes in the flap direction
rotorse.rs.frame.edge_mode_freqs | output | Hz | [0.7317056595368944, 2.251851759257445, 4.521852128540929, 7.794633401037642, 11.661548331251973] | Frequencies associated with mode shapes in the edge direction
rotorse.rs.frame.tors_mode_freqs | output | Hz | [0.0, 0.0, 0.0, 0.0, 0.0] | Frequencies associated with mode shapes in the torsional direction
rotorse.rs.frame.freqs | output | Hz | [0.5463231513772816, 0.7317056595368944, 1.6127280981717365, 2.251851759257445, 3.2607595999392616, 3.5153498886164627, 4.521852128540929, 5.597068802251737, 6.436378001230711, 7.794633401037642] | ration of 2nd and 1st natural frequencies, should be ratio of edgewise to flapwise
rotorse.rs.frame.freq_distance | output |  | 1.3393 | ration of 2nd and 1st natural frequencies, should be ratio of edgewise to flapwise
rotorse.rs.frame.dx | output | m | [-0.0, 0.00572460512590528, 0.02406206740597161, 0.059160009204918956, 0.1193454893378891, 0.21540077386496334, 0.3553896452559366, 0.5451078707843539, 0.7912532002624699, 1.0990741893193587, 1.4700147337051261, 1.9057176466076862, 2.4104197891829293, 2.9870279624076552, 3.637586168104056, 4.367090032793077, 5.181413108662551, 6.08509241407731, 7.082825209963928, 8.178369280036925, 9.373966938138976, 10.673526377939934, 12.084208891107936, 13.614558136890171, 15.271710170487802, 17.059683988268393, 18.97506162072911, 21.004738929156538, 23.118886945902233, 25.27680118058073] | deflection of blade section in airfoil x-direction
rotorse.rs.frame.dy | output | m | [0.0, -0.0011359771424302423, -0.004952856526758734, -0.013134844828633377, -0.028567163913287896, -0.05447696205795585, -0.09304989146999129, -0.14518680001771722, -0.21123163696490055, -0.29080319875767785, -0.3828888609457771, -0.4865756110680342, -0.6012458208720693, -0.7261853684789505, -0.8606120148119102, -1.003839350201625, -1.1551705369319072, -1.3140129815159867, -1.4801674535018758, -1.6538702263643184, -1.8355987407456942, -2.0253900424467566, -2.2224902641526434, -2.4260088192412317, -2.6354874022222745, -2.8504286043277696, -3.0699590612230394, -3.292866920224411, -3.517767319376896, -3.743614667380543] | deflection of blade section in airfoil y-direction
rotorse.rs.frame.dz | output | m | [-0.0, -6.435107227735728e-05, -0.00014891310498298086, -0.00024507151995779527, -0.00036320882563705017, -0.0004924730362789165, -0.000626018905742445, -0.0007578640812512048, -0.0008839261056065948, -0.0010017369046003144, -0.0011110433898517578, -0.0012133723494271468, -0.0013100351778549063, -0.001401441065336088, -0.0014875832082581822, -0.0015680696021571439, -0.001642159906141039, -0.0017099116871964577, -0.0017719831540383122, -0.0018284880932986215, -0.0018792644555278555, -0.0019246972457732357, -0.0019664881679030783, -0.0020065719167234202, -0.0020458779265790264, -0.0020838273815123537, -0.00211859974323769, -0.00214962145620371, -0.0021733851821221124, -0.002188270437690421] | deflection of blade section in airfoil z-direction
rotorse.rs.frame.EI11 | output | N*m**2 | [152445943578.97342, 123872280347.42725, 81487939636.6363, 49597273187.37024, 31107814317.796024, 24990695846.999943, 20969105876.331505, 16877758625.910763, 13999188030.79332, 13070520602.369715, 11697258299.200705, 9477687148.291605, 8274754685.729341, 7306025445.933568, 5841955262.413583, 4680129674.196857, 3894016849.348912, 3069704173.5704737, 2464491209.8629785, 1996875309.9201388, 1535375096.3815737, 1108093925.733129, 764722527.0885197, 516666247.9947166, 328021581.3337399, 207091013.33115083, 120099028.11506443, 59220699.81942522, 22189513.48840557, 185925.02185864022] | stiffness w.r.t principal axis 1
rotorse.rs.frame.EI22 | output | N*m**2 | [152572176064.95624, 127539951764.65273, 90967911306.8192, 70218095688.04951, 55758204976.84639, 44507453574.15257, 37001728327.45732, 31912333769.713642, 28845211697.65379, 26474001876.857464, 23950142508.420223, 21688947713.908337, 19833612089.59308, 18079040121.02536, 16371892587.341034, 14793067661.394127, 13289661830.52149, 9875819890.772732, 6721064542.657753, 4085374246.1984353, 2885472174.0790286, 2177637857.050935, 1612470282.6783106, 1014369201.80375, 670958340.3436173, 442357542.0811293, 288500552.62882596, 179685386.33702818, 88560664.14195248, 1602114.5673624545] | stiffness w.r.t principal axis 2
rotorse.rs.frame.alpha | output | deg | [73.25401056972247, 62.53654580922946, 29.749247576321864, 16.274373667716652, 12.246572698528135, 13.909527893341737, 13.936622611789808, 10.853001570503118, 7.995293055418746, 7.267859072161161, 6.364969833600216, 4.817546616146567, 4.103354078256481, 3.6843310599378816, 2.8299958610908638, 2.2063732347132463, 1.9279428892924275, 1.7123276574996844, 1.4825848846948908, 1.2370873597231162, 0.523188340182152, -0.16383409630361143, -0.5867167430060615, -0.9480045795828254, -1.0175713394844728, -0.9086037926003322, -0.5377831987364614, -0.03880058566861855, 0.3205002542285529, 0.6733404193224096] | Angle between blade c.s. and principal axes
rotorse.rs.frame.M1 | output | N*m | [-30937866.54910981, -29000135.407162026, -57659115.886819124, -75803901.26590605, -75638607.71000345, -71041584.21483697, -65758707.46626589, -61007441.423461154, -56325718.35794088, -51415372.20082083, -46528571.017601185, -41794902.60805229, -37233935.24855981, -32896360.96679442, -28794657.701856796, -24940855.34480053, -21358742.468000017, -18053373.64501578, -15023512.228082782, -12271058.768113518, -9791537.456705837, -7586123.304951672, -5664348.293097076, -4029383.8124609864, -2682619.9579237793, -1621492.4325088845, -837813.4920463664, -321025.4207781366, -56743.00465317172, 3.090792035260165] | distribution along blade span of bending moment w.r.t principal axis 1
rotorse.rs.frame.M2 | output | N*m | [97601440.36580011, 91927828.3171327, 69684844.76306984, 37462651.40956306, 21886528.26090344, 16906713.05750176, 14905784.48982244, 10837290.879480092, 6057621.174210837, 3103789.341711307, 1496508.867727057, -37257.12175330692, -1120980.9148892646, -1577730.0674379347, -1900870.301033595, -2122218.092753541, -2102432.769073244, -1939342.810118976, -1733080.1383223443, -1513815.7439590686, -1332083.9599802494, -1167933.4149035132, -967748.851706545, -744726.4969834713, -518446.48189353483, -313549.7582286682, -156186.25015290588, -56235.916346362865, -9450.76724588651, 0.12174238068928389] | distribution along blade span of bending moment w.r.t principal axis 2
rotorse.rs.frame.F2 | output | N | [480532.4120286467, 480352.9843788448, 970141.2907015278, 1328885.8649379571, 1400391.6114336792, 1396970.862991061, 1377248.949277508, 1361572.322070962, 1340892.0024792398, 1308486.5405924625, 1268829.8033276775, 1223568.4921843624, 1172652.1061081942, 1117134.9686380608, 1056914.948575195, 992898.6567187124, 925950.8535030264, 855861.4333176081, 783200.5298899333, 708570.2919201313, 632379.5731154318, 554790.624035247, 476403.0819593592, 397903.6634021058, 320300.3074313458, 244601.013941169, 171476.54717016136, 101835.26392481802, 37445.359017412455, -1222.3210458413723] | distribution along blade span of force w.r.t principal axis 2
rotorse.rs.frame.F3 | output | N | [645850.6019193602, 718685.6484870592, 753583.8782226418, 762617.505899821, 756186.4640423236, 741587.6660481049, 723401.0034363314, 702804.4472993262, 679400.3569315843, 652320.6490181691, 621037.8032798601, 585851.8448808797, 547220.4195595708, 505506.04754456994, 461202.1451384426, 414701.21932654973, 366226.8607598432, 317496.269277115, 270594.9723928283, 226321.7856292526, 184501.95762547103, 145133.30172401227, 109585.61896092148, 79340.21808330392, 55129.4047671044, 36496.40202708115, 22304.9921087687, 11523.171185644163, 3797.699026070435, 1.5234036254696548e-11] | axial resultant along blade span
rotorse.rs.strains.strainU_spar | output |  | [-0.0016847540508261078, -0.001957774041202916, -0.0023335442946165186, -0.0028927037306974057, -0.003557772539806712, -0.003763621956171578, -0.003748598403682553, -0.0037852144264276357, -0.003758983770683339, -0.0035082908335469184, -0.003304160013178112, -0.003315133704674049, -0.003196135621432019, -0.003064642682101527, -0.0030595404072301866, -0.0030375769849102876, -0.002899872749234345, -0.002826550071923931, -0.0027120057760417374, -0.0025342708144395786, -0.0024078140986017686, -0.002356014042874541, -0.002354539072388376, -0.0023383109848110926, -0.002311931402259732, -0.002064487397643008, -0.0016979302843170875, -0.0012065197287047945, -0.0005168553059810767, 8.575043063324632e-07] | strain in spar cap on upper surface at location xu,yu_strain with loads P_strain
rotorse.rs.strains.strainL_spar | output |  | [0.0016657050334375025, 0.0019141430331456395, 0.0023933227576752865, 0.0030227144626690902, 0.0035459482495759287, 0.0035174146565776186, 0.003464091427369291, 0.0035430877687328017, 0.0035256744760348694, 0.003242301907948034, 0.003098357419449582, 0.0031137174013989768, 0.003003562105715992, 0.0028809620597552857, 0.0029035500319191617, 0.0028819425409774366, 0.0027647543245212214, 0.0027047606893599962, 0.0026067332074381274, 0.0024484744865298238, 0.0023366185916409376, 0.0022923501057158886, 0.0022910689154262303, 0.0022864640689490884, 0.002256164151032468, 0.002018128475185117, 0.0016630154359595804, 0.0011798976710491232, 0.0004989460691487072, -8.618777261854132e-07] | strain in spar cap on lower surface at location xl,yl_strain with loads P_strain
rotorse.rs.strains.strainU_te | output |  | [-3.980833842742249e-05, 0.00030538547330675764, 0.0007688535141185483, 0.00019251097155225963, -0.0003465245470660477, -0.0007893540033698412, -0.0008661538839432512, -0.0007691338172690097, -0.0007185341770923768, -0.0007570532631635453, -0.0007114182503807958, -0.0006585114615684747, -0.0006413051008091186, -0.0006144790672609061, -0.0005436606665833103, -0.0004807079892297764, -0.0004350486073639957, -0.000407589232772529, -0.0003898844805945093, -0.00042181727111622214, -0.00036510857316147613, -0.0002821552819568829, -0.0002276112293979832, -0.0002718047320744643, -0.0002741333469637023, -0.00023990183644960993, -0.00017159091961237003, -8.620657979228716e-05, -2.6213396122851427e-05, -6.303371741761742e-08] | strain in trailing-edge panels on upper surface at location xu,yu_te with loads P_te
rotorse.rs.strains.strainL_te | output |  | [-3.980833842742249e-05, 0.00030538547330675764, 0.0007688535141185483, 0.00019251097155225963, -0.0003465245470660477, -0.0007893540033698412, -0.0008661538839432512, -0.0007691338172690097, -0.0007185341770923768, -0.0007570532631635453, -0.0007114182503807958, -0.0006585114615684747, -0.0006413051008091186, -0.0006144790672609061, -0.0005436606665833103, -0.0004807079892297764, -0.0004350486073639957, -0.000407589232772529, -0.0003898844805945093, -0.00042181727111622214, -0.00036510857316147613, -0.0002821552819568829, -0.0002276112293979832, -0.0002718047320744643, -0.0002741333469637023, -0.00023990183644960993, -0.00017159091961237003, -8.620657979228716e-05, -2.6213396122851427e-05, -6.303371741761742e-08] | strain in trailing-edge panels on lower surface at location xl,yl_te with loads P_te
rotorse.rs.strains.axial_root_sparU_load2stress | output | m**2 | [0.0, 0.0, -0.6060404265477359, -0.13246488931751682, 0.4664184321430921, 0.0] | Linear conversion factors between loads [Fx-z; Mx-z] and axial stress in the upper spar cap at blade root
rotorse.rs.strains.axial_root_sparL_load2stress | output | m**2 | [0.0, 0.0, -0.6060404265477359, 0.12434011312738107, -0.46865070865572384, 0.0] | Linear conversion factors between loads [Fx-z; Mx-z] and axial stress in the lower spar cap at blade root
rotorse.rs.strains.axial_maxc_teU_load2stress | output | m**2 | [0.0, 0.0, -1.0190551738999953, 1.4979258370342663, 0.24341769672715133, 0.0] | Linear conversion factors between loads [Fx-z; Mx-z] and axial stress in the upper trailing edge at blade max chord
rotorse.rs.strains.axial_maxc_teL_load2stress | output | m**2 | [0.0, 0.0, -1.0190551738999953, 1.4979258370342663, 0.24341769672715133, 0.0] | Linear conversion factors between loads [Fx-z; Mx-z] and axial stress in the lower trailing edge at blade max chord
rotorse.rs.tip_pos.tip_deflection | output | m | 24.0586 | deflection at tip in yaw x-direction
rotorse.rs.tot_loads_gust.Px_af | output | N/m | [2093.9833656415335, 2264.3535654947955, 2562.3355329951796, 3453.4657755903518, 4363.725394355989, 5151.555922815559, 6054.798001065692, 6981.174772702579, 8073.023869772412, 9156.471510364941, 10196.101779383838, 11326.275199047748, 12487.965623339294, 13653.452068236104, 14695.447413925845, 15404.168217450842, 16385.940063940325, 17241.752344246135, 17880.913287597104, 18328.358049594266, 18535.320876174774, 18872.41832255223, 19201.077830415827, 19342.72686994542, 19224.447835705778, 18780.20308440346, 18054.289730693272, 16990.266604641438, 15347.131172918846, 4301.9958960730855] | total distributed loads in airfoil x-direction
rotorse.rs.tot_loads_gust.Py_af | output | N/m | [820.8233138490148, 870.7918439606862, 634.2870916090969, 62.01821037735101, -661.6677398580971, -1140.8212681532932, -1484.1708848915864, -1726.7494685122795, -2041.6562897959084, -2337.5947407278636, -2572.336889091028, -2804.2291564646357, -3007.3449536909698, -3189.8953579726203, -3312.8120975340144, -3354.5244620982294, -3451.51473730874, -3544.20713737854, -3586.5877547297523, -3613.3541820946016, -3585.392056089914, -3649.2813188439804, -3744.6811515513295, -3806.997429881195, -3768.1088255045565, -3578.8612941039696, -3298.9186710690087, -2922.034450937772, -2390.1082878628795, -694.2122910865774] | total distributed loads in airfoil y-direction
rotorse.rs.tot_loads_gust.Pz_af | output | N/m | [-23450.852336398522, -12655.422488384727, -4644.559412466435, 166.34983214731255, 3021.688991080544, 4215.324034112684, 4800.289520686963, 5409.971675671551, 6192.0597240742445, 7232.072995454461, 8275.667387897847, 9166.94889918351, 9983.677430133903, 10695.248249228616, 11267.377937309278, 11784.37016079194, 12245.659777705512, 11911.392256600238, 11338.831045014927, 10608.566826622387, 10122.637774255432, 9393.45397907429, 8228.478100424552, 6764.973053737342, 5236.972719469043, 3999.9034237370797, 3035.1566408755803, 2309.6788930147563, 1520.043483734227, 362.57714096328357] | total distributed loads in airfoil z-direction
rotorse.stall_check.no_stall_constraint | output |  | [0.0, 0.0, 0.0, 0.0, 0.0, 0.0, 0.0, 0.9196939549143769, 0.8528063781657907, 0.8057413545624018, 0.7788969872746514, 0.7593164736192174, 0.73819726406636, 0.7220168763242344, 0.7149283952655893, 0.7129501921158086, 0.7086900691475403, 0.7012668507984692, 0.6930350606409648, 0.68850949228254, 0.6931731921790357, 0.711098361795103, 0.7316523530406771, 0.7459607922136049, 0.7514150904865772, 0.7434544548188393, 0.7277190561114991, 0.7006926959379859, 0.6469949090108656, 0.7016799757263309] | Constraint, ratio between angle of attack plus a margin and stall angle
rotorse.stall_check.stall_angle_along_span | output | deg | [1e-06, 24.040877910102182, 16.83260061195153, 19.394127030495, 15.762249781185103, 13.772500670855676, 12.879208092936816, 12.794097347820887, 13.07882067747463, 13.505509157985792, 13.728770051905505, 13.898497147521944, 14.088891494514831, 14.270232523986484, 14.29723029010913, 14.251941727488527, 14.275071742044371, 14.377027804709533, 14.519928635039099, 14.63655899571328, 14.605070140854783, 14.482425778369807, 14.407510339801876, 14.400714298786129, 14.400714298786129, 14.400714298786129, 14.400714298786129, 14.400714298786129, 14.400714298786129, 14.400714298786129] | Stall angle along blade span