## Sheet1
variables | type | units | values | description
financese.machine_rating | input | kW | 15000
financese.tcc_per_kW | input | USD/kW | 1115.0489
financese.offset_tcc_per_kW | input | USD/kW | 0
financese.bos_per_kW | input | USD/kW | 2453.5141
financese.opex_per_kW | input | USD/kW/year | 124.1698
financese.plant_aep_in | input | kW*h | 0
financese.turbine_aep | input | kW*h | 77900133.2944
financese.wake_loss_factor | input |  | 0.15
financese.fixed_charge_rate | input |  | 0.056
financese.electricity_price | input | USD/kW/h | 0.04
financese.reserve_margin_price | input | USD/kW/year | 120
financese.capacity_credit | input |  | 0
financese.benchmark_price | input | USD/kW/h | 0.071
financese.turbine_number | input | n/a | 40
orbit.site_depth | input | m | 30 | Site depth.
orbit.site_distance | input | km | 115 | Distance from site to installation port.
orbit.site_distance_to_landfall | input | km | 50 | Distance from site to landfall for export cable.
orbit.interconnection_distance | input | km | 8.5 | Distance from landfall to interconnection.
orbit.site_mean_windspeed | input | m/s | 10 | Mean windspeed of the site.
orbit.plant_turbine_spacing | input |  | 7 | Turbine spacing in rotor diameters.
orbit.plant_row_spacing | input |  | 7 | Row spacing in rotor diameters. Not used in ring layouts.
orbit.plant_substation_distance | input | km | 1 | Distance from first turbine in string to substation.
orbit.turbine_rating | input | MW | 15 | Rated capacity of a turbine.
orbit.turbine_rated_windspeed | input | m/s | 10.6738 | Rated windspeed of the turbine.
orbit.turbine_capex | input | USD/kW | 1115.0489 | Turbine CAPEX
orbit.hub_height | input | m | 150 | Turbine hub height.
orbit.turbine_rotor_diameter | input | m | 241.3506 | Turbine rotor diameter.
orbit.tower_mass | input | t | 853.4601 | mass of the total tower.
orbit.tower_length | input | m | 129.386 | Total length of the tower.
orbit.tower_deck_space | input | m**2 | 25 | Deck space required to transport the tower. Defaults to 0 in order to not be a constraint on installation.
orbit.nacelle_mass | input | t | 672.9867 | mass of the rotor nacelle assembly (RNA).
orbit.nacelle_deck_space | input | m**2 | 25 | Deck space required to transport the rotor nacelle assembly (RNA). Defaults to 0 in order to not be a constraint on installation.
orbit.blade_mass | input | t | 68.2331 | mass of an individual blade.
orbit.blade_deck_space | input | m**2 | 100 | Deck space required to transport a blade. Defaults to 0 in order to not be a constraint on installation.
orbit.mooring_line_mass | input | kg | 10000 | Total mass of a mooring line
orbit.mooring_line_diameter | input | m | 0.1 | Cross-sectional diameter of a mooring line
orbit.mooring_line_length | input | m | 1000 | Unstretched mooring line length
orbit.anchor_mass | input | kg | 10000 | Total mass of an anchor
orbit.mooring_line_cost | input | USD | 500000 | Mooring line unit cost.
orbit.mooring_anchor_cost | input | USD | 100000 | Mooring line unit cost.
orbit.port_cost_per_month | input | USD/mo | 2000000 | Monthly port costs.
orbit.takt_time | input | h | 170 | Substructure assembly cycle time when doing assembly at the port.
orbit.floating_substructure_cost | input | USD | 10000000 | Floating substructure unit cost.
orbit.monopile_length | input | m | 90 | Length of monopile (including pile).
orbit.monopile_diameter | input | m | 10 | Diameter of monopile.
orbit.monopile_mass | input | t | 1319.2391 | mass of an individual monopile.
orbit.monopile_cost | input | USD | 3108099.1388 | Monopile unit cost.
orbit.jacket_length | input | m | 65 | Length/height of jacket (including pile/buckets).
orbit.jacket_mass | input | t | 900 | mass of an individual jacket.
orbit.jacket_cost | input | USD | 4000000 | Jacket unit cost.
orbit.jacket_r_foot | input | m | 10 | Radius of jacket legs at base from centeroid.
orbit.transition_piece_mass | input | t | 100 | mass of an individual transition piece.
orbit.transition_piece_deck_space | input | m**2 | 25 | Deck space required to transport a transition piece. Defaults to 0 in order to not be a constraint on installation.
orbit.transition_piece_cost | input | USD | 0 | Transition piece unit cost.
orbit.construction_insurance | input | USD/kW | 44 | Cost for construction insurance
orbit.construction_financing | input | USD/kW | 183 | Cost for construction financing
orbit.contingency | input | USD/kW | 316 | Cost in case of contingency
orbit.site_auction_price | input | USD | 100000000 | Cost to secure site lease
orbit.site_assessment_cost | input | USD | 50000000 | Cost to execute site assessment
orbit.construction_plan_cost | input | USD | 250000 | Cost to do construction planning
orbit.installation_plan_cost | input | USD | 1000000 | Cost to do construction planning
orbit.boem_review_cost | input | USD | 0 | Cost for additional review by U.S. Dept of Interior Bureau of Ocean Energy Management (BOEM)
orbit.commissioning_cost_kW | input | USD/kW | 44 | Commissioning cost.
orbit.decommissioning_cost_kW | input | USD/kW | 58 | Decommissioning cost.
orbit.wtiv | input | n/a | example_wtiv | Vessel configuration to use for installation of foundations and turbines.
orbit.feeder | input | n/a | example_feeder | Vessel configuration to use for (optional) feeder barges.
orbit.num_feeders | input | n/a | 1 | Number of feeder barges to use for installation of foundations and turbines.
orbit.num_towing | input | n/a | 1 | Number of towing vessels to use for floating platforms that are assembled at port (with or without the turbine).
orbit.num_station_keeping | input | n/a | 3 | Number of station keeping or AHTS vessels that attach to floating platforms under tow-out.
orbit.oss_install_vessel | input | n/a | example_heavy_lift_vessel | Vessel configuration to use for installation of offshore substations.
orbit.number_of_turbines | input | n/a | 40 | Number of turbines.
orbit.number_of_blades | input | n/a | 3 | Number of blades per turbine.
orbit.num_mooring_lines | input | n/a | 3 | Number of mooring lines per platform.
orbit.anchor_type | input | n/a | drag_embedment | Number of mooring lines per platform.
orbit.num_assembly_lines | input | n/a | 1 | Number of assembly lines used when assembly occurs at the port.
orbit.num_port_cranes | input | n/a | 1 | Number of cranes used at the port to load feeders / WTIVS when assembly occurs on-site or assembly cranes when assembling at port.
outputs_2_screen.aep | input | GW*h | 77.9001
outputs_2_screen.blade_mass | input | kg | 68233.0936
outputs_2_screen.lcoe | input | USD/MW/h | 73.3992
outputs_2_screen.My_std | input | N*m | 0
outputs_2_screen.flp1_std | input | deg | 0
outputs_2_screen.PC_omega | input | rad/s | 0
outputs_2_screen.PC_zeta | input |  | 0
outputs_2_screen.VS_omega | input | rad/s | 0
outputs_2_screen.VS_zeta | input |  | 0
outputs_2_screen.Flp_omega | input | rad/s | 0
outputs_2_screen.Flp_zeta | input |  | 0
outputs_2_screen.tip_deflection | input | m | 25.9815
wombat.years | input | year | 25 | Number of years to simulation the operations and maintenance phase of the farm lifecycle
wombat.equipment_dispatch_distance | input | km | 116 | Distance, in km, that servicing equipment must travel daily to reach the wind farm
wombat.repair_port_distance | input | km | 116 | Distance, in km, that tugboats must travel to reach the wind farm for tow-to-port repairs
wombat.reduced_speed | input | km/h | 0 | Reduced speed applied to servicing equipment in the reduced speed period
wombat.project_capacity | input | MW | 600 | Total wind farm capacity
wombat.turbine_capex_kw | input | USD/kW | 1115.0489 | Turbine CapEx per kW of nameplate capacity
wombat.turbine_capacity | input | W | 15000000 | Turbine nameplate capacity
wombat.power_converter_minor_repair_scale | input | unitless | -1 | 1 / mean time between failure (years)
wombat.power_converter_minor_repair_time | input | h | -1 | Number of hours to complete the repair
wombat.power_converter_minor_repair_materials | input | USD | -1 | Total cost of materials used to complete the repair. If between 0 and 1, the cost is proportional to the turbine CapEx.
wombat.power_converter_major_repair_scale | input | unitless | -1 | 1 / mean time between failure (years)
wombat.power_converter_major_repair_time | input | h | -1 | Number of hours to complete the repair
wombat.power_converter_major_repair_materials | input | USD | -1 | Total cost of materials used to complete the repair. If between 0 and 1, the cost is proportional to the turbine CapEx.
wombat.power_converter_replacement_scale | input | unitless | -1 | 1 / mean time between failure (years)
wombat.power_converter_replacement_time | input | h | -1 | Number of hours to complete the repair
wombat.power_converter_replacement_materials | input | USD | -1 | Total cost of materials used to complete the repair. If between 0 and 1, the cost is proportional to the turbine CapEx.
wombat.electrical_system_minor_repair_scale | input | unitless | -1 | 1 / mean time between failure (years)
wombat.electrical_system_minor_repair_time | input | h | -1 | Number of hours to complete the repair
wombat.electrical_system_minor_repair_materials | input | USD | -1 | Total cost of materials used to complete the repair. If between 0 and 1, the cost is proportional to the turbine CapEx.
wombat.electrical_system_major_repair_scale | input | unitless | -1 | 1 / mean time between failure (years)
wombat.electrical_system_major_repair_time | input | h | -1 | Number of hours to complete the repair
wombat.electrical_system_major_repair_materials | input | USD | -1 | Total cost of materials used to complete the repair. If between 0 and 1, the cost is proportional to the turbine CapEx.
wombat.electrical_system_replacement_scale | input | unitless | -1 | 1 / mean time between failure (years)
wombat.electrical_system_replacement_time | input | h | -1 | Number of hours to complete the repair
wombat.electrical_system_replacement_materials | input | USD | -1 | Total cost of materials used to complete the repair. If between 0 and 1, the cost is proportional to the turbine CapEx.
wombat.hydraulic_pitch_system_minor_repair_scale | input | unitless | -1 | 1 / mean time between failure (years)
wombat.hydraulic_pitch_system_minor_repair_time | input | h | -1 | Number of hours to complete the repair
wombat.hydraulic_pitch_system_minor_repair_materials | input | USD | -1 | Total cost of materials used to complete the repair. If between 0 and 1, the cost is proportional to the turbine CapEx.
wombat.hydraulic_pitch_system_major_repair_scale | input | unitless | -1 | 1 / mean time between failure (years)
wombat.hydraulic_pitch_system_major_repair_time | input | h | -1 | Number of hours to complete the repair
wombat.hydraulic_pitch_system_major_repair_materials | input | USD | -1 | Total cost of materials used to complete the repair. If between 0 and 1, the cost is proportional to the turbine CapEx.
wombat.hydraulic_pitch_system_replacement_scale | input | unitless | -1 | 1 / mean time between failure (years)
wombat.hydraulic_pitch_system_replacement_time | input | h | -1 | Number of hours to complete the repair
wombat.hydraulic_pitch_system_replacement_materials | input | USD | -1 | Total cost of materials used to complete the repair. If between 0 and 1, the cost is proportional to the turbine CapEx.
wombat.ballast_pump_minor_repair_scale | input | unitless | -1 | 1 / mean time between failure (years)
wombat.ballast_pump_minor_repair_time | input | h | -1 | Number of hours to complete the repair
wombat.ballast_pump_minor_repair_materials | input | USD | -1 | Total cost of materials used to complete the repair. If between 0 and 1, the cost is proportional to the turbine CapEx.
wombat.yaw_system_minor_repair_scale | input | unitless | -1 | 1 / mean time between failure (years)
wombat.yaw_system_minor_repair_time | input | h | -1 | Number of hours to complete the repair
wombat.yaw_system_minor_repair_materials | input | USD | -1 | Total cost of materials used to complete the repair. If between 0 and 1, the cost is proportional to the turbine CapEx.
wombat.yaw_system_major_repair_scale | input | unitless | -1 | 1 / mean time between failure (years)
wombat.yaw_system_major_repair_time | input | h | -1 | Number of hours to complete the repair
wombat.yaw_system_major_repair_materials | input | USD | -1 | Total cost of materials used to complete the repair. If between 0 and 1, the cost is proportional to the turbine CapEx.
wombat.yaw_system_replacement_scale | input | unitless | -1 | 1 / mean time between failure (years)
wombat.yaw_system_replacement_time | input | h | -1 | Number of hours to complete the repair
wombat.yaw_system_replacement_materials | input | USD | -1 | Total cost of materials used to complete the repair. If between 0 and 1, the cost is proportional to the turbine CapEx.
wombat.rotor_blades_minor_repair_scale | input | unitless | -1 | 1 / mean time between failure (years)
wombat.rotor_blades_minor_repair_time | input | h | -1 | Number of hours to complete the repair
wombat.rotor_blades_minor_repair_materials | input | USD | -1 | Total cost of materials used to complete the repair. If between 0 and 1, the cost is proportional to the turbine CapEx.
wombat.rotor_blades_major_repair_scale | input | unitless | -1 | 1 / mean time between failure (years)
wombat.rotor_blades_major_repair_time | input | h | -1 | Number of hours to complete the repair
wombat.rotor_blades_major_repair_materials | input | USD | -1 | Total cost of materials used to complete the repair. If between 0 and 1, the cost is proportional to the turbine CapEx.
wombat.rotor_blades_replacement_scale | input | unitless | -1 | 1 / mean time between failure (years)
wombat.rotor_blades_replacement_time | input | h | -1 | Number of hours to complete the repair
wombat.rotor_blades_replacement_materials | input | USD | -1 | Total cost of materials used to complete the repair. If between 0 and 1, the cost is proportional to the turbine CapEx.
wombat.generator_minor_repair_scale | input | unitless | -1 | 1 / mean time between failure (years)
wombat.generator_minor_repair_time | input | h | -1 | Number of hours to complete the repair
wombat.generator_minor_repair_materials | input | USD | -1 | Total cost of materials used to complete the repair. If between 0 and 1, the cost is proportional to the turbine CapEx.
wombat.generator_major_repair_scale | input | unitless | -1 | 1 / mean time between failure (years)
wombat.generator_major_repair_time | input | h | -1 | Number of hours to complete the repair
wombat.generator_major_repair_materials | input | USD | -1 | Total cost of materials used to complete the repair. If between 0 and 1, the cost is proportional to the turbine CapEx.
wombat.generator_replacement_scale | input | unitless | -1 | 1 / mean time between failure (years)
wombat.generator_replacement_time | input | h | -1 | Number of hours to complete the repair
wombat.generator_replacement_materials | input | USD | -1 | Total cost of materials used to complete the repair. If between 0 and 1, the cost is proportional to the turbine CapEx.
wombat.drive_train_minor_repair_scale | input | unitless | -1 | 1 / mean time between failure (years)
wombat.drive_train_minor_repair_time | input | h | -1 | Number of hours to complete the repair
wombat.drive_train_minor_repair_materials | input | USD | -1 | Total cost of materials used to complete the repair. If between 0 and 1, the cost is proportional to the turbine CapEx.
wombat.drive_train_major_repair_scale | input | unitless | -1 | 1 / mean time between failure (years)
wombat.drive_train_major_repair_time | input | h | -1 | Number of hours to complete the repair
wombat.drive_train_major_repair_materials | input | USD | -1 | Total cost of materials used to complete the repair. If between 0 and 1, the cost is proportional to the turbine CapEx.
wombat.drive_train_replacement_scale | input | unitless | -1 | 1 / mean time between failure (years)
wombat.drive_train_replacement_time | input | h | -1 | Number of hours to complete the repair
wombat.drive_train_replacement_materials | input | USD | -1 | Total cost of materials used to complete the repair. If between 0 and 1, the cost is proportional to the turbine CapEx.
wombat.anchor_minor_repair_scale | input | unitless | -1 | 1 / mean time between failure (years)
wombat.anchor_minor_repair_time | input | h | -1 | Number of hours to complete the repair
wombat.anchor_minor_repair_materials | input | USD | -1 | Total cost of materials used to complete the repair. If between 0 and 1, the cost is proportional to the turbine CapEx.
wombat.anchor_major_repair_scale | input | unitless | -1 | 1 / mean time between failure (years)
wombat.anchor_major_repair_time | input | h | -1 | Number of hours to complete the repair
wombat.anchor_major_repair_materials | input | USD | -1 | Total cost of materials used to complete the repair. If between 0 and 1, the cost is proportional to the turbine CapEx.
wombat.anchor_replacement_scale | input | unitless | -1 | 1 / mean time between failure (years)
wombat.anchor_replacement_time | input | h | -1 | Number of hours to complete the repair
wombat.anchor_replacement_materials | input | USD | -1 | Total cost of materials used to complete the repair. If between 0 and 1, the cost is proportional to the turbine CapEx.
wombat.mooring_lines_minor_repair_scale | input | unitless | -1 | 1 / mean time between failure (years)
wombat.mooring_lines_minor_repair_time | input | h | -1 | Number of hours to complete the repair
wombat.mooring_lines_minor_repair_materials | input | USD | -1 | Total cost of materials used to complete the repair. If between 0 and 1, the cost is proportional to the turbine CapEx.
wombat.mooring_lines_major_repair_scale | input | unitless | -1 | 1 / mean time between failure (years)
wombat.mooring_lines_major_repair_time | input | h | -1 | Number of hours to complete the repair
wombat.mooring_lines_major_repair_materials | input | USD | -1 | Total cost of materials used to complete the repair. If between 0 and 1, the cost is proportional to the turbine CapEx.
wombat.mooring_lines_replacement_scale | input | unitless | -1 | 1 / mean time between failure (years)
wombat.mooring_lines_replacement_time | input | h | -1 | Number of hours to complete the repair
wombat.mooring_lines_replacement_materials | input | USD | -1 | Total cost of materials used to complete the repair. If between 0 and 1, the cost is proportional to the turbine CapEx.
wombat.mooring_lines_buoyancy_module_replacement_scale | input | unitless | -1 | 1 / mean time between failure (years)
wombat.mooring_lines_buoyancy_module_replacement_time | input | h | -1 | Number of hours to complete the repair
wombat.mooring_lines_buoyancy_module_replacement_materials | input | USD | -1 | Total cost of materials used to complete the repair. If between 0 and 1, the cost is proportional to the turbine CapEx.
wombat.workday_start | input | n/a | 7 | Hour of the day where any work-related activities begin
wombat.workday_end | input | n/a | 19 | Hour of the day where any work-related activities end
wombat.n_ctv | input | n/a | 3 | Number of crew transfer vessels (offshore) or onsite trucks (land-based) that should be made available to the wind farm.
wombat.n_hlv | input | n/a | 1 | Number of heavy lift vessels (fixed-bottom offshore) or crawler cranes (land-based) that should be made available to the wind farm (fixed-bottom simulations only)
wombat.n_tugboat | input | n/a | 2 | Number of tugboat groups that should be available to the port to tow floating turbines to port and back
wombat.port_workday_start | input | n/a | 6 | Hour of the day where any work-related activities begin for port-side repairs
wombat.port_workday_end | input | n/a | 18 | Hour of the day where any work-related activities end for port-side repairs
wombat.n_port_crews | input | n/a | 2 | Number of port-side crews available to work on simultaneous repairs for any at-port turbine
wombat.max_port_operations | input | n/a | 2 | Number of turbines that can be at port at once
wombat.maintenance_start | input | n/a | None | Date of first maintenance event to determine regular interval timing. Can be set to prior to the starting year to ensure staggered starts.
wombat.non_operational_start | input | n/a | None | Starting date, in MM/DD format, for an annual period where the site is inaccessible
wombat.non_operational_end | input | n/a | None | Ending date, in MM/DD format, for an annual period where the site is inaccessible
wombat.reduced_speed_start | input | n/a | None | Starting date, in MM/DD format, for an annual period where traveling speed is reduced
wombat.reduced_speed_end | input | n/a | None | Ending date, in MM/DD format, for an annual period where traveling speed is reduced
wombat.random_seed | input | n/a | 42 | Random seed for the internal random generator
wombat.layout | input | n/a | id substation_id name latitude longitude string order \ 0 oss1 oss1 substation-1 0.000000 0.000000 1 t0 oss1 turbine-0 15.205091 1.689455 0 0 2 t1 oss1 turbine-1 15.205091 3.378909 0 1 3 t2 oss1 turbine-2 15.205091 5.068364 0 2 4 t3 oss1 turbine-3 15.205091 6.757818 0 3 5 t4 oss1 turbine-4 13.515636 1.689455 1 0 6 t5 oss1 turbine-5 13.515636 3.378909 1 1 7 t6 oss1 turbine-6 13.515636 5.068364 1 2 8 t7 oss1 turbine-7 13.515636 6.757818 1 3 9 t8 oss1 turbine-8 11.826182 1.689455 2 0 10 t9 oss1 turbine-9 11.826182 3.378909 2 1 11 t10 oss1 turbine-10 11.826182 5.068364 2 2 12 t11 oss1 turbine-11 11.826182 6.757818 2 3 13 t12 oss1 turbine-12 10.136727 1.689455 3 0 14 t13 oss1 turbine-13 10.136727 3.378909 3 1 15 t14 oss1 turbine-14 10.136727 5.068364 3 2 16 t15 oss1 turbine-15 10.136727 6.757818 3 3 17 t16 oss1 turbine-16 8.447273 1.689455 4 0 18 t17 oss1 turbine-17 8.447273 3.378909 4 1 19 t18 oss1 turbine-18 8.447273 5.068364 4 2 20 t19 oss1 turbine-19 8.447273 6.757818 4 3 21 t20 oss1 turbine-20 6.757818 1.689455 5 0 22 t21 oss1 turbine-21 6.757818 3.378909 5 1 23 t22 oss1 turbine-22 6.757818 5.068364 5 2 24 t23 oss1 turbine-23 6.757818 6.757818 5 3 25 t24 oss1 turbine-24 5.068364 1.689455 6 0 26 t25 oss1 turbine-25 5.068364 3.378909 6 1 27 t26 oss1 turbine-26 5.068364 5.068364 6 2 28 t27 oss1 turbine-27 5.068364 6.757818 6 3 29 t28 oss1 turbine-28 3.378909 1.689455 7 0 30 t29 oss1 turbine-29 3.378909 3.378909 7 1 31 t30 oss1 turbine-30 3.378909 5.068364 7 2 32 t31 oss1 turbine-31 3.378909 6.757818 7 3 33 t32 oss1 turbine-32 1.689455 1.689455 8 0 34 t33 oss1 turbine-33 1.689455 3.378909 8 1 35 t34 oss1 turbine-34 1.689455 5.068364 8 2 36 t35 oss1 turbine-35 1.689455 6.757818 8 3 37 t36 oss1 turbine-36 0.000000 1.689455 9 0 38 t37 oss1 turbine-37 0.000000 3.378909 9 1 39 t38 oss1 turbine-38 0.000000 5.068364 9 2 40 t39 oss1 turbine-39 0.000000 6.757818 9 3 cable_type euclidean_distance cable_length type \ 0 substation 1 XLPE_630mm_66kV 7.788001 7.848001 turbine 2 XLPE_185mm_66kV 1.689455 1.749455 turbine 3 XLPE_185mm_66kV 1.689455 1.749455 turbine 4 XLPE_185mm_66kV 1.689455 1.749455 turbine 5 XLPE_630mm_66kV 6.149707 6.209707 turbine 6 XLPE_185mm_66kV 1.689455 1.749455 turbine 7 XLPE_185mm_66kV 1.689455 1.749455 turbine 8 XLPE_185mm_66kV 1.689455 1.749455 turbine 9 XLPE_630mm_66kV 4.548996 4.608996 turbine 10 XLPE_185mm_66kV 1.689455 1.749455 turbine 11 XLPE_185mm_66kV 1.689455 1.749455 turbine 12 XLPE_185mm_66kV 1.689455 1.749455 turbine 13 XLPE_630mm_66kV 3.045707 3.105707 turbine 14 XLPE_185mm_66kV 1.689455 1.749455 turbine 15 XLPE_185mm_66kV 1.689455 1.749455 turbine 16 XLPE_185mm_66kV 1.689455 1.749455 turbine 17 XLPE_630mm_66kV 1.888868 1.948868 turbine 18 XLPE_185mm_66kV 1.689455 1.749455 turbine 19 XLPE_185mm_66kV 1.689455 1.749455 turbine 20 XLPE_185mm_66kV 1.689455 1.749455 turbine 21 XLPE_630mm_66kV 1.888868 1.948868 turbine 22 XLPE_185mm_66kV 1.689455 1.749455 turbine 23 XLPE_185mm_66kV 1.689455 1.749455 turbine 24 XLPE_185mm_66kV 1.689455 1.749455 turbine 25 XLPE_630mm_66kV 3.045707 3.105707 turbine 26 XLPE_185mm_66kV 1.689455 1.749455 turbine 27 XLPE_185mm_66kV 1.689455 1.749455 turbine 28 XLPE_185mm_66kV 1.689455 1.749455 turbine 29 XLPE_630mm_66kV 4.548996 4.608996 turbine 30 XLPE_185mm_66kV 1.689455 1.749455 turbine 31 XLPE_185mm_66kV 1.689455 1.749455 turbine 32 XLPE_185mm_66kV 1.689455 1.749455 turbine 33 XLPE_630mm_66kV 6.149707 6.209707 turbine 34 XLPE_185mm_66kV 1.689455 1.749455 turbine 35 XLPE_185mm_66kV 1.689455 1.749455 turbine 36 XLPE_185mm_66kV 1.689455 1.749455 turbine 37 XLPE_630mm_66kV 7.788001 7.848001 turbine 38 XLPE_185mm_66kV 1.689455 1.749455 turbine 39 XLPE_185mm_66kV 1.689455 1.749455 turbine 40 XLPE_185mm_66kV 1.689455 1.749455 turbine subassembly upstream_cable 0 base_substation base_export 1 base_turbine base_array 2 base_turbine base_array 3 base_turbine base_array 4 base_turbine base_array 5 base_turbine base_array 6 base_turbine base_array 7 base_turbine base_array 8 base_turbine base_array 9 base_turbine base_array 10 base_turbine base_array 11 base_turbine base_array 12 base_turbine base_array 13 base_turbine base_array 14 base_turbine base_array 15 base_turbine base_array 16 base_turbine base_array 17 base_turbine base_array 18 base_turbine base_array 19 base_turbine base_array 20 base_turbine base_array 21 base_turbine base_array 22 base_turbine base_array 23 base_turbine base_array 24 base_turbine base_array 25 base_turbine base_array 26 base_turbine base_array 27 base_turbine base_array 28 base_turbine base_array 29 base_turbine base_array 30 base_turbine base_array 31 base_turbine base_array 32 base_turbine base_array 33 base_turbine base_array 34 base_turbine base_array 35 base_turbine base_array 36 base_turbine base_array 37 base_turbine base_array 38 base_turbine base_array 39 base_turbine base_array 40 base_turbine base_array | Tabular wind farm layout generated from ORBIT
fixedse.env.distLoads.windLoads_Px | input | N/m | [0.0, 0.0, 0.0, 0.0, 0.0, 0.0, 0.0, 0.0, 0.0, 0.0, 0.0, 0.0, 0.0, 671.1418359728364, 790.6391482700008, 870.7119027224605, 903.3875572454202, 932.760677936014, 959.5284541385604]
fixedse.env.distLoads.windLoads_Py | input | N/m | [0.0, 0.0, 0.0, 0.0, 0.0, 0.0, 0.0, 0.0, 0.0, 0.0, 0.0, 0.0, 0.0, 0.0, 0.0, 0.0, 0.0, 0.0, 0.0]
fixedse.env.distLoads.windLoads_Pz | input | N/m | [0.0, 0.0, 0.0, 0.0, 0.0, 0.0, 0.0, 0.0, 0.0, 0.0, 0.0, 0.0, 0.0, 0.0, 0.0, 0.0, 0.0, 0.0, 0.0]
fixedse.env.distLoads.windLoads_qdyn | input | N/m**2 | [0.0, 0.0, 0.0, 0.0, 0.0, 0.0, 0.0, 0.0, 0.0, 0.0, 0.0, 0.0, 0.0, 95.53831375868394, 112.83004743435774, 124.36170651833179, 129.0487797729378, 133.25145800872227, 137.07194492805118]
fixedse.env.distLoads.windLoads_z | input | m | [-75.0, -60.0, -45.0, -30.0, -26.666666666666664, -23.333333333333336, -19.999999999999993, -16.666666666666664, -13.333333333333329, -10.0, -6.666666666666657, -3.3333333333333286, 0.0, 3.3333333333333286, 6.666666666666671, 10.0, 11.666666666666657, 13.333333333333343, 15.0]
fixedse.env.distLoads.windLoads_beta | input | deg | 0
fixedse.env.distLoads.waveLoads_Px | input | N/m | [0.0, 0.0, 0.0, 39780.224360664746, 40357.70972736948, 42109.654555063426, 45095.483386883585, 49417.69395581757, 55228.02852878309, 62738.3516545017, 72239.16932547612, 84130.76656805225, 98975.27954541944, 0.0, 0.0, 0.0, 0.0, 0.0, 0.0]
fixedse.env.distLoads.waveLoads_Py | input | N/m | [0.0, 0.0, 0.0, 0.0, 0.0, 0.0, 0.0, 0.0, 0.0, 0.0, 0.0, 0.0, 0.0, 0.0, 0.0, 0.0, 0.0, 0.0, 0.0]
fixedse.env.distLoads.waveLoads_Pz | input | N/m | [0.0, 0.0, 0.0, 0.0, 0.0, 0.0, 0.0, 0.0, 0.0, 0.0, 0.0, 0.0, 0.0, 0.0, 0.0, 0.0, 0.0, 0.0, 0.0]
fixedse.env.distLoads.waveLoads_qdyn | input | N/m**2 | [0.0, 0.0, 0.0, 311498.54869554273, 278134.9396194766, 245058.5478327782, 212283.10666938507, 179832.15784285896, 147740.07664219118, 116053.60352767853, 84833.98919294041, 54159.90737294958, 24131.351741137194, 0.0, 0.0, 0.0, 0.0, 0.0, 0.0]
fixedse.env.distLoads.waveLoads_z | input | m | [-75.0, -60.0, -45.0, -30.0, -26.666666666666664, -23.333333333333336, -19.999999999999993, -16.666666666666664, -13.333333333333329, -10.0, -6.666666666666657, -3.3333333333333286, 0.0, 3.3333333333333286, 6.666666666666671, 10.0, 11.666666666666657, 13.333333333333343, 15.0]
fixedse.env.distLoads.waveLoads_beta | input | deg | 0
fixedse.z_global | output | m | [-75.0, -60.0, -45.0, -30.0, -26.666666666666664, -23.333333333333336, -19.999999999999993, -16.666666666666664, -13.333333333333329, -10.0, -6.666666666666657, -3.3333333333333286, 0.0, 3.3333333333333286, 6.666666666666671, 10.0, 11.666666666666657, 13.333333333333343, 15.0]
fixedse.yaw | input | deg | 0
fixedse.rho_water | input | kg/m**3 | 1025
fixedse.z0 | input | m | 0
fixedse.water_depth | input | m | 30
fixedse.Uc | input | m/s | 0 | mean current speed
fixedse.Hsig_wave | input | m | 4.52
fixedse.Tsig_wave | input | s | 9.45
fixedse.env.waveLoads.U | input | m/s | [0.0, 0.0, 0.0, 0.7092317320808468, 0.71904559328753, 0.7487587718389053, 0.7991935688168971, 0.871745748328328, 0.9684231647535391, 1.0919013293639568, 1.2455974540939296, 1.4337650216004714, 1.6616114988018782, 0.0, 0.0, 0.0, 0.0, 0.0, 0.0]
fixedse.env.waveLoads.A | input | m/s**2 | [0.0, 0.0, 0.0, 0.47155919559745035, 0.47808430761232146, 0.49784022368677694, 0.5313736813949995, 0.5796127066129972, 0.6438922962869622, 0.7259913639734891, 0.8281819706056379, 0.9532922029278418, 1.1047844397367845, 0.0, 0.0, 0.0, 0.0, 0.0, 0.0]
fixedse.env.waveLoads.p | input | N/m**2 | [0.0, 0.0, 0.0, 311240.7562500252, 277869.9635047982, 244771.21998734528, 211955.76760966046, 179442.6882598731, 147259.43188635015, 115442.5761647318, 84038.8387713972, 53106.37027765252, 22716.363445, 0.0, 0.0, 0.0, 0.0, 0.0, 0.0]
fixedse.outer_diameter_full | output | m | [10.0, 10.0, 10.0, 10.0, 10.0, 10.0, 10.0, 10.0, 10.0, 10.0, 10.0, 10.0, 10.0, 10.0, 10.0, 10.0, 10.0, 10.0, 10.0]
fixedse.beta_wave | input | deg | 0
fixedse.mu_water | input | kg/m/s | 0.0013351
fixedse.ca_usr | input |  | [-1.0, -1.0, -1.0, -1.0, -1.0, -1.0, -1.0, -1.0, -1.0, -1.0, -1.0, -1.0, -1.0, -1.0, -1.0, -1.0, -1.0, -1.0, -1.0]
fixedse.cd_usr | input |  | [-1.0, -1.0, -1.0, -1.0, -1.0, -1.0, -1.0, -1.0, -1.0, -1.0, -1.0, -1.0, -1.0, -1.0, -1.0, -1.0, -1.0, -1.0, -1.0]
fixedse.env.Uref | input | m/s | 19.7207
fixedse.wind_reference_height | input | m | 150
fixedse.shearExp | input |  | 0.12
fixedse.env.windLoads.U | input | m/s | [0.0, 0.0, 0.0, 0.0, 0.0, 0.0, 0.0, 0.0, 0.0, 0.0, 0.0, 0.0, 0.0, 12.489232179054929, 13.572484015161283, 14.249193691091996, 14.515229427865474, 14.749691550353417, 14.959643394639373]
fixedse.beta_wind | input | deg | 0
fixedse.rho_air | input | kg/m**3 | 1.225
fixedse.mu_air | input | kg/m/s | 1.81e-05
fixedse.joint1 | output | m | [0.0, 0.0, -75.0]
fixedse.joint2 | output | m | [0.0, 0.0, 15.0]
fixedse.s_full | output | m | [0.0, 0.16666666666666666, 0.3333333333333333, 0.5, 0.5370370370370371, 0.5740740740740741, 0.6111111111111112, 0.6481481481481481, 0.6851851851851852, 0.7222222222222222, 0.7592592592592593, 0.7962962962962963, 0.8333333333333334, 0.8703703703703703, 0.9074074074074074, 0.9444444444444444, 0.9629629629629629, 0.9814814814814815, 1.0]
fixedse.s_all | input |  | [0.0, 0.0, 0.0, 0.0, 0.0, 0.0, 0.0, 0.0, 0.0, 0.0, 0.0, 0.0, 0.0, 0.0, 0.0, 0.0, 0.0, 0.0, 0.0]
fixedse.g2e.Px_global | input | N/m | [0.0, 0.0, 0.0, 39780.224360664746, 40357.70972736948, 42109.654555063426, 45095.483386883585, 49417.69395581757, 55228.02852878309, 62738.3516545017, 72239.16932547612, 84130.76656805225, 98975.27954541944, 671.1418359728364, 790.6391482700008, 870.7119027224605, 903.3875572454202, 932.760677936014, 959.5284541385604]
fixedse.g2e.Py_global | input | N/m | [0.0, 0.0, 0.0, 0.0, 0.0, 0.0, 0.0, 0.0, 0.0, 0.0, 0.0, 0.0, 0.0, 0.0, 0.0, 0.0, 0.0, 0.0, 0.0]
fixedse.g2e.Pz_global | input | N/m | [0.0, 0.0, 0.0, 0.0, 0.0, 0.0, 0.0, 0.0, 0.0, 0.0, 0.0, 0.0, 0.0, 0.0, 0.0, 0.0, 0.0, 0.0, 0.0]
fixedse.g2e.qdyn_global | input | Pa | [0.0, 0.0, 0.0, 311498.54869554273, 278134.9396194766, 245058.5478327782, 212283.10666938507, 179832.15784285896, 147740.07664219118, 116053.60352767853, 84833.98919294041, 54159.90737294958, 24131.351741137194, 95.53831375868394, 112.83004743435774, 124.36170651833179, 129.0487797729378, 133.25145800872227, 137.07194492805118]
fixedse.lc:Px | input | N/m | [0.0, 0.0, 0.0, 0.0, 0.0, 0.0, 0.0, 0.0, 0.0, 0.0, 0.0, 0.0, 0.0, 0.0, 0.0, 0.0, 0.0, 0.0, 0.0]
fixedse.lc:Py | input | N/m | [0.0, 0.0, 0.0, 0.0, 0.0, 0.0, 0.0, 0.0, 0.0, 0.0, 0.0, 0.0, 0.0, 0.0, 0.0, 0.0, 0.0, 0.0, 0.0]
fixedse.lc:Pz | input | N/m | [0.0, 0.0, 0.0, -39780.224360664746, -40357.70972736948, -42109.654555063426, -45095.483386883585, -49417.69395581757, -55228.02852878309, -62738.3516545017, -72239.16932547612, -84130.76656805225, -98975.27954541944, -671.1418359728364, -790.6391482700008, -870.7119027224605, -903.3875572454202, -932.760677936014, -959.5284541385604]
fixedse.lc:qdyn | input | Pa | [0.0, 0.0, 0.0, 311498.54869554273, 278134.9396194766, 245058.5478327782, 212283.10666938507, 179832.15784285896, 147740.07664219118, 116053.60352767853, 84833.98919294041, 54159.90737294958, 24131.351741137194, 95.53831375868394, 112.83004743435774, 124.36170651833179, 129.0487797729378, 133.25145800872227, 137.07194492805118]
fixedse.monopile.z_soil | input | N/m | [-45.0, -40.0, -35.0, -30.0, -25.0, -20.0, -15.0, -10.0, -5.0, -0.0]
fixedse.monopile.k_soil | input | N/m | [[31548631578.947376, 18725777777777.785, 31548631578.947376, 18725777777777.785, 19786666666.666668, 93333333333.33333], [28436210526.315796, 13268888888888.893, 28436210526.315796, 13268888888888.893, 18106666666.666668, 93333333333.33333], [25323789473.684216, 9006666666666.67, 25323789473.684216, 9006666666666.67, 16426666666.666668, 93333333333.33333], [22211368421.05263, 5789777777777.779, 22211368421.05263, 5789777777777.779, 14746666666.666668, 93333333333.33333], [19098947368.421055, 3468888888888.8896, 19098947368.421055, 3468888888888.8896, 13066666666.666666, 93333333333.33333], [15986526315.789476, 1894666666666.6672, 15986526315.789476, 1894666666666.6672, 11386666666.666668, 93333333333.33333], [12874105263.157896, 917777777777.778, 12874105263.157896, 917777777777.778, 9706666666.666668, 93333333333.33333], [9761684210.526316, 388888888888.8889, 9761684210.526316, 388888888888.8889, 8026666666.666667, 93333333333.33333], [6649263157.894737, 158666666666.6667, 6649263157.894737, 158666666666.6667, 6346666666.666666, 93333333333.33333], [3536842105.263158, 77777777777.77779, 3536842105.263158, 77777777777.77779, 4666666666.666667, 93333333333.33333]]
fixedse.nodes_xyz | output | m | [[0.0, 0.0, -75.0], [0.0, 0.0, -60.0], [0.0, 0.0, -45.0], [0.0, 0.0, -30.0], [0.0, 0.0, -26.666666666666664], [0.0, 0.0, -23.333333333333336], [0.0, 0.0, -19.999999999999993], [0.0, 0.0, -16.666666666666664], [0.0, 0.0, -13.333333333333329], [0.0, 0.0, -10.0], [0.0, 0.0, -6.666666666666657], [0.0, 0.0, -3.3333333333333286], [0.0, 0.0, 0.0], [0.0, 0.0, 3.3333333333333286], [0.0, 0.0, 6.666666666666671], [0.0, 0.0, 10.0], [0.0, 0.0, 11.666666666666657], [0.0, 0.0, 13.333333333333343], [0.0, 0.0, 15.0]]
fixedse.section_A | output | m**2 | [1.7289672661980555, 1.7289672661980555, 1.7289672661980555, 1.7289672661980555, 1.7289672661980555, 1.7289672661980555, 1.6098677583112344, 1.6098677583112344, 1.6098677583112344, 1.4856972882015405, 1.4856972882015405, 1.4856972882015405, 1.3614889737379103, 1.3614889737379103, 1.3614889737379103, 1.2845791424772182, 1.2845791424772182, 1.2845791424772182]
fixedse.section_Asx | output | m**2 | [1.0524230245144457, 1.0524230245144457, 1.0524230245144457, 1.0524230245144457, 1.0524230245144457, 1.0524230245144457, 0.9797550530919895, 0.9797550530919895, 0.9797550530919895, 0.9040208878001328, 0.9040208878001328, 0.9040208878001328, 0.8282918784442489, 0.8282918784442489, 0.8282918784442489, 0.7814145263851895, 0.7814145263851895, 0.7814145263851895]
fixedse.section_Asy | output | m**2 | [1.0524230245144457, 1.0524230245144457, 1.0524230245144457, 1.0524230245144457, 1.0524230245144457, 1.0524230245144457, 0.9797550530919895, 0.9797550530919895, 0.9797550530919895, 0.9040208878001328, 0.9040208878001328, 0.9040208878001328, 0.8282918784442489, 0.8282918784442489, 0.8282918784442489, 0.7814145263851895, 0.7814145263851895, 0.7814145263851895]
fixedse.section_Ixx | output | kg*m**2 | [21.374207678926116, 21.374207678926116, 21.374207678926116, 21.374207678926116, 21.374207678926116, 21.374207678926116, 19.917108099043254, 19.917108099043254, 19.917108099043254, 18.395565033494922, 18.395565033494922, 18.395565033494922, 16.87110321448433, 16.87110321448433, 16.87110321448433, 15.925925027715245, 15.925925027715245, 15.925925027715245]
fixedse.section_Iyy | output | kg*m**2 | [21.374207678926116, 21.374207678926116, 21.374207678926116, 21.374207678926116, 21.374207678926116, 21.374207678926116, 19.917108099043254, 19.917108099043254, 19.917108099043254, 18.395565033494922, 18.395565033494922, 18.395565033494922, 16.87110321448433, 16.87110321448433, 16.87110321448433, 15.925925027715245, 15.925925027715245, 15.925925027715245]
fixedse.section_J0 | output | kg*m**2 | [42.74841535785223, 42.74841535785223, 42.74841535785223, 42.74841535785223, 42.74841535785223, 42.74841535785223, 39.83421619808651, 39.83421619808651, 39.83421619808651, 36.791130066989844, 36.791130066989844, 36.791130066989844, 33.74220642896866, 33.74220642896866, 33.74220642896866, 31.85185005543049, 31.85185005543049, 31.85185005543049]
fixedse.section_rho | output | kg/m**3 | [8346.0, 8346.0, 8346.0, 8346.0, 8346.0, 8346.0, 8346.0, 8346.0, 8346.0, 8346.0, 8346.0, 8346.0, 8346.0, 8346.0, 8346.0, 8346.0, 8346.0, 8346.0]
fixedse.section_E | output | Pa | [200000000000.0, 200000000000.0, 200000000000.0, 200000000000.0, 200000000000.0, 200000000000.0, 200000000000.0, 200000000000.0, 200000000000.0, 200000000000.0, 200000000000.0, 200000000000.0, 200000000000.0, 200000000000.0, 200000000000.0, 200000000000.0, 200000000000.0, 200000000000.0]
fixedse.section_G | output | Pa | [79300000000.0, 79300000000.0, 79300000000.0, 79300000000.0, 79300000000.0, 79300000000.0, 79300000000.0, 79300000000.0, 79300000000.0, 79300000000.0, 79300000000.0, 79300000000.0, 79300000000.0, 79300000000.0, 79300000000.0, 79300000000.0, 79300000000.0, 79300000000.0]
fixedse.t_full | output | m | [0.055341, 0.055341, 0.055341, 0.055341, 0.055341, 0.055341, 0.051509, 0.051509, 0.051509, 0.047517000000000004, 0.047517000000000004, 0.047517000000000004, 0.043527, 0.043527, 0.043527, 0.041058, 0.041058, 0.041058]
fixedse.sigma_y_full | output | Pa | [345000000.0, 345000000.0, 345000000.0, 345000000.0, 345000000.0, 345000000.0, 345000000.0, 345000000.0, 345000000.0, 345000000.0, 345000000.0, 345000000.0, 345000000.0, 345000000.0, 345000000.0, 345000000.0, 345000000.0, 345000000.0]
fixedse.qdyn | output | Pa | [[0.0], [0.0], [0.0], [311498.54869554273], [278134.9396194766], [245058.5478327782], [212283.10666938507], [179832.15784285896], [147740.07664219118], [116053.60352767853], [84833.98919294041], [54159.90737294958], [24131.351741137194], [95.53831375868394], [112.83004743435774], [124.36170651833179], [129.0487797729378], [133.25145800872227], [137.07194492805118]]
fixedse.bending_height | output | m | 45
fixedse.tower_xyz | input | m | [[0.0, 0.0, 15.0], [0.0, 0.0, 19.333333333333332], [0.0, 0.0, 23.666666666666664], [0.0, 0.0, 28.0], [0.0, 0.0, 32.33333333333333], [0.0, 0.0, 36.666666666666664], [0.0, 0.0, 41.0], [0.0, 0.0, 45.33333333333333], [0.0, 0.0, 49.666666666666664], [0.0, 0.0, 54.0], [0.0, 0.0, 58.333333333333336], [0.0, 0.0, 62.666666666666664], [0.0, 0.0, 67.0], [0.0, 0.0, 71.33333333333334], [0.0, 0.0, 75.66666666666666], [0.0, 0.0, 80.0], [0.0, 0.0, 84.33333333333333], [0.0, 0.0, 88.66666666666667], [0.0, 0.0, 93.0], [0.0, 0.0, 97.33333333333333], [0.0, 0.0, 101.66666666666667], [0.0, 0.0, 106.0], [0.0, 0.0, 110.33333333333333], [0.0, 0.0, 114.66666666666667], [0.0, 0.0, 119.0], [0.0, 0.0, 123.33333333333333], [0.0, 0.0, 127.66666666666667], [0.0, 0.0, 132.0], [0.0, 0.0, 136.12866666666667], [0.0, 0.0, 140.25733333333332], [0.0, 0.0, 144.386]]
fixedse.tower_A | input | m**2 | [1.2359027572170638, 1.2359027572170638, 1.2359027572170638, 1.1397111802381514, 1.1368861093275973, 1.1340610384170544, 1.0412184416654726, 1.0241331444879271, 1.0070478473103817, 0.9414721025335463, 0.9209081585570014, 0.9003442145804452, 0.8382092995438504, 0.8162779920255897, 0.7943466845073179, 0.7309367885335645, 0.7077456971252258, 0.6845546057168872, 0.6226069491808739, 0.6088997060527718, 0.5951924629246641, 0.5172868156659352, 0.5132389269388606, 0.5091910382117861, 0.43821833935581467, 0.43437996658440287, 0.43054159381299106, 0.4927618738974252, 0.4909524673254044, 0.48914306075338354]
fixedse.tower_Asx | input | m**2 | [0.7517512956057671, 0.7517512956057671, 0.7517512956057671, 0.6931478636013552, 0.6914325374036028, 0.6897172113927035, 0.6331840899865142, 0.6228102177138944, 0.6124363523446187, 0.5725304488474783, 0.5600444109939321, 0.5475583844854482, 0.5097513887316534, 0.49643512662108097, 0.4831188798424268, 0.4445353548041378, 0.4304541960838555, 0.4163730585596197, 0.3786686071342062, 0.3703458561111041, 0.36202311396971615, 0.3145798068696419, 0.31212200589969924, 0.3096642057151512, 0.2664489254101458, 0.2641183286666998, 0.2617877325850941, 0.2996882893188872, 0.29858965420200495, 0.2974910192638158]
fixedse.tower_Asy | input | m**2 | [0.7517512956057671, 0.7517512956057671, 0.7517512956057671, 0.6931478636013552, 0.6914325374036028, 0.6897172113927035, 0.6331840899865142, 0.6228102177138944, 0.6124363523446187, 0.5725304488474783, 0.5600444109939321, 0.5475583844854482, 0.5097513887316534, 0.49643512662108097, 0.4831188798424268, 0.4445353548041378, 0.4304541960838555, 0.4163730585596197, 0.3786686071342062, 0.3703458561111041, 0.36202311396971615, 0.3145798068696419, 0.31212200589969924, 0.3096642057151512, 0.2664489254101458, 0.2641183286666998, 0.2617877325850941, 0.2996882893188872, 0.29858965420200495, 0.2974910192638158]
fixedse.tower_Ixx | input | kg*m**2 | [15.327233408653541, 15.327233408653541, 15.327233408653541, 14.107903842421226, 14.003254271334127, 13.899123499274856, 12.529893876569218, 11.923157369646358, 11.336330779152236, 10.198631733006732, 9.544841898055274, 8.919607890253639, 7.909882879276179, 7.305117173852298, 6.731990675492005, 5.840360537212224, 5.301909273308736, 4.797613875727326, 4.1276739017309225, 3.8610111657532573, 3.6060880668499373, 3.0413169005899734, 2.9704776978096437, 2.9007471338814073, 2.4573916856454927, 2.393382854484321, 2.330495302810235, 2.6313421268554267, 2.6024620695475065, 2.573794103705453]
fixedse.tower_Iyy | input | kg*m**2 | [15.327233408653541, 15.327233408653541, 15.327233408653541, 14.107903842421226, 14.003254271334127, 13.899123499274856, 12.529893876569218, 11.923157369646358, 11.336330779152236, 10.198631733006732, 9.544841898055274, 8.919607890253639, 7.909882879276179, 7.305117173852298, 6.731990675492005, 5.840360537212224, 5.301909273308736, 4.797613875727326, 4.1276739017309225, 3.8610111657532573, 3.6060880668499373, 3.0413169005899734, 2.9704776978096437, 2.9007471338814073, 2.4573916856454927, 2.393382854484321, 2.330495302810235, 2.6313421268554267, 2.6024620695475065, 2.573794103705453]
fixedse.tower_J0 | input | kg*m**2 | [30.654466817307082, 30.654466817307082, 30.654466817307082, 28.215807684842453, 28.006508542668254, 27.79824699854971, 25.059787753138437, 23.846314739292716, 22.672661558304473, 20.397263466013463, 19.08968379611055, 17.839215780507278, 15.819765758552357, 14.610234347704596, 13.46398135098401, 11.680721074424447, 10.603818546617472, 9.595227751454653, 8.255347803461845, 7.722022331506515, 7.212176133699875, 6.082633801179947, 5.940955395619287, 5.8014942677628145, 4.914783371290985, 4.786765708968642, 4.66099060562047, 5.262684253710853, 5.204924139095013, 5.147588207410906]
fixedse.tower_rho | input | kg/m**3 | [8346.0, 8346.0, 8346.0, 8346.0, 8346.0, 8346.0, 8346.0, 8346.0, 8346.0, 8346.0, 8346.0, 8346.0, 8346.0, 8346.0, 8346.0, 8346.0, 8346.0, 8346.0, 8346.0, 8346.0, 8346.0, 8346.0, 8346.0, 8346.0, 8346.0, 8346.0, 8346.0, 8346.0, 8346.0, 8346.0]
fixedse.tower_E | input | Pa | [200000000000.0, 200000000000.0, 200000000000.0, 200000000000.0, 200000000000.0, 200000000000.0, 200000000000.0, 200000000000.0, 200000000000.0, 200000000000.0, 200000000000.0, 200000000000.0, 200000000000.0, 200000000000.0, 200000000000.0, 200000000000.0, 200000000000.0, 200000000000.0, 200000000000.0, 200000000000.0, 200000000000.0, 200000000000.0, 200000000000.0, 200000000000.0, 200000000000.0, 200000000000.0, 200000000000.0, 200000000000.0, 200000000000.0, 200000000000.0]
fixedse.tower_G | input | Pa | [79300000000.0, 79300000000.0, 79300000000.0, 79300000000.0, 79300000000.0, 79300000000.0, 79300000000.0, 79300000000.0, 79300000000.0, 79300000000.0, 79300000000.0, 79300000000.0, 79300000000.0, 79300000000.0, 79300000000.0, 79300000000.0, 79300000000.0, 79300000000.0, 79300000000.0, 79300000000.0, 79300000000.0, 79300000000.0, 79300000000.0, 79300000000.0, 79300000000.0, 79300000000.0, 79300000000.0, 79300000000.0, 79300000000.0, 79300000000.0]
fixedse.tower_outer_diameter_full | input | m | [10.0, 10.0, 10.0, 10.0, 9.975333333333333, 9.950666666666667, 9.926, 9.765, 9.604, 9.443, 9.239666666666666, 9.036333333333333, 8.833, 8.605666666666666, 8.378333333333334, 8.151, 7.897333333333333, 7.643666666666666, 7.39, 7.229666666666667, 7.069333333333333, 6.909, 6.855333333333333, 6.801666666666667, 6.748, 6.689333333333334, 6.6306666666666665, 6.572, 6.548, 6.524, 6.5]
fixedse.tower_t_full | input | m | [0.039496, 0.039496, 0.039496, 0.036456, 0.036456, 0.036456, 0.033779, 0.033779, 0.033779, 0.032192, 0.032192, 0.032192, 0.030708, 0.030708, 0.030708, 0.029101000000000002, 0.029101000000000002, 0.029101000000000002, 0.027213, 0.027213, 0.027213, 0.024009, 0.024009, 0.024009, 0.020825999999999997, 0.020825999999999997, 0.020825999999999997, 0.023998, 0.023998, 0.023998]
fixedse.tower_sigma_y_full | input | Pa | [345000000.0, 345000000.0, 345000000.0, 345000000.0, 345000000.0, 345000000.0, 345000000.0, 345000000.0, 345000000.0, 345000000.0, 345000000.0, 345000000.0, 345000000.0, 345000000.0, 345000000.0, 345000000.0, 345000000.0, 345000000.0, 345000000.0, 345000000.0, 345000000.0, 345000000.0, 345000000.0, 345000000.0, 345000000.0, 345000000.0, 345000000.0, 345000000.0, 345000000.0, 345000000.0]
fixedse.tower_qdyn | input | Pa | [[137.07194492805118], [145.68011989682242], [152.92538250629715], [159.22255931724732], [164.81729720629824], [169.868094929133], [174.48367446515587], [178.7421221079412], [182.70156865903243], [186.40655284074901], [189.89201521968016], [193.18591337490815], [196.3109955724135], [199.28603998020682], [202.12674276991453], [204.84636876112847], [207.4562373723021], [209.9660917893631], [212.38438368828298], [214.71849581950656], [216.97491814800287], [219.1593887855023], [221.27700788908624], [223.33233055899473], [225.32944324719782], [227.27202709155972], [229.16341078916068], [231.00661502968717], [232.72046428998962], [234.39525270468775], [236.032982049329]]
fixedse.tower_bending_height | input | m | 129.386
fixedse.monopile.rna_F | input | N | [[3818324.1399836694], [23991.43511646899], [-8901787.013061497]]
fixedse.monopile.rna_M | input | N*m | [[-1128972.4323735232], [-39299058.57624601], [9633344.967881592]]
fixedse.turbine_F | input | N | [[3818324.139981728], [23991.435116476787], [-17415583.942852926]]
fixedse.turbine_M | input | N*m | [[-4406146.110185088], [468796837.13123953], [9633344.967881588]]
fixedse.transition_piece_mass | input | kg | 100000
fixedse.transition_piece_I | output | kg*m**2 | [1250000.0, 1250000.0, 2500000.0, 0.0, 0.0, 0.0]
fixedse.gravity_foundation_mass | input | kg | 0
fixedse.gravity_foundation_I | output | kg*m**2 | [0.0, 0.0, 0.0, 0.0, 0.0, 0.0]
fixedse.transition_piece_height | output | m | 15
fixedse.suctionpile_depth | output | m | 45
fixedse.turbine_mass | input | kg | 1804993.0869
fixedse.turbine_cg | input | m | [-3.839193464060281, -0.05228676025823503, 103.21460047469584]
fixedse.turbine_I | input | kg*m**2 | [23649743676.806335, 23542479082.25791, 268019942.9197344, 848.4313921991852, 19029032.47282536, 170120.79265189238]
fixedse.rna_mass | input | kg | 951532.9696
fixedse.rna_I | input | kg*m**2 | [378216785.7720111, 270952191.22358733, 251710895.14062148, 848.4313921991852, 19029032.47282536, 170120.79265189238]
fixedse.rna_cg | input | m | [-7.282687919025192, -0.09918441485751493, 4.5971379164517305]
fixedse.Px | output | N/m | [[0.0], [0.0], [0.0], [0.0], [0.0], [0.0], [0.0], [0.0], [0.0], [0.0], [0.0], [0.0], [0.0], [0.0], [0.0], [0.0], [0.0], [0.0], [0.0]]
fixedse.Py | output | N/m | [[0.0], [0.0], [0.0], [0.0], [0.0], [0.0], [0.0], [0.0], [0.0], [0.0], [0.0], [0.0], [0.0], [0.0], [0.0], [0.0], [0.0], [0.0], [0.0]]
fixedse.Pz | output | N/m | [[0.0], [0.0], [0.0], [-39780.224360664746], [-40357.70972736948], [-42109.654555063426], [-45095.483386883585], [-49417.69395581757], [-55228.02852878309], [-62738.3516545017], [-72239.16932547612], [-84130.76656805225], [-98975.27954541944], [-671.1418359728364], [-790.6391482700008], [-870.7119027224605], [-903.3875572454202], [-932.760677936014], [-959.5284541385604]]
fixedse.tower_Px | input | N/m | [[0.0], [0.0], [0.0], [0.0], [0.0], [0.0], [0.0], [0.0], [0.0], [0.0], [0.0], [0.0], [0.0], [0.0], [0.0], [0.0], [0.0], [0.0], [0.0], [0.0], [0.0], [0.0], [0.0], [0.0], [0.0], [0.0], [0.0], [0.0], [0.0], [0.0], [0.0]]
fixedse.tower_Py | input | N/m | [[0.0], [0.0], [0.0], [0.0], [0.0], [0.0], [0.0], [0.0], [0.0], [0.0], [0.0], [0.0], [0.0], [0.0], [0.0], [0.0], [0.0], [0.0], [0.0], [0.0], [0.0], [0.0], [0.0], [0.0], [0.0], [0.0], [0.0], [0.0], [0.0], [0.0], [0.0]]
fixedse.tower_Pz | input | N/m | [[-959.5284541385604], [-1020.0903180479446], [-1071.3543972936088], [-1116.1431327920789], [-1153.1566178202693], [-1186.2186092649156], [-1216.0945490386869], [-1225.2956641030519], [-1231.4447359934063], [-1234.9632490957194], [-1230.3272429727372], [-1223.5328325508683], [-1214.8290581759475], [-1201.011508010052], [-1185.6197681026636], [-1168.8071862240524], [-1146.8960840092673], [-1123.762124792411], [-1099.4914417935609], [-1087.848002597223], [-1075.3671970605753], [-1062.0989876615085], [-1064.1273813298774], [-1065.7089105019732], [-1066.8697658410535], [-1066.861576270174], [-1066.465730203226], [-1065.7022779712493], [-1069.686790407251], [-1073.4390616444016], [-1076.9700228468482]]
fixedse.z_full | output | m | [0.0, 15.0, 30.0, 45.0, 48.333333333333336, 51.666666666666664, 55.00000000000001, 58.333333333333336, 61.66666666666667, 65.0, 68.33333333333334, 71.66666666666667, 75.0, 78.33333333333333, 81.66666666666667, 85.0, 86.66666666666666, 88.33333333333334, 90.0]
fixedse.E_full | output | Pa | [200000000000.0, 200000000000.0, 200000000000.0, 200000000000.0, 200000000000.0, 200000000000.0, 200000000000.0, 200000000000.0, 200000000000.0, 200000000000.0, 200000000000.0, 200000000000.0, 200000000000.0, 200000000000.0, 200000000000.0, 200000000000.0, 200000000000.0, 200000000000.0]
fixedse.G_full | output | Pa | [79300000000.0, 79300000000.0, 79300000000.0, 79300000000.0, 79300000000.0, 79300000000.0, 79300000000.0, 79300000000.0, 79300000000.0, 79300000000.0, 79300000000.0, 79300000000.0, 79300000000.0, 79300000000.0, 79300000000.0, 79300000000.0, 79300000000.0, 79300000000.0]
fixedse.rho_full | output | kg/m**3 | [7800.0, 7800.0, 7800.0, 7800.0, 7800.0, 7800.0, 7800.0, 7800.0, 7800.0, 7800.0, 7800.0, 7800.0, 7800.0, 7800.0, 7800.0, 7800.0, 7800.0, 7800.0]
fixedse.post.section_L | input | m | [0.0, 0.0, 0.0, 0.0, 0.0, 0.0, 0.0, 0.0, 0.0, 0.0, 0.0, 0.0, 0.0, 0.0, 0.0, 0.0, 0.0, 0.0]
fixedse.post.cylinder_Fz | input | N | [[-30417178.302563876], [-28294603.979013633], [-25876661.494653262], [-25272750.7166777], [-24664996.379773375], [-24049424.716810063], [-23454286.55641717], [-22842429.706813026], [-22208593.7747137], [-21580564.65428347], [-20917238.064050794], [-20209796.89398669], [-19673949.664871983], [-19300107.090850763], [-18925935.22622169], [-18749247.229741354], [-18572508.043079816], [-18395722.540201914]]
fixedse.post.cylinder_Vx | input | N | [[-928290.8089399126], [-7195768.238462925], [-19379238.345712792], [3818862.318810135], [3819014.1978411973], [3819170.055623293], [3819286.8406638503], [3819463.436463475], [3819655.500436783], [3819796.2875454426], [3820041.5795015693], [3820324.3633719683], [3820155.3136787415], [3819576.640421331], [3819669.8201903105], [3818992.4388207793], [3819014.7401555777], [3819036.7281594872]]
fixedse.post.cylinder_Vy | input | N | [[-7969.158756260663], [-62001.24827884052], [-169888.91461187473], [23996.01983538596], [23997.33618043922], [23998.693782035494], [23999.72116138041], [24001.273895059247], [24002.969864733517], [24004.22899826104], [24006.411817745306], [24008.936866407283], [24007.51057353709], [24002.47075099405], [24003.334918092005], [23997.360425135586], [23997.569963352755], [23997.777490174398]]
fixedse.post.cylinder_Mxx | input | N*m | [[-53374.26424142012], [-832468.4298002344], [-4538383.364950761], [-5446524.428740963], [-5364918.1453122385], [-5283007.150382768], [-5200800.4764758535], [-5118308.78204032], [-5035556.646627136], [-4952554.856796697], [-4869315.905593544], [-4785869.7330871], [-4702233.585557878], [-4618389.803299263], [-4534326.159973592], [-4492224.666161522], [-4450069.659451768], [-4407863.008383974]]
fixedse.post.cylinder_Myy | input | N*m | [[6261224.511516943], [97522370.08850238], [525610511.1348635], [628208846.5994418], [615289925.4077091], [602336146.051292], [589348702.9044371], [576329120.0370789], [563280421.2374353], [550203983.1785965], [537101538.0798521], [523976674.85470676], [510831477.796299], [497664236.9687443], [484473727.1190233], [477871223.0906372], [471263153.32941437], [464649750.85271645]]
fixedse.post.cylinder_Mzz | input | N*m | [[1044507.0179490438], [2520443.6611486697], [5037456.136866465], [9635163.44298504], [9635120.995500816], [9635078.278239345], [9635160.066403544], [9635115.140884291], [9635068.95374899], [9635161.22166391], [9635109.851043472], [9635055.593806341], [9635148.538085759], [9635100.70909268], [9635067.340695404], [9635135.083522484], [9635118.368355146], [9635101.648403164]]
fixedse.post_monopile_tower.z_full | input | m | [-75.0, -60.0, -45.0, -30.0, -26.666666666666664, -23.333333333333336, -19.999999999999993, -16.666666666666664, -13.333333333333329, -10.0, -6.666666666666657, -3.3333333333333286, 0.0, 3.3333333333333286, 6.666666666666671, 10.0, 11.666666666666657, 13.333333333333343, 15.0, 19.333333333333332, 23.666666666666664, 28.0, 32.33333333333333, 36.666666666666664, 41.0, 45.33333333333333, 49.666666666666664, 54.0, 58.333333333333336, 62.666666666666664, 67.0, 71.33333333333334, 75.66666666666666, 80.0, 84.33333333333333, 88.66666666666667, 93.0, 97.33333333333333, 101.66666666666667, 106.0, 110.33333333333333, 114.66666666666667, 119.0, 123.33333333333333, 127.66666666666667, 132.0, 136.12866666666667, 140.25733333333332, 144.386]
fixedse.post_monopile_tower.outer_diameter_full | input | m | [10.0, 10.0, 10.0, 10.0, 10.0, 10.0, 10.0, 10.0, 10.0, 10.0, 10.0, 10.0, 10.0, 10.0, 10.0, 10.0, 10.0, 10.0, 10.0, 10.0, 10.0, 10.0, 9.975333333333333, 9.950666666666667, 9.926, 9.765, 9.604, 9.443, 9.239666666666666, 9.036333333333333, 8.833, 8.605666666666666, 8.378333333333334, 8.151, 7.897333333333333, 7.643666666666666, 7.39, 7.229666666666667, 7.069333333333333, 6.909, 6.855333333333333, 6.801666666666667, 6.748, 6.689333333333334, 6.6306666666666665, 6.572, 6.548, 6.524, 6.5]
fixedse.post_monopile_tower.t_full | input | m | [0.055341, 0.055341, 0.055341, 0.055341, 0.055341, 0.055341, 0.051509, 0.051509, 0.051509, 0.047517000000000004, 0.047517000000000004, 0.047517000000000004, 0.043527, 0.043527, 0.043527, 0.041058, 0.041058, 0.041058, 0.039496, 0.039496, 0.039496, 0.036456, 0.036456, 0.036456, 0.033779, 0.033779, 0.033779, 0.032192, 0.032192, 0.032192, 0.030708, 0.030708, 0.030708, 0.029101000000000002, 0.029101000000000002, 0.029101000000000002, 0.027213, 0.027213, 0.027213, 0.024009, 0.024009, 0.024009, 0.020825999999999997, 0.020825999999999997, 0.020825999999999997, 0.023998, 0.023998, 0.023998]
fixedse.post_monopile_tower.bending_height | input | m | 174.386
fixedse.post_monopile_tower.E_full | input | Pa | [200000000000.0, 200000000000.0, 200000000000.0, 200000000000.0, 200000000000.0, 200000000000.0, 200000000000.0, 200000000000.0, 200000000000.0, 200000000000.0, 200000000000.0, 200000000000.0, 200000000000.0, 200000000000.0, 200000000000.0, 200000000000.0, 200000000000.0, 200000000000.0, 200000000000.0, 200000000000.0, 200000000000.0, 200000000000.0, 200000000000.0, 200000000000.0, 200000000000.0, 200000000000.0, 200000000000.0, 200000000000.0, 200000000000.0, 200000000000.0, 200000000000.0, 200000000000.0, 200000000000.0, 200000000000.0, 200000000000.0, 200000000000.0, 200000000000.0, 200000000000.0, 200000000000.0, 200000000000.0, 200000000000.0, 200000000000.0, 200000000000.0, 200000000000.0, 200000000000.0, 200000000000.0, 200000000000.0, 200000000000.0]
fixedse.post_monopile_tower.G_full | input | Pa | [79300000000.0, 79300000000.0, 79300000000.0, 79300000000.0, 79300000000.0, 79300000000.0, 79300000000.0, 79300000000.0, 79300000000.0, 79300000000.0, 79300000000.0, 79300000000.0, 79300000000.0, 79300000000.0, 79300000000.0, 79300000000.0, 79300000000.0, 79300000000.0, 79300000000.0, 79300000000.0, 79300000000.0, 79300000000.0, 79300000000.0, 79300000000.0, 79300000000.0, 79300000000.0, 79300000000.0, 79300000000.0, 79300000000.0, 79300000000.0, 79300000000.0, 79300000000.0, 79300000000.0, 79300000000.0, 79300000000.0, 79300000000.0, 79300000000.0, 79300000000.0, 79300000000.0, 79300000000.0, 79300000000.0, 79300000000.0, 79300000000.0, 79300000000.0, 79300000000.0, 79300000000.0, 79300000000.0, 79300000000.0]
fixedse.post_monopile_tower.rho_full | input | kg/m**3 | [8346.0, 8346.0, 8346.0, 8346.0, 8346.0, 8346.0, 8346.0, 8346.0, 8346.0, 8346.0, 8346.0, 8346.0, 8346.0, 8346.0, 8346.0, 8346.0, 8346.0, 8346.0, 8346.0, 8346.0, 8346.0, 8346.0, 8346.0, 8346.0, 8346.0, 8346.0, 8346.0, 8346.0, 8346.0, 8346.0, 8346.0, 8346.0, 8346.0, 8346.0, 8346.0, 8346.0, 8346.0, 8346.0, 8346.0, 8346.0, 8346.0, 8346.0, 8346.0, 8346.0, 8346.0, 8346.0, 8346.0, 8346.0]
fixedse.post_monopile_tower.sigma_y_full | input | Pa | [345000000.0, 345000000.0, 345000000.0, 345000000.0, 345000000.0, 345000000.0, 345000000.0, 345000000.0, 345000000.0, 345000000.0, 345000000.0, 345000000.0, 345000000.0, 345000000.0, 345000000.0, 345000000.0, 345000000.0, 345000000.0, 345000000.0, 345000000.0, 345000000.0, 345000000.0, 345000000.0, 345000000.0, 345000000.0, 345000000.0, 345000000.0, 345000000.0, 345000000.0, 345000000.0, 345000000.0, 345000000.0, 345000000.0, 345000000.0, 345000000.0, 345000000.0, 345000000.0, 345000000.0, 345000000.0, 345000000.0, 345000000.0, 345000000.0, 345000000.0, 345000000.0, 345000000.0, 345000000.0, 345000000.0, 345000000.0]
fixedse.post_monopile_tower.section_A | input | m**2 | [1.7289672661980555, 1.7289672661980555, 1.7289672661980555, 1.7289672661980555, 1.7289672661980555, 1.7289672661980555, 1.6098677583112344, 1.6098677583112344, 1.6098677583112344, 1.4856972882015405, 1.4856972882015405, 1.4856972882015405, 1.3614889737379103, 1.3614889737379103, 1.3614889737379103, 1.2845791424772182, 1.2845791424772182, 1.2845791424772182, 1.2359027572170638, 1.2359027572170638, 1.2359027572170638, 1.1397111802381514, 1.1368861093275973, 1.1340610384170544, 1.0412184416654726, 1.0241331444879271, 1.0070478473103817, 0.9414721025335463, 0.9209081585570014, 0.9003442145804452, 0.8382092995438504, 0.8162779920255897, 0.7943466845073179, 0.7309367885335645, 0.7077456971252258, 0.6845546057168872, 0.6226069491808739, 0.6088997060527718, 0.5951924629246641, 0.5172868156659352, 0.5132389269388606, 0.5091910382117861, 0.43821833935581467, 0.43437996658440287, 0.43054159381299106, 0.4927618738974252, 0.4909524673254044, 0.48914306075338354]
fixedse.post_monopile_tower.section_Asx | input | m**2 | [1.0524230245144457, 1.0524230245144457, 1.0524230245144457, 1.0524230245144457, 1.0524230245144457, 1.0524230245144457, 0.9797550530919895, 0.9797550530919895, 0.9797550530919895, 0.9040208878001328, 0.9040208878001328, 0.9040208878001328, 0.8282918784442489, 0.8282918784442489, 0.8282918784442489, 0.7814145263851895, 0.7814145263851895, 0.7814145263851895, 0.7517512956057671, 0.7517512956057671, 0.7517512956057671, 0.6931478636013552, 0.6914325374036028, 0.6897172113927035, 0.6331840899865142, 0.6228102177138944, 0.6124363523446187, 0.5725304488474783, 0.5600444109939321, 0.5475583844854482, 0.5097513887316534, 0.49643512662108097, 0.4831188798424268, 0.4445353548041378, 0.4304541960838555, 0.4163730585596197, 0.3786686071342062, 0.3703458561111041, 0.36202311396971615, 0.3145798068696419, 0.31212200589969924, 0.3096642057151512, 0.2664489254101458, 0.2641183286666998, 0.2617877325850941, 0.2996882893188872, 0.29858965420200495, 0.2974910192638158]
fixedse.post_monopile_tower.section_Asy | input | m**2 | [1.0524230245144457, 1.0524230245144457, 1.0524230245144457, 1.0524230245144457, 1.0524230245144457, 1.0524230245144457, 0.9797550530919895, 0.9797550530919895, 0.9797550530919895, 0.9040208878001328, 0.9040208878001328, 0.9040208878001328, 0.8282918784442489, 0.8282918784442489, 0.8282918784442489, 0.7814145263851895, 0.7814145263851895, 0.7814145263851895, 0.7517512956057671, 0.7517512956057671, 0.7517512956057671, 0.6931478636013552, 0.6914325374036028, 0.6897172113927035, 0.6331840899865142, 0.6228102177138944, 0.6124363523446187, 0.5725304488474783, 0.5600444109939321, 0.5475583844854482, 0.5097513887316534, 0.49643512662108097, 0.4831188798424268, 0.4445353548041378, 0.4304541960838555, 0.4163730585596197, 0.3786686071342062, 0.3703458561111041, 0.36202311396971615, 0.3145798068696419, 0.31212200589969924, 0.3096642057151512, 0.2664489254101458, 0.2641183286666998, 0.2617877325850941, 0.2996882893188872, 0.29858965420200495, 0.2974910192638158]
fixedse.post_monopile_tower.section_Ixx | input | kg*m**2 | [21.374207678926116, 21.374207678926116, 21.374207678926116, 21.374207678926116, 21.374207678926116, 21.374207678926116, 19.917108099043254, 19.917108099043254, 19.917108099043254, 18.395565033494922, 18.395565033494922, 18.395565033494922, 16.87110321448433, 16.87110321448433, 16.87110321448433, 15.925925027715245, 15.925925027715245, 15.925925027715245, 15.327233408653541, 15.327233408653541, 15.327233408653541, 14.107903842421226, 14.003254271334127, 13.899123499274856, 12.529893876569218, 11.923157369646358, 11.336330779152236, 10.198631733006732, 9.544841898055274, 8.919607890253639, 7.909882879276179, 7.305117173852298, 6.731990675492005, 5.840360537212224, 5.301909273308736, 4.797613875727326, 4.1276739017309225, 3.8610111657532573, 3.6060880668499373, 3.0413169005899734, 2.9704776978096437, 2.9007471338814073, 2.4573916856454927, 2.393382854484321, 2.330495302810235, 2.6313421268554267, 2.6024620695475065, 2.573794103705453]
fixedse.post_monopile_tower.section_Iyy | input | kg*m**2 | [21.374207678926116, 21.374207678926116, 21.374207678926116, 21.374207678926116, 21.374207678926116, 21.374207678926116, 19.917108099043254, 19.917108099043254, 19.917108099043254, 18.395565033494922, 18.395565033494922, 18.395565033494922, 16.87110321448433, 16.87110321448433, 16.87110321448433, 15.925925027715245, 15.925925027715245, 15.925925027715245, 15.327233408653541, 15.327233408653541, 15.327233408653541, 14.107903842421226, 14.003254271334127, 13.899123499274856, 12.529893876569218, 11.923157369646358, 11.336330779152236, 10.198631733006732, 9.544841898055274, 8.919607890253639, 7.909882879276179, 7.305117173852298, 6.731990675492005, 5.840360537212224, 5.301909273308736, 4.797613875727326, 4.1276739017309225, 3.8610111657532573, 3.6060880668499373, 3.0413169005899734, 2.9704776978096437, 2.9007471338814073, 2.4573916856454927, 2.393382854484321, 2.330495302810235, 2.6313421268554267, 2.6024620695475065, 2.573794103705453]
fixedse.post_monopile_tower.section_J0 | input | kg*m**2 | [42.74841535785223, 42.74841535785223, 42.74841535785223, 42.74841535785223, 42.74841535785223, 42.74841535785223, 39.83421619808651, 39.83421619808651, 39.83421619808651, 36.791130066989844, 36.791130066989844, 36.791130066989844, 33.74220642896866, 33.74220642896866, 33.74220642896866, 31.85185005543049, 31.85185005543049, 31.85185005543049, 30.654466817307082, 30.654466817307082, 30.654466817307082, 28.215807684842453, 28.006508542668254, 27.79824699854971, 25.059787753138437, 23.846314739292716, 22.672661558304473, 20.397263466013463, 19.08968379611055, 17.839215780507278, 15.819765758552357, 14.610234347704596, 13.46398135098401, 11.680721074424447, 10.603818546617472, 9.595227751454653, 8.255347803461845, 7.722022331506515, 7.212176133699875, 6.082633801179947, 5.940955395619287, 5.8014942677628145, 4.914783371290985, 4.786765708968642, 4.66099060562047, 5.262684253710853, 5.204924139095013, 5.147588207410906]
fixedse.post_monopile_tower.section_rho | input | kg/m**3 | [0.0, 0.0, 0.0, 0.0, 0.0, 0.0, 0.0, 0.0, 0.0, 0.0, 0.0, 0.0, 0.0, 0.0, 0.0, 0.0, 0.0, 0.0, 0.0, 0.0, 0.0, 0.0, 0.0, 0.0, 0.0, 0.0, 0.0, 0.0, 0.0, 0.0, 0.0, 0.0, 0.0, 0.0, 0.0, 0.0, 0.0, 0.0, 0.0, 0.0, 0.0, 0.0, 0.0, 0.0, 0.0, 0.0, 0.0, 0.0]
fixedse.post_monopile_tower.section_E | input | Pa | [0.0, 0.0, 0.0, 0.0, 0.0, 0.0, 0.0, 0.0, 0.0, 0.0, 0.0, 0.0, 0.0, 0.0, 0.0, 0.0, 0.0, 0.0, 0.0, 0.0, 0.0, 0.0, 0.0, 0.0, 0.0, 0.0, 0.0, 0.0, 0.0, 0.0, 0.0, 0.0, 0.0, 0.0, 0.0, 0.0, 0.0, 0.0, 0.0, 0.0, 0.0, 0.0, 0.0, 0.0, 0.0, 0.0, 0.0, 0.0]
fixedse.post_monopile_tower.section_G | input | Pa | [0.0, 0.0, 0.0, 0.0, 0.0, 0.0, 0.0, 0.0, 0.0, 0.0, 0.0, 0.0, 0.0, 0.0, 0.0, 0.0, 0.0, 0.0, 0.0, 0.0, 0.0, 0.0, 0.0, 0.0, 0.0, 0.0, 0.0, 0.0, 0.0, 0.0, 0.0, 0.0, 0.0, 0.0, 0.0, 0.0, 0.0, 0.0, 0.0, 0.0, 0.0, 0.0, 0.0, 0.0, 0.0, 0.0, 0.0, 0.0]
fixedse.post_monopile_tower.section_L | input | m | [0.0, 0.0, 0.0, 0.0, 0.0, 0.0, 0.0, 0.0, 0.0, 0.0, 0.0, 0.0, 0.0, 0.0, 0.0, 0.0, 0.0, 0.0, 0.0, 0.0, 0.0, 0.0, 0.0, 0.0, 0.0, 0.0, 0.0, 0.0, 0.0, 0.0, 0.0, 0.0, 0.0, 0.0, 0.0, 0.0, 0.0, 0.0, 0.0, 0.0, 0.0, 0.0, 0.0, 0.0, 0.0, 0.0, 0.0, 0.0]
fixedse.post_monopile_tower.cylinder_Fz | input | N | [[-30417178.302563876], [-28294603.979013633], [-25876661.494653262], [-25272750.7166777], [-24664996.379773375], [-24049424.716810063], [-23454286.55641717], [-22842429.706813026], [-22208593.7747137], [-21580564.65428347], [-20917238.064050794], [-20209796.89398669], [-19673949.664871983], [-19300107.090850763], [-18925935.22622169], [-18749247.229741354], [-18572508.043079816], [-18395722.540201914], [-16972653.16650303], [-16530086.887552226], [-16087280.74172685], [-15678383.478313439], [-15270312.680178672], [-14863093.50132295], [-14488666.476242296], [-14120215.023630759], [-13757790.037488004], [-13418601.11674448], [-13086707.725025497], [-12762131.983690888], [-12459625.994550236], [-12164946.35137034], [-11878107.420635285], [-11613826.261588706], [-11357853.03385845], [-11110201.27586073], [-10884621.291712765], [-10663979.684350992], [-10448251.16414143], [-10260207.565519553], [-10073623.704310223], [-9888467.686603753], [-9728476.67053736], [-9569844.476260277], [-9412574.443814067], [-9241710.214814248], [-9071450.820665533], [2.652814146131277e-08]]
fixedse.post_monopile_tower.cylinder_Vx | input | N | [[-928290.8089399126], [-7195768.238462925], [-19379238.345712792], [3818862.318810135], [3819014.1978411973], [3819170.055623293], [3819286.8406638503], [3819463.436463475], [3819655.500436783], [3819796.2875454426], [3820041.5795015693], [3820324.3633719683], [3820155.3136787415], [3819576.640421331], [3819669.8201903105], [3818992.4388207793], [3819014.7401555777], [3819036.7281594872], [3820206.939011872], [3820347.309441805], [3820483.127762556], [3820443.460170746], [3820563.7377507687], [3820678.8109151125], [3820601.5324304104], [3820677.8194578886], [3820749.853412986], [3820701.044436097], [3820756.619328141], [3820807.89129138], [3820740.388724804], [3820778.8902584314], [3820812.3874869347], [3820711.440314293], [3820730.1507794857], [3820742.6565805674], [3820612.0876443386], [3820642.7790859938], [3820664.7461088896], [3820427.582317114], [3820466.3196671605], [3820493.995149076], [3820231.4693714976], [3820236.068370402], [3820228.136286497], [3820386.6501558423], [3820364.144125104], [2007.0544008016586]]
fixedse.post_monopile_tower.cylinder_Vy | input | N | [[-7969.158756260663], [-62001.24827884052], [-169888.91461187473], [23996.01983538596], [23997.33618043922], [23998.693782035494], [23999.72116138041], [24001.273895059247], [24002.969864733517], [24004.22899826104], [24006.411817745306], [24008.936866407283], [24007.51057353709], [24002.47075099405], [24003.334918092005], [23997.360425135586], [23997.569963352755], [23997.777490174398], [24008.251794075593], [24009.599900647998], [24010.921163259074], [24010.66595996078], [24011.87574416399], [24013.053288738243], [24012.4731025761], [24013.32710568048], [24014.160995049402], [24013.877691202797], [24014.600562589243], [24015.307442937978], [24014.892791456543], [24015.533826060593], [24016.15906039346], [24015.475036065094], [24016.031418204308], [24016.571611970663], [24015.659387276508], [24016.49710061401], [24017.299225824885], [24015.259430911392], [24016.37659650203], [24017.43105205521], [24015.021736296825], [24015.947975767776], [24016.79982264992], [24019.971776794642], [24020.704478117637], [29.46249797195196]]
fixedse.post_monopile_tower.cylinder_Mxx | input | N*m | [[-53374.26424142012], [-832468.4298002344], [-4538383.364950761], [-5446524.428740963], [-5364918.1453122385], [-5283007.150382768], [-5200800.4764758535], [-5118308.78204032], [-5035556.646627136], [-4952554.856796697], [-4869315.905593544], [-4785869.7330871], [-4702233.585557878], [-4618389.803299263], [-4534326.159973592], [-4492224.666161522], [-4450069.659451768], [-4407863.008383974], [-4298164.358933248], [-4188164.008412823], [-4077896.931683056], [-3967377.078551762], [-3856608.247947842], [-3745620.1008818373], [-3634420.14293506], [-3522997.3927204832], [-3411361.9953441173], [-3299511.11448133], [-3187432.506237507], [-3075129.2837924436], [-2962591.252105966], [-2849799.417116821], [-2736751.070717074], [-2623426.318606414], [-2509794.2272537574], [-2395842.936850168], [-2281542.968086265], [-2166867.7547414154], [-2051827.1820356585], [-1936395.205400508], [-1820548.5854266062], [-1704331.0675202534], [-1587737.4534322582], [-1470749.696594052], [-1353414.3023849018], [-1241384.2099026814], [-1129215.9301735684], [-2.8133392333984375e-05]]
fixedse.post_monopile_tower.cylinder_Myy | input | N*m | [[6261224.511516943], [97522370.08850238], [525610511.1348635], [628208846.5994418], [615289925.4077091], [602336146.051292], [589348702.9044371], [576329120.0370789], [563280421.2374353], [550203983.1785965], [537101538.0798521], [523976674.85470676], [510831477.796299], [497664236.9687443], [484473727.1190233], [477871223.0906372], [471263153.32941437], [464649750.85271645], [447461499.04671097], [430242982.65382004], [412998428.0885229], [395729750.96026325], [378437979.17593193], [361126709.6827984], [343797214.42308426], [326449108.1480036], [309084088.2384815], [291702594.8027172], [274304334.3367243], [256890507.71158695], [239461156.09650612], [222015746.8275118], [204555302.98953724], [187079544.40116787], [169587630.2427039], [152080520.1554141], [134558125.42387915], [117020989.91861391], [99472428.44106674], [81913754.17353725], [64347010.259904385], [46778057.22745848], [29210604.208166122], [11648633.45771432], [-5901241.452637434], [-22603781.10709715], [-39282496.90375614], [0.0019135475158691406]]
fixedse.post_monopile_tower.cylinder_Mzz | input | N*m | [[1044507.0179490438], [2520443.6611486697], [5037456.136866465], [9635163.44298504], [9635120.995500816], [9635078.278239345], [9635160.066403544], [9635115.140884291], [9635068.95374899], [9635161.22166391], [9635109.851043472], [9635055.593806341], [9635148.538085759], [9635100.70909268], [9635067.340695404], [9635135.083522484], [9635118.368355146], [9635101.648403164], [9635057.041684275], [9635013.5383233], [9634970.022582142], [9635059.987380883], [9635020.542408079], [9634980.99014496], [9635079.368749402], [9635063.879009128], [9635048.584641114], [9635120.486281963], [9635115.38104487], [9635111.027513908], [9635194.909829624], [9635199.585855031], [9635205.717341095], [9635319.482508207], [9635338.815213785], [9635360.932774069], [9635513.219236359], [9635517.015722819], [9635521.995385202], [9635799.262634719], [9635774.093558373], [9635748.872607056], [9636086.958641453], [9636066.426001117], [9636045.910783209], [9635665.993048439], [9635632.251059992], [0.0]]
fixedse.post_monopile_tower.qdyn | input | Pa | [[0.0], [0.0], [0.0], [311498.54869554273], [278134.9396194766], [245058.5478327782], [212283.10666938507], [179832.15784285896], [147740.07664219118], [116053.60352767853], [84833.98919294041], [54159.90737294958], [24131.351741137194], [95.53831375868394], [112.83004743435774], [124.36170651833179], [129.0487797729378], [133.25145800872227], [137.07194492805118], [145.68011989682242], [152.92538250629715], [159.22255931724732], [164.81729720629824], [169.868094929133], [174.48367446515587], [178.7421221079412], [182.70156865903243], [186.40655284074901], [189.89201521968016], [193.18591337490815], [196.3109955724135], [199.28603998020682], [202.12674276991453], [204.84636876112847], [207.4562373723021], [209.9660917893631], [212.38438368828298], [214.71849581950656], [216.97491814800287], [219.1593887855023], [221.27700788908624], [223.33233055899473], [225.32944324719782], [227.27202709155972], [229.16341078916068], [231.00661502968717], [232.72046428998962], [234.39525270468775], [236.032982049329]]
tcc.main_bearing_mass | input | kg | 30785.6428
tcc.bearing_mass_cost_coeff | input | USD/kg | 4.5
tcc.bedplate_mass | input | kg | 53149.9969
tcc.bedplate_mass_cost_coeff | input | USD/kg | 2.9
tcc.blade_mass | input | kg | 68233.0936
tcc.blade_mass_cost_coeff | input | USD/kg | 14.6
tcc.blade_cost_external | input | USD | 759353.0819
tcc.brake_mass | input | kg | 24278.014
tcc.brake_mass_cost_coeff | input | USD/kg | 3.6254
tcc.machine_rating | input | kW | 15000
tcc.controls_machine_rating_cost_coeff | input | USD/kW | 21.15
tcc.converter_mass | input | kg | 11983.85
tcc.converter_mass_cost_coeff | input | USD/kg | 18.8
tcc.converter_cost_external | input | USD | 988322.0154
tcc.cover_mass | input | kg | 20554.3062
tcc.cover_mass_cost_coeff | input | USD/kg | 5.7
tcc.elec_connec_machine_rating_cost_coeff | input | USD/kW | 41.85
tcc.gearbox_mass | input | kg | 0
tcc.gearbox_torque_density | input | N*m/kg | 0 | In 2024, modern 5-7MW gearboxes are able to reach 200 Nm/kg
tcc.gearbox_torque_cost | input | USD/kN/m | 50 | In 2024, modern 5-7MW gearboxes cost approx $50/kNm
tcc.generator_mass | input | kg | 368839.4072
tcc.generator_mass_cost_coeff | input | USD/kg | 12.4
tcc.generator_cost_external | input | USD | 5003334.9694
tcc.hss_mass | input | kg | 0
tcc.hss_mass_cost_coeff | input | USD/kg | 6.8
tcc.hub_cost | output | USD | 83510.7204
tcc.hub_mass | input | kg | 21413.0052
tcc.pitch_system_cost | output | USD | 1093874.2154
tcc.pitch_system_mass | input | kg | 49496.5708
tcc.spinner_cost | output | USD | 32605.5753
tcc.spinner_mass | input | kg | 2937.4392
tcc.hub_assemblyCostMultiplier | input |  | 0
tcc.hub_overheadCostMultiplier | input |  | 0
tcc.hub_profitMultiplier | input |  | 0
tcc.hub_transportMultiplier | input |  | 0
tcc.hub_mass_cost_coeff | input | USD/kg | 3.9
tcc.hvac_mass | input | kg | 9381.2812
tcc.hvac_mass_cost_coeff | input | USD/kg | 124
tcc.lss_mass | input | kg | 15734.0385
tcc.lss_mass_cost_coeff | input | USD/kg | 11.9
tcc.lss_cost | output | USD | 187235.058
tcc.main_bearing_cost | output | USD | 277070.7855
tcc.gearbox_cost | output | USD | 0
tcc.hss_cost | output | USD | 0
tcc.brake_cost | output | USD | 88017.5121
tcc.generator_cost | output | USD | 5003334.9694
tcc.bedplate_cost | output | USD | 154134.9911
tcc.yaw_system_cost | output | USD | 233956.1981
tcc.yaw_mass | input | kg | 28187.4938
tcc.converter_cost | output | USD | 988322.0154
tcc.hvac_cost | output | USD | 1163278.872
tcc.cover_cost | output | USD | 117159.5452
tcc.elec_cost | output | USD | 627750
tcc.controls_cost | output | USD | 317250
tcc.platforms_mass | input | kg | 48672
tcc.platforms_cost | output | USD | 832291.2
tcc.transformer_cost | output | USD | 575938
tcc.transformer_mass | input | kg | 30635
tcc.nacelle_assemblyCostMultiplier | input |  | 0
tcc.nacelle_overheadCostMultiplier | input |  | 0
tcc.nacelle_profitMultiplier | input |  | 0
tcc.nacelle_transportMultiplier | input |  | 0
tcc.main_bearing_number | input | n/a | 2
tcc.blade_cost | output | USD | 759353.0819
tcc.rotor_cost | output | USD | 3488049.7568
tcc.rotor_mass_tcc | output | kg | 278546.2961
tcc.nacelle_cost | output | USD | 10842809.9324
tcc.nacelle_mass_tcc | output | kg | 672986.6734
tcc.tower_cost | output | USD | 2394873.3739
tcc.tower_mass | input | kg | 853460.1174
tcc.turbine_cost | output | USD | 16725733.0631
tcc.turbine_cost_kW | output | USD/kW | 1115.0489
tcc.turbine_mass_tcc | output | kg | 1804993.0869
tcc.pitch_system_mass_cost_coeff | input | USD/kg | 22.1
tcc.platforms_mass_cost_coeff | input | USD/kg | 17.1
tcc.crane_cost | input | USD | 12000
tcc.crane | input | n/a | FALSE
tcc.hub_system_cost | output | USD | 1209990.5111
tcc.hub_system_mass_tcc | output | kg | 73847.0153
tcc.blade_number | input | n/a | 3
tcc.spinner_mass_cost_coeff | input | USD/kg | 11.1
tcc.tower_parts_cost | output | USD | 2394873.3739
tcc.tower_assemblyCostMultiplier | input |  | 0
tcc.tower_overheadCostMultiplier | input |  | 0
tcc.tower_profitMultiplier | input |  | 0
tcc.tower_transportMultiplier | input |  | 0
tcc.tower_mass_cost_coeff | input | USD/kg | 2.9
tcc.tower_cost_external | input | USD | 2394873.3739
tcc.transformer_mass_cost_coeff | input | USD/kg | 18.8
tcc.turbine_assemblyCostMultiplier | input |  | 0
tcc.turbine_overheadCostMultiplier | input |  | 0
tcc.turbine_profitMultiplier | input |  | 0
tcc.turbine_transportMultiplier | input |  | 0
tcc.yaw_mass_cost_coeff | input | USD/kg | 8.3
tcons.rated_Omega | input | rpm | 7.5176 | rotor rotation speed at rated
tcons.tower_freq | input | Hz | 0.23755
tcons.blade_number | input | n/a | 3
tcons.tip_deflection | input | m | 25.9815
tcons.Rtip | input | m | 120.97
tcons.ref_axis_blade | input | m | [[0.0, 0.0, 0.0], [0.034295923985786604, 0.0, 4.034482758623], [0.08329262571797669, 0.0, 8.068965517246], [0.1392555188551465, 0.0, 12.103448275868999], [0.19190331656176873, 0.0, 16.137931034492002], [0.232028257864551, 0.0, 20.172413793115], [0.24918042933165166, 0.0, 24.206896551737998], [0.2496141741724728, 0.0, 28.241379310361], [0.24625256887234165, 0.0, 32.275862068984004], [0.2404720106240574, 0.0, 36.310344827607], [0.23297926741790076, 0.0, 40.34482758623], [0.2179571400171469, 0.0, 44.379310344852996], [0.17712118065470675, 0.0, 48.41379310347599], [0.10030156784192272, 0.0, 52.448275862098996], [1.126605912840715e-05, 0.0, 56.482758620721995], [-0.11231262929473985, 0.0, 60.517241379345], [-0.24379916019447512, 0.0, 64.551724137968], [-0.4153387722179258, 0.0, 68.586206896591], [-0.6207684349190539, 0.0, 72.620689655214], [-0.8462432424369124, 0.0, 76.65517241383698], [-1.0798464372334413, 0.0, 80.68965517246001], [-1.3290155919297535, 0.0, 84.72413793108299], [-1.6021369821922977, 0.0, 88.75862068970598], [-1.8948995248383433, 0.0, 92.79310344832899], [-2.201796716438755, 0.0, 96.82758620695198], [-2.5227281124194536, 0.0, 100.86206896557498], [-2.8639215886652067, 0.0, 104.89655172419799], [-3.2248356445430946, 0.0, 108.93103448282098], [-3.6046563533868463, 0.0, 112.96551724144399], [-3.9999999999999996, 0.0, 117.00000000006698]]
tcons.precone | input | deg | 4
tcons.tilt | input | deg | 6
tcons.overhang | input | m | 12.0313
tcons.ref_axis_tower | input | m | [[0.0, 0.0, 15.0], [0.0, 0.0, 28.0], [0.0, 0.0, 41.0], [0.0, 0.0, 54.0], [0.0, 0.0, 67.0], [0.0, 0.0, 80.0], [0.0, 0.0, 93.0], [0.0, 0.0, 106.0], [0.0, 0.0, 119.0], [0.0, 0.0, 132.0], [0.0, 0.0, 144.386]]
tcons.outer_diameter_full | input | m | [10.0, 10.0, 9.926, 9.443, 8.833, 8.151, 7.39, 6.909, 6.748, 6.572, 6.5]
tcons.max_allowable_td_ratio | input |  | 1.4175
tcons.rotor_orientation | input | n/a | upwind
towerse.env.distLoads.windLoads_Px | input | N/m | [959.5284541385604, 1020.0903180479446, 1071.3543972936088, 1116.1431327920789, 1153.1566178202693, 1186.2186092649156, 1216.0945490386869, 1225.2956641030519, 1231.4447359934063, 1234.9632490957194, 1230.3272429727372, 1223.5328325508683, 1214.8290581759475, 1201.011508010052, 1185.6197681026636, 1168.8071862240524, 1146.8960840092673, 1123.762124792411, 1099.4914417935609, 1087.848002597223, 1075.3671970605753, 1062.0989876615085, 1064.1273813298774, 1065.7089105019732, 1066.8697658410535, 1066.861576270174, 1066.465730203226, 1065.7022779712493, 1069.686790407251, 1073.4390616444016, 1076.9700228468482]
towerse.env.distLoads.windLoads_Py | input | N/m | [0.0, 0.0, 0.0, 0.0, 0.0, 0.0, 0.0, 0.0, 0.0, 0.0, 0.0, 0.0, 0.0, 0.0, 0.0, 0.0, 0.0, 0.0, 0.0, 0.0, 0.0, 0.0, 0.0, 0.0, 0.0, 0.0, 0.0, 0.0, 0.0, 0.0, 0.0]
towerse.env.distLoads.windLoads_Pz | input | N/m | [0.0, 0.0, 0.0, 0.0, 0.0, 0.0, 0.0, 0.0, 0.0, 0.0, 0.0, 0.0, 0.0, 0.0, 0.0, 0.0, 0.0, 0.0, 0.0, 0.0, 0.0, 0.0, 0.0, 0.0, 0.0, 0.0, 0.0, 0.0, 0.0, 0.0, 0.0]
towerse.env.distLoads.windLoads_qdyn | input | N/m**2 | [137.07194492805118, 145.68011989682242, 152.92538250629715, 159.22255931724732, 164.81729720629824, 169.868094929133, 174.48367446515587, 178.7421221079412, 182.70156865903243, 186.40655284074901, 189.89201521968016, 193.18591337490815, 196.3109955724135, 199.28603998020682, 202.12674276991453, 204.84636876112847, 207.4562373723021, 209.9660917893631, 212.38438368828298, 214.71849581950656, 216.97491814800287, 219.1593887855023, 221.27700788908624, 223.33233055899473, 225.32944324719782, 227.27202709155972, 229.16341078916068, 231.00661502968717, 232.72046428998962, 234.39525270468775, 236.032982049329]
towerse.env.distLoads.windLoads_z | input | m | [15.0, 19.333333333333332, 23.666666666666664, 28.0, 32.33333333333333, 36.666666666666664, 41.0, 45.33333333333333, 49.666666666666664, 54.0, 58.333333333333336, 62.666666666666664, 67.0, 71.33333333333334, 75.66666666666666, 80.0, 84.33333333333333, 88.66666666666667, 93.0, 97.33333333333333, 101.66666666666667, 106.0, 110.33333333333333, 114.66666666666667, 119.0, 123.33333333333333, 127.66666666666667, 132.0, 136.12866666666667, 140.25733333333332, 144.386]
towerse.env.distLoads.windLoads_beta | input | deg | 0
towerse.env.distLoads.waveLoads_Px | input | N/m | [0.0, 0.0, 0.0, 0.0, 0.0, 0.0, 0.0, 0.0, 0.0, 0.0, 0.0, 0.0, 0.0, 0.0, 0.0, 0.0, 0.0, 0.0, 0.0, 0.0, 0.0, 0.0, 0.0, 0.0, 0.0, 0.0, 0.0, 0.0, 0.0, 0.0, 0.0]
towerse.env.distLoads.waveLoads_Py | input | N/m | [0.0, 0.0, 0.0, 0.0, 0.0, 0.0, 0.0, 0.0, 0.0, 0.0, 0.0, 0.0, 0.0, 0.0, 0.0, 0.0, 0.0, 0.0, 0.0, 0.0, 0.0, 0.0, 0.0, 0.0, 0.0, 0.0, 0.0, 0.0, 0.0, 0.0, 0.0]
towerse.env.distLoads.waveLoads_Pz | input | N/m | [0.0, 0.0, 0.0, 0.0, 0.0, 0.0, 0.0, 0.0, 0.0, 0.0, 0.0, 0.0, 0.0, 0.0, 0.0, 0.0, 0.0, 0.0, 0.0, 0.0, 0.0, 0.0, 0.0, 0.0, 0.0, 0.0, 0.0, 0.0, 0.0, 0.0, 0.0]
towerse.env.distLoads.waveLoads_qdyn | input | N/m**2 | [0.0, 0.0, 0.0, 0.0, 0.0, 0.0, 0.0, 0.0, 0.0, 0.0, 0.0, 0.0, 0.0, 0.0, 0.0, 0.0, 0.0, 0.0, 0.0, 0.0, 0.0, 0.0, 0.0, 0.0, 0.0, 0.0, 0.0, 0.0, 0.0, 0.0, 0.0]
towerse.env.distLoads.waveLoads_z | input | m | [0.0, 0.0, 0.0, 0.0, 0.0, 0.0, 0.0, 0.0, 0.0, 0.0, 0.0, 0.0, 0.0, 0.0, 0.0, 0.0, 0.0, 0.0, 0.0, 0.0, 0.0, 0.0, 0.0, 0.0, 0.0, 0.0, 0.0, 0.0, 0.0, 0.0, 0.0]
towerse.env.distLoads.waveLoads_beta | input | deg | 0
towerse.z_global | output | m | [15.0, 19.333333333333332, 23.666666666666664, 28.0, 32.33333333333333, 36.666666666666664, 41.0, 45.33333333333333, 49.666666666666664, 54.0, 58.333333333333336, 62.666666666666664, 67.0, 71.33333333333334, 75.66666666666666, 80.0, 84.33333333333333, 88.66666666666667, 93.0, 97.33333333333333, 101.66666666666667, 106.0, 110.33333333333333, 114.66666666666667, 119.0, 123.33333333333333, 127.66666666666667, 132.0, 136.12866666666667, 140.25733333333332, 144.386]
towerse.yaw | input | deg | 0
towerse.env.Uref | input | m/s | 19.7207
towerse.wind_reference_height | input | m | 150
towerse.z0 | input | m | 0
towerse.shearExp | input |  | 0.12
towerse.env.windLoads.U | input | m/s | [14.959643394639373, 15.422227261621384, 15.80107888366589, 16.12312621315425, 16.403946623499156, 16.65339800732635, 16.878130976184362, 17.082853181751922, 17.271024154973716, 17.445263802182915, 17.607605741567994, 17.75966139477307, 17.90273017931422, 18.037875796029606, 18.16598043978458, 18.287784202537416, 18.403914285173233, 18.514907034960935, 18.621224830417354, 18.723269199080462, 18.82139113676962, 18.915899317683483, 19.007066693961807, 19.09513585072236, 19.180323388867755, 19.262823540741117, 19.342811174841376, 19.420444309833027, 19.492351793271023, 19.562365063171587, 19.63058762983885]
towerse.outer_diameter_full | output | m | [10.0, 10.0, 10.0, 10.0, 9.975333333333333, 9.950666666666667, 9.926, 9.765, 9.604, 9.443, 9.239666666666666, 9.036333333333333, 8.833, 8.605666666666666, 8.378333333333334, 8.151, 7.897333333333333, 7.643666666666666, 7.39, 7.229666666666667, 7.069333333333333, 6.909, 6.855333333333333, 6.801666666666667, 6.748, 6.689333333333334, 6.6306666666666665, 6.572, 6.548, 6.524, 6.5]
towerse.beta_wind | input | deg | 0
towerse.rho_air | input | kg/m**3 | 1.225
towerse.mu_air | input | kg/m/s | 1.81e-05
towerse.cd_usr | input |  | [-1.0, -1.0, -1.0, -1.0, -1.0, -1.0, -1.0, -1.0, -1.0, -1.0, -1.0, -1.0, -1.0, -1.0, -1.0, -1.0, -1.0, -1.0, -1.0, -1.0, -1.0, -1.0, -1.0, -1.0, -1.0, -1.0, -1.0, -1.0, -1.0, -1.0, -1.0]
towerse.joint1 | output | m | [0.0, 0.0, 15.0]
towerse.joint2 | output | m | [0.0, 0.0, 144.386]
towerse.s_full | output | m | [0.0, 0.0334915163412837, 0.0669830326825674, 0.10047454902385111, 0.1339660653651348, 0.1674575817064185, 0.20094909804770222, 0.23444061438898592, 0.2679321307302696, 0.30142364707155334, 0.33491516341283706, 0.3684066797541207, 0.40189819609540445, 0.43538971243668817, 0.46888122877797184, 0.5023727451192556, 0.5358642614605392, 0.569355777801823, 0.6028472941431067, 0.6363388104843903, 0.6698303268256741, 0.7033218431669578, 0.7368133595082414, 0.7703048758495252, 0.8037963921908089, 0.8372879085320926, 0.8707794248733763, 0.90427094121466, 0.93618062747644, 0.96809031373822, 1.0]
towerse.s_all | input |  | [0.0, 0.0, 0.0, 0.0, 0.0, 0.0, 0.0, 0.0, 0.0, 0.0, 0.0, 0.0, 0.0, 0.0, 0.0, 0.0, 0.0, 0.0, 0.0, 0.0, 0.0, 0.0, 0.0, 0.0, 0.0, 0.0, 0.0, 0.0, 0.0, 0.0, 0.0]
towerse.g2e.Px_global | input | N/m | [959.5284541385604, 1020.0903180479446, 1071.3543972936088, 1116.1431327920789, 1153.1566178202693, 1186.2186092649156, 1216.0945490386869, 1225.2956641030519, 1231.4447359934063, 1234.9632490957194, 1230.3272429727372, 1223.5328325508683, 1214.8290581759475, 1201.011508010052, 1185.6197681026636, 1168.8071862240524, 1146.8960840092673, 1123.762124792411, 1099.4914417935609, 1087.848002597223, 1075.3671970605753, 1062.0989876615085, 1064.1273813298774, 1065.7089105019732, 1066.8697658410535, 1066.861576270174, 1066.465730203226, 1065.7022779712493, 1069.686790407251, 1073.4390616444016, 1076.9700228468482]
towerse.g2e.Py_global | input | N/m | [0.0, 0.0, 0.0, 0.0, 0.0, 0.0, 0.0, 0.0, 0.0, 0.0, 0.0, 0.0, 0.0, 0.0, 0.0, 0.0, 0.0, 0.0, 0.0, 0.0, 0.0, 0.0, 0.0, 0.0, 0.0, 0.0, 0.0, 0.0, 0.0, 0.0, 0.0]
towerse.g2e.Pz_global | input | N/m | [0.0, 0.0, 0.0, 0.0, 0.0, 0.0, 0.0, 0.0, 0.0, 0.0, 0.0, 0.0, 0.0, 0.0, 0.0, 0.0, 0.0, 0.0, 0.0, 0.0, 0.0, 0.0, 0.0, 0.0, 0.0, 0.0, 0.0, 0.0, 0.0, 0.0, 0.0]
towerse.g2e.qdyn_global | input | Pa | [137.07194492805118, 145.68011989682242, 152.92538250629715, 159.22255931724732, 164.81729720629824, 169.868094929133, 174.48367446515587, 178.7421221079412, 182.70156865903243, 186.40655284074901, 189.89201521968016, 193.18591337490815, 196.3109955724135, 199.28603998020682, 202.12674276991453, 204.84636876112847, 207.4562373723021, 209.9660917893631, 212.38438368828298, 214.71849581950656, 216.97491814800287, 219.1593887855023, 221.27700788908624, 223.33233055899473, 225.32944324719782, 227.27202709155972, 229.16341078916068, 231.00661502968717, 232.72046428998962, 234.39525270468775, 236.032982049329]
towerse.lc:Px | input | N/m | [0.0, 0.0, 0.0, 0.0, 0.0, 0.0, 0.0, 0.0, 0.0, 0.0, 0.0, 0.0, 0.0, 0.0, 0.0, 0.0, 0.0, 0.0, 0.0, 0.0, 0.0, 0.0, 0.0, 0.0, 0.0, 0.0, 0.0, 0.0, 0.0, 0.0, 0.0]
towerse.lc:Py | input | N/m | [0.0, 0.0, 0.0, 0.0, 0.0, 0.0, 0.0, 0.0, 0.0, 0.0, 0.0, 0.0, 0.0, 0.0, 0.0, 0.0, 0.0, 0.0, 0.0, 0.0, 0.0, 0.0, 0.0, 0.0, 0.0, 0.0, 0.0, 0.0, 0.0, 0.0, 0.0]
towerse.lc:Pz | input | N/m | [-959.5284541385604, -1020.0903180479446, -1071.3543972936088, -1116.1431327920789, -1153.1566178202693, -1186.2186092649156, -1216.0945490386869, -1225.2956641030519, -1231.4447359934063, -1234.9632490957194, -1230.3272429727372, -1223.5328325508683, -1214.8290581759475, -1201.011508010052, -1185.6197681026636, -1168.8071862240524, -1146.8960840092673, -1123.762124792411, -1099.4914417935609, -1087.848002597223, -1075.3671970605753, -1062.0989876615085, -1064.1273813298774, -1065.7089105019732, -1066.8697658410535, -1066.861576270174, -1066.465730203226, -1065.7022779712493, -1069.686790407251, -1073.4390616444016, -1076.9700228468482]
towerse.lc:qdyn | input | Pa | [137.07194492805118, 145.68011989682242, 152.92538250629715, 159.22255931724732, 164.81729720629824, 169.868094929133, 174.48367446515587, 178.7421221079412, 182.70156865903243, 186.40655284074901, 189.89201521968016, 193.18591337490815, 196.3109955724135, 199.28603998020682, 202.12674276991453, 204.84636876112847, 207.4562373723021, 209.9660917893631, 212.38438368828298, 214.71849581950656, 216.97491814800287, 219.1593887855023, 221.27700788908624, 223.33233055899473, 225.32944324719782, 227.27202709155972, 229.16341078916068, 231.00661502968717, 232.72046428998962, 234.39525270468775, 236.032982049329]
towerse.z_full | output | m | [0.0, 4.333333333333333, 8.666666666666666, 13.0, 17.333333333333332, 21.666666666666664, 26.0, 30.333333333333332, 34.666666666666664, 39.0, 43.333333333333336, 47.666666666666664, 52.0, 56.333333333333336, 60.666666666666664, 65.0, 69.33333333333333, 73.66666666666667, 78.0, 82.33333333333333, 86.66666666666667, 91.0, 95.33333333333333, 99.66666666666667, 104.0, 108.33333333333333, 112.66666666666667, 117.0, 121.12866666666666, 125.25733333333332, 129.386]
towerse.t_full | output | m | [0.039496, 0.039496, 0.039496, 0.036456, 0.036456, 0.036456, 0.033779, 0.033779, 0.033779, 0.032192, 0.032192, 0.032192, 0.030708, 0.030708, 0.030708, 0.029101000000000002, 0.029101000000000002, 0.029101000000000002, 0.027213, 0.027213, 0.027213, 0.024009, 0.024009, 0.024009, 0.020825999999999997, 0.020825999999999997, 0.020825999999999997, 0.023998, 0.023998, 0.023998]
towerse.tower_height | input | m | 129.386
towerse.E_full | output | Pa | [200000000000.0, 200000000000.0, 200000000000.0, 200000000000.0, 200000000000.0, 200000000000.0, 200000000000.0, 200000000000.0, 200000000000.0, 200000000000.0, 200000000000.0, 200000000000.0, 200000000000.0, 200000000000.0, 200000000000.0, 200000000000.0, 200000000000.0, 200000000000.0, 200000000000.0, 200000000000.0, 200000000000.0, 200000000000.0, 200000000000.0, 200000000000.0, 200000000000.0, 200000000000.0, 200000000000.0, 200000000000.0, 200000000000.0, 200000000000.0]
towerse.G_full | output | Pa | [79300000000.0, 79300000000.0, 79300000000.0, 79300000000.0, 79300000000.0, 79300000000.0, 79300000000.0, 79300000000.0, 79300000000.0, 79300000000.0, 79300000000.0, 79300000000.0, 79300000000.0, 79300000000.0, 79300000000.0, 79300000000.0, 79300000000.0, 79300000000.0, 79300000000.0, 79300000000.0, 79300000000.0, 79300000000.0, 79300000000.0, 79300000000.0, 79300000000.0, 79300000000.0, 79300000000.0, 79300000000.0, 79300000000.0, 79300000000.0]
towerse.rho_full | output | kg/m**3 | [7800.0, 7800.0, 7800.0, 7800.0, 7800.0, 7800.0, 7799.999999999999, 7799.999999999999, 7799.999999999999, 7800.0, 7800.0, 7800.0, 7800.0, 7800.0, 7800.0, 7800.0, 7800.0, 7800.0, 7800.0, 7800.0, 7800.0, 7800.0, 7800.0, 7800.0, 7800.0, 7800.0, 7800.0, 7800.0, 7800.0, 7800.0]
towerse.sigma_y_full | output | Pa | [345000000.0, 345000000.0, 345000000.0, 345000000.0, 345000000.0, 345000000.0, 345000000.0, 345000000.0, 345000000.0, 345000000.0, 345000000.0, 345000000.0, 345000000.0, 345000000.0, 345000000.0, 345000000.0, 345000000.0, 345000000.0, 345000000.0, 345000000.0, 345000000.0, 345000000.0, 345000000.0, 345000000.0, 345000000.0, 345000000.0, 345000000.0, 345000000.0, 345000000.0, 345000000.0]
towerse.section_A | output | m**2 | [1.2359027572170638, 1.2359027572170638, 1.2359027572170638, 1.1397111802381514, 1.1368861093275973, 1.1340610384170544, 1.0412184416654726, 1.0241331444879271, 1.0070478473103817, 0.9414721025335463, 0.9209081585570014, 0.9003442145804452, 0.8382092995438504, 0.8162779920255897, 0.7943466845073179, 0.7309367885335645, 0.7077456971252258, 0.6845546057168872, 0.6226069491808739, 0.6088997060527718, 0.5951924629246641, 0.5172868156659352, 0.5132389269388606, 0.5091910382117861, 0.43821833935581467, 0.43437996658440287, 0.43054159381299106, 0.4927618738974252, 0.4909524673254044, 0.48914306075338354]
towerse.section_Asx | output | m**2 | [0.7517512956057671, 0.7517512956057671, 0.7517512956057671, 0.6931478636013552, 0.6914325374036028, 0.6897172113927035, 0.6331840899865142, 0.6228102177138944, 0.6124363523446187, 0.5725304488474783, 0.5600444109939321, 0.5475583844854482, 0.5097513887316534, 0.49643512662108097, 0.4831188798424268, 0.4445353548041378, 0.4304541960838555, 0.4163730585596197, 0.3786686071342062, 0.3703458561111041, 0.36202311396971615, 0.3145798068696419, 0.31212200589969924, 0.3096642057151512, 0.2664489254101458, 0.2641183286666998, 0.2617877325850941, 0.2996882893188872, 0.29858965420200495, 0.2974910192638158]
towerse.section_Asy | output | m**2 | [0.7517512956057671, 0.7517512956057671, 0.7517512956057671, 0.6931478636013552, 0.6914325374036028, 0.6897172113927035, 0.6331840899865142, 0.6228102177138944, 0.6124363523446187, 0.5725304488474783, 0.5600444109939321, 0.5475583844854482, 0.5097513887316534, 0.49643512662108097, 0.4831188798424268, 0.4445353548041378, 0.4304541960838555, 0.4163730585596197, 0.3786686071342062, 0.3703458561111041, 0.36202311396971615, 0.3145798068696419, 0.31212200589969924, 0.3096642057151512, 0.2664489254101458, 0.2641183286666998, 0.2617877325850941, 0.2996882893188872, 0.29858965420200495, 0.2974910192638158]
towerse.section_Ixx | output | kg*m**2 | [15.327233408653541, 15.327233408653541, 15.327233408653541, 14.107903842421226, 14.003254271334127, 13.899123499274856, 12.529893876569218, 11.923157369646358, 11.336330779152236, 10.198631733006732, 9.544841898055274, 8.919607890253639, 7.909882879276179, 7.305117173852298, 6.731990675492005, 5.840360537212224, 5.301909273308736, 4.797613875727326, 4.1276739017309225, 3.8610111657532573, 3.6060880668499373, 3.0413169005899734, 2.9704776978096437, 2.9007471338814073, 2.4573916856454927, 2.393382854484321, 2.330495302810235, 2.6313421268554267, 2.6024620695475065, 2.573794103705453]
towerse.section_Iyy | output | kg*m**2 | [15.327233408653541, 15.327233408653541, 15.327233408653541, 14.107903842421226, 14.003254271334127, 13.899123499274856, 12.529893876569218, 11.923157369646358, 11.336330779152236, 10.198631733006732, 9.544841898055274, 8.919607890253639, 7.909882879276179, 7.305117173852298, 6.731990675492005, 5.840360537212224, 5.301909273308736, 4.797613875727326, 4.1276739017309225, 3.8610111657532573, 3.6060880668499373, 3.0413169005899734, 2.9704776978096437, 2.9007471338814073, 2.4573916856454927, 2.393382854484321, 2.330495302810235, 2.6313421268554267, 2.6024620695475065, 2.573794103705453]
towerse.section_J0 | output | kg*m**2 | [30.654466817307082, 30.654466817307082, 30.654466817307082, 28.215807684842453, 28.006508542668254, 27.79824699854971, 25.059787753138437, 23.846314739292716, 22.672661558304473, 20.397263466013463, 19.08968379611055, 17.839215780507278, 15.819765758552357, 14.610234347704596, 13.46398135098401, 11.680721074424447, 10.603818546617472, 9.595227751454653, 8.255347803461845, 7.722022331506515, 7.212176133699875, 6.082633801179947, 5.940955395619287, 5.8014942677628145, 4.914783371290985, 4.786765708968642, 4.66099060562047, 5.262684253710853, 5.204924139095013, 5.147588207410906]
towerse.section_rho | output | kg/m**3 | [8346.0, 8346.0, 8346.0, 8346.0, 8346.0, 8346.0, 8346.0, 8346.0, 8346.0, 8346.0, 8346.0, 8346.0, 8346.0, 8346.0, 8346.0, 8346.0, 8346.0, 8346.0, 8346.0, 8346.0, 8346.0, 8346.0, 8346.0, 8346.0, 8346.0, 8346.0, 8346.0, 8346.0, 8346.0, 8346.0]
towerse.section_E | output | Pa | [200000000000.0, 200000000000.0, 200000000000.0, 200000000000.0, 200000000000.0, 200000000000.0, 200000000000.0, 200000000000.0, 200000000000.0, 200000000000.0, 200000000000.0, 200000000000.0, 200000000000.0, 200000000000.0, 200000000000.0, 200000000000.0, 200000000000.0, 200000000000.0, 200000000000.0, 200000000000.0, 200000000000.0, 200000000000.0, 200000000000.0, 200000000000.0, 200000000000.0, 200000000000.0, 200000000000.0, 200000000000.0, 200000000000.0, 200000000000.0]
towerse.section_G | output | Pa | [79300000000.0, 79300000000.0, 79300000000.0, 79300000000.0, 79300000000.0, 79300000000.0, 79300000000.0, 79300000000.0, 79300000000.0, 79300000000.0, 79300000000.0, 79300000000.0, 79300000000.0, 79300000000.0, 79300000000.0, 79300000000.0, 79300000000.0, 79300000000.0, 79300000000.0, 79300000000.0, 79300000000.0, 79300000000.0, 79300000000.0, 79300000000.0, 79300000000.0, 79300000000.0, 79300000000.0, 79300000000.0, 79300000000.0, 79300000000.0]
towerse.section_L | output | m | [4.333333333333332, 4.333333333333332, 4.333333333333336, 4.333333333333329, 4.333333333333336, 4.333333333333336, 4.333333333333329, 4.333333333333336, 4.333333333333336, 4.333333333333336, 4.333333333333329, 4.333333333333336, 4.333333333333343, 4.333333333333314, 4.333333333333343, 4.333333333333329, 4.333333333333343, 4.333333333333329, 4.333333333333329, 4.333333333333343, 4.333333333333329, 4.333333333333329, 4.333333333333343, 4.333333333333329, 4.333333333333329, 4.333333333333343, 4.333333333333329, 4.128666666666675, 4.128666666666646, 4.128666666666675]
towerse.post.cylinder_Fz | input | N | [[-16973017.663902096], [-16530211.518076573], [-16087199.33913765], [-15678126.609907923], [-15269905.49995698], [-14862551.319117464], [-14488040.474077923], [-14119556.09550716], [-13757110.372095335], [-13417923.848242622], [-13086054.974774215], [-12761512.477273548], [-12459054.796192657], [-12164437.806807429], [-11877667.95491701], [-11613469.858061977], [-11357593.251688354], [-11110043.1769538], [-10884540.22846918], [-10663950.367137128], [-10448277.07858246], [-10260257.589215696], [-10073665.984849699], [-9888504.085150976], [-9728510.5962599], [-9569879.269199574], [-9412611.723193644], [-9241740.911077341], [-9071465.705274666], [-8901787.013061522]]
towerse.post.cylinder_Vx | input | N | [[3818410.7991390824], [3818552.4238035157], [3818688.9691007286], [3818788.4759921134], [3818914.141665697], [3819034.899545014], [3819092.270372987], [3819195.1161296666], [3819294.281305641], [3819341.826559186], [3819430.018442154], [3819514.3206062317], [3819538.7741098404], [3819612.8486680984], [3819682.3439823985], [3819675.5127267838], [3819732.7148504257], [3819784.25178504], [3819746.1981404424], [3819804.052559495], [3819853.2177338004], [3819728.8888867497], [3819783.0834628344], [3819826.020099461], [3819663.9940583706], [3819684.2343143225], [3819692.2903766036], [3819816.226431668], [3819806.710885465], [3819786.045174718]]
towerse.post.cylinder_Vy | input | N | [[23992.208121656615], [23993.55534952355], [23994.871005202527], [23995.849156414857], [23997.094978227746], [23998.311180094955], [23998.92649279721], [24000.00603914121], [24001.07045659516], [24001.64024766162], [24002.64235686697], [24003.63189592492], [24004.031671886332], [24004.977415265515], [24005.910757348873], [24006.061718021054], [24006.94747815607], [24007.821307125036], [24007.731190993916], [24008.79334601853], [24009.819056869484], [24008.793566076085], [24010.02627718076], [24011.19316998683], [24009.69388882164], [24010.735369332135], [24011.705489808694], [24014.51514908392], [24015.341185493395], [24016.09645921644]]
towerse.post.cylinder_Mxx | input | N*m | [[-4301920.092075191], [-4197252.876043222], [-4092178.920315506], [-3986711.6954810955], [-3880865.034769045], [-3774668.450538434], [-3668129.308438219], [-3561246.2267085984], [-3454030.7036609054], [-3346481.192570843], [-3238591.9219986834], [-3130367.6127618253], [-3021799.497085009], [-2912874.3626453765], [-2803590.980069317], [-2693930.5476017483], [-2583867.394916255], [-2473390.665452063], [-2362471.285668552], [-2251087.2403783314], [-2139248.4644628875], [-2026927.596810829], [-1914107.0273993276], [-1800830.3616558649], [-1687090.0039963387], [-1572871.8884771578], [-1458222.0872420557], [-1348673.6331803538], [-1238909.6329528354], [-1128972.7094710395]]
towerse.post.cylinder_Myy | input | N*m | [[452221264.03339887], [435599357.7155362], [418935310.570217], [402230989.6098957], [385488547.35923266], [368711584.4888811], [351901355.6248956], [335058533.9189439], [318184967.97447586], [301281227.0573635], [284347717.80843973], [267385809.65603924], [250395674.37274075], [233377386.258636], [216332108.78680706], [199259632.31987953], [182159635.49920702], [165033139.4217782], [147880017.23114038], [130701238.98004913], [113500093.04387093], [96277644.41182852], [79036465.85439849], [61782421.43498397], [44518866.60925245], [27250107.39078355], [9982723.044993639], [-6460398.601221323], [-22889266.888408422], [-39299065.88135314]]
towerse.post.cylinder_Mzz | input | N*m | [[9635057.090297382], [9635013.574162852], [9634970.03483636], [9635059.978701053], [9635020.514951175], [9634980.946513098], [9635079.305469621], [9635063.804727867], [9635048.505126618], [9635120.398551138], [9635115.291671418], [9635110.9394086], [9635194.820011333], [9635199.500815608], [9635205.63953907], [9635319.409440143], [9635338.754014121], [9635360.886654256], [9635513.18837497], [9635516.999542754], [9635521.989398748], [9635799.268723503], [9635774.10540456], [9635748.88269912], [9636086.968737341], [9636066.435494216], [9636045.920605693], [9635666.002243275], [9635632.25865902], [9635598.413342644]]
towerse.qdyn | output | Pa | [[137.07194492805118], [145.68011989682242], [152.92538250629715], [159.22255931724732], [164.81729720629824], [169.868094929133], [174.48367446515587], [178.7421221079412], [182.70156865903243], [186.40655284074901], [189.89201521968016], [193.18591337490815], [196.3109955724135], [199.28603998020682], [202.12674276991453], [204.84636876112847], [207.4562373723021], [209.9660917893631], [212.38438368828298], [214.71849581950656], [216.97491814800287], [219.1593887855023], [221.27700788908624], [223.33233055899473], [225.32944324719782], [227.27202709155972], [229.16341078916068], [231.00661502968717], [232.72046428998962], [234.39525270468775], [236.032982049329]]
towerse.nodes_xyz | output | m | [[0.0, 0.0, 15.0], [0.0, 0.0, 19.333333333333332], [0.0, 0.0, 23.666666666666664], [0.0, 0.0, 28.0], [0.0, 0.0, 32.33333333333333], [0.0, 0.0, 36.666666666666664], [0.0, 0.0, 41.0], [0.0, 0.0, 45.33333333333333], [0.0, 0.0, 49.666666666666664], [0.0, 0.0, 54.0], [0.0, 0.0, 58.333333333333336], [0.0, 0.0, 62.666666666666664], [0.0, 0.0, 67.0], [0.0, 0.0, 71.33333333333334], [0.0, 0.0, 75.66666666666666], [0.0, 0.0, 80.0], [0.0, 0.0, 84.33333333333333], [0.0, 0.0, 88.66666666666667], [0.0, 0.0, 93.0], [0.0, 0.0, 97.33333333333333], [0.0, 0.0, 101.66666666666667], [0.0, 0.0, 106.0], [0.0, 0.0, 110.33333333333333], [0.0, 0.0, 114.66666666666667], [0.0, 0.0, 119.0], [0.0, 0.0, 123.33333333333333], [0.0, 0.0, 127.66666666666667], [0.0, 0.0, 132.0], [0.0, 0.0, 136.12866666666667], [0.0, 0.0, 140.25733333333332], [0.0, 0.0, 144.386]]
towerse.lumped_mass | output | kg | [0.0, 0.0, 0.0, 0.0, 0.0, 0.0, 0.0, 0.0, 0.0, 0.0, 0.0, 0.0, 0.0, 0.0, 0.0, 0.0, 0.0, 0.0, 0.0, 0.0, 0.0, 0.0, 0.0, 0.0, 0.0, 0.0, 0.0, 0.0, 0.0, 0.0, 0.0]
towerse.rna_mass | input | kg | 951532.9696
towerse.rna_I | input | kg*m**2 | [378216785.7720111, 270952191.22358733, 251710895.14062148, 848.4313921991852, 19029032.47282536, 170120.79265189238]
towerse.rna_cg | input | m | [-7.282687919025192, -0.09918441485751493, 4.5971379164517305]
towerse.tower.rna_F | input | N | [[3818324.1399836694], [23991.43511646899], [-8901787.013061497]]
towerse.tower.rna_M | input | N*m | [[-1128972.4323735232], [-39299058.57624601], [9633344.967881592]]
towerse.Px | output | N/m | [[0.0], [0.0], [0.0], [0.0], [0.0], [0.0], [0.0], [0.0], [0.0], [0.0], [0.0], [0.0], [0.0], [0.0], [0.0], [0.0], [0.0], [0.0], [0.0], [0.0], [0.0], [0.0], [0.0], [0.0], [0.0], [0.0], [0.0], [0.0], [0.0], [0.0], [0.0]]
towerse.Py | output | N/m | [[0.0], [0.0], [0.0], [0.0], [0.0], [0.0], [0.0], [0.0], [0.0], [0.0], [0.0], [0.0], [0.0], [0.0], [0.0], [0.0], [0.0], [0.0], [0.0], [0.0], [0.0], [0.0], [0.0], [0.0], [0.0], [0.0], [0.0], [0.0], [0.0], [0.0], [0.0]]
towerse.Pz | output | N/m | [[-959.5284541385604], [-1020.0903180479446], [-1071.3543972936088], [-1116.1431327920789], [-1153.1566178202693], [-1186.2186092649156], [-1216.0945490386869], [-1225.2956641030519], [-1231.4447359934063], [-1234.9632490957194], [-1230.3272429727372], [-1223.5328325508683], [-1214.8290581759475], [-1201.011508010052], [-1185.6197681026636], [-1168.8071862240524], [-1146.8960840092673], [-1123.762124792411], [-1099.4914417935609], [-1087.848002597223], [-1075.3671970605753], [-1062.0989876615085], [-1064.1273813298774], [-1065.7089105019732], [-1066.8697658410535], [-1066.861576270174], [-1066.465730203226], [-1065.7022779712493], [-1069.686790407251], [-1073.4390616444016], [-1076.9700228468482]]
towerse.tower_mass | output | kg | 853460.1174
towerse.tower_center_of_mass | output | m | 52.1867
towerse.tower_I_base | output | kg*m**2 | [3434617442.494416, 3434617442.494416, 16309047.779112916, 0.0, 0.0, 0.0]
fixedse.member.gc.d | input | m | [10.0, 10.0, 10.0, 10.0, 10.0, 10.0, 10.0]
fixedse.member.gc.t | input | m | [0.055341, 0.055341, 0.051509, 0.047517000000000004, 0.043527, 0.041058]
fixedse.member.s | output |  | [0.0, 0.5, 0.6111111111111112, 0.7222222222222222, 0.8333333333333334, 0.9444444444444444, 1.0]
fixedse.member.height | output | m | 90
fixedse.monopile_outer_diameter | output | m | [10.0, 10.0, 10.0, 10.0, 10.0, 10.0, 10.0]
fixedse.member.ca_usr_grid | input |  | [0.0, 0.0, 0.0, 0.0, 0.0, 0.0, 0.0]
fixedse.member.cd_usr_grid | input |  | [0.0, 0.0, 0.0, 0.0, 0.0, 0.0, 0.0]
fixedse.monopile_wall_thickness | output | m | [0.055341, 0.055341, 0.051509, 0.047517000000000004, 0.043527, 0.041058]
fixedse.member.E | output | Pa | [200000000000.0, 200000000000.0, 200000000000.0, 200000000000.0, 200000000000.0, 200000000000.0]
fixedse.member.G | output | Pa | [79300000000.0, 79300000000.0, 79300000000.0, 79300000000.0, 79300000000.0, 79300000000.0]
fixedse.member.sigma_y | output | Pa | [345000000.0, 345000000.0, 345000000.0, 345000000.0, 345000000.0, 345000000.0]
fixedse.member.rho | output | kg/m**3 | [7800.0, 7800.0, 7800.0, 7800.0, 7800.0, 7800.0]
fixedse.member.unit_cost | output | USD/kg | [0.7, 0.7, 0.7, 0.7, 0.7, 0.7]
fixedse.member.outfitting_factor | output |  | [1.07, 1.07, 1.07, 1.07, 1.07, 1.07]
fixedse.member.s_ghost1 | input |  | 0
fixedse.member.s_ghost2 | input |  | 1
fixedse.monopile_s | input |  | [0.0, 0.5, 0.6111111111111112, 0.7222222222222222, 0.8333333333333334, 0.9444444444444444, 1.0]
fixedse.s_const1 | output |  | 0.5
fixedse.s_const2 | input |  | 0
fixedse.monopile_layer_thickness | input | m | [[0.055341, 0.055341, 0.055341, 0.047677, 0.047357, 0.039697, 0.042419]]
fixedse.monopile_outer_diameter_in | input | m | [10.0, 10.0, 10.0, 10.0, 10.0, 10.0, 10.0]
fixedse.E_mat | input | Pa | [[3440000000.0, 3440000000.0, 3440000000.0], [200000000000.0, 200000000000.0, 200000000000.0], [205000000000.0, 205000000000.0, 205000000000.0], [118000000000.0, 118000000000.0, 118000000000.0], [44600000000.0, 17000000000.0, 16700000000.0], [114500000000.0, 8390000000.0, 8390000000.0], [11100000000.0, 11100000000.0, 16700000000.0], [28700000000.0, 16600000000.0, 16700000000.0], [129200000.0, 129200000.0, 129200000.0], [1000000.0, 1000000.0, 1000000.0], [4560000000.0, 4560000000.0, 4560000000.0]]
fixedse.E_user | input | Pa | 0
fixedse.G_mat | input | Pa | [[1323000000.0, 1323000000.0, 1323000000.0], [79300000000.0, 79300000000.0, 79300000000.0], [80000000000.0, 80000000000.0, 80000000000.0], [47600000000.0, 47600000000.0, 47600000000.0], [3270000000.0, 3480000000.0, 3500000000.0], [5990000000.0, 5990000000.0, 5990000000.0], [13530000000.0, 3490000000.0, 3490000000.0], [8400000000.0, 3490000000.0, 3490000000.0], [48946969.696969695, 48946969.696969695, 48946969.696969695], [312500.0, 312500.0, 312500.0], [1520000000.0, 1520000000.0, 1520000000.0]]
fixedse.sigma_y_mat | input | Pa | [0.0, 345000000.0, 485000000.0, 265000000.0, 0.0, 0.0, 0.0, 0.0, 0.0, 0.0, 0.0]
fixedse.sigma_ult_mat | input | Pa | [[74000000.0, 74000000.0, 74000000.0], [450000000.0, 450000000.0, 450000000.0], [814000000.0, 814000000.0, 814000000.0], [310000000.0, 310000000.0, 310000000.0], [609200000.0, 38100000.0, 15290000.0], [1546000000.0, 0.0, 0.0], [42900000.0, 42600000.0, 15300000.0], [396000000.0, 76400000.0, 15300000.0], [2083000.0, 2083000.0, 2083000.0], [0.0, 0.0, 0.0], [690000.0, 690000.0, 690000.0]]
fixedse.wohler_exp_mat | input |  | [1.0, 3.0, 3.0, 3.0, 10.0, 16.1, 10.0, 10.0, 1.0, 1.0, 1.0]
fixedse.wohler_A_mat | input |  | [87000000.0, 450000000.0, 814000000.0, 310000000.0, 609200000.0, 1546000000.0, 113200000.0, 448900000.0, 2083000.0, 0.0, 690000.0]
fixedse.rho_mat | input | kg/m**3 | [1235.0, 7800.0, 7850.0, 7200.0, 1940.0, 1220.0, 1940.0, 1940.0, 130.0, 1150.0, 1100.0]
fixedse.unit_cost_mat | input | USD/kg | [7.23, 0.7, 0.9, 0.5, 1.87, 30.0, 3.0, 2.86, 13.0, 3.63, 9.0]
fixedse.outfitting_factor_in | input |  | 1.07
fixedse.monopile_layer_materials | input | n/a | steel
fixedse.member.ballast_materials | input | n/a | []
fixedse.material_names | input | n/a | ['Gelcoat', 'steel', 'steel_drive', 'cast_iron', 'glass_uni', 'CarbonUD', 'glass_biax', 'glass_triax', 'medium_density_foam', 'resin', 'adhesive']
fixedse.outfitting_full | output |  | [1.07, 1.07, 1.07, 1.07, 1.07, 1.07, 1.07, 1.07, 1.07, 1.07, 1.07, 1.07, 1.07, 1.07, 1.07, 1.07, 1.07, 1.07]
fixedse.member.unit_cost_full | output | USD/kg | [0.7, 0.7, 0.7, 0.7, 0.7, 0.7, 0.7, 0.7, 0.7, 0.7, 0.7, 0.7, 0.7, 0.7, 0.7, 0.7, 0.7, 0.7]
fixedse.labor_cost_rate | input | USD/min | 0.98
fixedse.painting_cost_rate | input | USD/m**2 | 30
fixedse.monopile_mass_user | input | kg | 0
fixedse.mono.cylinder_mass | input | kg | 1219239.0603
fixedse.mono.cylinder_cost | input | USD | 3108099.1388
fixedse.mono.cylinder_z_cg | input | m | 42.9346
fixedse.mono.cylinder_I_base | input | kg*m**2 | [3047479221.719735, 3047479221.719735, 30163258.75237303, 0.0, 0.0, 0.0]
fixedse.transition_piece_cost | input | USD | 0
fixedse.tower_mass | input | kg | 853460.1174
fixedse.tower_cost | input | USD | 2394873.3739
fixedse.monopile_height | input | m | 90
fixedse.tower_foundation_height | input | m | 15
fixedse.monopile_foundation_height | input | m | -75
fixedse.tower_base_diameter | input | m | 10
fixedse.monopile_top_diameter | input | m | 10
fixedse.soil.d0 | input | m | 10
fixedse.G_soil | input | Pa | 140000000
fixedse.nu_soil | input |  | 0.4
fixedse.soil.k_usr | input | N/m | [-1.0, -1.0, -1.0, -1.0, -1.0, -1.0]
rotorse.ccblade.Uhub | input | m/s | 5 | Undisturbed wind speed
rotorse.tsr | input |  | 9 | Tip speed ratio
rotorse.pitch | input | deg | 0 | Pitch angle
rotorse.r | input | m | [3.97, 8.004482758623, 12.038965517246, 16.073448275868998, 20.107931034492, 24.142413793114997, 28.176896551737997, 32.211379310361, 36.245862068984, 40.280344827606996, 44.314827586229995, 48.349310344852995, 52.38379310347599, 56.418275862098994, 60.452758620721994, 64.48724137934501, 68.521724137968, 72.556206896591, 76.59068965521399, 80.62517241383698, 84.65965517246, 88.69413793108299, 92.72862068970598, 96.76310344832899, 100.79758620695198, 104.83206896557498, 108.86655172419799, 112.90103448282098, 116.93551724144399, 120.97000000006697] | radial locations where blade is defined (should be increasing and not go all the way to hub or tip)
rotorse.ccblade.s_opt_chord | input |  | [0.0, 0.034482758620689655, 0.06896551724137931, 0.10344827586206896, 0.13793103448275862, 0.1724137931034483, 0.20689655172413793, 0.24137931034482757, 0.27586206896551724, 0.3103448275862069, 0.3448275862068966, 0.3793103448275862, 0.41379310344827586, 0.4482758620689655, 0.48275862068965514, 0.5172413793103449, 0.5517241379310345, 0.5862068965517241, 0.6206896551724138, 0.6551724137931034, 0.6896551724137931, 0.7241379310344828, 0.7586206896551724, 0.7931034482758621, 0.8275862068965517, 0.8620689655172413, 0.896551724137931, 0.9310344827586207, 0.9655172413793103, 1.0] | 1D array of the non-dimensional spanwise grid defined along blade axis to optimize the blade chord
rotorse.ccblade.s_opt_theta | input |  | [0.0, 0.034482758620689655, 0.06896551724137931, 0.10344827586206896, 0.13793103448275862, 0.1724137931034483, 0.20689655172413793, 0.24137931034482757, 0.27586206896551724, 0.3103448275862069, 0.3448275862068966, 0.3793103448275862, 0.41379310344827586, 0.4482758620689655, 0.48275862068965514, 0.5172413793103449, 0.5517241379310345, 0.5862068965517241, 0.6206896551724138, 0.6551724137931034, 0.6896551724137931, 0.7241379310344828, 0.7586206896551724, 0.7931034482758621, 0.8275862068965517, 0.8620689655172413, 0.896551724137931, 0.9310344827586207, 0.9655172413793103, 1.0] | 1D array of the non-dimensional spanwise grid defined along blade axis to optimize the blade twist
rotorse.chord | input | m | [5.2, 5.2265040720520535, 5.319400683825207, 5.4580745530036845, 5.603038107463281, 5.718286587458929, 5.764630606410189, 5.715053106286686, 5.539182293334066, 5.290780459215475, 5.034005694445184, 4.815660040795825, 4.623237527554848, 4.432040224442178, 4.2451981651395, 4.065767388212587, 3.896040232078195, 3.7350841723423227, 3.5792063535409593, 3.4245801420565267, 3.267946590725438, 3.111859691750389, 2.957140175463699, 2.800021994595202, 2.6367899876098777, 2.4641317667059357, 2.2834502451238916, 2.0956817072301495, 1.9024851146667074, 0.5000000000000001] | chord length at each section
rotorse.ccblade.theta_in | input | rad | [0.27217629557079365, 0.2703213611890718, 0.25679956476423604, 0.2327155229387189, 0.2032173164154689, 0.1732589091471034, 0.14740155387210616, 0.12742646107176156, 0.10871460898629609, 0.09126428560094874, 0.07584972929275116, 0.06295038726312088, 0.05200766129122832, 0.04228858599827694, 0.0335870202593458, 0.02563348018408986, 0.018440021928095202, 0.012090217267594518, 0.006201760506518446, 0.0003199226315125809, -0.0062113670739392755, -0.014504119313560162, -0.02398668998573534, -0.03232520669679878, -0.03736348292490616, -0.037945785000536754, -0.03678035236750884, -0.03399755916765491, -0.029012617364700573, -0.02168375606076353] | twist angle at each section (positive decreases angle of attack)
rotorse.ccblade.aoa_op | input | rad | [3.141592653589793, 3.141592653589793, 3.141592653589793, 3.141592653589793, 3.141592653589793, 3.141592653589793, 3.141592653589793, 3.141592653589793, 3.141592653589793, 3.141592653589793, 3.141592653589793, 3.141592653589793, 3.141592653589793, 3.141592653589793, 3.141592653589793, 3.141592653589793, 3.141592653589793, 3.141592653589793, 3.141592653589793, 3.141592653589793, 3.141592653589793, 3.141592653589793, 3.141592653589793, 3.141592653589793, 3.141592653589793, 3.141592653589793, 3.141592653589793, 3.141592653589793, 3.141592653589793, 3.141592653589793] | 1D array with the operational angles of attack for the airfoils along blade span.
rotorse.airfoils_aoa | input | deg | [-180.0, -177.0, -174.0, -171.0, -168.0, -165.0, -162.0, -159.0, -156.0, -153.0, -150.0, -147.0, -144.0, -141.0, -138.0, -135.0, -132.0, -129.0, -126.0, -123.0, -120.0, -117.0, -114.0, -111.0, -108.0, -105.0, -102.0, -99.0, -96.0, -93.0, -90.0, -87.0, -84.0, -81.0, -78.0, -75.0, -72.0, -69.0, -66.0, -63.0, -60.0, -57.0, -54.0, -51.0, -48.0, -45.0, -42.0, -39.0, -36.0, -33.0, -30.0, -29.393939393939394, -28.78787878787879, -28.18181818181818, -27.575757575757574, -26.96969696969697, -26.363636363636363, -25.757575757575758, -25.151515151515152, -24.545454545454547, -23.939393939393938, -23.333333333333332, -22.727272727272727, -22.12121212121212, -21.515151515151516, -20.909090909090907, -20.303030303030305, -19.696969696969695, -19.09090909090909, -18.484848484848484, -17.87878787878788, -17.272727272727273, -16.666666666666664, -16.060606060606062, -15.454545454545453, -14.848484848484848, -14.242424242424242, -13.636363636363637, -13.030303030303031, -12.424242424242422, -11.818181818181817, -11.212121212121211, -10.606060606060606, -10.0, -9.393939393939394, -8.787878787878789, -8.18181818181818, -7.575757575757574, -6.969696969696969, -6.363636363636363, -5.757575757575758, -5.151515151515152, -4.545454545454543, -3.9393939393939377, -3.333333333333332, -2.7272727272727266, -2.121212121212121, -1.5151515151515156, -0.9090909090909065, -0.303030303030301, 0.30303030303030454, 0.9090909090909101, 1.5151515151515156, 2.1212121212121247, 2.7272727272727266, 3.3333333333333357, 3.9393939393939377, 4.545454545454547, 5.151515151515156, 5.757575757575758, 6.363636363636367, 6.969696969696969, 7.575757575757578, 8.18181818181818, 8.787878787878789, 9.393939393939398, 10.0, 10.606060606060609, 11.212121212121211, 11.81818181818182, 12.424242424242422, 13.030303030303031, 13.63636363636364, 14.242424242424242, 14.848484848484851, 15.454545454545453, 16.060606060606062, 16.66666666666667, 17.272727272727273, 17.878787878787882, 18.484848484848484, 19.090909090909093, 19.696969696969695, 20.303030303030305, 20.909090909090914, 21.515151515151516, 22.121212121212125, 22.727272727272727, 23.333333333333336, 23.939393939393938, 24.545454545454547, 25.151515151515156, 25.757575757575758, 26.363636363636367, 26.96969696969697, 27.575757575757578, 28.181818181818187, 28.78787878787879, 29.393939393939398, 30.0, 33.0, 36.0, 39.0, 42.0, 45.0, 48.0, 51.0, 54.0, 57.0, 60.0, 63.0, 66.0, 69.0, 72.0, 75.0, 78.0, 81.0, 84.0, 87.0, 90.0, 93.0, 96.0, 99.0, 102.0, 105.0, 108.0, 111.0, 114.0, 117.0, 120.0, 123.0, 126.0, 129.0, 132.0, 135.0, 138.0, 141.0, 144.0, 147.0, 150.0, 153.0, 156.0, 159.0, 162.0, 165.0, 168.0, 171.0, 174.0, 177.0, 180.0] | angle of attack grid for polars
rotorse.airfoils_cl | input |  | [[[0.0001, 0.0001, 0.0001], [9.999999999998899e-05, 9.999999999998899e-05, 9.999999999998899e-05], [9.999999999998899e-05, 9.999999999998899e-05, 9.999999999998899e-05], [9.999999999998899e-05, 9.999999999998899e-05, 9.999999999998899e-05], [9.999999999998899e-05, 9.999999999998899e-05, 9.999999999998899e-05], [9.999999999998899e-05, 9.999999999998899e-05, 9.999999999998899e-05], [9.999999999998899e-05, 9.999999999998899e-05, 9.999999999998899e-05], [9.999999999998899e-05, 9.999999999998899e-05, 9.999999999998899e-05], [9.999999999998899e-05, 9.999999999998899e-05, 9.999999999998899e-05], [9.999999999998899e-05, 9.999999999998899e-05, 9.999999999998899e-05], [9.999999999998899e-05, 9.999999999998899e-05, 9.999999999998899e-05], [9.999999999998899e-05, 9.999999999998899e-05, 9.999999999998899e-05], [9.999999999998899e-05, 9.999999999998899e-05, 9.999999999998899e-05], [9.999999999998899e-05, 9.999999999998899e-05, 9.999999999998899e-05], [9.999999999998899e-05, 9.999999999998899e-05, 9.999999999998899e-05], [9.999999999998899e-05, 9.999999999998899e-05, 9.999999999998899e-05], [9.999999999998899e-05, 9.999999999998899e-05, 9.999999999998899e-05], [9.999999999998899e-05, 9.999999999998899e-05, 9.999999999998899e-05], [9.999999999998899e-05, 9.999999999998899e-05, 9.999999999998899e-05], [9.999999999998899e-05, 9.999999999998899e-05, 9.999999999998899e-05], [9.999999999998899e-05, 9.999999999998899e-05, 9.999999999998899e-05], [0.00010000000000001674, 0.00010000000000001674, 0.00010000000000001674], [9.999999999998899e-05, 9.999999999998899e-05, 9.999999999998899e-05], [9.999999999998899e-05, 9.999999999998899e-05, 9.999999999998899e-05], [9.999999999998899e-05, 9.999999999998899e-05, 9.999999999998899e-05], [9.999999999998899e-05, 9.999999999998899e-05, 9.999999999998899e-05], [9.999999999998899e-05, 9.999999999998899e-05, 9.999999999998899e-05], [9.999999999998899e-05, 9.999999999998899e-05, 9.999999999998899e-05], [0.00010000000000000286, 0.00010000000000000286, 0.00010000000000000286], [0.00010000000000000286, 0.00010000000000000286, 0.00010000000000000286], [0.0001, 0.0001, 0.0001], [0.00010000000000000286, 0.00010000000000000286, 0.00010000000000000286], [0.00010000000000000286, 0.00010000000000000286, 0.00010000000000000286], [9.999999999998899e-05, 9.999999999998899e-05, 9.999999999998899e-05], [9.999999999998899e-05, 9.999999999998899e-05, 9.999999999998899e-05], [9.999999999998899e-05, 9.999999999998899e-05, 9.999999999998899e-05], [9.999999999998899e-05, 9.999999999998899e-05, 9.999999999998899e-05], [9.999999999998899e-05, 9.999999999998899e-05, 9.999999999998899e-05], [9.999999999998899e-05, 9.999999999998899e-05, 9.999999999998899e-05], [0.00010000000000001674, 0.00010000000000001674, 0.00010000000000001674], [9.999999999998899e-05, 9.999999999998899e-05, 9.999999999998899e-05], [9.999999999998899e-05, 9.999999999998899e-05, 9.999999999998899e-05], [9.999999999998899e-05, 9.999999999998899e-05, 9.999999999998899e-05], [9.999999999998899e-05, 9.999999999998899e-05, 9.999999999998899e-05], [9.999999999998899e-05, 9.999999999998899e-05, 9.999999999998899e-05], [9.999999999998899e-05, 9.999999999998899e-05, 9.999999999998899e-05], [9.999999999998899e-05, 9.999999999998899e-05, 9.999999999998899e-05], [9.999999999998899e-05, 9.999999999998899e-05, 9.999999999998899e-05], [9.999999999998899e-05, 9.999999999998899e-05, 9.999999999998899e-05], [9.999999999998899e-05, 9.999999999998899e-05, 9.999999999998899e-05], [9.999999999998899e-05, 9.999999999998899e-05, 9.999999999998899e-05], [9.999999999998899e-05, 9.999999999998899e-05, 9.999999999998899e-05], [9.999999999998899e-05, 9.999999999998899e-05, 9.999999999998899e-05], [9.999999999998899e-05, 9.999999999998899e-05, 9.999999999998899e-05], [9.999999999998899e-05, 9.999999999998899e-05, 9.999999999998899e-05], [9.999999999998899e-05, 9.999999999998899e-05, 9.999999999998899e-05], [9.999999999998899e-05, 9.999999999998899e-05, 9.999999999998899e-05], [9.999999999998899e-05, 9.999999999998899e-05, 9.999999999998899e-05], [9.999999999998899e-05, 9.999999999998899e-05, 9.999999999998899e-05], [9.999999999998899e-05, 9.999999999998899e-05, 9.999999999998899e-05], [9.999999999998899e-05, 9.999999999998899e-05, 9.999999999998899e-05], [9.999999999998899e-05, 9.999999999998899e-05, 9.999999999998899e-05], [9.999999999998899e-05, 9.999999999998899e-05, 9.999999999998899e-05], [9.999999999998899e-05, 9.999999999998899e-05, 9.999999999998899e-05], [9.999999999998899e-05, 9.999999999998899e-05, 9.999999999998899e-05], [9.999999999998899e-05, 9.999999999998899e-05, 9.999999999998899e-05], [9.999999999998899e-05, 9.999999999998899e-05, 9.999999999998899e-05], [9.999999999998899e-05, 9.999999999998899e-05, 9.999999999998899e-05], [9.999999999998899e-05, 9.999999999998899e-05, 9.999999999998899e-05], [0.00010000000000010001, 0.00010000000000010001, 0.00010000000000010001], [9.999999999998899e-05, 9.999999999998899e-05, 9.999999999998899e-05], [9.999999999987796e-05, 9.999999999987796e-05, 9.999999999987796e-05], [9.999999999998899e-05, 9.999999999998899e-05, 9.999999999998899e-05], [9.999999999998899e-05, 9.999999999998899e-05, 9.999999999998899e-05], [9.999999999998899e-05, 9.999999999998899e-05, 9.999999999998899e-05], [9.999999999998899e-05, 9.999999999998899e-05, 9.999999999998899e-05], [9.999999999998899e-05, 9.999999999998899e-05, 9.999999999998899e-05], [9.999999999998899e-05, 9.999999999998899e-05, 9.999999999998899e-05], [9.999999999998899e-05, 9.999999999998899e-05, 9.999999999998899e-05], [9.999999999998899e-05, 9.999999999998899e-05, 9.999999999998899e-05], [9.999999999998899e-05, 9.999999999998899e-05, 9.999999999998899e-05], [9.999999999998899e-05, 9.999999999998899e-05, 9.999999999998899e-05], [9.999999999998899e-05, 9.999999999998899e-05, 9.999999999998899e-05], [9.999999999998899e-05, 9.999999999998899e-05, 9.999999999998899e-05], [9.999999999993348e-05, 9.999999999993348e-05, 9.999999999993348e-05], [9.999999999998899e-05, 9.999999999998899e-05, 9.999999999998899e-05], [9.999999999998899e-05, 9.999999999998899e-05, 9.999999999998899e-05], [9.999999999998899e-05, 9.999999999998899e-05, 9.999999999998899e-05], [9.999999999998899e-05, 9.999999999998899e-05, 9.999999999998899e-05], [9.999999999998899e-05, 9.999999999998899e-05, 9.999999999998899e-05], [9.999999999998899e-05, 9.999999999998899e-05, 9.999999999998899e-05], [9.999999999998899e-05, 9.999999999998899e-05, 9.999999999998899e-05], [0.00010000000000000286, 0.00010000000000000286, 0.00010000000000000286], [0.00010000000000000286, 0.00010000000000000286, 0.00010000000000000286], [9.99999999999994e-05, 9.99999999999994e-05, 9.99999999999994e-05], [0.00010000000000000286, 0.00010000000000000286, 0.00010000000000000286], [9.999999999998899e-05, 9.999999999998899e-05, 9.999999999998899e-05], [9.999999999998899e-05, 9.999999999998899e-05, 9.999999999998899e-05], [9.999999999998899e-05, 9.999999999998899e-05, 9.999999999998899e-05], [9.999999999998899e-05, 9.999999999998899e-05, 9.999999999998899e-05], [9.999999999998899e-05, 9.999999999998899e-05, 9.999999999998899e-05], [9.999999999998899e-05, 9.999999999998899e-05, 9.999999999998899e-05], [9.999999999998899e-05, 9.999999999998899e-05, 9.999999999998899e-05], [9.999999999998899e-05, 9.999999999998899e-05, 9.999999999998899e-05], [9.999999999998899e-05, 9.999999999998899e-05, 9.999999999998899e-05], [9.999999999998899e-05, 9.999999999998899e-05, 9.999999999998899e-05], [9.999999999998899e-05, 9.999999999998899e-05, 9.999999999998899e-05], [9.999999999998899e-05, 9.999999999998899e-05, 9.999999999998899e-05], [9.999999999998899e-05, 9.999999999998899e-05, 9.999999999998899e-05], [9.999999999998899e-05, 9.999999999998899e-05, 9.999999999998899e-05], [9.999999999998899e-05, 9.999999999998899e-05, 9.999999999998899e-05], [9.999999999998899e-05, 9.999999999998899e-05, 9.999999999998899e-05], [9.999999999998899e-05, 9.999999999998899e-05, 9.999999999998899e-05], [9.999999999998899e-05, 9.999999999998899e-05, 9.999999999998899e-05], [9.999999999998899e-05, 9.999999999998899e-05, 9.999999999998899e-05], [9.999999999998899e-05, 9.999999999998899e-05, 9.999999999998899e-05], [9.999999999998899e-05, 9.999999999998899e-05, 9.999999999998899e-05], [9.999999999998899e-05, 9.999999999998899e-05, 9.999999999998899e-05], [9.999999999998899e-05, 9.999999999998899e-05, 9.999999999998899e-05], [9.999999999998899e-05, 9.999999999998899e-05, 9.999999999998899e-05], [9.999999999998899e-05, 9.999999999998899e-05, 9.999999999998899e-05], [9.999999999998899e-05, 9.999999999998899e-05, 9.999999999998899e-05], [9.999999999998899e-05, 9.999999999998899e-05, 9.999999999998899e-05], [9.999999999987796e-05, 9.999999999987796e-05, 9.999999999987796e-05], [9.999999999976694e-05, 9.999999999976694e-05, 9.999999999976694e-05], [9.999999999998899e-05, 9.999999999998899e-05, 9.999999999998899e-05], [9.999999999998899e-05, 9.999999999998899e-05, 9.999999999998899e-05], [9.999999999998899e-05, 9.999999999998899e-05, 9.999999999998899e-05], [9.999999999998899e-05, 9.999999999998899e-05, 9.999999999998899e-05], [9.999999999998899e-05, 9.999999999998899e-05, 9.999999999998899e-05], [9.999999999976694e-05, 9.999999999976694e-05, 9.999999999976694e-05], [9.999999999998899e-05, 9.999999999998899e-05, 9.999999999998899e-05], [9.999999999998899e-05, 9.999999999998899e-05, 9.999999999998899e-05], [9.999999999998899e-05, 9.999999999998899e-05, 9.999999999998899e-05], [9.999999999998899e-05, 9.999999999998899e-05, 9.999999999998899e-05], [9.999999999998899e-05, 9.999999999998899e-05, 9.999999999998899e-05], [9.999999999998899e-05, 9.999999999998899e-05, 9.999999999998899e-05], [9.999999999998899e-05, 9.999999999998899e-05, 9.999999999998899e-05], [9.999999999998899e-05, 9.999999999998899e-05, 9.999999999998899e-05], [9.999999999998899e-05, 9.999999999998899e-05, 9.999999999998899e-05], [9.999999999998899e-05, 9.999999999998899e-05, 9.999999999998899e-05], [9.999999999998899e-05, 9.999999999998899e-05, 9.999999999998899e-05], [9.999999999998899e-05, 9.999999999998899e-05, 9.999999999998899e-05], [9.999999999998899e-05, 9.999999999998899e-05, 9.999999999998899e-05], [9.999999999998899e-05, 9.999999999998899e-05, 9.999999999998899e-05], [9.999999999998899e-05, 9.999999999998899e-05, 9.999999999998899e-05], [9.999999999998899e-05, 9.999999999998899e-05, 9.999999999998899e-05], [9.999999999976694e-05, 9.999999999976694e-05, 9.999999999976694e-05], [9.999999999976694e-05, 9.999999999976694e-05, 9.999999999976694e-05], [9.999999999998899e-05, 9.999999999998899e-05, 9.999999999998899e-05], [9.999999999998899e-05, 9.999999999998899e-05, 9.999999999998899e-05], [9.999999999998899e-05, 9.999999999998899e-05, 9.999999999998899e-05], [9.999999999998899e-05, 9.999999999998899e-05, 9.999999999998899e-05], [9.999999999998899e-05, 9.999999999998899e-05, 9.999999999998899e-05], [9.999999999998899e-05, 9.999999999998899e-05, 9.999999999998899e-05], [9.999999999998899e-05, 9.999999999998899e-05, 9.999999999998899e-05], [9.999999999998899e-05, 9.999999999998899e-05, 9.999999999998899e-05], [9.999999999998899e-05, 9.999999999998899e-05, 9.999999999998899e-05], [9.999999999998899e-05, 9.999999999998899e-05, 9.999999999998899e-05], [9.999999999998899e-05, 9.999999999998899e-05, 9.999999999998899e-05], [9.999999999998899e-05, 9.999999999998899e-05, 9.999999999998899e-05], [9.999999999998899e-05, 9.999999999998899e-05, 9.999999999998899e-05], [9.999999999998899e-05, 9.999999999998899e-05, 9.999999999998899e-05], [9.999999999998899e-05, 9.999999999998899e-05, 9.999999999998899e-05], [9.999999999998899e-05, 9.999999999998899e-05, 9.999999999998899e-05], [9.999999999998899e-05, 9.999999999998899e-05, 9.999999999998899e-05], [9.999999999998899e-05, 9.999999999998899e-05, 9.999999999998899e-05], [9.999999999998899e-05, 9.999999999998899e-05, 9.999999999998899e-05], [0.00010000000000000286, 0.00010000000000000286, 0.00010000000000000286], [9.999999999999999e-05, 9.999999999999999e-05, 9.999999999999999e-05], [0.00010000000000000286, 0.00010000000000000286, 0.00010000000000000286], [9.999999999998899e-05, 9.999999999998899e-05, 9.999999999998899e-05], [9.999999999998899e-05, 9.999999999998899e-05, 9.999999999998899e-05], [9.999999999998899e-05, 9.999999999998899e-05, 9.999999999998899e-05], [9.999999999998899e-05, 9.999999999998899e-05, 9.999999999998899e-05], [9.999999999998899e-05, 9.999999999998899e-05, 9.999999999998899e-05], [9.999999999998899e-05, 9.999999999998899e-05, 9.999999999998899e-05], [9.999999999998899e-05, 9.999999999998899e-05, 9.999999999998899e-05], [9.999999999998899e-05, 9.999999999998899e-05, 9.999999999998899e-05], [9.999999999998899e-05, 9.999999999998899e-05, 9.999999999998899e-05], [9.999999999998899e-05, 9.999999999998899e-05, 9.999999999998899e-05], [9.999999999998899e-05, 9.999999999998899e-05, 9.999999999998899e-05], [9.999999999998899e-05, 9.999999999998899e-05, 9.999999999998899e-05], [9.999999999998899e-05, 9.999999999998899e-05, 9.999999999998899e-05], [9.999999999998899e-05, 9.999999999998899e-05, 9.999999999998899e-05], [9.999999999998899e-05, 9.999999999998899e-05, 9.999999999998899e-05], [9.999999999998899e-05, 9.999999999998899e-05, 9.999999999998899e-05], [9.999999999998899e-05, 9.999999999998899e-05, 9.999999999998899e-05], [9.999999999998899e-05, 9.999999999998899e-05, 9.999999999998899e-05], [9.999999999998899e-05, 9.999999999998899e-05, 9.999999999998899e-05], [9.999999999998899e-05, 9.999999999998899e-05, 9.999999999998899e-05], [9.999999999998899e-05, 9.999999999998899e-05, 9.999999999998899e-05], [9.999999999998899e-05, 9.999999999998899e-05, 9.999999999998899e-05], [9.999999999998899e-05, 9.999999999998899e-05, 9.999999999998899e-05], [9.999999999998899e-05, 9.999999999998899e-05, 9.999999999998899e-05], [9.999999999998899e-05, 9.999999999998899e-05, 9.999999999998899e-05], [9.999999999998899e-05, 9.999999999998899e-05, 9.999999999998899e-05], [9.999999999998899e-05, 9.999999999998899e-05, 9.999999999998899e-05], [9.999999999998899e-05, 9.999999999998899e-05, 9.999999999998899e-05], [0.0001, 0.0001, 0.0001]], [[9.43686830310173e-05, 9.43686830310173e-05, 9.43686830310173e-05], [0.010764676572212542, 0.010764676572212542, 0.010764676572212542], [0.021433814041820265, 0.021433814041820265, 0.021433814041820265], [0.03210173951353826, 0.03210173951353826, 0.03210173951353826], [0.04411510607395258, 0.04411510607395258, 0.04411510607395258], [0.05869586207270039, 0.05869586207270039, 0.05869586207270039], [0.06948570970771595, 0.06948570970771595, 0.06948570970771595], [0.07050617982003982, 0.07050617982003982, 0.07050617982003982], [0.06766854378006354, 0.06766854378006354, 0.06766854378006354], [0.0632621543504322, 0.0632621543504322, 0.0632621543504322], [0.05660007687102736, 0.05660007687102736, 0.05660007687102736], [0.047707844217329064, 0.047707844217329064, 0.047707844217329064], [0.04450030269502896, 0.04450030269502896, 0.04450030269502896], [0.039098282125013595, 0.039098282125013595, 0.039098282125013595], [0.03628172220340414, 0.03628172220340414, 0.03628172220340414], [0.034110963373461756, 0.034110963373461756, 0.034110963373461756], [0.03205886617837077, 0.03205886617837077, 0.03205886617837077], [0.029859764772323716, 0.029859764772323716, 0.029859764772323716], [0.027662550772632, 0.027662550772632, 0.027662550772632], [0.025501919345221946, 0.025501919345221946, 0.025501919345221946], [0.023299676657076652, 0.023299676657076652, 0.023299676657076652], [0.021005029988255156, 0.021005029988255156, 0.021005029988255156], [0.018664719649317242, 0.018664719649317242, 0.018664719649317242], [0.016328906057174068, 0.016328906057174068, 0.016328906057174068], [0.013987850205017426, 0.013987850205017426, 0.013987850205017426], [0.011562075629472743, 0.011562075629472743, 0.011562075629472743], [0.009157615840651962, 0.009157615840651962, 0.009157615840651962], [0.006883861935276248, 0.006883861935276248, 0.006883861935276248], [0.004705047088162889, 0.004705047088162889, 0.004705047088162889], [0.002474192134093347, 0.002474192134093347, 0.002474192134093347], [9.391167709895526e-05, 9.391167709895526e-05, 9.391167709895526e-05], [-0.00228614953971478, -0.00228614953971478, -0.00228614953971478], [-0.004516500478478053, -0.004516500478478053, -0.004516500478478053], [-0.006694854015144965, -0.006694854015144965, -0.006694854015144965], [-0.008968635578049129, -0.008968635578049129, -0.008968635578049129], [-0.011373715497459394, -0.011373715497459394, -0.011373715497459394], [-0.013799574942908588, -0.013799574942908588, -0.013799574942908588], [-0.016138884594952163, -0.016138884594952163, -0.016138884594952163], [-0.01846997612650713, -0.01846997612650713, -0.01846997612650713], [-0.02080514076924663, -0.02080514076924663, -0.02080514076924663], [-0.023097485392139773, -0.023097485392139773, -0.023097485392139773], [-0.025302247491742674, -0.025302247491742674, -0.025302247491742674], [-0.02746797666933551, -0.02746797666933551, -0.02746797666933551], [-0.029669790835861423, -0.029669790835861423, -0.029669790835861423], [-0.031870634089358, -0.031870634089358, -0.031870634089358], [-0.03392271028026405, -0.03392271028026405, -0.03392271028026405], [-0.03609283822923603, -0.03609283822923603, -0.03609283822923603], [-0.038790413894656726, -0.038790413894656726, -0.038790413894656726], [-0.04305150267887777, -0.04305150267887777, -0.04305150267887777], [-0.046764092661440715, -0.046764092661440715, -0.046764092661440715], [-0.04526491052152655, -0.04526491052152655, -0.04526491052152655], [-0.044359590948243724, -0.044359590948243724, -0.044359590948243724], [-0.0438589737832304, -0.0438589737832304, -0.0438589737832304], [-0.04397743808736917, -0.04397743808736917, -0.04397743808736917], [-0.04479663241831692, -0.04479663241831692, -0.04479663241831692], [-0.04599201947968701, -0.04599201947968701, -0.04599201947968701], [-0.04744341789865089, -0.04744341789865089, -0.04744341789865089], [-0.04905030413493369, -0.04905030413493369, -0.04905030413493369], [-0.05071150382610279, -0.05071150382610279, -0.05071150382610279], [-0.052324796807130425, -0.052324796807130425, -0.052324796807130425], [-0.05378778171336031, -0.05378778171336031, -0.05378778171336031], [-0.05515181100791411, -0.05515181100791411, -0.05515181100791411], [-0.056488613596221676, -0.056488613596221676, -0.056488613596221676], [-0.057775494595749405, -0.057775494595749405, -0.057775494595749405], [-0.05895030048028621, -0.05895030048028621, -0.05895030048028621], [-0.0600666928376441, -0.0600666928376441, -0.0600666928376441], [-0.0611155790661323, -0.0611155790661323, -0.0611155790661323], [-0.06138763560823961, -0.06138763560823961, -0.06138763560823961], [-0.059003058196631916, -0.059003058196631916, -0.059003058196631916], [-0.06008062741825711, -0.06008062741825711, -0.06008062741825711], [-0.0585014943403946, -0.0585014943403946, -0.0585014943403946], [-0.05848971624477191, -0.05848971624477191, -0.05848971624477191], [-0.058780552233663776, -0.058780552233663776, -0.058780552233663776], [-0.05674350443077161, -0.05674350443077161, -0.05674350443077161], [-0.05639248501836253, -0.05639248501836253, -0.05639248501836253], [-0.05548401935301832, -0.05548401935301832, -0.05548401935301832], [-0.053420957355162196, -0.053420957355162196, -0.053420957355162196], [-0.05160289932568182, -0.05160289932568182, -0.05160289932568182], [-0.05054000669102282, -0.05054000669102282, -0.05054000669102282], [-0.04754577491004289, -0.04754577491004289, -0.04754577491004289], [-0.0456762794142726, -0.0456762794142726, -0.0456762794142726], [-0.042640211658977564, -0.042640211658977564, -0.042640211658977564], [-0.04139681788544629, -0.04139681788544629, -0.04139681788544629], [-0.04062879419157951, -0.04062879419157951, -0.04062879419157951], [-0.03650459745024639, -0.03650459745024639, -0.03650459745024639], [-0.0326916333253274, -0.0326916333253274, -0.0326916333253274], [-0.027981660988625385, -0.027981660988625385, -0.027981660988625385], [-0.022866938447157918, -0.022866938447157918, -0.022866938447157918], [-0.0181435454661686, -0.0181435454661686, -0.0181435454661686], [-0.013489312547600432, -0.013489312547600432, -0.013489312547600432], [-0.009068160155611652, -0.009068160155611652, -0.009068160155611652], [-0.004145091174566833, -0.004145091174566833, -0.004145091174566833], [-8.055387945459652e-05, -8.055387945459652e-05, -8.055387945459652e-05], [5.2526338285642776e-05, 5.2526338285642776e-05, 5.2526338285642776e-05], [0.002800152490761723, 0.002800152490761723, 0.002800152490761723], [0.009372409710531729, 0.009372409710531729, 0.009372409710531729], [0.011983235979543316, 0.011983235979543316, 0.011983235979543316], [0.014282807787121661, 0.014282807787121661, 0.014282807787121661], [0.016406547891484123, 0.016406547891484123, 0.016406547891484123], [0.018385460701156826, 0.018385460701156826, 0.018385460701156826], [0.020871279983380665, 0.020871279983380665, 0.020871279983380665], [0.02370034497848942, 0.02370034497848942, 0.02370034497848942], [0.026683263800842662, 0.026683263800842662, 0.026683263800842662], [0.02954566691367076, 0.02954566691367076, 0.02954566691367076], [0.032494278717969075, 0.032494278717969075, 0.032494278717969075], [0.035421008479682166, 0.035421008479682166, 0.035421008479682166], [0.03839442032965697, 0.03839442032965697, 0.03839442032965697], [0.041324429700371666, 0.041324429700371666, 0.041324429700371666], [0.0443293389346015, 0.0443293389346015, 0.0443293389346015], [0.047288444098696786, 0.047288444098696786, 0.047288444098696786], [0.05023980742169122, 0.05023980742169122, 0.05023980742169122], [0.05329434140114392, 0.05329434140114392, 0.05329434140114392], [0.05636203731326573, 0.05636203731326573, 0.05636203731326573], [0.05929159717242036, 0.05929159717242036, 0.05929159717242036], [0.0624461290373124, 0.0624461290373124, 0.0624461290373124], [0.06529725363793872, 0.06529725363793872, 0.06529725363793872], [0.06715624269883469, 0.06715624269883469, 0.06715624269883469], [0.0694269000894547, 0.0694269000894547, 0.0694269000894547], [0.07064742054428731, 0.07064742054428731, 0.07064742054428731], [0.07148793379626714, 0.07148793379626714, 0.07148793379626714], [0.07358723937239764, 0.07358723937239764, 0.07358723937239764], [0.077153165584044, 0.077153165584044, 0.077153165584044], [0.08160510700734568, 0.08160510700734568, 0.08160510700734568], [0.08444578010765921, 0.08444578010765921, 0.08444578010765921], [0.08745606454764751, 0.08745606454764751, 0.08745606454764751], [0.08986972216375318, 0.08986972216375318, 0.08986972216375318], [0.09164493298159365, 0.09164493298159365, 0.09164493298159365], [0.09338191455225184, 0.09338191455225184, 0.09338191455225184], [0.09694277787144373, 0.09694277787144373, 0.09694277787144373], [0.09827624667424578, 0.09827624667424578, 0.09827624667424578], [0.09833418140422684, 0.09833418140422684, 0.09833418140422684], [0.09987901205386115, 0.09987901205386115, 0.09987901205386115], [0.10047756334063199, 0.10047756334063199, 0.10047756334063199], [0.09984850869359388, 0.09984850869359388, 0.09984850869359388], [0.0987959401051215, 0.0987959401051215, 0.0987959401051215], [0.09832487237293916, 0.09832487237293916, 0.09832487237293916], [0.09857354322021708, 0.09857354322021708, 0.09857354322021708], [0.0990575948676882, 0.0990575948676882, 0.0990575948676882], [0.09929402073165822, 0.09929402073165822, 0.09929402073165822], [0.09920431379291308, 0.09920431379291308, 0.09920431379291308], [0.0980175040007097, 0.0980175040007097, 0.0980175040007097], [0.09515446519562636, 0.09515446519562636, 0.09515446519562636], [0.09211957686239824, 0.09211957686239824, 0.09211957686239824], [0.08904337466104925, 0.08904337466104925, 0.08904337466104925], [0.08596696090931677, 0.08596696090931677, 0.08596696090931677], [0.08290311819547169, 0.08290311819547169, 0.08290311819547169], [0.07977855548468998, 0.07977855548468998, 0.07977855548468998], [0.07657070701906557, 0.07657070701906557, 0.07657070701906557], [0.07319849054076719, 0.07319849054076719, 0.07319849054076719], [0.07078719080168584, 0.07078719080168584, 0.07078719080168584], [0.06160720374792687, 0.06160720374792687, 0.06160720374792687], [0.05928720235945821, 0.05928720235945821, 0.05928720235945821], [0.054886023907717074, 0.054886023907717074, 0.054886023907717074], [0.05167735377592478, 0.05167735377592478, 0.05167735377592478], [0.048777812640907824, 0.048777812640907824, 0.048777812640907824], [0.04574239040021983, 0.04574239040021983, 0.04574239040021983], [0.04265270701901676, 0.04265270701901676, 0.04265270701901676], [0.03954405232630254, 0.03954405232630254, 0.03954405232630254], [0.0364232090010457, 0.0364232090010457, 0.0364232090010457], [0.03325025368662868, 0.03325025368662868, 0.03325025368662868], [0.02997212771227946, 0.02997212771227946, 0.02997212771227946], [0.026627907348928788, 0.026627907348928788, 0.026627907348928788], [0.023290233383507206, 0.023290233383507206, 0.023290233383507206], [0.019946052760773568, 0.019946052760773568, 0.019946052760773568], [0.0164815920829015, 0.0164815920829015, 0.0164815920829015], [0.01304746918287081, 0.01304746918287081, 0.01304746918287081], [0.009748418141499588, 0.009748418141499588, 0.009748418141499588], [0.006144856349764749, 0.006144856349764749, 0.006144856349764749], [0.0027522844148626336, 0.0027522844148626336, 0.0027522844148626336], [9.492719599845767e-05, 9.492719599845767e-05, 9.492719599845767e-05], [-0.0028074607587818944, -0.0028074607587818944, -0.0028074607587818944], [-0.004896272083518977, -0.004896272083518977, -0.004896272083518977], [-0.006730608195766205, -0.006730608195766205, -0.006730608195766205], [-0.008969098347629701, -0.008969098347629701, -0.008969098347629701], [-0.01137424381999732, -0.01137424381999732, -0.01137424381999732], [-0.013800040947231421, -0.013800040947231421, -0.013800040947231421], [-0.016139146352893225, -0.016139146352893225, -0.016139146352893225], [-0.018469767995376453, -0.018469767995376453, -0.018469767995376453], [-0.02080442355486083, -0.02080442355486083, -0.02080442355486083], [-0.023096546961465673, -0.023096546961465673, -0.023096546961465673], [-0.025301560941358926, -0.025301560941358926, -0.025301560941358926], [-0.027467779910245814, -0.027467779910245814, -0.027467779910245814], [-0.029670034434867133, -0.029670034434867133, -0.029670034434867133], [-0.031871033335451174, -0.031871033335451174, -0.031871033335451174], [-0.03392310855075571, -0.03392310855075571, -0.03392310855075571], [-0.03609319905262162, -0.03609319905262162, -0.03609319905262162], [-0.038909530464495426, -0.038909530464495426, -0.038909530464495426], [-0.04431155749610132, -0.04431155749610132, -0.04431155749610132], [-0.04751909836479389, -0.04751909836479389, -0.04751909836479389], [-0.056411339504965685, -0.056411339504965685, -0.056411339504965685], [-0.0630735314172331, -0.0630735314172331, -0.0630735314172331], [-0.06748017249115501, -0.06748017249115501, -0.06748017249115501], [-0.07031697327860703, -0.07031697327860703, -0.07031697327860703], [-0.06929592584874988, -0.06929592584874988, -0.06929592584874988], [-0.05849998202084539, -0.05849998202084539, -0.05849998202084539], [-0.043914276177192735, -0.043914276177192735, -0.043914276177192735], [-0.03189918994724225, -0.03189918994724225, -0.03189918994724225], [-0.02123332747782722, -0.02123332747782722, -0.02123332747782722], [-0.01056880779272272, -0.01056880779272272, -0.01056880779272272], [9.436868303101619e-05, 9.436868303101619e-05, 9.436868303101619e-05]], [[5.6433357849407746e-05, 5.6433357849407746e-05, 5.6433357849407746e-05], [0.07322021217164444, 0.07322021217164444, 0.07322021217164444], [0.14637697978483122, 0.14637697978483122, 0.14637697978483122], [0.21952653620496893, 0.21952653620496893, 0.21952653620496893], [0.3007314138272027, 0.3007314138272027, 0.3007314138272027], [0.3973055616407055, 0.3973055616407055, 0.3973055616407055], [0.4711856602032146, 0.4711856602032146, 0.4711856602032146], [0.4865767939084664, 0.4865767939084664, 0.4865767939084664], [0.47887244477479873, 0.47887244477479873, 0.47887244477479873], [0.46177515567266497, 0.46177515567266497, 0.46177515567266497], [0.43127040802812305, 0.43127040802812305, 0.43127040802812305], [0.3688087126744224, 0.3688087126744224, 0.3688087126744224], [0.34387551304026626, 0.34387551304026626, 0.34387551304026626], [0.30299293930150034, 0.30299293930150034, 0.30299293930150034], [0.2813438895599185, 0.2813438895599185, 0.2813438895599185], [0.2644588503436794, 0.2644588503436794, 0.2644588503436794], [0.24846202534674444, 0.24846202534674444, 0.24846202534674444], [0.23139474607146415, 0.23139474607146415, 0.23139474607146415], [0.21433439763926226, 0.21433439763926226, 0.21433439763926226], [0.19752673479168076, 0.19752673479168076, 0.19752673479168076], [0.1803961983274607, 0.1803961983274607, 0.1803961983274607], [0.1625712629243458, 0.1625712629243458, 0.1625712629243458], [0.1443943556482004, 0.1443943556482004, 0.1443943556482004], [0.12623360303487588, 0.12623360303487588, 0.12623360303487588], [0.10802339859307325, 0.10802339859307325, 0.10802339859307325], [0.08919014699679789, 0.08919014699679789, 0.08919014699679789], [0.07051444626772686, 0.07051444626772686, 0.07051444626772686], [0.052802120830213094, 0.052802120830213094, 0.052802120830213094], [0.03581085561266335, 0.03581085561266335, 0.03581085561266335], [0.0184767353274851, 0.0184767353274851, 0.0184767353274851], [5.3697345852224366e-05, 5.3697345852224366e-05, 5.3697345852224366e-05], [-0.01836875699188903, -0.01836875699188903, -0.01836875699188903], [-0.03569887243581323, -0.03569887243581323, -0.03569887243581323], [-0.052686589944956584, -0.052686589944956584, -0.052686589944956584], [-0.07039906784427896, -0.07039906784427896, -0.07039906784427896], [-0.08907930589161438, -0.08907930589161438, -0.08907930589161438], [-0.1079131955909625, -0.1079131955909625, -0.1079131955909625], [-0.1261106443799967, -0.1261106443799967, -0.1261106443799967], [-0.14423694752869742, -0.14423694752869742, -0.14423694752869742], [-0.16237629469942627, -0.16237629469942627, -0.16237629469942627], [-0.18018441298740456, -0.18018441298740456, -0.18018441298740456], [-0.197333361259507, -0.197333361259507, -0.197333361259507], [-0.214178227585996, -0.214178227585996, -0.214178227585996], [-0.2312721346382335, -0.2312721346382335, -0.2312721346382335], [-0.2483521342539059, -0.2483521342539059, -0.2483521342539059], [-0.2643487877302939, -0.2643487877302939, -0.2643487877302939], [-0.2812292218453503, -0.2812292218453503, -0.2812292218453503], [-0.3020076055412313, -0.3020076055412313, -0.3020076055412313], [-0.33438265461245686, -0.33438265461245686, -0.33438265461245686], [-0.3628794530809698, -0.3628794530809698, -0.3628794530809698], [-0.3536786569567276, -0.3536786569567276, -0.3536786569567276], [-0.3477163644661569, -0.3477163644661569, -0.3477163644661569], [-0.3445886927362219, -0.3445886927362219, -0.3445886927362219], [-0.3456548951961622, -0.3456548951961622, -0.3456548951961622], [-0.3514470270199578, -0.3514470270199578, -0.3514470270199578], [-0.35983444412778, -0.35983444412778, -0.35983444412778], [-0.37007529542133705, -0.37007529542133705, -0.37007529542133705], [-0.38155010760541674, -0.38155010760541674, -0.38155010760541674], [-0.3936043322019356, -0.3936043322019356, -0.3936043322019356], [-0.4055270586117103, -0.4055270586117103, -0.4055270586117103], [-0.41654390565026805, -0.41654390565026805, -0.41654390565026805], [-0.4270044184984686, -0.4270044184984686, -0.4270044184984686], [-0.43745236666808207, -0.43745236666808207, -0.43745236666808207], [-0.44710441783962107, -0.44710441783962107, -0.44710441783962107], [-0.45305066928337545, -0.45305066928337545, -0.45305066928337545], [-0.458622917719604, -0.458622917719604, -0.458622917719604], [-0.46377090741883054, -0.46377090741883054, -0.46377090741883054], [-0.46425093720838123, -0.46425093720838123, -0.46425093720838123], [-0.44879644212116665, -0.44879644212116665, -0.44879644212116665], [-0.4540194100559111, -0.4540194100559111, -0.4540194100559111], [-0.44326514758529756, -0.44326514758529756, -0.44326514758529756], [-0.44174476616545233, -0.44174476616545233, -0.44174476616545233], [-0.4419767106581667, -0.4419767106581667, -0.4419767106581667], [-0.42837055562985277, -0.42837055562985277, -0.42837055562985277], [-0.42501834973419, -0.42501834973419, -0.42501834973419], [-0.41840914315649685, -0.41840914315649685, -0.41840914315649685], [-0.40496274506160956, -0.40496274506160956, -0.40496274506160956], [-0.3930567960247829, -0.3930567960247829, -0.3930567960247829], [-0.3857431683939735, -0.3857431683939735, -0.3857431683939735], [-0.36691332679 | lift coefficients, spanwise
rotorse.airfoils_cd | input |  | [[[0.35, 0.35, 0.35], [0.35, 0.35, 0.35], [0.35, 0.35, 0.35], [0.35, 0.35, 0.35], [0.35, 0.35, 0.35], [0.35, 0.35, 0.35], [0.35, 0.35, 0.35], [0.35, 0.35, 0.35], [0.35, 0.35, 0.35], [0.35, 0.35, 0.35], [0.35, 0.35, 0.35], [0.35, 0.35, 0.35], [0.35, 0.35, 0.35], [0.35, 0.35, 0.35], [0.35, 0.35, 0.35], [0.35, 0.35, 0.35], [0.35, 0.35, 0.35], [0.35, 0.35, 0.35], [0.35, 0.35, 0.35], [0.35, 0.35, 0.35], [0.3499999999999999, 0.3499999999999999, 0.3499999999999999], [0.35, 0.35, 0.35], [0.35, 0.35, 0.35], [0.3500000000000001, 0.3500000000000001, 0.3500000000000001], [0.35, 0.35, 0.35], [0.35, 0.35, 0.35], [0.35, 0.35, 0.35], [0.3500000000000001, 0.3500000000000001, 0.3500000000000001], [0.34999999999999987, 0.34999999999999987, 0.34999999999999987], [0.3500000000000001, 0.3500000000000001, 0.3500000000000001], [0.3500000000000001, 0.3500000000000001, 0.3500000000000001], [0.34999999999999987, 0.34999999999999987, 0.34999999999999987], [0.35, 0.35, 0.35], [0.35, 0.35, 0.35], [0.34999999999999987, 0.34999999999999987, 0.34999999999999987], [0.35, 0.35, 0.35], [0.35, 0.35, 0.35], [0.35, 0.35, 0.35], [0.35, 0.35, 0.35], [0.35, 0.35, 0.35], [0.3499999999999999, 0.3499999999999999, 0.3499999999999999], [0.3499999999999999, 0.3499999999999999, 0.3499999999999999], [0.35, 0.35, 0.35], [0.35, 0.35, 0.35], [0.35, 0.35, 0.35], [0.35, 0.35, 0.35], [0.35, 0.35, 0.35], [0.35, 0.35, 0.35], [0.35, 0.35, 0.35], [0.35, 0.35, 0.35], [0.35, 0.35, 0.35], [0.35, 0.35, 0.35], [0.3499999999999999, 0.3499999999999999, 0.3499999999999999], [0.35, 0.35, 0.35], [0.35, 0.35, 0.35], [0.35, 0.35, 0.35], [0.35, 0.35, 0.35], [0.35, 0.35, 0.35], [0.35, 0.35, 0.35], [0.35, 0.35, 0.35], [0.35, 0.35, 0.35], [0.35, 0.35, 0.35], [0.3499999999999999, 0.3499999999999999, 0.3499999999999999], [0.35, 0.35, 0.35], [0.35, 0.35, 0.35], [0.35, 0.35, 0.35], [0.35000000000000003, 0.35000000000000003, 0.35000000000000003], [0.35, 0.35, 0.35], [0.35, 0.35, 0.35], [0.35000000000000003, 0.35000000000000003, 0.35000000000000003], [0.35, 0.35, 0.35], [0.35, 0.35, 0.35], [0.35, 0.35, 0.35], [0.35, 0.35, 0.35], [0.35, 0.35, 0.35], [0.35, 0.35, 0.35], [0.35, 0.35, 0.35], [0.35000000000000003, 0.35000000000000003, 0.35000000000000003], [0.35000000000000003, 0.35000000000000003, 0.35000000000000003], [0.35, 0.35, 0.35], [0.35, 0.35, 0.35], [0.35, 0.35, 0.35], [0.35, 0.35, 0.35], [0.35, 0.35, 0.35], [0.35, 0.35, 0.35], [0.35, 0.35, 0.35], [0.35, 0.35, 0.35], [0.35, 0.35, 0.35], [0.3499999999999999, 0.3499999999999999, 0.3499999999999999], [0.35, 0.35, 0.35], [0.35, 0.35, 0.35], [0.35, 0.35, 0.35], [0.35, 0.35, 0.35], [0.35, 0.35, 0.35], [0.35, 0.35, 0.35], [0.35, 0.35, 0.35], [0.35, 0.35, 0.35], [0.35, 0.35, 0.35], [0.35, 0.35, 0.35], [0.35, 0.35, 0.35], [0.35, 0.35, 0.35], [0.35, 0.35, 0.35], [0.35, 0.35, 0.35], [0.35, 0.35, 0.35], [0.35, 0.35, 0.35], [0.35, 0.35, 0.35], [0.35, 0.35, 0.35], [0.35000000000000003, 0.35000000000000003, 0.35000000000000003], [0.35, 0.35, 0.35], [0.35, 0.35, 0.35], [0.35, 0.35, 0.35], [0.35, 0.35, 0.35], [0.35, 0.35, 0.35], [0.35, 0.35, 0.35], [0.35, 0.35, 0.35], [0.35, 0.35, 0.35], [0.35, 0.35, 0.35], [0.35, 0.35, 0.35], [0.35, 0.35, 0.35], [0.35, 0.35, 0.35], [0.35000000000000003, 0.35000000000000003, 0.35000000000000003], [0.35, 0.35, 0.35], [0.35, 0.35, 0.35], [0.35000000000000003, 0.35000000000000003, 0.35000000000000003], [0.35, 0.35, 0.35], [0.35, 0.35, 0.35], [0.35, 0.35, 0.35], [0.3499999999999999, 0.3499999999999999, 0.3499999999999999], [0.35, 0.35, 0.35], [0.3499999999999999, 0.3499999999999999, 0.3499999999999999], [0.35, 0.35, 0.35], [0.35, 0.35, 0.35], [0.35, 0.35, 0.35], [0.35, 0.35, 0.35], [0.35, 0.35, 0.35], [0.35, 0.35, 0.35], [0.35, 0.35, 0.35], [0.35, 0.35, 0.35], [0.35, 0.35, 0.35], [0.35, 0.35, 0.35], [0.35, 0.35, 0.35], [0.35, 0.35, 0.35], [0.35, 0.35, 0.35], [0.35, 0.35, 0.35], [0.35, 0.35, 0.35], [0.35, 0.35, 0.35], [0.35, 0.35, 0.35], [0.35, 0.35, 0.35], [0.35, 0.35, 0.35], [0.35, 0.35, 0.35], [0.35000000000000003, 0.35000000000000003, 0.35000000000000003], [0.35, 0.35, 0.35], [0.35, 0.35, 0.35], [0.35, 0.35, 0.35], [0.35, 0.35, 0.35], [0.35, 0.35, 0.35], [0.35, 0.35, 0.35], [0.35, 0.35, 0.35], [0.35, 0.35, 0.35], [0.35, 0.35, 0.35], [0.35, 0.35, 0.35], [0.35, 0.35, 0.35], [0.35, 0.35, 0.35], [0.35, 0.35, 0.35], [0.35, 0.35, 0.35], [0.34999999999999987, 0.34999999999999987, 0.34999999999999987], [0.35, 0.35, 0.35], [0.34999999999999987, 0.34999999999999987, 0.34999999999999987], [0.35, 0.35, 0.35], [0.35, 0.35, 0.35], [0.3500000000000001, 0.3500000000000001, 0.3500000000000001], [0.34999999999999987, 0.34999999999999987, 0.34999999999999987], [0.3500000000000001, 0.3500000000000001, 0.3500000000000001], [0.3500000000000001, 0.3500000000000001, 0.3500000000000001], [0.35, 0.35, 0.35], [0.35, 0.35, 0.35], [0.3500000000000001, 0.3500000000000001, 0.3500000000000001], [0.35, 0.35, 0.35], [0.3499999999999999, 0.3499999999999999, 0.3499999999999999], [0.35, 0.35, 0.35], [0.35, 0.35, 0.35], [0.35, 0.35, 0.35], [0.35, 0.35, 0.35], [0.35, 0.35, 0.35], [0.35, 0.35, 0.35], [0.35, 0.35, 0.35], [0.35, 0.35, 0.35], [0.35, 0.35, 0.35], [0.3499999999999999, 0.3499999999999999, 0.3499999999999999], [0.35, 0.35, 0.35], [0.35, 0.35, 0.35], [0.35, 0.35, 0.35], [0.35, 0.35, 0.35], [0.3499999999999999, 0.3499999999999999, 0.3499999999999999], [0.35, 0.35, 0.35], [0.35, 0.35, 0.35], [0.3499999999999999, 0.3499999999999999, 0.3499999999999999], [0.35, 0.35, 0.35], [0.35, 0.35, 0.35], [0.35, 0.35, 0.35]], [[0.33918527964994516, 0.33918527964994516, 0.33918527964994516], [0.33910019459378227, 0.33910019459378227, 0.33910019459378227], [0.33883391417701064, 0.33883391417701064, 0.33883391417701064], [0.3383974737722734, 0.3383974737722734, 0.3383974737722734], [0.33809437849299334, 0.33809437849299334, 0.33809437849299334], [0.3378407769543082, 0.3378407769543082, 0.3378407769543082], [0.33685002805040937, 0.33685002805040937, 0.33685002805040937], [0.3362571136591089, 0.3362571136591089, 0.3362571136591089], [0.3380999617001854, 0.3380999617001854, 0.3380999617001854], [0.3416097292340244, 0.3416097292340244, 0.3416097292340244], [0.3449983143004123, 0.3449983143004123, 0.3449983143004123], [0.35000024453549555, 0.35000024453549555, 0.35000024453549555], [0.35120312003832643, 0.35120312003832643, 0.35120312003832643], [0.354537187519861, 0.354537187519861, 0.354537187519861], [0.3578454461907265, 0.3578454461907265, 0.3578454461907265], [0.36138023981367995, 0.36138023981367995, 0.36138023981367995], [0.36493785350896474, 0.36493785350896474, 0.36493785350896474], [0.3683289346053362, 0.3683289346053362, 0.3683289346053362], [0.3718090138260676, 0.3718090138260676, 0.3718090138260676], [0.37527088943783765, 0.37527088943783765, 0.37527088943783765], [0.3784575429610334, 0.3784575429610334, 0.3784575429610334], [0.3815392050115547, 0.3815392050115547, 0.3815392050115547], [0.3846228040659158, 0.3846228040659158, 0.3846228040659158], [0.38736475029854117, 0.38736475029854117, 0.38736475029854117], [0.3897294616717698, 0.3897294616717698, 0.3897294616717698], [0.39221883392156154, 0.39221883392156154, 0.39221883392156154], [0.3943539483862099, 0.3943539483862099, 0.3943539483862099], [0.3956840105013314, 0.3956840105013314, 0.3956840105013314], [0.3971875054279598, 0.3971875054279598, 0.3971875054279598], [0.3986730025247158, 0.3986730025247158, 0.3986730025247158], [0.39923896594055414, 0.39923896594055414, 0.39923896594055414], [0.39867286488365283, 0.39867286488365283, 0.39867286488365283], [0.39718746304103497, 0.39718746304103497, 0.39718746304103497], [0.3956841304621821, 0.3956841304621821, 0.3956841304621821], [0.39435423031549216, 0.39435423031549216, 0.39435423031549216], [0.392219222265653, 0.392219222265653, 0.392219222265653], [0.3897298465619053, 0.3897298465619053, 0.3897298465619053], [0.38736499681649345, 0.38736499681649345, 0.38736499681649345], [0.3846225652805618, 0.3846225652805618, 0.3846225652805618], [0.38153836426633225, 0.38153836426633225, 0.38153836426633225], [0.37845639371163914, 0.37845639371163914, 0.37845639371163914], [0.3752699640181888, 0.3752699640181888, 0.3752699640181888], [0.37180874227215055, 0.37180874227215055, 0.37180874227215055], [0.3683292820824865, 0.3683292820824865, 0.3683292820824865], [0.36493844614035503, 0.36493844614035503, 0.36493844614035503], [0.36138083460863624, 0.36138083460863624, 0.36138083460863624], [0.3578459475094239, 0.3578459475094239, 0.3578459475094239], [0.35451848711653894, 0.35451848711653894, 0.35451848711653894], [0.3509985613067778, 0.3509985613067778, 0.3509985613067778], [0.3498346917962159, 0.3498346917962159, 0.3498346917962159], [0.34826786373437046, 0.34826786373437046, 0.34826786373437046], [0.34907491684217007, 0.34907491684217007, 0.34907491684217007], [0.3496368811418859, 0.3496368811418859, 0.3496368811418859], [0.3497558707133395, 0.3497558707133395, 0.3497558707133395], [0.3493787846515577, 0.3493787846515577, 0.3493787846515577], [0.34884887224313677, 0.34884887224313677, 0.34884887224313677], [0.34822791607038606, 0.34822791607038606, 0.34822791607038606], [0.3475541966640109, 0.3475541966640109, 0.3475541966640109], [0.3468662122978851, 0.3468662122978851, 0.3468662122978851], [0.34620273846027433, 0.34620273846027433, 0.34620273846027433], [0.34560248504517455, 0.34560248504517455, 0.34560248504517455], [0.34505327986375356, 0.34505327986375356, 0.34505327986375356], [0.3445259427682451, 0.3445259427682451, 0.3445259427682451], [0.3440140855231789, 0.3440140855231789, 0.3440140855231789], [0.34351127783951835, 0.34351127783951835, 0.34351127783951835], [0.343011051630779, 0.343011051630779, 0.343011051630779], [0.3425069026428333, 0.3425069026428333, 0.3425069026428333], [0.34206090535855366, 0.34206090535855366, 0.34206090535855366], [0.34209626507649976, 0.34209626507649976, 0.34209626507649976], [0.3417653339633479, 0.3417653339633479, 0.3417653339633479], [0.3417256047142947, 0.3417256047142947, 0.3417256047142947], [0.3415338995884054, 0.3415338995884054, 0.3415338995884054], [0.3413509072554501, 0.3413509072554501, 0.3413509072554501], [0.34133952854602034, 0.34133952854602034, 0.34133952854602034], [0.3411785951958635, 0.3411785951958635, 0.3411785951958635], [0.34106029291518375, 0.34106029291518375, 0.34106029291518375], [0.3410337853534523, 0.3410337853534523, 0.3410337853534523], [0.3409734802196659, 0.3409734802196659, 0.3409734802196659], [0.3408577305793124, 0.3408577305793124, 0.3408577305793124], [0.3408868282443215, 0.3408868282443215, 0.3408868282443215], [0.34079647465980256, 0.34079647465980256, 0.34079647465980256], [0.340800546771544, 0.340800546771544, 0.340800546771544], [0.34065955296895456, 0.34065955296895456, 0.34065955296895456], [0.34057345180501447, 0.34057345180501447, 0.34057345180501447], [0.3405932585085616, 0.3405932585085616, 0.3405932585085616], [0.34060065365265413, 0.34060065365265413, 0.34060065365265413], [0.34061307142980024, 0.34061307142980024, 0.34061307142980024], [0.34067361250730527, 0.34067361250730527, 0.34067361250730527], [0.34071652613358117, 0.34071652613358117, 0.34071652613358117], [0.34074087032059236, 0.34074087032059236, 0.34074087032059236], [0.34079669771419974, 0.34079669771419974, 0.34079669771419974], [0.34083628256519793, 0.34083628256519793, 0.34083628256519793], [0.3408750228925933, 0.3408750228925933, 0.3408750228925933], [0.3409065885628796, 0.3409065885628796, 0.3409065885628796], [0.3409278386863484, 0.3409278386863484, 0.3409278386863484], [0.3409667745048588, 0.3409667745048588, 0.3409667745048588], [0.3409955360748313, 0.3409955360748313, 0.3409955360748313], [0.34100074877056635, 0.34100074877056635, 0.34100074877056635], [0.34102701274731423, 0.34102701274731423, 0.34102701274731423], [0.3410347454926533, 0.3410347454926533, 0.3410347454926533], [0.34105012806387514, 0.34105012806387514, 0.34105012806387514], [0.34106271483703104, 0.34106271483703104, 0.34106271483703104], [0.3410724351197392, 0.3410724351197392, 0.3410724351197392], [0.34107666940939296, 0.34107666940939296, 0.34107666940939296], [0.3410857440614486, 0.3410857440614486, 0.3410857440614486], [0.3411037852543052, 0.3411037852543052, 0.3411037852543052], [0.3410979264232523, 0.3410979264232523, 0.3410979264232523], [0.341108485851321, 0.341108485851321, 0.341108485851321], [0.3411177967682924, 0.3411177967682924, 0.3411177967682924], [0.3411066573257195, 0.3411066573257195, 0.3411066573257195], [0.34112351541245306, 0.34112351541245306, 0.34112351541245306], [0.3411186890359383, 0.3411186890359383, 0.3411186890359383], [0.34111134564832474, 0.34111134564832474, 0.34111134564832474], [0.3411139271915041, 0.3411139271915041, 0.3411139271915041], [0.34109663385003053, 0.34109663385003053, 0.34109663385003053], [0.3410799148661498, 0.3410799148661498, 0.3410799148661498], [0.3410441731814246, 0.3410441731814246, 0.3410441731814246], [0.34098575238180096, 0.34098575238180096, 0.34098575238180096], [0.34088975712412434, 0.34088975712412434, 0.34088975712412434], [0.34077743589682974, 0.34077743589682974, 0.34077743589682974], [0.3406225853591216, 0.3406225853591216, 0.3406225853591216], [0.34038452358704385, 0.34038452358704385, 0.34038452358704385], [0.3401143448360753, 0.3401143448360753, 0.3401143448360753], [0.33995858224107983, 0.33995858224107983, 0.33995858224107983], [0.33982380217635766, 0.33982380217635766, 0.33982380217635766], [0.3397241894521479, 0.3397241894521479, 0.3397241894521479], [0.3397296245236228, 0.3397296245236228, 0.3397296245236228], [0.3397695310310866, 0.3397695310310866, 0.3397695310310866], [0.33966097251020655, 0.33966097251020655, 0.33966097251020655], [0.3397943472747433, 0.3397943472747433, 0.3397943472747433], [0.3399602975942156, 0.3399602975942156, 0.3399602975942156], [0.3399715651075698, 0.3399715651075698, 0.3399715651075698], [0.34003789722357497, 0.34003789722357497, 0.34003789722357497], [0.3401929951079772, 0.3401929951079772, 0.3401929951079772], [0.3403967346294802, 0.3403967346294802, 0.3403967346294802], [0.3405443528170075, 0.3405443528170075, 0.3405443528170075], [0.34058854450862136, 0.34058854450862136, 0.34058854450862136], [0.34057431146702916, 0.34057431146702916, 0.34057431146702916], [0.34056661291445395, 0.34056661291445395, 0.34056661291445395], [0.3405095674351329, 0.3405095674351329, 0.3405095674351329], [0.3406720557633856, 0.3406720557633856, 0.3406720557633856], [0.34119018649456917, 0.34119018649456917, 0.34119018649456917], [0.3417601140417576, 0.3417601140417576, 0.3417601140417576], [0.34234012163516947, 0.34234012163516947, 0.34234012163516947], [0.34290472126746524, 0.34290472126746524, 0.34290472126746524], [0.34346266516079665, 0.34346266516079665, 0.34346266516079665], [0.3440227059513364, 0.3440227059513364, 0.3440227059513364], [0.34459453964066405, 0.34459453964066405, 0.34459453964066405], [0.34517904725972276, 0.34517904725972276, 0.34517904725972276], [0.34591937954744784, 0.34591937954744784, 0.34591937954744784], [0.35001374880555824, 0.35001374880555824, 0.35001374880555824], [0.352490425408448, 0.352490425408448, 0.352490425408448], [0.35532737614278703, 0.35532737614278703, 0.35532737614278703], [0.3585066247303051, 0.3585066247303051, 0.3585066247303051], [0.36176090259694876, 0.36176090259694876, 0.36176090259694876], [0.36501211263920463, 0.36501211263920463, 0.36501211263920463], [0.3683042647986919, 0.3683042647986919, 0.3683042647986919], [0.37176421941936755, 0.37176421941936755, 0.37176421941936755], [0.3752504621396836, 0.3752504621396836, 0.3752504621396836], [0.37845639371157813, 0.37845639371157813, 0.37845639371157813], [0.38153836426633225, 0.38153836426633225, 0.38153836426633225], [0.3846225652805618, 0.3846225652805618, 0.3846225652805618], [0.3873649968164934, 0.3873649968164934, 0.3873649968164934], [0.3897298465619053, 0.3897298465619053, 0.3897298465619053], [0.392219222265653, 0.392219222265653, 0.392219222265653], [0.39435423031549216, 0.39435423031549216, 0.39435423031549216], [0.395684130462182, 0.395684130462182, 0.395684130462182], [0.3971874630410349, 0.3971874630410349, 0.3971874630410349], [0.39867286488365283, 0.39867286488365283, 0.39867286488365283], [0.3992389659405542, 0.3992389659405542, 0.3992389659405542], [0.3986730025247158, 0.3986730025247158, 0.3986730025247158], [0.3971875054279598, 0.3971875054279598, 0.3971875054279598], [0.3956840105013314, 0.3956840105013314, 0.3956840105013314], [0.3943539483862101, 0.3943539483862101, 0.3943539483862101], [0.39221883392156154, 0.39221883392156154, 0.39221883392156154], [0.3897294616717698, 0.3897294616717698, 0.3897294616717698], [0.38736475029854117, 0.38736475029854117, 0.38736475029854117], [0.3846228040659158, 0.3846228040659158, 0.3846228040659158], [0.3815392050115547, 0.3815392050115547, 0.3815392050115547], [0.3784575429610334, 0.3784575429610334, 0.3784575429610334], [0.37527088943783765, 0.37527088943783765, 0.37527088943783765], [0.3718090138260676, 0.3718090138260676, 0.3718090138260676], [0.3683289346053363, 0.3683289346053363, 0.3683289346053363], [0.3649378535089646, 0.3649378535089646, 0.3649378535089646], [0.36138023981368, 0.36138023981368, 0.36138023981368], [0.3578454461907265, 0.3578454461907265, 0.3578454461907265], [0.3545371875198611, 0.3545371875198611, 0.3545371875198611], [0.3512031200383265, 0.3512031200383265, 0.3512031200383265], [0.35000024453549555, 0.35000024453549555, 0.35000024453549555], [0.34499831430041233, 0.34499831430041233, 0.34499831430041233], [0.3416097701434717, 0.3416097701434717, 0.3416097701434717], [0.33810010461912443, 0.33810010461912443, 0.33810010461912443], [0.33625685734579686, 0.33625685734579686, 0.33625685734579686], [0.33685025435405463, 0.33685025435405463, 0.33685025435405463], [0.3378407565496068, 0.3378407565496068, 0.3378407565496068], [0.3380944263388001, 0.3380944263388001, 0.3380944263388001], [0.33839747586972213, 0.33839747586972213, 0.33839747586972213], [0.3388339140284505, 0.3388339140284505, 0.3388339140284505], [0.33910019459378227, 0.33910019459378227, 0.33910019459378227], [0.33918527964994516, 0.33918527964994516, 0.33918527964994516]], [[0.26380162636948223, 0.26380162636948223, 0.26380162636948223], [0.2632522682762653, 0.2632522682762653, 0.2632522682762653], [0.26152166351117856, 0.26152166351117856, 0.26152166351117856], [0.25864582990165313, 0.25864582990165313, 0.25864582990165313], [0.25672791847010495, 0.25672791847010495, 0.25672791847010495], [0.255429800958209, 0.255429800958209, 0.255429800958209], [0.24830801116667556, 0.24830801116667556, 0.24830801116667556], [0.2485140540918329, 0.2485140540918329, 0.2485140540918329], [0.26431365593710915, 0.26431365593710915, 0.26431365593710915], [0.2905647195491715, 0.2905647195491715, 0.2905647195491715], [0.316503491932956, 0.316503491932956, 0.316503491932956], [0.3500207227179009, 0.3500207227179009, 0.3500207227179009], [0.3622521932373033, 0.3622521932373033, 0.3622521932373033], [0.38713349251704854, 0.38713349251704854, 0.38713349251704854], [0.41236850544384396, 0.41236850544384396, 0.41236850544384396], [0.439382024976202, 0.439382024976202, 0.439382024976202], [0.4666713699162072, 0.4666713699162072, 0.4666713699162072], [0.49280100426883516, 0.49280100426883516, 0.49280100426883516], [0.5195708871721123, 0.5195708871721123, 0.5195708871721123], [0.5461951996680043, 0.5461951996680043, 0.5461951996680043], [0.5707668001032375, 0.5707668001032375, 0.5707668001032375], [0.594512294602157, 0.594512294602157, 0.594512294602157], [0.6182214174760574, 0.6182214174760574, 0.6182214174760574], [0.639338358537289, 0.639338358537289, 0.639338358537289], [0.6575755889950055, 0.6575755889950055, 0.6575755889950055], [0.676689000277093, 0.676689000277093, 0.676689000277093], [0.6930958522858717, 0.6930958522858717, 0.6930958522858717], [0.7033720276644219, 0.7033720276644219, 0.7033720276644219], [0.7149115892237404, 0.7149115892237404, 0.7149115892237404], [0.7262978329058346, 0.7262978329058346, 0.7262978329058346], [0.730651224802699, 0.730651224802699, 0.730651224802699], [0.7262967794227007, 0.7262967794227007, 0.7262967794227007], [0.7149112671340248, 0.7149112671340248, 0.7149112671340248], [0.703372935161794, 0.703372935161794, 0.703372935161794], [0.693097983890275, 0.693097983890275, 0.693097983890275], [0.6766919229082791, 0.6766919229082791, 0.6766919229082791], [0.6575784700195367, 0.6575784700195367, 0.6575784700195367], [0.6393401995275164, 0.6393401995275164, 0.6393401995275164], [0.6182196408596126, 0.6182196408596126, 0.6182196408596126], [0.5945060732482051, 0.5945060732482051, 0.5945060732482051], [0.5707583318069982, 0.5707583318069982, 0.5707583318069982], [0.5461884102426017, 0.5461884102426017, 0.5461884102426017], [0.5195689093303714, 0.5195689093303714, 0.5195689093303714], [0.4928035144556308, 0.4928035144556308, 0.4928035144556308], [0.4666756155365762, 0.4666756155365762, 0.4666756155365762], [0.4393862243574619, 0.4393862243574619, 0.4393862243574619], [0.41237196835462403, 0.41237196835462403, 0.41237196835462403], [0.3870083047729595, 0.3870083047729595, 0.3870083047729595], [0.3609800386639618, 0.3609800386639618, 0.3609800386639618], [0.3489114776241673, 0.3489114776241673, 0.3489114776241673], [0.33511314444106793, 0.33511314444106793, 0.33511314444106793], [0.33883355125553916, 0.33883355125553916, 0.33883355125553916], [0.3409887123242364, 0.3409887123242364, 0.3409887123242364], [0.3407383168310098, 0.3407383168310098, 0.3407383168310098], [0.337841265336691, 0.337841265336691, 0.337841265336691], [0.33411339169025717, 0.33411339169025717, 0.33411339169025717], [0.3298697231758615, 0.3298697231758615, 0.3298697231758615], [0.32530644821537646, 0.32530644821537646, 0.32530644821537646], [0.32063149020522785, 0.32063149020522785, 0.32063149020522785], [0.3160677126377915, 0.3160677126377915, 0.3160677126377915], [0.3118516241889136, 0.3118516241889136, 0.3118516241889136], [0.3079265412482667, 0.3079265412482667, 0.3079265412482667], [0.30412724900946636, 0.30412724900946636, 0.30412724900946636], [0.30041909732008376, 0.30041909732008376, 0.30041909732008376], [0.29676516960739824, 0.29676516960739824, 0.29676516960739824], [0.2931265122562199, 0.2931265122562199, 0.2931265122562199], [0.28946222244495473, 0.28946222244495473, 0.28946222244495473], [0.2861978492168966, 0.2861978492168966, 0.2861978492168966], [0.28622416724579064, 0.28622416724579064, 0.28622416724579064], [0.28377137699577215, 0.28377137699577215, 0.28377137699577215], [0.2832970322175625, 0.2832970322175625, 0.2832970322175625], [0.28178859899064496, 0.28178859899064496, 0.28178859899064496], [0.2803418683546202, 0.2803418683546202, 0.2803418683546202], [0.28006418373056985, 0.28006418373056985, 0.28006418373056985], [0.2787760082300942, 0.2787760082300942, 0.2787760082300942], [0.2777804769595231, 0.2777804769595231, 0.2777804769595231], [0.27741072642020437, 0.27741072642020437, 0.27741072642020437], [0.27681633264057715, 0.27681633264057715, 0.27681633264057715], [0.2758506834311946, 0.2758506834311946, 0.2758506834311946], [0.2758677420280331, 0.2758677420280331, 0.2758677420280331], [0.27508933068651686, 0.27508933068651686, 0.27508933068651686], [0.27495143172046904, 0.27495143172046904, 0.27495143172046904], [0.2738475760906141, 0.2738475760906141, 0.2738475760906141], [0.273126856230904, 0.273126856230904, 0.273126856230904], [0.273128922368745, 0.273128922368745, 0.273128922368745], [0.27305659202206617, 0.27305659202206617, 0.27305659202206617], [0.2730327101648059, 0.2730327101648059, 0.2730327101648059], [0.2733474558005626, 0.2733474558005626, 0.2733474558005626], [0.27355439960715944, 0.27355439960715944, 0.27355439960715944], [0.27364760894348533, 0.27364760894348533, 0.27364760894348533], [0.2739600760479905, 0.2739600760479905, 0.2739600760479905], [0.27416944627139095, 0.27416944627139095, 0.27416944627139095], [0.2743807028477314, 0.2743807028477314, 0.2743807028477314], [0.27455606734028204, 0.27455606734028204, 0.27455606734028204], [0.2746714377985102, 0.2746714377985102, 0.2746714377985102], [0.274908717211245, 0.274908717211245, 0.274908717211245], [0.27508383334235526, 0.27508383334235526, 0.27508383334235526], [0.27510799704548766, 0.27510799704548766, 0.27510799704548766], [0.2752753254294048, 0.2752753254294048, 0.2752753254294048], [0.27532234381511006, 0.27532234381511006, 0.27532234381511006], [0.2754234323010507, 0.2754234323010507, 0.2754234323010507], [0.2755071599650648, 0.2755071599650648, 0.2755071599650648], [0.27557415921188344, 0.27557415921188344, 0.27557415921188344], [0.27560752677958594, 0.27560752677958594, 0.27560752677958594], [0.27567456900046133, 0.27567456900046133, 0.27567456900046133], [0.27580256589550783, 0.27580256589550783, 0.27580256589550783], [0.2757745787735512, 0.2757745787735512, 0.2757745787735512], [0.275857039104964, 0.275857039104964, 0.275857039104964], [0.2759333134575198, 0.2759333134575198, 0.2759333134575198], [0.2758766191303357, 0.2758766191303357, 0.2758766191303357], [0.27600739853990613, 0.27600739853990613, 0.27600739853990613], [0.27599773470739314, 0.27599773470739314, 0.27599773470739314], [0.2759752286301095, 0.2759752286301095, 0.2759752286301095], [0.27602293028876607, 0.27602293028876607, 0.27602293028876607], [0.27594474311757883, 0.27594474311757883, 0.27594474311757883], [0.2758781317205268, 0.2758781317205268, 0.2758781317205268], [0.2756966529998938, 0.2756966529998938, 0.2756966529998938], [0.2753818749117684, 0.2753818749117684, 0.2753818749117684], [0.274843381145207, 0.274843381145207, 0.274843381145207], [0.27423715007274035, 0.27423715007274035, 0.27423715007274035], [0.273383597982502, 0.273383597982502, 0.273383597982502], [0.27200665433802723, 0.27200665433802723, 0.27200665433802723], [0.2704375759782586, 0.2704375759782586, 0.2704375759782586], [0.2696276252731572, 0.2696276252731572, 0.2696276252731572], [0.26893423927802895, 0.26893423927802895, 0.26893423927802895], [0.2684872600944199, 0.2684872600944199, 0.2684872600944199], [0.26878556362577694, 0.26878556362577694, 0.26878556362577694], [0.2693613808337359, 0.2693613808337359, 0.2693613808337359], [0.2689061229486489, 0.2689061229486489, 0.2689061229486489], [0.2701553150631827, 0.2701553150631827, 0.2701553150631827], [0.2716367938168929, 0.2716367938168929, 0.2716367938168929], [0.2719985644113688, 0.2719985644113688, 0.2719985644113688], [0.2727181028139713, 0.2727181028139713, 0.2727181028139713], [0.27404481337604514, 0.27404481337604514, 0.27404481337604514], [0.27570081596076323, 0.27570081596076323, 0.27570081596076323], [0.2768967981675084, 0.2768967981675084, 0.2768967981675084], [0.2772361739999091, 0.2772361739999091, 0.2772361739999091], [0.2775638629038069, 0.2775638629038069, 0.2775638629038069], [0.27856735352213025, 0.27856735352213025, 0.27856735352213025], [0.27928423002904473, 0.27928423002904473, 0.27928423002904473], [0.28132484873968855, 0.28132484873968855, 0.28132484873968855], [0.2854983648371817, 0.2854983648371817, 0.2854983648371817], [0.28998478270980343, 0.28998478270980343, 0.28998478270980343], [0.29453346584785467, 0.29453346584785467, 0.29453346584785467], [0.2989909357384762, 0.2989909357384762, 0.2989909357384762], [0.3034087025190877, 0.3034087025190877, 0.3034087025190877], [0.3078372918891506, 0.3078372918891506, 0.3078372918891506], [0.31232175846725185, 0.31232175846725185, 0.31232175846725185], [0.31687241531390065, 0.31687241531390065, 0.31687241531390065], [0.3223576906827061, 0.3223576906827061, 0.3223576906827061], [0.35094518671361297, 0.35094518671361297, 0.35094518671361297], [0.3705484988248884, 0.3705484988248884, 0.3705484988248884], [0.3924940875711706, 0.3924940875711706, 0.3924940875711706], [0.41697359011043006, 0.41697359011043006, 0.41697359011043006], [0.4420799396839465, 0.4420799396839465, 0.4420799396839465], [0.4672036978958625, 0.4672036978958625, 0.4672036978958625], [0.49262282013192965, 0.49262282013192965, 0.49262282013192965], [0.51924472508128, 0.51924472508128, 0.51924472508128], [0.5460453497307005, 0.5460453497307005, 0.5460453497307005], [0.5707583318065489, 0.5707583318065489, 0.5707583318065489], [0.5945060732482051, 0.5945060732482051, 0.5945060732482051], [0.6182196408596126, 0.6182196408596126, 0.6182196408596126], [0.6393401995275165, 0.6393401995275165, 0.6393401995275165], [0.657578470019537, 0.657578470019537, 0.657578470019537], [0.6766919229082791, 0.6766919229082791, 0.6766919229082791], [0.693097983890275, 0.693097983890275, 0.693097983890275], [0.7033729351617938, 0.7033729351617938, 0.7033729351617938], [0.714911267134025, 0.714911267134025, 0.714911267134025], [0.7262967794227003, 0.7262967794227003, 0.7262967794227003], [0.7306512248026995, 0.7306512248026995, 0.7306512248026995], [0.7262978329058346, 0.7262978329058346, 0.7262978329058346], [0.7149115892237404, 0.7149115892237404, 0.7149115892237404], [0.7033720276644218, 0.7033720276644218, 0.7033720276644218], [0.6930958522858719, 0.6930958522858719, 0.6930958522858719], [0.676689000277093, 0.676689000277093, 0.676689000277093], [0.6575755889950055, 0.6575755889950055, 0.6575755889950055], [0.639338358537289, 0.639338358537289, 0.639338358537289], [0.6182214174760574, 0.6182214174760574, 0.6182214174760574], [0.5945122946021572, 0.5945122946021572, 0.5945122946021572], [0.5707668001032374, 0.5707668001032374, 0.5707668001032374], [0.5461951996680041, 0.5461951996680041, 0.5461951996680041], [0.5195708871721121, 0.5195708871721121, 0.5195708871721121], [0.4928010042688352, 0.4928010042688352, 0.4928010042688352], [0.4666713699162071, 0.4666713699162071, 0.4666713699162071], [0.43938202497620216, 0.43938202497620216, 0.43938202497620216], [0.41236850544384385, 0.41236850544384385, 0.41236850544384385], [0.3871334925170486, 0.3871334925170486, 0.3871334925170486], [0.36225219323730345, 0.36225219323730345, 0.36225219323730345], [0.3500207227179009, 0.3500207227179009, 0.3500207227179009], [0.31650349193295607, 0.31650349193295607, 0.31650349193295607], [0.29056491620109653, 0.29056491620109653, 0.29056491620109653], [0.26431434294918876, 0.26431434294918876, 0.26431434294918876], [0.24851282199241573, 0.24851282199241573, 0.24851282199241573], [0.2483098126599846, 0.2483098126599846, 0.2483098126599846], [0.25542965771565584, 0.25542965771565584, 0.25542965771565584], [0.2567282421875068, 0.2567282421875068, 0.2567282421875068], [0.2586458438457494, 0.2586458438457494, 0.2586458438457494], [0.2615216625407428, 0.2615216625407428, 0.2615216625407428], [0.2632522682762653, 0.2632522682762653, 0.2632522682762653], [0.26380162636948223, 0.26380162636948223, 0.26380162636948223]], [[0.16696348382146148, 0.16696348382146148, 0.16696348382146148], [0.16629933418604348, 0.16629933418604348, 0.16629933418604348], [0.16418718181442882, 0.16418718181442882, 0.16418718181442882], [0.16060868401551084, 0.16060868401551084, 0.16060868401551084], [0.15878246612858235, 0.15878246612858235, 0.15878246612858235], [0.1597902501091138, 0.1597902501091138, 0.1597902501091138], [0.15303402084500045, 0.15303402084500045, 0.15303402084500045], [0.16442657934836266, 0.16442657934836266, 0.16442657934836266], [0.19831146749077783, 0.19831146749077783, 0.19831146749077783], [0.24707178193555168, 0.24707178193555168, 0.24707178193555168], [0.29658913661925645, 0.29658913661925645, 0.29658913661925645], [0.3501379788817759, 0.3501379788817759, 0.3501379788817759], [0.3844168389081597, 0.3844168389081597, 0.3844168389081597], [0.43237614579181266, 0.43237614579181266, 0.43237614579181266], [0.48179558481516144, 0.48179558481516144, 0.48179558481516144], [0.5343055659650093, 0.5343055659650093, 0.5343055659650093], [0.5874124790027131, 0.5874124790027131, 0.5874124790027131], [0.6386578746746068, 0.6386578746746068, 0.6386578746746068], [0.6907377296498002, 0.6907377296498002, 0.6907377296498002], [0.7423239429637277, 0.7423239429637277, 0.7423239429637277], [0.79025733251459, 0.79025733251459, 0.79025733251459], [0.8363760391806243, 0.8363760391806243, 0.8363760391806243], [0.8818863579670604, 0.8818863579670604, 0.8818863579670604], [0.9226062835933748, 0.9226062835933748, 0.9226062835933748], [0.9579590778730845, 0.9579590778730845, 0.9579590778730845], [0.9939831616071368, 0.9939831616071368, 0.9939831616071368], [1.0248313039834271, 1.0248313039834271, 1.0248313039834271], [1.044864842832045, 1.044864842832045, 1.044864842832045], [1.0661072495973414, 1.0661072495973414, 1.0661072495973414], [1.0861866068419157, 1.0861866068419157, 1.0861866068419157], [1.0939485922134273, 1.0939485922134273, 1.0939485922134273], [1.0861848646733254, 1.0861848646733254, 1.0861848646733254], [1.0661067199491678, 1.0661067199491678, 1.0661067199491678], [1.0448663298755347, 1.044866329875534 | drag coefficients, spanwise
rotorse.airfoils_cm | input |  | [[[-0.0001, -0.0001, -0.0001], [-9.999999999998899e-05, -9.999999999998899e-05, -9.999999999998899e-05], [-9.999999999998899e-05, -9.999999999998899e-05, -9.999999999998899e-05], [-9.999999999998899e-05, -9.999999999998899e-05, -9.999999999998899e-05], [-9.999999999998899e-05, -9.999999999998899e-05, -9.999999999998899e-05], [-9.999999999998899e-05, -9.999999999998899e-05, -9.999999999998899e-05], [-9.999999999998899e-05, -9.999999999998899e-05, -9.999999999998899e-05], [-9.999999999998899e-05, -9.999999999998899e-05, -9.999999999998899e-05], [-9.999999999998899e-05, -9.999999999998899e-05, -9.999999999998899e-05], [-9.999999999998899e-05, -9.999999999998899e-05, -9.999999999998899e-05], [-9.999999999998899e-05, -9.999999999998899e-05, -9.999999999998899e-05], [-9.999999999998899e-05, -9.999999999998899e-05, -9.999999999998899e-05], [-9.999999999998899e-05, -9.999999999998899e-05, -9.999999999998899e-05], [-9.999999999998899e-05, -9.999999999998899e-05, -9.999999999998899e-05], [-9.999999999998899e-05, -9.999999999998899e-05, -9.999999999998899e-05], [-9.999999999998899e-05, -9.999999999998899e-05, -9.999999999998899e-05], [-9.999999999998899e-05, -9.999999999998899e-05, -9.999999999998899e-05], [-9.999999999998899e-05, -9.999999999998899e-05, -9.999999999998899e-05], [-9.999999999998899e-05, -9.999999999998899e-05, -9.999999999998899e-05], [-9.999999999998899e-05, -9.999999999998899e-05, -9.999999999998899e-05], [-9.999999999998899e-05, -9.999999999998899e-05, -9.999999999998899e-05], [-9.999999999998899e-05, -9.999999999998899e-05, -9.999999999998899e-05], [-9.999999999998899e-05, -9.999999999998899e-05, -9.999999999998899e-05], [-9.999999999998899e-05, -9.999999999998899e-05, -9.999999999998899e-05], [-9.999999999998899e-05, -9.999999999998899e-05, -9.999999999998899e-05], [-9.999999999998899e-05, -9.999999999998899e-05, -9.999999999998899e-05], [-9.999999999998899e-05, -9.999999999998899e-05, -9.999999999998899e-05], [-9.999999999998899e-05, -9.999999999998899e-05, -9.999999999998899e-05], [-9.999999999998899e-05, -9.999999999998899e-05, -9.999999999998899e-05], [-9.999999999998899e-05, -9.999999999998899e-05, -9.999999999998899e-05], [-9.999999999998899e-05, -9.999999999998899e-05, -9.999999999998899e-05], [-9.999999999998899e-05, -9.999999999998899e-05, -9.999999999998899e-05], [-9.999999999998899e-05, -9.999999999998899e-05, -9.999999999998899e-05], [-9.999999999998899e-05, -9.999999999998899e-05, -9.999999999998899e-05], [-9.999999999998899e-05, -9.999999999998899e-05, -9.999999999998899e-05], [-9.999999999998899e-05, -9.999999999998899e-05, -9.999999999998899e-05], [-9.999999999998899e-05, -9.999999999998899e-05, -9.999999999998899e-05], [-9.999999999998899e-05, -9.999999999998899e-05, -9.999999999998899e-05], [-9.999999999998899e-05, -9.999999999998899e-05, -9.999999999998899e-05], [-9.999999999998899e-05, -9.999999999998899e-05, -9.999999999998899e-05], [-9.999999999998899e-05, -9.999999999998899e-05, -9.999999999998899e-05], [-0.00010000000000000286, -0.00010000000000000286, -0.00010000000000000286], [-0.00010000000000000286, -0.00010000000000000286, -0.00010000000000000286], [-0.00010000000000000286, -0.00010000000000000286, -0.00010000000000000286], [-0.00010000000000000286, -0.00010000000000000286, -0.00010000000000000286], [-0.00010000000000000286, -0.00010000000000000286, -0.00010000000000000286], [-0.00010000000000000286, -0.00010000000000000286, -0.00010000000000000286], [-0.00010000000000000286, -0.00010000000000000286, -0.00010000000000000286], [-0.00010000000000000286, -0.00010000000000000286, -0.00010000000000000286], [-0.00010000000000000286, -0.00010000000000000286, -0.00010000000000000286], [-0.00010000000000000286, -0.00010000000000000286, -0.00010000000000000286], [-0.00010000000000000286, -0.00010000000000000286, -0.00010000000000000286], [-0.00010000000000000286, -0.00010000000000000286, -0.00010000000000000286], [-0.00010000000000000286, -0.00010000000000000286, -0.00010000000000000286], [-0.00010000000000000286, -0.00010000000000000286, -0.00010000000000000286], [-0.00010000000000000286, -0.00010000000000000286, -0.00010000000000000286], [-0.00010000000000000286, -0.00010000000000000286, -0.00010000000000000286], [-0.00010000000000000286, -0.00010000000000000286, -0.00010000000000000286], [-9.99999999999994e-05, -9.99999999999994e-05, -9.99999999999994e-05], [-9.99999999999994e-05, -9.99999999999994e-05, -9.99999999999994e-05], [-9.99999999999994e-05, -9.99999999999994e-05, -9.99999999999994e-05], [-9.99999999999994e-05, -9.99999999999994e-05, -9.99999999999994e-05], [-9.99999999999994e-05, -9.99999999999994e-05, -9.99999999999994e-05], [-9.99999999999994e-05, -9.99999999999994e-05, -9.99999999999994e-05], [-0.00010000000000000026, -0.00010000000000000026, -0.00010000000000000026], [-0.00010000000000000005, -0.00010000000000000005, -0.00010000000000000005], [-9.999999999999983e-05, -9.999999999999983e-05, -9.999999999999983e-05], [-9.99999999999994e-05, -9.99999999999994e-05, -9.99999999999994e-05], [-9.99999999999994e-05, -9.99999999999994e-05, -9.99999999999994e-05], [-9.99999999999994e-05, -9.99999999999994e-05, -9.99999999999994e-05], [-9.99999999999994e-05, -9.99999999999994e-05, -9.99999999999994e-05], [-9.99999999999994e-05, -9.99999999999994e-05, -9.99999999999994e-05], [-9.99999999999994e-05, -9.99999999999994e-05, -9.99999999999994e-05], [-9.99999999999994e-05, -9.99999999999994e-05, -9.99999999999994e-05], [-9.99999999999994e-05, -9.99999999999994e-05, -9.99999999999994e-05], [-9.99999999999994e-05, -9.99999999999994e-05, -9.99999999999994e-05], [-9.99999999999994e-05, -9.99999999999994e-05, -9.99999999999994e-05], [-9.99999999999994e-05, -9.99999999999994e-05, -9.99999999999994e-05], [-9.99999999999994e-05, -9.99999999999994e-05, -9.99999999999994e-05], [-9.99999999999994e-05, -9.99999999999994e-05, -9.99999999999994e-05], [-9.99999999999994e-05, -9.99999999999994e-05, -9.99999999999994e-05], [-9.99999999999994e-05, -9.99999999999994e-05, -9.99999999999994e-05], [-9.99999999999994e-05, -9.99999999999994e-05, -9.99999999999994e-05], [-9.99999999999994e-05, -9.99999999999994e-05, -9.99999999999994e-05], [-9.99999999999994e-05, -9.99999999999994e-05, -9.99999999999994e-05], [-9.99999999999994e-05, -9.99999999999994e-05, -9.99999999999994e-05], [-0.00010000000000000286, -0.00010000000000000286, -0.00010000000000000286], [-0.00010000000000000286, -0.00010000000000000286, -0.00010000000000000286], [-0.00010000000000000286, -0.00010000000000000286, -0.00010000000000000286], [-0.00010000000000000286, -0.00010000000000000286, -0.00010000000000000286], [-0.00010000000000000286, -0.00010000000000000286, -0.00010000000000000286], [-0.00010000000000000286, -0.00010000000000000286, -0.00010000000000000286], [-0.00010000000000000286, -0.00010000000000000286, -0.00010000000000000286], [-0.00010000000000000286, -0.00010000000000000286, -0.00010000000000000286], [-0.00010000000000000286, -0.00010000000000000286, -0.00010000000000000286], [-0.00010000000000000286, -0.00010000000000000286, -0.00010000000000000286], [-0.00010000000000000286, -0.00010000000000000286, -0.00010000000000000286], [-0.00010000000000000286, -0.00010000000000000286, -0.00010000000000000286], [-0.00010000000000000286, -0.00010000000000000286, -0.00010000000000000286], [-0.00010000000000000286, -0.00010000000000000286, -0.00010000000000000286], [-0.00010000000000000286, -0.00010000000000000286, -0.00010000000000000286], [-0.00010000000000000286, -0.00010000000000000286, -0.00010000000000000286], [-0.00010000000000000286, -0.00010000000000000286, -0.00010000000000000286], [-0.00010000000000000286, -0.00010000000000000286, -0.00010000000000000286], [-0.00010000000000000286, -0.00010000000000000286, -0.00010000000000000286], [-0.00010000000000000286, -0.00010000000000000286, -0.00010000000000000286], [-0.00010000000000000286, -0.00010000000000000286, -0.00010000000000000286], [-0.00010000000000000286, -0.00010000000000000286, -0.00010000000000000286], [-0.00010000000000000286, -0.00010000000000000286, -0.00010000000000000286], [-0.00010000000000000286, -0.00010000000000000286, -0.00010000000000000286], [-0.00010000000000000286, -0.00010000000000000286, -0.00010000000000000286], [-0.00010000000000000286, -0.00010000000000000286, -0.00010000000000000286], [-9.999999999998899e-05, -9.999999999998899e-05, -9.999999999998899e-05], [-9.999999999998899e-05, -9.999999999998899e-05, -9.999999999998899e-05], [-9.999999999998899e-05, -9.999999999998899e-05, -9.999999999998899e-05], [-9.999999999998899e-05, -9.999999999998899e-05, -9.999999999998899e-05], [-9.999999999998899e-05, -9.999999999998899e-05, -9.999999999998899e-05], [-9.999999999998899e-05, -9.999999999998899e-05, -9.999999999998899e-05], [-0.00010000000000000286, -0.00010000000000000286, -0.00010000000000000286], [-0.00010000000000000286, -0.00010000000000000286, -0.00010000000000000286], [-0.00010000000000000286, -0.00010000000000000286, -0.00010000000000000286], [-0.00010000000000000286, -0.00010000000000000286, -0.00010000000000000286], [-0.00010000000000000286, -0.00010000000000000286, -0.00010000000000000286], [-0.00010000000000000286, -0.00010000000000000286, -0.00010000000000000286], [-0.00010000000000000286, -0.00010000000000000286, -0.00010000000000000286], [-0.00010000000000000286, -0.00010000000000000286, -0.00010000000000000286], [-0.00010000000000000286, -0.00010000000000000286, -0.00010000000000000286], [-0.00010000000000000286, -0.00010000000000000286, -0.00010000000000000286], [-0.00010000000000000286, -0.00010000000000000286, -0.00010000000000000286], [-0.00010000000000000286, -0.00010000000000000286, -0.00010000000000000286], [-0.00010000000000000286, -0.00010000000000000286, -0.00010000000000000286], [-0.00010000000000000286, -0.00010000000000000286, -0.00010000000000000286], [-0.00010000000000000286, -0.00010000000000000286, -0.00010000000000000286], [-0.00010000000000000286, -0.00010000000000000286, -0.00010000000000000286], [-0.00010000000000000286, -0.00010000000000000286, -0.00010000000000000286], [-0.00010000000000000286, -0.00010000000000000286, -0.00010000000000000286], [-0.00010000000000000286, -0.00010000000000000286, -0.00010000000000000286], [-0.00010000000000000286, -0.00010000000000000286, -0.00010000000000000286], [-0.00010000000000000286, -0.00010000000000000286, -0.00010000000000000286], [-0.00010000000000000286, -0.00010000000000000286, -0.00010000000000000286], [-0.00010000000000000286, -0.00010000000000000286, -0.00010000000000000286], [-9.999999999998899e-05, -9.999999999998899e-05, -9.999999999998899e-05], [-9.999999999998899e-05, -9.999999999998899e-05, -9.999999999998899e-05], [-9.999999999998899e-05, -9.999999999998899e-05, -9.999999999998899e-05], [-9.999999999998899e-05, -9.999999999998899e-05, -9.999999999998899e-05], [-9.999999999998899e-05, -9.999999999998899e-05, -9.999999999998899e-05], [-9.999999999998899e-05, -9.999999999998899e-05, -9.999999999998899e-05], [-9.999999999998899e-05, -9.999999999998899e-05, -9.999999999998899e-05], [-9.999999999998899e-05, -9.999999999998899e-05, -9.999999999998899e-05], [-9.999999999998899e-05, -9.999999999998899e-05, -9.999999999998899e-05], [-9.999999999998899e-05, -9.999999999998899e-05, -9.999999999998899e-05], [-9.999999999998899e-05, -9.999999999998899e-05, -9.999999999998899e-05], [-9.999999999998899e-05, -9.999999999998899e-05, -9.999999999998899e-05], [-9.999999999998899e-05, -9.999999999998899e-05, -9.999999999998899e-05], [-9.999999999998899e-05, -9.999999999998899e-05, -9.999999999998899e-05], [-9.999999999998899e-05, -9.999999999998899e-05, -9.999999999998899e-05], [-9.999999999998899e-05, -9.999999999998899e-05, -9.999999999998899e-05], [-9.999999999998899e-05, -9.999999999998899e-05, -9.999999999998899e-05], [-9.999999999998899e-05, -9.999999999998899e-05, -9.999999999998899e-05], [-9.999999999998899e-05, -9.999999999998899e-05, -9.999999999998899e-05], [-9.999999999998899e-05, -9.999999999998899e-05, -9.999999999998899e-05], [-9.999999999998899e-05, -9.999999999998899e-05, -9.999999999998899e-05], [-9.999999999998899e-05, -9.999999999998899e-05, -9.999999999998899e-05], [-9.999999999998899e-05, -9.999999999998899e-05, -9.999999999998899e-05], [-9.999999999998899e-05, -9.999999999998899e-05, -9.999999999998899e-05], [-9.999999999998899e-05, -9.999999999998899e-05, -9.999999999998899e-05], [-9.999999999998899e-05, -9.999999999998899e-05, -9.999999999998899e-05], [-9.999999999998899e-05, -9.999999999998899e-05, -9.999999999998899e-05], [-9.999999999998899e-05, -9.999999999998899e-05, -9.999999999998899e-05], [-9.999999999998899e-05, -9.999999999998899e-05, -9.999999999998899e-05], [-9.999999999998899e-05, -9.999999999998899e-05, -9.999999999998899e-05], [-9.999999999998899e-05, -9.999999999998899e-05, -9.999999999998899e-05], [-9.999999999998899e-05, -9.999999999998899e-05, -9.999999999998899e-05], [-9.999999999998899e-05, -9.999999999998899e-05, -9.999999999998899e-05], [-9.999999999998899e-05, -9.999999999998899e-05, -9.999999999998899e-05], [-9.999999999998899e-05, -9.999999999998899e-05, -9.999999999998899e-05], [-9.999999999998899e-05, -9.999999999998899e-05, -9.999999999998899e-05], [-9.999999999998899e-05, -9.999999999998899e-05, -9.999999999998899e-05], [-9.999999999998899e-05, -9.999999999998899e-05, -9.999999999998899e-05], [-9.999999999998899e-05, -9.999999999998899e-05, -9.999999999998899e-05], [-9.999999999998899e-05, -9.999999999998899e-05, -9.999999999998899e-05], [-9.999999999998899e-05, -9.999999999998899e-05, -9.999999999998899e-05], [-9.999999999998899e-05, -9.999999999998899e-05, -9.999999999998899e-05], [-9.999999999998899e-05, -9.999999999998899e-05, -9.999999999998899e-05], [-9.999999999998899e-05, -9.999999999998899e-05, -9.999999999998899e-05], [-9.999999999998899e-05, -9.999999999998899e-05, -9.999999999998899e-05], [-9.999999999998899e-05, -9.999999999998899e-05, -9.999999999998899e-05], [-9.999999999998899e-05, -9.999999999998899e-05, -9.999999999998899e-05], [-9.999999999998899e-05, -9.999999999998899e-05, -9.999999999998899e-05], [-9.999999999998899e-05, -9.999999999998899e-05, -9.999999999998899e-05], [-9.999999999998899e-05, -9.999999999998899e-05, -9.999999999998899e-05], [-9.999999999998899e-05, -9.999999999998899e-05, -9.999999999998899e-05], [-9.999999999998899e-05, -9.999999999998899e-05, -9.999999999998899e-05], [-9.999999999998899e-05, -9.999999999998899e-05, -9.999999999998899e-05], [-9.999999999998899e-05, -9.999999999998899e-05, -9.999999999998899e-05], [-9.999999999998899e-05, -9.999999999998899e-05, -9.999999999998899e-05], [-9.999999999998899e-05, -9.999999999998899e-05, -9.999999999998899e-05], [-9.999999999998899e-05, -9.999999999998899e-05, -9.999999999998899e-05], [-9.999999999998899e-05, -9.999999999998899e-05, -9.999999999998899e-05], [-0.0001, -0.0001, -0.0001]], [[-9.43686830310173e-05, -9.43686830310173e-05, -9.43686830310173e-05], [0.009259532734700513, 0.009259532734700513, 0.009259532734700513], [0.01466691684084611, 0.01466691684084611, 0.01466691684084611], [0.012520817383751954, 0.012520817383751954, 0.012520817383751954], [0.009141042975208312, 0.009141042975208312, 0.009141042975208312], [0.007294460708086693, 0.007294460708086693, 0.007294460708086693], [0.005116585101333233, 0.005116585101333233, 0.005116585101333233], [0.0029897049744444237, 0.0029897049744444237, 0.0029897049744444237], [0.0003164587431726956, 0.0003164587431726956, 0.0003164587431726956], [0.00028323143434166864, 0.00028323143434166864, 0.00028323143434166864], [0.0002512530955601777, 0.0002512530955601777, 0.0002512530955601777], [0.00022018374651208011, 0.00022018374651208011, 0.00022018374651208011], [0.0001778610256739574, 0.0001778610256739574, 0.0001778610256739574], [0.0001472672180863402, 0.0001472672180863402, 0.0001472672180863402], [0.00013779153204494798, 0.00013779153204494798, 0.00013779153204494798], [0.000131538775211347, 0.000131538775211347, 0.000131538775211347], [0.0001290990461313042, 0.0001290990461313042, 0.0001290990461313042], [0.0001297993732349463, 0.0001297993732349463, 0.0001297993732349463], [0.00013380392205525338, 0.00013380392205525338, 0.00013380392205525338], [0.0001398710944902487, 0.0001398710944902487, 0.0001398710944902487], [0.00014648281739266383, 0.00014648281739266383, 0.00014648281739266383], [0.00015391538907109925, 0.00015391538907109925, 0.00015391538907109925], [0.00016265263625331317, 0.00016265263625331317, 0.00016265263625331317], [0.0001710787738910119, 0.0001710787738910119, 0.0001710787738910119], [0.00017882247588405648, 0.00017882247588405648, 0.00017882247588405648], [0.00018697351171355348, 0.00018697351171355348, 0.00018697351171355348], [0.00019325885639769058, 0.00019325885639769058, 0.00019325885639769058], [0.00019580741945939006, 0.00019580741945939006, 0.00019580741945939006], [0.00019708053637552958, 0.00019708053637552958, 0.00019708053637552958], [0.00019779578953747767, 0.00019779578953747767, 0.00019779578953747767], [0.00019772355468157532, 0.00019772355468157532, 0.00019772355468157532], [0.00019318264293975707, 0.00019318264293975707, 0.00019318264293975707], [0.00017932377790873255, 0.00017932377790873255, 0.00017932377790873255], [0.00016271369476581615, 0.00016271369476581615, 0.00016271369476581615], [0.0001480663999847906, 0.0001480663999847906, 0.0001480663999847906], [0.00013175584906890275, 0.00013175584906890275, 0.00013175584906890275], [0.00011455846914659035, 0.00011455846914659035, 0.00011455846914659035], [9.772553622851288e-05, 9.772553622851288e-05, 9.772553622851288e-05], [8.08598488013755e-05, 8.08598488013755e-05, 8.08598488013755e-05], [6.406485527443717e-05, 6.406485527443717e-05, 6.406485527443717e-05], [4.8251729690862444e-05, 4.8251729690862444e-05, 4.8251729690862444e-05], [3.328588780082166e-05, 3.328588780082166e-05, 3.328588780082166e-05], [1.905583603381642e-05, 1.905583603381642e-05, 1.905583603381642e-05], [6.247368510572775e-06, 6.247368510572775e-06, 6.247368510572775e-06], [-4.821212880371222e-06, -4.821212880371222e-06, -4.821212880371222e-06], [-1.4761945854183052e-05, -1.4761945854183052e-05, -1.4761945854183052e-05], [-2.3933554641432896e-05, -2.3933554641432896e-05, -2.3933554641432896e-05], [-2.927588455289002e-05, -2.927588455289002e-05, -2.927588455289002e-05], [-1.9740400425353327e-05, -1.9740400425353327e-05, -1.9740400425353327e-05], [0.0024306441847435963, 0.0024306441847435963, 0.0024306441847435963], [0.00370920334281543, 0.00370920334281543, 0.00370920334281543], [0.003692649860493412, 0.003692649860493412, 0.003692649860493412], [0.003631745144974007, 0.003631745144974007, 0.003631745144974007], [0.003545665609725336, 0.003545665609725336, 0.003545665609725336], [0.0034435328197136503, 0.0034435328197136503, 0.0034435328197136503], [0.0033062194429168863, 0.0033062194429168863, 0.0033062194429168863], [0.0031323123914392646, 0.0031323123914392646, 0.0031323123914392646], [0.002921959963916178, 0.002921959963916178, 0.002921959963916178], [0.002675310458983015, 0.002675310458983015, 0.002675310458983015], [0.002392512175275169, 0.002392512175275169, 0.002392512175275169], [0.0020363102103168815, 0.0020363102103168815, 0.0020363102103168815], [0.0016604250523456973, 0.0016604250523456973, 0.0016604250523456973], [0.0012684458642625313, 0.0012684458642625313, 0.0012684458642625313], [0.0008610858148301818, 0.0008610858148301818, 0.0008610858148301818], [0.00043905807281144436, 0.00043905807281144436, 0.00043905807281144436], [3.075806969113446e-06, 3.075806969113446e-06, 3.075806969113446e-06], [-0.00044614781393400877, -0.00044614781393400877, -0.00044614781393400877], [-0.0009326956452492471, -0.0009326956452492471, -0.0009326956452492471], [-0.0010451656870926872, -0.0010451656870926872, -0.0010451656870926872], [-0.0011697864613983873, -0.0011697864613983873, -0.0011697864613983873], [-0.0012500122083705031, -0.0012500122083705031, -0.0012500122083705031], [-0.001286461837132831, -0.001286461837132831, -0.001286461837132831], [-0.001323440980739006, -0.001323440980739006, -0.001323440980739006], [-0.0013746977266614994, -0.0013746977266614994, -0.0013746977266614994], [-0.0014260470488933127, -0.0014260470488933127, -0.0014260470488933127], [-0.00148580952668439, -0.00148580952668439, -0.00148580952668439], [-0.001543235099645917, -0.001543235099645917, -0.001543235099645917], [-0.0016401220646364862, -0.0016401220646364862, -0.0016401220646364862], [-0.0016998344361446645, -0.0016998344361446645, -0.0016998344361446645], [-0.0018077362065016273, -0.0018077362065016273, -0.0018077362065016273], [-0.0018792125022329062, -0.0018792125022329062, -0.0018792125022329062], [-0.0019401111243013483, -0.0019401111243013483, -0.0019401111243013483], [-0.0019001535041737252, -0.0019001535041737252, -0.0019001535041737252], [-0.001749558266671506, -0.001749558266671506, -0.001749558266671506], [-0.0019553069175470596, -0.0019553069175470596, -0.0019553069175470596], [-0.0021937982208167523, -0.0021937982208167523, -0.0021937982208167523], [-0.0025154677795477948, -0.0025154677795477948, -0.0025154677795477948], [-0.0028434964976676146, -0.0028434964976676146, -0.0028434964976676146], [-0.0031692979677287007, -0.0031692979677287007, -0.0031692979677287007], [-0.0035322448696210066, -0.0035322448696210066, -0.0035322448696210066], [-0.0037939433019257393, -0.0037939433019257393, -0.0037939433019257393], [-0.004201060018192016, -0.004201060018192016, -0.004201060018192016], [-0.004516016162671833, -0.004516016162671833, -0.004516016162671833], [-0.00470552887370974, -0.00470552887370974, -0.00470552887370974], [-0.004813292185501455, -0.004813292185501455, -0.004813292185501455], [-0.004765143431287181, -0.004765143431287181, -0.004765143431287181], [-0.00475029881688341, -0.00475029881688341, -0.00475029881688341], [-0.004726453396531773, -0.004726453396531773, -0.004726453396531773], [-0.004692408276351678, -0.004692408276351678, -0.004692408276351678], [-0.0046403602212532775, -0.0046403602212532775, -0.0046403602212532775], [-0.004622691824255995, -0.004622691824255995, -0.004622691824255995], [-0.004621909067000456, -0.004621909067000456, -0.004621909067000456], [-0.004635016357760828, -0.004635016357760828, -0.004635016357760828], [-0.004669728387211119, -0.004669728387211119, -0.004669728387211119], [-0.004674725673735105, -0.004674725673735105, -0.004674725673735105], [-0.0047148836805505035, -0.0047148836805505035, -0.0047148836805505035], [-0.004740754962485745, -0.004740754962485745, -0.004740754962485745], [-0.004787544688414007, -0.004787544688414007, -0.004787544688414007], [-0.004814252916209611, -0.004814252916209611, -0.004814252916209611], [-0.0048474663928276766, -0.0048474663928276766, -0.0048474663928276766], [-0.004875664302885928, -0.004875664302885928, -0.004875664302885928], [-0.004903162317245236, -0.004903162317245236, -0.004903162317245236], [-0.004945038575504478, -0.004945038575504478, -0.004945038575504478], [-0.004943246153018935, -0.004943246153018935, -0.004943246153018935], [-0.004966077364112019, -0.004966077364112019, -0.004966077364112019], [-0.004967717851019815, -0.004967717851019815, -0.004967717851019815], [-0.004877439754099284, -0.004877439754099284, -0.004877439754099284], [-0.004794741672811981, -0.004794741672811981, -0.004794741672811981], [-0.004407474218381656, -0.004407474218381656, -0.004407474218381656], [-0.00388694808948054, -0.00388694808948054, -0.00388694808948054], [-0.0034842132410247847, -0.0034842132410247847, -0.0034842132410247847], [-0.0032593050021832, -0.0032593050021832, -0.0032593050021832], [-0.003188444302650596, -0.003188444302650596, -0.003188444302650596], [-0.0030412666164239552, -0.0030412666164239552, -0.0030412666164239552], [-0.0029223097772676865, -0.0029223097772676865, -0.0029223097772676865], [-0.0028447069611331945, -0.0028447069611331945, -0.0028447069611331945], [-0.0027456897662684523, -0.0027456897662684523, -0.0027456897662684523], [-0.002684367468204573, -0.002684367468204573, -0.002684367468204573], [-0.002666604407370877, -0.002666604407370877, -0.002666604407370877], [-0.00258267210638714, -0.00258267210638714, -0.00258267210638714], [-0.0024744098805602396, -0.0024744098805602396, -0.0024744098805602396], [-0.0023609821824806723, -0.0023609821824806723, -0.0023609821824806723], [-0.0022718490228648587, -0.0022718490228648587, -0.0022718490228648587], [-0.002293571975216832, -0.002293571975216832, -0.002293571975216832], [-0.002339459392567531, -0.002339459392567531, -0.002339459392567531], [-0.0024139154004157067, -0.0024139154004157067, -0.0024139154004157067], [-0.002542590015655089, -0.002542590015655089, -0.002542590015655089], [-0.002712086097889456, -0.002712086097889456, -0.002712086097889456], [-0.0028798272822291773, -0.0028798272822291773, -0.0028798272822291773], [-0.0030944327964836328, -0.0030944327964836328, -0.0030944327964836328], [-0.0034586980392018983, -0.0034586980392018983, -0.0034586980392018983], [-0.0039991167808059065, -0.0039991167808059065, -0.0039991167808059065], [-0.004560937424979487, -0.004560937424979487, -0.004560937424979487], [-0.005108013050627254, -0.005108013050627254, -0.005108013050627254], [-0.005655401100557243, -0.005655401100557243, -0.005655401100557243], [-0.006203237877296678, -0.006203237877296678, -0.006203237877296678], [-0.006761329854510036, -0.006761329854510036, -0.006761329854510036], [-0.007338740622393907, -0.007338740622393907, -0.007338740622393907], [-0.007982356193327062, -0.007982356193327062, -0.007982356193327062], [-0.008214152880685388, -0.008214152880685388, -0.008214152880685388], [-0.008894035707374615, -0.008894035707374615, -0.008894035707374615], [-0.00958826001136553, -0.00958826001136553, -0.00958826001136553], [-0.010262826905781796, -0.010262826905781796, -0.010262826905781796], [-0.010684351377290853, -0.010684351377290853, -0.010684351377290853], [-0.011111470262949365, -0.011111470262949365, -0.011111470262949365], [-0.011489636967541326, -0.011489636967541326, -0.011489636967541326], [-0.011938253665008145, -0.011938253665008145, -0.011938253665008145], [-0.012375344843430714, -0.012375344843430714, -0.012375344843430714], [-0.012821693271501892, -0.012821693271501892, -0.012821693271501892], [-0.013289334773325584, -0.013289334773325584, -0.013289334773325584], [-0.013796637387248038, -0.013796637387248038, -0.013796637387248038], [-0.014326694886402421, -0.014326694886402421, -0.014326694886402421], [-0.014864777009394954, -0.014864777009394954, -0.014864777009394954], [-0.015432157913337921, -0.015432157913337921, -0.015432157913337921], [-0.01602515655414824, -0.01602515655414824, -0.01602515655414824], [-0.01660730113824298, -0.01660730113824298, -0.01660730113824298], [-0.017175133327160825, -0.017175133327160825, -0.017175133327160825], [-0.01787957707048122, -0.01787957707048122, -0.01787957707048122], [-0.018479382686724402, -0.018479382686724402, -0.018479382686724402], [-0.018721593135692827, -0.018721593135692827, -0.018721593135692827], [-0.01898720496982248, -0.01898720496982248, -0.01898720496982248], [-0.019139065657790125, -0.019139065657790125, -0.019139065657790125], [-0.01910816455675398, -0.01910816455675398, -0.01910816455675398], [-0.018933290541594067, -0.018933290541594067, -0.018933290541594067], [-0.018817796128117584, -0.018817796128117584, -0.018817796128117584], [-0.01870418519592469, -0.01870418519592469, -0.01870418519592469], [-0.01857928635302878, -0.01857928635302878, -0.01857928635302878], [-0.018388273591732698, -0.018388273591732698, -0.018388273591732698], [-0.018161391093816676, -0.018161391093816676, -0.018161391093816676], [-0.01802644478733076, -0.01802644478733076, -0.01802644478733076], [-0.01797889202370714, -0.01797889202370714, -0.01797889202370714], [-0.017918035365777775, -0.017918035365777775, -0.017918035365777775], [-0.0177695991173526, -0.0177695991173526, -0.0177695991173526], [-0.017577797039487253, -0.017577797039487253, -0.017577797039487253], [-0.01766678121123971, -0.01766678121123971, -0.01766678121123971], [-0.018285197959186813, -0.018285197959186813, -0.018285197959186813], [-0.0190530495951849, -0.0190530495951849, -0.0190530495951849], [-0.021124333921026223, -0.021124333921026223, -0.021124333921026223], [-0.024032897778141993, -0.024032897778141993, -0.024032897778141993], [-0.026502380252309915, -0.026502380252309915, -0.026502380252309915], [-0.030926034199679913, -0.030926034199679913, -0.030926034199679913], [-0.03525488413118624, -0.03525488413118624, -0.03525488413118624], [-0.038751272232803474, -0.038751272232803474, -0.038751272232803474], [-0.036927660050009276, -0.036927660050009276, -0.036927660050009276], [-0.02977410730075608, -0.02977410730075608, -0.02977410730075608], [-0.01958900018470193, -0.01958900018470193, -0.01958900018470193], [-0.013268429784387557, -0.013268429784387557, -0.013268429784387557], [-0.013021560821859969, -0.013021560821859969, -0.013021560821859969], [-0.008097964229800844, -0.008097964229800844, -0.008097964229800844], [-9.436868303101333e-05, -9.436868303101333e-05, -9.436868303101333e-05]], [[-5.6433357849407746e-05, -5.6433357849407746e-05, -5.6433357849407746e-05], [0.06776713486867408, 0.06776713486867408, 0.06776713486867408], [0.11196377505203729, 0.11196377505203729, 0.11196377505203729], [0.10038543025191453, 0.10038543025191453, 0.10038543025191453], [0.0796918367661153, 0.0796918367661153, 0.0796918367661153], [0.06812235552636708, 0.06812235552636708, 0.06812235552636708], [0.05475134785921619, 0.05475134785921619, 0.05475134785921619], [0.04224400727956304, 0.04224400727956304, 0.04224400727956304], [0.027287324601409816, 0.027287324601409816, 0.027287324601409816], [0.02540404782625685, 0.02540404782625685, 0.02540404782625685], [0.023552103431002405, 0.023552103431002405, 0.023552103431002405], [0.021595073719022206, 0.021595073719022206, 0.021595073719022206], [0.018916975690614773, 0.018916975690614773, 0.018916975690614773], [0.01695327467795569, 0.01695327467795569, 0.01695327467795569], [0.016323878893546404, 0.016323878893546404, 0.016323878893546404], [0.015905557598821774, 0.015905557598821774, 0.015905557598821774], [0.015723974668210506, 0.015723974668210506, 0.015723974668210506], [0.015753468962393425, 0.015753468962393425, 0.015753468962393425], [0.01599856964573733, 0.01599856964573733, 0.01599856964573733], [0.016375708849154513, 0.016375708849154513, 0.016375708849154513], [0.016786619407763718, 0.016786619407763718, 0.016786619407763718], [0.017250368633348705, 0.017250368633348705, 0.017250368633348705], [0.01779684774353488, 0.01779684774353488, 0.01779684774353488], [0.018321994308346235, 0.018321994308346235, 0.018321994308346235], [0.018798360768263262, 0.018798360768263262, 0.018798360768263262], [0.019297464121832794, 0.019297464121832794, 0.019297464121832794], [0.019679530362309256, 0.019679530362309256, 0.019679530362309256], [0.019826394162982118, 0.019826394162982118, 0.019826394162982118], [0.019888187314917122, 0.019888187314917122, 0.019888187314917122], [0.01991275239471326, 0.01991275239471326, 0.01991275239471326], [0.019888891975249984, 0.019888891975249984, 0.019888891975249984], [0.019571960031522548, 0.019571960031522548, 0.019571960031522548], [0.018684430801952836, 0.018684430801952836, 0.018684430801952836], [0.017626473516540824, 0.017626473516540824, 0.017626473516540824], [0.016681545598734724, 0.016681545598734724, 0.016681545598734724], [0.01562939802428556, 0.01562939802428556, 0.01562939802428556], [0.014519405377164351, 0.014519405377164351, 0.014519405377164351], [0.013428867599670472, 0.013428867599670472, 0.013428867599670472], [0.01233063153764709, 0.01233063153764709, 0.01233063153764709], [0.011233870335691103, 0.011233870335691103, 0.011233870335691103], [0.010196012581558495, 0.010196012581558495, 0.010196012581558495], [0.009209008597800114, 0.009209008597800114, 0.009209008597800114], [0.008265461077446705, 0.008265461077446705, 0.008265461077446705], [0.007409761438548259, 0.007409761438548259, 0.007409761438548259], [0.006663667840255303, 0.006663667840255303, 0.006663667840255303], [0.005988973639284988, 0.005988973639284988, 0.005988973639284988], [0.00536573365951146, 0.00536573365951146, 0.00536573365951146], [0.004960668129614588, 0.004960668129614588, 0.004960668129614588], [0.0053826685956140305, 0.0053826685956140305, 0.0053826685956140305], [0.019906557758103908, 0.019906557758103908, 0.019906557758103908], [0.02683869069238142, 0.02683869069238142, 0.02683869069238142], [0.026446721915165842, 0.026446721915165842, 0.026446721915165842], [0.025800265841026848, 0.025800265841026848, 0.025800265841026848], [0.024992771460417035, 0.024992771460417035, 0.024992771460417035], [0.02406935405 | moment coefficients, spanwise
rotorse.airfoils_Re | input |  | [3000000.0, 8100000.0, 10000000.0] | Reynolds numbers of polars
rotorse.Rhub | input | m | 3.97 | hub radius
rotorse.Rtip | input | m | 120.97 | Distance between rotor center and blade tip along z axis of blade root c.s.
rotorse.ccblade.rthick | input |  | [1.0, 0.9840297092621071, 0.8649857209486732, 0.6864842867182435, 0.5327349818434093, 0.45524785455371464, 0.39841264843118784, 0.3624560084288326, 0.34604070533162656, 0.3353338630392611, 0.32535434590508927, 0.3164065147174628, 0.307838539433933, 0.29833325571513225, 0.28751083205284395, 0.27635536228391355, 0.26575719804127773, 0.25541738866754155, 0.24563055785583482, 0.23639140917657717, 0.22612233053700542, 0.21693211259238354, 0.21160416900133958, 0.211, 0.211, 0.211, 0.211, 0.211, 0.211, 0.211] | 1D array of the relative thicknesses of the blade defined along span.
rotorse.precurve | input | m | [0.0, 0.034295923985786604, 0.08329262571797669, 0.1392555188551465, 0.19190331656176873, 0.232028257864551, 0.24918042933165166, 0.2496141741724728, 0.24625256887234165, 0.2404720106240574, 0.23297926741790076, 0.2179571400171469, 0.17712118065470675, 0.10030156784192272, 1.126605912840715e-05, -0.11231262929473985, -0.24379916019447512, -0.4153387722179258, -0.6207684349190539, -0.8462432424369124, -1.0798464372334413, -1.3290155919297535, -1.6021369821922977, -1.8948995248383433, -2.201796716438755, -2.5227281124194536, -2.8639215886652067, -3.2248356445430946, -3.6046563533868463, -3.9999999999999996] | precurve at each section
rotorse.precurveTip | input | m | -4 | precurve at tip
rotorse.presweep | input | m | [0.0, 0.0, 0.0, 0.0, 0.0, 0.0, 0.0, 0.0, 0.0, 0.0, 0.0, 0.0, 0.0, 0.0, 0.0, 0.0, 0.0, 0.0, 0.0, 0.0, 0.0, 0.0, 0.0, 0.0, 0.0, 0.0, 0.0, 0.0, 0.0, 0.0] | presweep at each section
rotorse.presweepTip | input | m | 0 | presweep at tip
rotorse.hub_height | input | m | 150 | hub height
rotorse.precone | input | deg | 4 | precone angle
rotorse.tilt | input | deg | 6 | shaft tilt
rotorse.yaw | input | deg | 0 | yaw error
rotorse.rho_air | input | kg/m**3 | 1.225 | density of air
rotorse.mu_air | input | kg/m/s | 1.81e-05 | dynamic viscosity of air
rotorse.shearExp | input |  | 0.12 | shear exponent
rotorse.nBlades | input | n/a | 3 | number of blades
rotorse.nSector | output | n/a | 4 | number of sectors to divide rotor face into in computing thrust and power
rotorse.tiploss | output | n/a | TRUE | include Prandtl tip loss model
rotorse.hubloss | output | n/a | TRUE | include Prandtl hub loss model
rotorse.wakerotation | output | n/a | TRUE | include effect of wake rotation (i.e., tangential induction factor is nonzero)
rotorse.usecd | output | n/a | TRUE | use drag coefficient in computing induction factors
rotorse.rc.blade_length | input | m | 117.1489 | blade length
rotorse.rc.s | input |  | [0.0, 0.034482758620689655, 0.06896551724137931, 0.10344827586206896, 0.13793103448275862, 0.1724137931034483, 0.20689655172413793, 0.24137931034482757, 0.27586206896551724, 0.3103448275862069, 0.3448275862068966, 0.3793103448275862, 0.41379310344827586, 0.4482758620689655, 0.48275862068965514, 0.5172413793103449, 0.5517241379310345, 0.5862068965517241, 0.6206896551724138, 0.6551724137931034, 0.6896551724137931, 0.7241379310344828, 0.7586206896551724, 0.7931034482758621, 0.8275862068965517, 0.8620689655172413, 0.896551724137931, 0.9310344827586207, 0.9655172413793103, 1.0] | blade nondimensional span location
rotorse.rc.chord | input | m | [5.2, 5.2265040720520535, 5.319400683825207, 5.4580745530036845, 5.603038107463281, 5.718286587458929, 5.764630606410189, 5.715053106286686, 5.539182293334066, 5.290780459215475, 5.034005694445184, 4.815660040795825, 4.623237527554848, 4.432040224442178, 4.2451981651395, 4.065767388212587, 3.896040232078195, 3.7350841723423227, 3.5792063535409593, 3.4245801420565267, 3.267946590725438, 3.111859691750389, 2.957140175463699, 2.800021994595202, 2.6367899876098777, 2.4641317667059357, 2.2834502451238916, 2.0956817072301495, 1.9024851146667074, 0.5000000000000001] | Chord distribution
rotorse.rc.coord_xy_interp | input |  | [[[1.0, -5.228293926268224e-16], [0.9994296839925828, -0.022259740711558177], [0.9980630178329651, -0.04445803489546769], [0.9955739142666737, -0.0665618134473914], [0.9920863097495596, -0.08851982053258163], [0.9876861486750573, -0.11027527223126012], [0.9823305251706396, -0.1317843709197388], [0.9760119083356915, -0.1530066176350885], [0.9687874672983805, -0.1738868028054739], [0.9606748602592401, -0.19437934848935778], [0.9516753587636769, -0.2144496858898974], [0.9418276527462444, -0.23405837873056085], [0.9311752953551309, -0.2531529758653068], [0.9197303974311781, -0.2717058715241765], [0.9075245591947199, -0.2896910384273745], [0.8946104080703081, -0.3070575403137143], [0.8810096964994352, -0.3237794960574165], [0.866747905197194, -0.339839087916958], [0.8518902581712053, -0.35520047541186606], [0.8364694626214207, -0.3698431374689817], [0.8205134859436981, -0.3837614939542973], [0.8040738322175812, -0.39691489811790015], [0.7871915298856534, -0.4092893400643106], [0.7698979191015535, -0.4208940017028426], [0.7522523412351593, -0.43170364047579557], [0.7342913491785575, -0.44170411642042817], [0.7160449249557642, -0.45091629501054464], [0.6975716400331089, -0.45931119239150625], [0.6789061864336874, -0.466891833699312], [0.6600803126205398, -0.4736931268620854], [0.6411475171372123, -0.4796641292900073], [0.6221376509688521, -0.4848434334715212], [0.6030879981944149, -0.4892689245320695], [0.5840450421189749, -0.49287710440089977], [0.5650308976870032, -0.4957710179013429], [0.5460886027795995, -0.49790677272002765], [0.5272486739168989, -0.49920523096536945], [0.508535950506088, -0.4999001471231513], [0.48999235547038833, -0.49986512233616703], [0.4716321145068305, -0.49915299052333634], [0.45349250374434763, -0.4978655748478763], [0.43559330289767306, -0.49584922139645754], [0.41795606561694243, -0.49322020425743757], [0.40060974844257635, -0.4900340177148858], [0.38356093160600935, -0.4862406543812106], [0.3668432157337161, -0.4819531220757106], [0.35045731632050314, -0.4771070365916879], [0.33443448400863013, -0.47180161714763363], [0.3187741003293152, -0.465997503105357], [0.3034996231212948, -0.4597718336399732], [0.2886112935656476, -0.45311101277459825], [0.27412438666566624, -0.44607147267604036], [0.26004145552371905, -0.43865399658656523], [0.2463748720159175, -0.43089728807614147], [0.23312344393883352, -0.4228128921543159], [0.22029377781042306, -0.41444216059030153], [0.20788328296533118, -0.4057907314202666], [0.19590295639164573, -0.39689711005990247], [0.18434125306662855, -0.3877630289328062], [0.17321393095416077, -0.3784327818575115], [0.16249917612963843, -0.3689016855353164], [0.15221460277725932, -0.35922081920480586], [0.14233175939897136, -0.34938179497549954], [0.13287211153919, -0.3394286782901919], [0.12380643962975976, -0.3293594524047539], [0.11514762338607656, -0.3192023645100907], [0.10688720880274838, -0.30897183476900875], [0.09900711152156341, -0.2986754406431282], [0.09152340438534401, -0.28834653723959136], [0.08439704281722242, -0.2779791205220024], [0.0776464790199521, -0.26760420577043886], [0.07124790821202077, -0.25722921245277414], [0.06518786629737473, -0.24686109008276283], [0.05948747212742032, -0.23652443301269652], [0.05410024641809, -0.2262139012738714], [0.049037878670187655, -0.21594907486257178], [0.044300349757333976, -0.20574524647381487], [0.039842359734680484, -0.19559765442820762], [0.035689975243613004, -0.18552550330330408], [0.0318292350050659, -0.1755359887530568], [0.028220007205789974, -0.16562693673246215], [0.024892524779269766, -0.15581522149021937], [0.021828668303003517, -0.1461056218157035], [0.018984694713133153, -0.13649533799824295], [0.016392191702033498, -0.1269983005811027], [0.014044634634199048, -0.11762077059006068], [0.011879824984634942, -0.10835684703907963], [0.00993094518736226, -0.09921662146203766], [0.008219407957347493, -0.09020841012942249], [0.0066583862213787865, -0.08132543510984099], [0.005267741928506431, -0.07257222340427001], [0.00409515753852961, -0.06395640173157158], [0.0030987885971364196, -0.05547801302110005], [0.0021966077355110324, -0.04713200469997591], [0.0014626417630186888, -0.038924405260417023], [0.0009644846082979224, -0.030860610171394718], [0.0005993738679828514, -0.022936235945969066], [0.0002900866455990823, -0.015148765877396714], [7.807077883024657e-05, -0.007502222076493378], [0.0, 0.0], [7.804120611659719e-05, 0.007500736220690077], [0.0002898787241920041, 0.015142758486887441], [0.000598775316682048, 0.022922584561419372], [0.000963326351634835, 0.03083611939777482], [0.0014596682128281925, 0.03888574897117924], [0.002190976364499905, 0.047075815990683056], [0.0030899784195977838, 0.05540088812816734], [0.0040827111247031585, 0.06385488643689734], [0.005248531243836643, 0.07244263446468859], [0.006631282230012606, 0.08116423659691048], [0.008183684298590573, 0.09001209900857182], [0.009883614168490653, 0.09898142028662286], [0.011817640154723611, 0.10807902374749316], [0.01396619932168302, 0.1172968915532844], [0.016295142079104163, 0.1266248185078847], [0.018863193778115264, 0.13606823481979582], [0.02168071375327755, 0.14562174107393758], [0.02471591629586298, 0.15527150565279574], [0.028006440010586352, 0.1650191265391525], [0.03157625589149645, 0.17486145042023296], [0.03539483961687758, 0.18478174850035556], [0.03949498254800754, 0.19478045115068363], [0.04389792827815823, 0.20485282604936875], [0.04857580757377651, 0.21497933573681455], [0.053567991613811754, 0.22516324887670366], [0.058881821148870805, 0.23539257539832661], [0.06450016290273135, 0.24564586185495754], [0.07046920463911449, 0.2559288096954281], [0.07677403099247093, 0.2662200889663396], [0.08341621271683673, 0.2765073937902718], [0.09042901951906561, 0.28678971177956086], [0.0977906533229447, 0.29703436159541413], [0.10553618719874776, 0.30724577033016703], [0.11365876004177941, 0.31739779819794195], [0.12216148331893956, 0.32747251411893785], [0.1310674986027348, 0.33746715509188474], [0.14035464992188373, 0.3473464005305412], [0.15005511078613856, 0.35711729389225577], [0.16014896266156226, 0.3667368291462652], [0.17065818789963985, 0.37620901617836566], [0.181574957422924, 0.38549542027777267], [0.19290757140963558, 0.39458324766597075], [0.20465763457781186, 0.40345225285920333], [0.21681735306942435, 0.4120736546751029], [0.22939648396347811, 0.4204412604055216], [0.24237780069407988, 0.4285157291249229], [0.25577362426833844, 0.43629701405132887], [0.2695667856328992, 0.4437307842367116], [0.2837657972261352, 0.4508257189736272], [0.29834798288780395, 0.457529313046837], [0.3133189787852679, 0.46384827499917675], [0.3286584618928104, 0.4697270339484697], [0.3443649416455463, 0.4751660894880115], [0.3604197737256814, 0.480124895665173], [0.37681123376695697, 0.4845801569487354], [0.3935252510207292, 0.48853802379954264], [0.41053864255357086, 0.4919162868719799], [0.4278432324908231, 0.4947936897726825], [0.4454066634681981, 0.49700186546594954], [0.46322225410302975, 0.4986945279258362], [0.4812515456557157, 0.4995759574617022], [0.49948102667173666, 0.49999959595885196], [0.5178795830856975, 0.4996098999639328], [0.53641763136701, 0.49871925440459125], [0.5550757049095608, 0.4969470954598009], [0.5738084272426077, 0.49454680736168694], [0.5925967311050585, 0.4913424955847996], [0.6114013775535108, 0.48742771367820337], [0.6301864306052414, 0.48276379079159115], [0.648926781663159, 0.47729943602739405], [0.6675702064249728, 0.4710909063826163], [0.6860884295909518, 0.4640855644485798], [0.7044453890439168, 0.4562851535303835], [0.722592093722966, 0.44772115413233077], [0.7405018004535244, 0.4383571285236732], [0.7581254571228347, 0.4282123442390851], [0.7754210143761534, 0.4173028842750689], [0.7923623735876001, 0.4056139761112096], [0.8088945461516956, 0.3931735469910264], [0.8249746330148909, 0.37999039194943635], [0.8405769522734091, 0.36606263907410247], [0.8556527588088183, 0.3514331465234179], [0.8701628988827118, 0.33611786369580327], [0.8840850330712717, 0.3201256148355837], [0.8973612142623708, 0.3034905059583089], [0.9099546800766618, 0.2862409686609341], [0.921851471402547, 0.26839650792968384], [0.9330128366584268, 0.2500014055184513], [0.9433892789690503, 0.23108884233257737], [0.9529731538505595, 0.2116848082416565], [0.9617431308270605, 0.19183234032607036], [0.9696406906754642, 0.17157715881862903], [0.9766642158986641, 0.15095167052848088], [0.9828150771120139, 0.12999562103203396], [0.9880284400451029, 0.1087652991581767], [0.992304836603751, 0.08729993375043676], [0.9956935187759139, 0.06563977190440679], [0.9981204893400154, 0.04383945814142799], [0.9994430379087048, 0.021949651396883253], [1.0, -5.268286851570632e-16]], [[1.0, 1.7897811119669052e-05], [0.9990809117031884, -0.022228090825207984], [0.9961721630063859, -0.04410350968066318], [0.9922686754851797, -0.0659215711854088], [0.9875159955715765, -0.08789243976094208], [0.9819784764121089, -0.10972855935189753], [0.9755897088267382, -0.13132651542761478], [0.9683270381879465, -0.15262818869640776], [0.9602212545783497, -0.17355509558200646], [0.9513041422534144, -0.19409999516002965], [0.9415445552819941, -0.2141790940505887], [0.9309808657504843, -0.23376257360386174], [0.9196493623384566, -0.2527976538012731], [0.9075491245121619, -0.27123814141372105], [0.8947198854179729, -0.28907732080682996], [0.8812088629837693, -0.3062593149708355], [0.8670368258396942, -0.3227566078473381], [0.8522334546807107, -0.3385579884585285], [0.8368650431126397, -0.35363407654690876], [0.8209679513221269, -0.3679720263833508], [0.8045671724461785, -0.38155520980561214], [0.7877153160820018, -0.3943383333205755], [0.7704663437880499, -0.40633671809892496], [0.7528361328114624, -0.4175188176942967], [0.7348963825516471, -0.4279128914245938], [0.7166734021465863, -0.4374567993354544], [0.6982057236876973, -0.4462050430190056], [0.6795519716796501, -0.45414154520036], [0.660745533374571, -0.4612596856464057], [0.641817424628307, -0.46757749900061957], [0.6228216586715186, -0.4730951415701499], [0.6037872875028354, -0.47779569478129924], [0.584750653902754, -0.4817576037867934], [0.5657563138386041, -0.48491702619033394], [0.5468262542597927, -0.4873786557855394], [0.5280038258676216, -0.48907065016682283], [0.5093169878624744, -0.48995199097799697], [0.4907863469887845, -0.490250879901559], [0.47245531155151077, -0.4898356976679347], [0.4543376172339583, -0.4887567048870747], [0.4364645338325695, -0.4871261399198292], [0.41886261469687674, -0.48477444050129576], [0.4015406332031675, -0.48184840913953497], [0.3845370841968586, -0.4783691713018934], [0.36784940137605954, -0.47431361445559833], [0.3515127376636817, -0.4697815243595423], [0.33553029277511287, -0.4647087079065905], [0.31992085506634993, -0.45920762389708913], [0.3046966107434669, -0.4532215477465971], [0.28986772723945325, -0.44684149600394607], [0.275441868440594, -0.4400446126862895], [0.26142937317888276, -0.43289063971852487], [0.2478257591016065, -0.42538894918737924], [0.23465209542534454, -0.4175653862089521], [0.22189288616008707, -0.4094464855965244], [0.20955384646663905, -0.4010707923866621], [0.19763421241636406, -0.39244130756567713], [0.1861369072438744, -0.38360030240252774], [0.1750689864164904, -0.3745338220922249], [0.16442675155235606, -0.3652980757992934], [0.15417972883387462, -0.3558941788517265], [0.14436962372984388, -0.3463531013249215], [0.13495438727092968, -0.33667602487660175], [0.1259505535673522, -0.3269064988277662], [0.11732520140225587, -0.31704429844903187], [0.10908528775004159, -0.30711794545841054], [0.10123544521932637, -0.2971338153510387], [0.09374884624846393, -0.2871029244329559], [0.08663751738288371, -0.2770570368720433], [0.07986662251818219, -0.2669885648184787], [0.07346152113526275, -0.25692268336022483], [0.06739410565372389, -0.24686814256779413], [0.061652321773808444, -0.23683086599633998], [0.056257358373520694, -0.22683290908532228], [0.05116346416339908, -0.21686961535700897], [0.04637849733335639, -0.20695974193639188], [0.04190357481891343, -0.19711773401229443], [0.037693769778433944, -0.18733816987120466], [0.03376738324559917, -0.17764013109984358], [0.03011413876403313, -0.16802951072679956], [0.026702406338654328, -0.15850266979879826], [0.02355761802228544, -0.14907543151576708], [0.0206588186353494, -0.13975222993940395], [0.01796271294396925, -0.1305304469121277], [0.01550388113515292, -0.1214222186213136], [0.013280631150410598, -0.11243256941791681], [0.011232819232381506, -0.10355581988234656], [0.0093888262724301, -0.09480162547893725], [0.00776760605443381, -0.08617774040578152], [0.006289344061423029, -0.07767735036275736], [0.004975663726913648, -0.06930431915507058], [0.0038690963617287254, -0.061065713430143304], [0.002925909720831884, -0.05296165854949873], [0.0020644884419379807, -0.04498748929679464], [0.001360788512271664, -0.03714839209871939], [0.0008928055357135674, -0.029448568251949844], [0.0005513203456379964, -0.02188395615910576], [0.0002643113869564741, -0.014452178197298073], [7.113835182934509e-05, -0.007156954481539243], [0.0, 0.0], [7.261025324417865e-05, 0.00715269257924583], [0.00027160421621862997, 0.0144433131549286], [0.0005689053692926173, 0.021867250326072805], [0.0009215919252649405, 0.029420968427302262], [0.001393924802531123, 0.03710726404787433], [0.0020856964403036873, 0.044930330628818495], [0.0029350921604641617, 0.05288506542114687], [0.0038749160865546185, 0.06096563010264636], [0.004983757919640348, 0.06917665546510353], [0.006298482384906716, 0.07751883489560599], [0.007769333644812681, 0.08598553300586788], [0.009378509939634485, 0.09457224720479691], [0.011210150283891756, 0.10328529931297026], [0.013249932523396965, 0.11211690684490506], [0.015464011126756197, 0.12105781410003662], [0.017901760893590152, 0.13011409359409637], [0.020571383888762503, 0.13928125224680477], [0.02344614659672389, 0.14854593447211228], [0.02656678632317281, 0.15790920955296883], [0.029955672577633406, 0.1673690352219946], [0.033575531078988544, 0.17691081915137788], [0.03745425942144398, 0.1865363285895336], [0.04161633484086884, 0.19624044481195138], [0.04604247676980452, 0.20600447854868692], [0.05076825566599661, 0.21583243626234835], [0.05579705190806525, 0.2257140894022765], [0.061120012754656027, 0.23562729750455738], [0.06678391170681951, 0.24557699783728476], [0.0727711847652399, 0.25554439706224813], [0.07908519391263263, 0.2655176753664515], [0.08575826888398914, 0.27549582177387194], [0.09276284011982731, 0.28545138122209657], [0.10013277349609384, 0.2953889488867619], [0.107867050544848, 0.3052826674222999], [0.11597079882887636, 0.3151148836937293], [0.12445541633886398, 0.32488905843343513], [0.1333053169800561, 0.3345699060079789], [0.14256068009886366, 0.34416014190731786], [0.1522042546338349, 0.3536186992384285], [0.16225296729535343, 0.36295200388276505], [0.17270101706498098, 0.37212379541690327], [0.1835522302386599, 0.3811260540501506], [0.1948168496846966, 0.38993394807897036], [0.20649223868509797, 0.3985175378977613], [0.21858179010271214, 0.4068769112461151], [0.2310693334123689, 0.4149755691576512], [0.24397240014424357, 0.4228091009838927], [0.2572785266720548, 0.43032267260390816], [0.2709978193622442, 0.4375233729972888], [0.2851110656037872, 0.44435908762674947], [0.299627585572177, 0.45083058988629526], [0.31451907042918187, 0.45689844775076405], [0.32980019871677074, 0.4625378723666597], [0.3454400251243586, 0.4677333079902945], [0.361437581453036, 0.4724445329229456], [0.3777759639104092, 0.4766841076446822], [0.39443809244472694, 0.4803639302163089], [0.4114123519229561, 0.48356557167303704], [0.42867033380894914, 0.4861243916747244], [0.44620780610060484, 0.488178345936567], [0.4639904925342544, 0.48943700322658723], [0.482003843993792, 0.4902350710638657], [0.5002161587608933, 0.49024046400384524], [0.5185989048796776, 0.48974670315848956], [0.5371339320188646, 0.48838310376217153], [0.5557763306997385, 0.4863956316332541], [0.5745083772537016, 0.48360721419591984], [0.5932899587169707, 0.4801186511938108], [0.612087217327964, 0.4758643173635627], [0.6308739937468675, 0.470809854238127], [0.6496008783899057, 0.46503775656043533], [0.6682360391210493, 0.4584256682534741], [0.6867485029474455, 0.45104465693066215], [0.7050877966133346, 0.4428891827843932], [0.723226475801292, 0.4339250010055645], [0.7411164407435715, 0.42416801848275115], [0.7587221614536886, 0.4136438131818565], [0.7760131505028981, 0.4023208414728787], [0.7929342519432618, 0.3902373097537059], [0.8094388127909367, 0.37738491840407173], [0.8255073608952317, 0.3637855512802365], [0.8410886363431351, 0.349469551671364], [0.8561463230049665, 0.334456672172524], [0.870658488132585, 0.3187592858793892], [0.8845599077794076, 0.3023847988264055], [0.8978260817495547, 0.2853926940986501], [0.9104273131668529, 0.26776460621869164], [0.9223388019726919, 0.24957608813967622], [0.933508455666539, 0.2308505075902439], [0.9439246637546922, 0.21158386025511483], [0.9535603918650003, 0.1917458319538985], [0.9623705067081184, 0.17150500708486874], [0.9703466921448884, 0.15089355154807663], [0.9774756428785357, 0.12995068732583226], [0.9837150521967468, 0.10873344836838907], [0.9890545757927561, 0.08728069922337789], [0.9935420828789053, 0.06563277254117508], [0.9970824578496298, 0.043843501797821316], [0.9994230212697741, 0.02182580997039807], [1.0, 1.7897811119665054e-05]], [[1.0, 0.00011785360579029863], [0.9958979723039507, -0.021214749453418058], [0.9831598929594264, -0.040042356425359894], [0.9699039768448792, -0.05924884383343366], [0.9566891014241764, -0.08014226223762667], [0.9435127760385006, -0.10133776491321225], [0.9301746286506198, -0.12242894197908574], [0.9165577172697147, -0.14326200972006667], [0.9025205860745708, -0.16363005850007264], [0.8881876681833849, -0.18371138192571787], [0.8733152996879927, -0.20317072324124089], [0.857938843236366, -0.22202188752153826], [0.8420452905794094, -0.24020222526764587], [0.8255458636439471, -0.2575649676241227], [0.8085316565232971, -0.2741915322988375], [0.7910116111511427, -0.28999605847760673], [0.7729975182395316, -0.3049366801017498], [0.754545046995201, -0.31902983445338706], [0.7357260616291489, -0.33227523805109777], [0.71660055539626, -0.34469661670356966], [0.6971721317960258, -0.35621688010905583], [0.6776504662243664, -0.3667651705054], [0.6583116097547699, -0.37650633791153076], [0.6388102105115466, -0.38519413528365193], [0.6192746830707787, -0.39313416457804246], [0.5996775202805195, -0.40001075795654656], [0.5800974664202269, -0.40604997555366895], [0.5605893846217654, -0.41130570772139713], [0.5411788746686637, -0.41572098553181835], [0.5218919758765702, -0.4192209413015366], [0.5027816337913035, -0.42208579045587447], [0.4838713752579174, -0.4239952629890049], [0.4651904507893255, -0.4252479952636677], [0.44677037223857075, -0.4257835186908341], [0.42863125094824633, -0.42571197762488294], [0.410814526520347, -0.4248098281310856], [0.39333307641665677, -0.423251860634329], [0.3761845220784833, -0.4212279880178635], [0.35941588052525303, -0.4185846324711761], [0.3430372633766418, -0.41535618474041414], [0.3270463565866239, -0.41171256675049467], [0.3115013812895465, -0.40739939697383837], [0.296345131467551, -0.40273873782165265], [0.2816603983475108, -0.3975492802399519], [0.2673978675234541, -0.39196988963040125], [0.25359724160455344, -0.38601845375304966], [0.2402733454786887, -0.379635220972675], [0.22737916318637966, -0.3730106468052179], [0.21499032457043882, -0.3659850619218766], [0.20304743666133213, -0.3587329192935054], [0.19159438046103802, -0.3511761214555078], [0.18061503291170866, -0.3433938117348645], [0.1700689074259698, -0.3354500106759389], [0.16001874870547275, -0.3272904466045568], [0.1503770934033074, -0.3190367347693143], [0.1411436476424888, -0.31071079304942256], [0.13232628013636175, -0.3023003289685883], [0.12388545717066451, -0.2938725839504125], [0.11592072218012597, -0.2853141707480302], [0.1083284963492543, -0.2767581699525089], [0.10103598290289795, -0.26824478545050884], [0.09420146808053557, -0.259674821261563], [0.08771699035626698, -0.25111235797285353], [0.08157153765638872, -0.24259794027993573], [0.07571562094988778, -0.2341439823686468], [0.07012429760993463, -0.22578148843378062], [0.06486700432165786, -0.21746421759676496], [0.05987382850830775, -0.2092263994631845], [0.05513376878524509, -0.20108958328274837], [0.050634463233559295, -0.19303608394419017], [0.04643107896473742, -0.1850522573517111], [0.04247546318050204, -0.1771558665290265], [0.038762905207668244, -0.1693461002617616], [0.03531132816736502, -0.16162806622094777], [0.03208203004147497, -0.15400179053129398], [0.02906374022370578, -0.1464805898960586], [0.026263635645330227, -0.13907331501746187], [0.023640605001144052, -0.1317701668675712], [0.021171498779008088, -0.12458950128391957], [0.01886517918990539, -0.11752849263262671], [0.016736611061089098, -0.11057362698408], [0.01478239427924867, -0.10373367971805689], [0.012966787138992155, -0.09701077183003656], [0.011252005606226433, -0.09040353611381165], [0.009682365425859457, -0.08391199099970932], [0.00827922382792851, -0.07753279331830884], [0.00699933953371646, -0.07126176747721377], [0.005844881231978136, -0.0651056596455657], [0.004819939798543742, -0.059068451099727075], [0.0038885563421275408, -0.053143071151424304], [0.0030789150714482434, -0.047328905537321955], [0.0024028173093248568, -0.04162925266308805], [0.0018117763938830238, -0.03604480909978821], [0.001233458982624533, -0.030573535221662368], [0.00074508418209414, -0.025214915875225924], [0.00046905709782356483, -0.019965054760427123], [0.00027405364639700413, -0.014822058817637658], [0.0001203615797336067, -0.009784451426182544], [3.242209511963595e-05, -0.004853693133175756], [0.0, 0.0], [4.227943756309819e-05, 0.004791206305482956], [0.00016646600697868994, 0.009712655313537431], [0.0003836479045518438, 0.014741085486067191], [0.000649997509045757, 0.019872815871074104], [0.0009628817292764825, 0.02511349524582567], [0.001395441079560291, 0.03046631508235858], [0.001920409929772449, 0.035928384823780996], [0.0025120138897967523, 0.04149546168544555], [0.0032374500264407387, 0.047170876833322425], [0.004095153127595685, 0.05295933518774377], [0.005028063938841588, 0.05886068155175951], [0.0060413687840040154, 0.06487240551563687], [0.007199365712012325, 0.07099742426364404], [0.008513950177245678, 0.0772294955436598], [0.009954036919308122, 0.08356575971283113], [0.011517653413584824, 0.09001667053574613], [0.013203437164907676, 0.0965838680629464], [0.015014168106870852, 0.10325715907994971], [0.017002657307169496, 0.11003400941393585], [0.019184122629431154, 0.11691991759433865], [0.021493470372579527, 0.12391470961438607], [0.02392977944900298, 0.13102917569308578], [0.026533510252770225, 0.13825550511593881], [0.029332289206265415, 0.14558066632138428], [0.03234076787943074, 0.15301359091101158], [0.035542584288997654, 0.1605558343190521], [0.038967527543273005, 0.1681804942429957], [0.04266188924969862, 0.17588731855722914], [0.046599174935202124, 0.1836745183593424], [0.050790701050514024, 0.1915334684027666], [0.05526227772994834, 0.19946308774000318], [0.05996163925405092, 0.20747082349067378], [0.06491577106342737, 0.215562121604651], [0.07015472267199555, 0.2237128097434216], [0.07569422340467388, 0.23190689305750076], [0.08148632118205773, 0.2401887571377148], [0.08755189679519855, 0.24852291986983793], [0.09396936114529894, 0.2568829126206959], [0.1007380938147019, 0.26524028866288396], [0.1078486200589809, 0.27361673381342605], [0.11530822413798886, 0.2819897148193289], [0.12309924256456417, 0.2903813649885573], [0.13127587286144174, 0.2987361406986588], [0.1398635587052612, 0.30701594254427284], [0.1488350011904323, 0.3152599606208118], [0.158181950909913, 0.3234487551597257], [0.16794744310910337, 0.33154828349213544], [0.17814473542360823, 0.33950002790673434], [0.1887928683365284, 0.3472988914890884], [0.1998929938957594, 0.35489463973245344], [0.21147247501799876, 0.36224960970740133], [0.22346542897288432, 0.36942408448618114], [0.23596796090738492, 0.3762357369345572], [0.2488900179746027, 0.3828217290412517], [0.2622860996568472, 0.3890370490979632], [0.2761268045423653, 0.3949311018136587], [0.29042779742812336, 0.40038148599410006], [0.305160970049973, 0.4054825290165369], [0.3203207647058814, 0.41009569701398463], [0.33591563800566643, 0.41425916597471213], [0.3519356251177134, 0.4177247487732686], [0.36836188419994814, 0.4207051643561436], [0.38516259438524614, 0.42301813370894165], [0.40231703635006244, 0.4248353578779372], [0.4198152396648287, 0.42586108218548685], [0.4376187537457313, 0.42628651580901133], [0.4557180999141611, 0.4259371089830973], [0.4740723072987496, 0.4249502780948487], [0.49266096642173807, 0.423113429320657], [0.5114547927819564, 0.42048992789207207], [0.5304232252274045, 0.4173033543923194], [0.5495189454401715, 0.41305513622399337], [0.5687393599186717, 0.40819322731731744], [0.5880310102875979, 0.4025112252551187], [0.6073651052800332, 0.3959902609453548], [0.626702647407615, 0.3886290119116669], [0.6462508614507053, 0.3805036250912326], [0.6659290616862229, 0.3714965087810791], [0.6854930595270367, 0.36170049265384163], [0.7048708483606551, 0.35101919592928693], [0.7240856746075315, 0.33960056925760507], [0.7430694819619824, 0.3274082504360845], [0.761805429757342, 0.3144826824294487], [0.7802744922234662, 0.3008550195841773], [0.7983637817560867, 0.2863956493175343], [0.8161304234765888, 0.27132329784712045], [0.833441648854642, 0.25542720946266806], [0.8503644791687986, 0.23894032053046377], [0.8668300070967746, 0.22183580679060727], [0.8828007603143152, 0.20398702621225578], [0.8982133084867076, 0.18507033894486064], [0.9131076015876376, 0.16574791672609696], [0.9274306674799553, 0.14603756865370504], [0.9410754945679959, 0.1259472369233127], [0.9541358830068576, 0.10557784419799791], [0.9665239308886734, 0.08494637515572326], [0.9782562342067197, 0.06409822114515273], [0.9890679744667445, 0.043038403955945194], [0.9981151774062125, 0.02104578849789875], [1.0, 0.00011785360579029488]], [[1.0, 0.0001828705153974592], [0.9895551000420558, -0.017528354759354554], [0.9670998626253857, -0.03023447132772891], [0.9441807438398093, -0.04421813892923897], [0.921973367503166, -0.060500398234405554], [0.9005228230220885, -0.0776068305480715], [0.8795735515064472, -0.09501143689031194], [0.8589547290651623, -0.11249336511609517], [0.8383954908180532, -0.12975155002099242], [0.8180881724722151, -0.1470050444192365], [0.7976348715028905, -0.16380780660359076], [0.7770633359547022, -0.18017201473537497], [0.7563133228938929, -0.19600148771618597], [0.7352236785426404, -0.21108656253157027], [0.7139121761114107, -0.22551128457011843], [0.6923464600952214, -0.23916218346528198], [0.6705228992415968, -0.25197285468005504], [0.6485089870634013, -0.2639527594421298], [0.6263697946171332, -0.2751026192555163], [0.6041784459360887, -0.2854539060021308], [0.5819168688325492, -0.2948940545434135], [0.5600848582453722, -0.3033402655143176], [0.5392831440452762, -0.31101527994585676], [0.5185858976870146, -0.31757457653540766], [0.49812818974679185, -0.32343971461261056], [0.47785584712191626, -0.3281813290462241], [0.45785524349456913, -0.3320852016515955], [0.4381688230353112, -0.335242602790661], [0.41881588984623097, -0.3375777814138392], [0.399817070971982, -0.33896730805318886], [0.38121492891420544, -0.33983939081094566], [0.3630267841769943, -0.3397215224774268], [0.3452727634321095, -0.3390170569392355], [0.32797028957093916, -0.3376852235733333], [0.31113540107851567, -0.3358225844588063], [0.2947993038308407, -0.3331447447632149], [0.278963100076857, -0.32994865043684646], [0.2636110659240837, -0.326372091569551], [0.24878104678572016, -0.32227833346704077], [0.23447861593572042, -0.3176877129842624], [0.22067951706280373, -0.3127909442725415], [0.20744742628869625, -0.3073159030769287], [0.1946954825313414, -0.30167197553529546], [0.18251323639307396, -0.29555331227930015], [0.1708316163462955, -0.28920912114589264], [0.15968315963007848, -0.2825893038711864], [0.14908472611431536, -0.27565168822268843], [0.1389558243076622, -0.26862408934384435], [0.12939352264137222, -0.2612903074538736], [0.12030464469727814, -0.2538708378543676], [0.11174375750981744, -0.24625707417355333], [0.10368024311610397, -0.23853368101661263], [0.09605827523931257, -0.2308041753369678], [0.08895075470820762, -0.22295695454373612], [0.08224286300145457, -0.2151797524473591], [0.07592786377210616, -0.20748134025086232], [0.07001538394409794, -0.19984117041255678], [0.06444474551368445, -0.19234248347614827], [0.05934765274143816, -0.18480481747343355], [0.05457713630562446, -0.17741275531950373], [0.050047716855431496, -0.1702385132123213], [0.04594936018984395, -0.1630853995339891], [0.04215587416755465, -0.15606559593091784], [0.03863831662449875, -0.14921345337843134], [0.03534651120465448, -0.14255273445314534], [0.032237660553238595, -0.1361146445250187], [0.02940299856815627, -0.1298136756446275], [0.026758705000864726, -0.1237018278525912], [0.02427774262360117, -0.11779019950348124], [0.021959838245017356, -0.11205622608732482], [0.019857997933254896, -0.1064549156083489], [0.017920824501799618, -0.10101022401778348], [0.01614708186580982, -0.0957155856769921], [0.01454358146329013, -0.09056084792418866], [0.013083539248608006, -0.08555042387319108], [0.011748817056423458, -0.08069041539343337], [0.010549833899866252, -0.07598295558895962], [0.009452216641381444, -0.07141647561954455], [0.008410569991846866, -0.06700634914802914], [0.007442665073455101, -0.06274194777542229], [0.006591596655697192, -0.058602501111288216], [0.0058302455357178585, -0.05458923101940727], [0.005115834146428881, -0.050702489092347064], [0.0044215613361610895, -0.04694188318885532], [0.0037809281191093958, -0.04329643153432038], [0.0032206016198394636, -0.03975554419839951], [0.002721672873501568, -0.03631629985623695], [0.002270743844077389, -0.032981549661922765], [0.001859459890696238, -0.02975102809733512], [0.0014919195339654061, -0.02661789516707241], [0.0011925211306575197, -0.0235772085255609], [0.0009482558915088987, -0.02062819112999376], [0.0007217711232773081, -0.017771706547129545], [0.00046392840212120635, -0.015007987690038898], [0.00022939326552082214, -0.012331193833027571], [0.0001358313242933462, -0.009730315633065235], [7.183715486954949e-05, -0.007205335244822034], [2.6728472868543623e-05, -0.004755400680372654], [7.238849154583085e-06, -0.0023792660384782853], [0.0, 0.0], [2.25505573321284e-05, 0.0022285029372160446], [9.051177291390477e-05, 0.004587185854820606], [0.00021782676062882608, 0.007027480188990597], [0.0003786766208054196, 0.009541733812073329], [0.0005255111825720126, 0.012137912477019156], [0.0006950671855297415, 0.014818188519352172], [0.000892551591956728, 0.017582208092164375], [0.0011280470046508527, 0.020427950457500593], [0.0014438688755113605, 0.02335743247772037], [0.0018147941913164486, 0.026378690217747906], [0.002195049336088512, 0.029497804389209934], [0.002601954952078558, 0.03271467083002404], [0.003071484244071158, 0.036029082219972426], [0.0036250872807246687, 0.03943754673188562], [0.004236084720781881, 0.04294403990036182], [0.004871252101175559, 0.04656208046041317], [0.005529108998144577, 0.05029870434918228], [0.006234822503794922, 0.05414805478841689], [0.007036198709259, 0.05810496003012183], [0.007948208675908898, 0.062180622507306174], [0.00891194010310185, 0.06638818118226904], [0.009904069667496037, 0.0707453573159691], [0.010970351649609767, 0.07524295121224321], [0.01216632062292759, 0.0798737923146998], [0.013493776830079284, 0.08465016270147577], [0.014929355135135864, 0.08958358734888784], [0.01650929273428193, 0.09464823713063619], [0.018270343703850046, 0.09983909405220603], [0.020194610862587475, 0.10516904477516813], [0.022293548372406206, 0.11063405245443743], [0.0245856042609504, 0.11623277591454717], [0.02702097142659641, 0.12200220376240574], [0.02962181951769267, 0.12794651138531551], [0.0324345674626201, 0.1340449776269432], [0.03548022403653733, 0.14028445391149108], [0.038687557677087495, 0.146739086398863], [0.04210061730916999, 0.1533759403513072], [0.04580675711654641, 0.16014435690830595], [0.049820434210150616, 0.16702902200652156], [0.054119506603803456, 0.17406096543041802], [0.05872409298136474, 0.18122939714042707], [0.0636111437808332, 0.188576900318421], [0.06885290912011459, 0.19602575763203905], [0.07449132518292026, 0.2035324394851517], [0.08049105208857268, 0.21116006121953432], [0.08685396554334755, 0.21890264693323092], [0.0936308518295422, 0.22670165122338906], [0.10085032864826488, 0.23450042064837637], [0.10853732721629056, 0.242277740 | 3D array of the non-dimensional x and y airfoil coordinates of the airfoils interpolated along span for n_span stations.
rotorse.rc.web_start_nd | input |  | [[0.24727725566114558, 0.2575340010922135, 0.25920993675311416, 0.29294596745491147, 0.30692964790911076, 0.3188478133652299, 0.33426403494070495, 0.34564291614880505, 0.3492410069002326, 0.356378955421779, 0.36005351724489515, 0.36726353109410265, 0.37120473062913567, 0.3751093742808024, 0.38000530786873915, 0.38333522517388274, 0.3852471490427467, 0.387725467831641, 0.39057282110731806, 0.3894856680167424, 0.3947025490908726, 0.39359238669690455, 0.3966591924982631, 0.3964331888428503, 0.3964331888428503, 0.3964331888428504, 0.3964331888428504, 0.40087082644801886, 0.40515191952521395, 0.30868453872628726], [0.24727725566114558, 0.2575340010922135, 0.25920993675311416, 0.24141941080208573, 0.2512379120438545, 0.27158985624369353, 0.2813485124553761, 0.28844610047622793, 0.2944172261271639, 0.29657190271086087, 0.295216782623136, 0.29980069687540134, 0.30240990291670194, 0.30393004715863337, 0.3022354579015866, 0.300163519761425, 0.3037255503432532, 0.29593269621182167, 0.29963062949717784, 0.29560711093184355, 0.2879627635364019, 0.2871137476524621, 0.2780595942287453, 0.27791382932215797, 0.269716350380897, 0.261318492587797, 0.25272166997466666, 0.23494022262901046, 0.22576116575532898, 0.30868453872628726]] | 2D array of the non-dimensional start point defined along the outer profile of a web. The TE suction side is 0, the TE pressure side is 1. The first dimension represents each web, the second dimension represents each entry along blade span.
rotorse.rc.web_end_nd | input |  | [[0.7498395725131751, 0.7453976387886924, 0.7429294863121189, 0.7079377213110828, 0.693449344283781, 0.6758683030371325, 0.6694863568854699, 0.657737582861745, 0.6539099468127898, 0.6484535372099851, 0.6451778330800177, 0.637661016449798, 0.6340730285320205, 0.6304084567930213, 0.6247138816277006, 0.6207583874983139, 0.618277377228626, 0.6144005027074835, 0.6104792644673128, 0.6112047682002305, 0.6099264994908554, 0.6047205454802782, 0.6051206915798969, 0.6052012677533023, 0.6052012677533024, 0.6005192853178057, 0.6005192853178061, 0.6005192853178057, 0.5959981560819585, 0.6895415256506233], [0.7498395725131751, 0.7453976387886924, 0.7429294863121189, 0.759439108719152, 0.7405776173764275, 0.7303058055476204, 0.7224199063165678, 0.7148259233038572, 0.7087692273751898, 0.7078964352070983, 0.7096416227064685, 0.7049353885457346, 0.7026719622834525, 0.7011921634223615, 0.702260372512273, 0.7038220325844066, 0.699741049824865, 0.7064276775896323, 0.7019015787215546, 0.7056448133386122, 0.7125804524100174, 0.7122961053980216, 0.7205851815072908, 0.7289044657054156, 0.7289044657054153, 0.7373771646736582, 0.7460470838534453, 0.763969604755745, 0.7732163698932634, 0.6895415256506233]] | 2D array of the non-dimensional end point defined along the outer profile of a web. The TE suction side is 0, the TE pressure side is 1. The first dimension represents each web, the second dimension represents each entry along blade span.
rotorse.rc.layer_thickness | input | m | [[0.001, 0.001, 0.001, 0.001, 0.001, 0.001, 0.001, 0.001, 0.001, 0.001, 0.001, 0.001, 0.001, 0.001, 0.001, 0.001, 0.001, 0.001, 0.001, 0.001, 0.001, 0.001, 0.001, 0.001, 0.001, 0.001, 0.001, 0.001, 0.001, 0.001], [0.05, 0.0408222184063085, 0.03227313926048303, 0.024145972694482237, 0.015705569687762155, 0.008780100035772388, 0.00479635850055312, 0.0031297240664340336, 0.0022826917804419063, 0.0020369729079713524, 0.0020007460905738872, 0.002000037059269053, 0.002000000495532114, 0.0020000000000000608, 0.002, 0.002, 0.002, 0.002, 0.002, 0.002, 0.002, 0.002, 0.002, 0.002, 0.0017994981851164914, 0.0013159487984171954, 0.0010438809038808864, 0.001001931909619958, 0.001, 0.001], [0.0001, 0.004419878334477179, 0.015090822119312248, 0.030382105124484426, 0.04744079152205518, 0.06353773283159729, 0.07594813593145543, 0.08316374510452554, 0.08936990874530398, 0.09447030393782439, 0.09767621042889293, 0.09829737923548582, 0.09732816699112329, 0.09510225437702131, 0.09225052519827547, 0.08925817046710618, 0.08634924135483835, 0.08326351521775043, 0.07969892747853398, 0.07545926234514862, 0.06996616697984069, 0.06112109490616299, 0.04860983245173956, 0.03553265093318574, 0.024710213639477004, 0.01776948594807157, 0.01195955439742918, 0.006954287330510351, 0.003327560264074706, 0.0010000000000001236], [0.0001, 0.004419878334477179, 0.015090822119312248, 0.030382105124484426, 0.04744079152205518, 0.06353773283159729, 0.07594813593145543, 0.08316374510452554, 0.08936990874530398, 0.09447030393782439, 0.09767621042889293, 0.09829737923548582, 0.09732816699112329, 0.09510225437702131, 0.09225052519827547, 0.08925817046710618, 0.08634924135483835, 0.08326351521775043, 0.07969892747853398, 0.07545926234514862, 0.06996616697984069, 0.06112109490616299, 0.04860983245173956, 0.03553265093318574, 0.024710213639477004, 0.01776948594807157, 0.01195955439742918, 0.006954287330510351, 0.003327560264074706, 0.0010000000000001236], [0.0, 0.0, 0.0, 0.002996816779346709, 0.0029458128078817744, 0.002896551724137931, 0.0028472906403940877, 0.0027980295566502455, 0.0027487684729064037, 0.0026995073891625623, 0.002650246305418719, 0.0026009852216748765, 0.0025517241379310347, 0.0025024630541871933, 0.0024532019704433497, 0.0024039408866995075, 0.002354679802955666, 0.002305418719211824, 0.0022561576354679803, 0.002206896551724138, 0.002157635467980296, 0.002108374384236454, 0.0020591133004926104, 0.002012755077250901, 0.0, 0.0, 0.0, 0.0, 0.0, 0.0], [0.0, 0.0, 0.0, 0.014603445589732792, 0.027047460650643354, 0.03045990214853375, 0.03, 0.03, 0.03, 0.03, 0.03, 0.03, 0.03, 0.03, 0.03, 0.03, 0.029771622514482537, 0.022712924291608143, 0.01506313277081732, 0.007701969096218487, 0.004634878249282575, 0.0031057808675626557, 0.0020040105889382307, 0.0002636147262998891, 0.0, 0.0, 0.0, 0.0, 0.0, 0.0], [0.0, 0.0, 0.0, 0.014603445589732792, 0.027047460650643354, 0.03045990214853375, 0.03, 0.03, 0.03, 0.03, 0.03, 0.03, 0.03, 0.03, 0.03, 0.03, 0.029771622514482537, 0.022712924291608143, 0.01506313277081732, 0.007701969096218487, 0.004634878249282575, 0.0031057808675626557, 0.0020040105889382307, 0.0002636147262998891, 0.0, 0.0, 0.0, 0.0, 0.0, 0.0], [0.0, 0.0, 0.0, 0.059824922864068986, 0.05701970443349754, 0.054310344827586204, 0.05160098522167486, 0.048891625615763545, 0.04618226600985221, 0.0434729064039409, 0.04076354679802956, 0.03805418719211823, 0.03534482758620689, 0.03263546798029556, 0.02992610837438424, 0.027216748768472895, 0.02450738916256158, 0.021798029556650257, 0.019088669950738914, 0.016379310344827588, 0.013669950738916255, 0.010960591133004929, 0.008251231527093606, 0.005630111038532382, 0.0, 0.0, 0.0, 0.0, 0.0, 0.0], [0.0, 0.0, 0.0, 0.059824922864068986, 0.05701970443349754, 0.054310344827586204, 0.05160098522167486, 0.048891625615763545, 0.04618226600985221, 0.0434729064039409, 0.04076354679802956, 0.03805418719211823, 0.03534482758620689, 0.03263546798029556, 0.02992610837438424, 0.027216748768472895, 0.02450738916256158, 0.021798029556650257, 0.019088669950738914, 0.016379310344827588, 0.013669950738916255, 0.010960591133004929, 0.008251231527093606, 0.005630111038532382, 0.0, 0.0, 0.0, 0.0, 0.0, 0.0], [0.0, 0.0, 0.0, 0.059824922864068986, 0.05701970443349754, 0.054310344827586204, 0.05160098522167486, 0.048891625615763545, 0.04618226600985221, 0.0434729064039409, 0.04076354679802956, 0.03805418719211823, 0.03534482758620689, 0.03263546798029556, 0.02992610837438424, 0.027216748768472895, 0.02450738916256158, 0.021798029556650257, 0.019088669950738914, 0.016379310344827588, 0.013669950738916255, 0.010960591133004929, 0.008251231527093606, 0.005630111038532382, 0.0, 0.0, 0.0, 0.0, 0.0, 0.0], [0.0, 0.0, 0.0, 0.059824922864068986, 0.05701970443349754, 0.054310344827586204, 0.05160098522167486, 0.048891625615763545, 0.04618226600985221, 0.0434729064039409, 0.04076354679802956, 0.03805418719211823, 0.03534482758620689, 0.03263546798029556, 0.02992610837438424, 0.027216748768472895, 0.02450738916256158, 0.021798029556650257, 0.019088669950738914, 0.016379310344827588, 0.013669950738916255, 0.010960591133004929, 0.008251231527093606, 0.005630111038532382, 0.0, 0.0, 0.0, 0.0, 0.0, 0.0], [0.05, 0.0408222184063085, 0.03227313926048303, 0.024145972694482237, 0.015705569687762155, 0.008780100035772388, 0.00479635850055312, 0.0031297240664340336, 0.0022826917804419063, 0.0020369729079713524, 0.0020007460905738872, 0.002000037059269053, 0.002000000495532114, 0.0020000000000000608, 0.002, 0.002, 0.002, 0.002, 0.002, 0.002, 0.002, 0.002, 0.002, 0.002, 0.0017994981851164914, 0.0013159487984171954, 0.0010438809038808864, 0.001001931909619958, 0.001, 0.001], [0.0, 0.0, 0.0, 0.001996067786251817, 0.0019330628803245443, 0.001872210953346856, 0.001811359026369168, 0.001750507099391481, 0.0016896551724137933, 0.0016288032454361057, 0.0015679513184584176, 0.0015070993914807298, 0.0014462474645030427, 0.001385395537525355, 0.0013245436105476676, 0.0012636916835699796, 0.0012028397565922919, 0.0011419878296146041, 0.0010811359026369164, 0.001020283975659229, 0.0009594320486815414, 0.0008985801217038539, 0.0008377281947261663, 0.0007768762677484787, 0.0007160243407707911, 0.0006551724137931035, 0.000594320486815416, 0.0005380493880995532, 0.0, 0.0], [0.0, 0.0, 0.0, 0.04290038391837936, 0.041304259634888436, 0.03976267748478701, 0.038221095334685595, 0.036679513184584164, 0.035137931034482754, 0.03359634888438133, 0.032054766734279906, 0.0305131845841785, 0.02897160243407708, 0.02743002028397566, 0.025888438133874248, 0.02434685598377282, 0.022805273833671404, 0.021263691683569976, 0.020037030057826286, 0.02, 0.02, 0.02, 0.02, 0.02, 0.02, 0.02, 0.02, 0.02, 0.0, 0.0], [0.0, 0.0, 0.0, 0.001996067786251817, 0.0019330628803245443, 0.001872210953346856, 0.001811359026369168, 0.001750507099391481, 0.0016896551724137933, 0.0016288032454361057, 0.0015679513184584176, 0.0015070993914807298, 0.0014462474645030427, 0.001385395537525355, 0.0013245436105476676, 0.0012636916835699796, 0.0012028397565922919, 0.0011419878296146041, 0.0010811359026369164, 0.001020283975659229, 0.0009594320486815414, 0.0008985801217038539, 0.0008377281947261663, 0.0007768762677484787, 0.0007160243407707911, 0.0006551724137931035, 0.000594320486815416, 0.0005380493880995532, 0.0, 0.0], [0.0, 0.0, 0.0, 0.001996067786251817, 0.0019330628803245443, 0.001872210953346856, 0.001811359026369168, 0.001750507099391481, 0.0016896551724137933, 0.0016288032454361057, 0.0015679513184584176, 0.0015070993914807298, 0.0014462474645030427, 0.001385395537525355, 0.0013245436105476676, 0.0012636916835699796, 0.0012028397565922919, 0.0011419878296146041, 0.0010811359026369164, 0.001020283975659229, 0.0009594320486815414, 0.0008985801217038539, 0.0008377281947261663, 0.0007768762677484787, 0.0007160243407707911, 0.0006551724137931035, 0.000594320486815416, 0.0005380493880995532, 0.0, 0.0], [0.0, 0.0, 0.0, 0.04290038391837936, 0.041304259634888436, 0.03976267748478701, 0.038221095334685595, 0.036679513184584164, 0.035137931034482754, 0.03359634888438133, 0.032054766734279906, 0.0305131845841785, 0.02897160243407708, 0.02743002028397566, 0.025888438133874248, 0.02434685598377282, 0.022805273833671404, 0.021263691683569976, 0.020037030057826286, 0.02, 0.02, 0.02, 0.02, 0.02, 0.02, 0.02, 0.02, 0.02, 0.0, 0.0], [0.0, 0.0, 0.0, 0.001996067786251817, 0.0019330628803245443, 0.001872210953346856, 0.001811359026369168, 0.001750507099391481, 0.0016896551724137933, 0.0016288032454361057, 0.0015679513184584176, 0.0015070993914807298, 0.0014462474645030427, 0.001385395537525355, 0.0013245436105476676, 0.0012636916835699796, 0.0012028397565922919, 0.0011419878296146041, 0.0010811359026369164, 0.001020283975659229, 0.0009594320486815414, 0.0008985801217038539, 0.0008377281947261663, 0.0007768762677484787, 0.0007160243407707911, 0.0006551724137931035, 0.000594320486815416, 0.0005380493880995532, 0.0, 0.0]] | 2D array of the thickness of the layers of the blade structure. The first dimension represents each layer, the second dimension represents each entry along blade span.
rotorse.rc.layer_start_nd | input |  | [[0.0, 0.0, 0.0, 0.0, 0.0, 0.0, 0.0, 0.0, 0.0, 0.0, 0.0, 0.0, 0.0, 0.0, 0.0, 0.0, 0.0, 0.0, 0.0, 0.0, 0.0, 0.0, 0.0, 0.0, 0.0, 0.0, 0.0, 0.0, 0.0, 0.0], [0.0, 0.0, 0.0, 0.0, 0.0, 0.0, 0.0, 0.0, 0.005258518184427406, 0.01, 0.01, 0.01, 0.01, 0.01, 0.01, 0.01, 0.01, 0.01, 0.01, 0.01, 0.01, 0.01, 0.01, 0.01, 0.01, 0.01, 0.01, 0.01, 0.01, 0.01], [0.21972971318816067, 0.22976098652308571, 0.2295286062933169, 0.23267810779776843, 0.24298295944428294, 0.2623500446107045, 0.27090002859053136, 0.2761611026958766, 0.28324177661580113, 0.28653991141688673, 0.2886968185091356, 0.28725386355274524, 0.2914472743123232, 0.29228358868415116, 0.29226799794853325, 0.29090760562759743, 0.29127924127605265, 0.2843078189827025, 0.2816227861304419, 0.2824131244911994, 0.2729924902194028, 0.2684806511989201, 0.26343871989838635, 0.25914262351295164, 0.24777946369664167, 0.2420453940901392, 0.22844950064264827, 0.22231819958711785, 0.22463104703426198, 0.16764908950518048], [0.7222920300401903, 0.7176246242195645, 0.7132481558523217, 0.6971747247519217, 0.6827894814259637, 0.6719475019938582, 0.6641180301051983, 0.649440360885181, 0.6458885671645186, 0.6406894698675377, 0.6349498904414249, 0.6316153812041028, 0.6238885472207212, 0.6192584050068177, 0.613677268406438, 0.6096274429325803, 0.6040393353158142, 0.6045407890769601, 0.6008850549594132, 0.5939110205997511, 0.5960496484984011, 0.5921510029064695, 0.5886166862073133, 0.5845570833048461, 0.5864599611520521, 0.5807258915455498, 0.5807899874398788, 0.5817296730708333, 0.5910299577160575, 0.5485060764295165], [0.49999933459621543, 0.4999613786563075, 0.49968187267419334, 0.4707932463675792, 0.46901665107361684, 0.4691410070559485, 0.4696599289611836, 0.4689553670654596, 0.46769375824994097, 0.4666910932526923, 0.4650261546034342, 0.4630436551449999, 0.46156092590295694, 0.45989889271987977, 0.4572109749917459, 0.45463737156003003, 0.4522824999671613, 0.4494806802924329, 0.4464103652614179, 0.443267356329434, 0.4397193249182455, 0.4365853467565232, 0.43566314197592076, 0.43591142395648763, 0.49683998400205737, 0.4968399840020574, 0.4968399840020575, 0.49683998400205703, 0.49683998400205726, 0.4968399840020574], [0.0, 0.0, 0.0, 0.0, 0.0, 0.0, 0.0, 0.0, 0.0, 0.0, 0.0, 0.0, 0.0, 0.0, 0.0, 0.0, 0.0, 0.0, 0.0, 0.0, 0.0, 0.0, 0.0, 0.0, 0.0, 0.0, 0.0, 0.0, 0.0, 0.0], [1.0, 1.0, 1.0, 0.9469392535112678, 0.9444459787923614, 0.9436563703509959, 0.942696614072415, 0.9412382341558871, 0.9382984508350876, 0.93547172348605, 0.9321153926105189, 0.9283566330674886, 0.925066649646418, 0.9218054910022205, 0.9177270648757416, 0.9136857736597153, 0.909774550633955, 0.9054303366967935, 0.900901041328783, 0.8960728223226877, 0.8906399465993167, 0.8846900094636095, 0.8783663667938416, 0.8715066131866114, 1.0, 1.0, 1.0, 1.0, 1.0, 1.0], [0.0, 0.0, 0.0, 0.05306074648873214, 0.05555402120763862, 0.056343629649004086, 0.057303385927584945, 0.05876176584411291, 0.06170154916491246, 0.06452827651395002, 0.06788460738948111, 0.07164336693251135, 0.07493335035358195, 0.07819450899777942, 0.0822729351242584, 0.08631422634028468, 0.09022544936604499, 0.09456966330320647, 0.09909895867121703, 0.10392717767731233, 0.10936005340068333, 0.11530999053639045, 0.1216336332061584, 0.12849338681338868, 0.0, 0.0, 0.0, 0.0, 0.0, 0.0], [0.2748247981341305, 0.28530701566134137, 0.28889126721291136, 0.29635100358424704, 0.3096477848934493, 0.32996240018950945, 0.3396640917036333, 0.3466752217088121, 0.3572836356136961, 0.3639738432336268, 0.37015834737651293, 0.3732259038717589, 0.38136729473662156, 0.38611699948148653, 0.3909955200976434, 0.3944846772359391, 0.39954978051530665, 0.3977914149465503, 0.4005415365359024, 0.40712573770397426, 0.40422455430022286, 0.4068526398425886, 0.4093990797457765, 0.41333468768901804, 0.41151684823541296, 0.4172509178419156, 0.4172702954526671, 0.4234015965081973, 0.40711387466489274, 0.4497199879473941], [0.49999933459621543, 0.4999613786563075, 0.49968187267419334, 0.5273913759555602, 0.528274273695098, 0.5292408786815529, 0.5307835406172743, 0.5316345839658467, 0.5335087440258477, 0.5355212548675724, 0.5374364024855475, 0.5394632465396787, 0.5414898329467778, 0.5433063689841778, 0.5449687724576215, 0.5467058796563338, 0.5485229792909426, 0.5503549878158531, 0.5521159211773827, 0.5541185864940362, 0.5562075073685684, 0.557930751122299, 0.5580964501846599, 0.5577685440476264, 0.49683998400205737, 0.4968399840020574, 0.4968399840020575, 0.49683998400205703, 0.49683998400205726, 0.4968399840020574], [0.77738711498616, 0.7731706533578201, 0.772610816771916, 0.7608476205384002, 0.7494543068751299, 0.7395598575726631, 0.7328820932183001, 0.7199544798981163, 0.7199304261624135, 0.7181234016842777, 0.7164114193088023, 0.7175874215231165, 0.7138085676450197, 0.713091815804153, 0.7124047905555481, 0.7132045145409219, 0.7123098745550682, 0.7180243850408078, 0.7198038053648738, 0.7186236338125259, 0.7272817125792213, 0.730522991550138, 0.7345770460547034, 0.7387491474809126, 0.7501973456908233, 0.7559314152973261, 0.7696107822498975, 0.7828130699919128, 0.7735127853466883, 0.8305769748717302], [0.0, 0.0, 0.0, 0.0, 0.0, 0.0, 0.004146131452704074, 0.07368567796957642, 0.08, 0.08, 0.08, 0.08, 0.08, 0.08, 0.08, 0.08, 0.08, 0.08, 0.08, 0.08, 0.08, 0.08, 0.08, 0.08, 0.08, 0.08, 0.08, 0.08, 0.08, 0.08], [0.0, 0.0, 0.0, 0.0, 0.0, 0.0, 0.0, 0.0, 0.0, 0.0, 0.0, 0.0, 0.0, 0.0, 0.0, 0.0, 0.0, 0.0, 0.0, 0.0, 0.0, 0.0, 0.0, 0.0, 0.0, 0.0, 0.0, 0.0, 0.0, 0.0], [0.0, 0.0, 0.0, 0.0, 0.0, 0.0, 0.0, 0.0, 0.0, 0.0, 0.0, 0.0, 0.0, 0.0, 0.0, 0.0, 0.0, 0.0, 0.0, 0.0, 0.0, 0.0, 0.0, 0.0, 0.0, 0.0, 0.0, 0.0, 0.0, 0.0], [0.0, 0.0, 0.0, 0.0, 0.0, 0.0, 0.0, 0.0, 0.0, 0.0, 0.0, 0.0, 0.0, 0.0, 0.0, 0.0, 0.0, 0.0, 0.0, 0.0, 0.0, 0.0, 0.0, 0.0, 0.0, 0.0, 0.0, 0.0, 0.0, 0.0], [0.0, 0.0, 0.0, 0.0, 0.0, 0.0, 0.0, 0.0, 0.0, 0.0, 0.0, 0.0, 0.0, 0.0, 0.0, 0.0, 0.0, 0.0, 0.0, 0.0, 0.0, 0.0, 0.0, 0.0, 0.0, 0.0, 0.0, 0.0, 0.0, 0.0], [0.0, 0.0, 0.0, 0.0, 0.0, 0.0, 0.0, 0.0, 0.0, 0.0, 0.0, 0.0, 0.0, 0.0, 0.0, 0.0, 0.0, 0.0, 0.0, 0.0, 0.0, 0.0, 0.0, 0.0, 0.0, 0.0, 0.0, 0.0, 0.0, 0.0], [0.0, 0.0, 0.0, 0.0, 0.0, 0.0, 0.0, 0.0, 0.0, 0.0, 0.0, 0.0, 0.0, 0.0, 0.0, 0.0, 0.0, 0.0, 0.0, 0.0, 0.0, 0.0, 0.0, 0.0, 0.0, 0.0, 0.0, 0.0, 0.0, 0.0]] | 2D array of the non-dimensional start point defined along the outer profile of a layer. The TE suction side is 0, the TE pressure side is 1. The first dimension represents each layer, the second dimension represents each entry along blade span.
rotorse.rc.layer_end_nd | input |  | [[1.0, 1.0, 1.0, 1.0, 1.0, 1.0, 1.0, 1.0, 1.0, 1.0, 1.0, 1.0, 1.0, 1.0, 1.0, 1.0, 1.0, 1.0, 1.0, 1.0, 1.0, 1.0, 1.0, 1.0, 1.0, 1.0, 1.0, 1.0, 1.0, 1.0], [1.0, 1.0, 1.0, 1.0, 1.0, 1.0, 1.0, 1.0, 0.9947414818155725, 0.99, 0.99, 0.99, 0.99, 0.99, 0.99, 0.99, 0.99, 0.99, 0.99, 0.99, 0.99, 0.99, 0.99, 0.99, 0.99, 0.99, 0.99, 0.99, 0.99, 0.99], [0.2748247981341305, 0.28530701566134137, 0.28889126721291136, 0.29635100358424704, 0.3096477848934493, 0.32996240018950945, 0.3396640917036333, 0.3466752217088121, 0.3572836356136961, 0.3639738432336268, 0.37015834737651293, 0.3732259038717589, 0.38136729473662156, 0.38611699948148653, 0.3909955200976434, 0.3944846772359391, 0.39954978051530665, 0.3977914149465503, 0.4005415365359024, 0.40712573770397426, 0.40422455430022286, 0.4068526398425886, 0.4093990797457765, 0.41333468768901804, 0.41151684823541296, 0.4172509178419156, 0.4172702954526671, 0.4234015965081973, 0.40711387466489274, 0.4497199879473941], [0.77738711498616, 0.7731706533578201, 0.772610816771916, 0.7608476205384002, 0.7494543068751299, 0.7395598575726631, 0.7328820932183001, 0.7199544798981163, 0.7199304261624135, 0.7181234016842777, 0.7164114193088023, 0.7175874215231165, 0.7138085676450197, 0.713091815804153, 0.7124047905555481, 0.7132045145409219, 0.7123098745550682, 0.7180243850408078, 0.7198038053648738, 0.7186236338125259, 0.7272817125792213, 0.730522991550138, 0.7345770460547034, 0.7387491474809126, 0.7501973456908233, 0.7559314152973261, 0.7696107822498975, 0.7828130699919128, 0.7735127853466883, 0.8305769748717302], [0.49999933459621543, 0.4999613786563075, 0.49968187267419334, 0.5273913759555602, 0.528274273695098, 0.5292408786815529, 0.5307835406172743, 0.5316345839658467, 0.5335087440258477, 0.5355212548675724, 0.5374364024855475, 0.5394632465396787, 0.5414898329467778, 0.5433063689841778, 0.5449687724576215, 0.5467058796563338, 0.5485229792909426, 0.5503549878158531, 0.5521159211773827, 0.5541185864940362, 0.5562075073685684, 0.557930751122299, 0.5580964501846599, 0.5577685440476264, 0.49683998400205737, 0.4968399840020574, 0.4968399840020575, 0.49683998400205703, 0.49683998400205726, 0.4968399840020574], [0.0, 0.0, 0.0, 0.05306074648873214, 0.05555402120763862, 0.056343629649004086, 0.057303385927584945, 0.05876176584411291, 0.06170154916491246, 0.06452827651395002, 0.06788460738948111, 0.07164336693251135, 0.07493335035358195, 0.07819450899777942, 0.0822729351242584, 0.08631422634028468, 0.09022544936604499, 0.09456966330320647, 0.09909895867121703, 0.10392717767731233, 0.10936005340068333, 0.11530999053639045, 0.1216336332061584, 0.12849338681338868, 0.0, 0.0, 0.0, 0.0, 0.0, 0.0], [1.0, 1.0, 1.0, 1.0, 1.0, 1.0, 1.0, 1.0, 1.0, 1.0, 1.0, 1.0, 1.0, 1.0, 1.0, 1.0, 1.0, 1.0, 1.0, 1.0, 1.0, 1.0, 1.0, 1.0, 1.0, 1.0, 1.0, 1.0, 1.0, 1.0], [0.21972971318816067, 0.22976098652308571, 0.2295286062933169, 0.23267810779776843, 0.24298295944428294, 0.2623500446107045, 0.27090002859053136, 0.2761611026958766, 0.28324177661580113, 0.28653991141688673, 0.2886968185091356, 0.28725386355274524, 0.2914472743123232, 0.29228358868415116, 0.29226799794853325, 0.29090760562759743, 0.29127924127605265, 0.2843078189827025, 0.2816227861304419, 0.2824131244911994, 0.2729924902194028, 0.2684806511989201, 0.26343871989838635, 0.25914262351295164, 0.24777946369664167, 0.2420453940901392, 0.22844950064264827, 0.22231819958711785, 0.22463104703426198, 0.16764908950518048], [0.49999933459621543, 0.4999613786563075, 0.49968187267419334, 0.4707932463675792, 0.46901665107361684, 0.4691410070559485, 0.4696599289611836, 0.4689553670654596, 0.46769375824994097, 0.4666910932526923, 0.4650261546034342, 0.4630436551449999, 0.46156092590295694, 0.45989889271987977, 0.4572109749917459, 0.45463737156003003, 0.4522824999671613, 0.4494806802924329, 0.4464103652614179, 0.443267356329434, 0.4397193249182455, 0.4365853467565232, 0.43566314197592076, 0.43591142395648763, 0.49683998400205737, 0.4968399840020574, 0.4968399840020575, 0.49683998400205703, 0.49683998400205726, 0.4968399840020574], [0.7222920300401903, 0.7176246242195645, 0.7132481558523217, 0.6971747247519217, 0.6827894814259637, 0.6719475019938582, 0.6641180301051983, 0.649440360885181, 0.6458885671645186, 0.6406894698675377, 0.6349498904414249, 0.6316153812041028, 0.6238885472207212, 0.6192584050068177, 0.613677268406438, 0.6096274429325803, 0.6040393353158142, 0.6045407890769601, 0.6008850549594132, 0.5939110205997511, 0.5960496484984011, 0.5921510029064695, 0.5886166862073133, 0.5845570833048461, 0.5864599611520521, 0.5807258915455498, 0.5807899874398788, 0.5817296730708333, 0.5910299577160575, 0.5485060764295165], [1.0, 1.0, 1.0, 0.9469392535112678, 0.9444459787923614, 0.9436563703509959, 0.942696614072415, 0.9412382341558871, 0.9382984508350876, 0.93547172348605, 0.9321153926105189, 0.9283566330674886, 0.925066649646418, 0.9218054910022205, 0.9177270648757416, 0.9136857736597153, 0.909774550633955, 0.9054303366967935, 0.900901041328783, 0.8960728223226877, 0.8906399465993167, 0.8846900094636095, 0.8783663667938416, 0.8715066131866114, 1.0, 1.0, 1.0, 1.0, 1.0, 1.0], [1.0, 1.0, 1.0, 1.0, 1.0, 1.0, 0.995853868547296, 0.9263143220304236, 0.92, 0.92, 0.92, 0.92, 0.92, 0.92, 0.92, 0.92, 0.92, 0.92, 0.92, 0.92, 0.92, 0.92, 0.92, 0.92, 0.92, 0.92, 0.92, 0.92, 0.92, 0.92], [0.0, 0.0, 0.0, 0.0, 0.0, 0.0, 0.0, 0.0, 0.0, 0.0, 0.0, 0.0, 0.0, 0.0, 0.0, 0.0, 0.0, 0.0, 0.0, 0.0, 0.0, 0.0, 0.0, 0.0, 0.0, 0.0, 0.0, 0.0, 0.0, 0.0], [0.0, 0.0, 0.0, 0.0, 0.0, 0.0, 0.0, 0.0, 0.0, 0.0, 0.0, 0.0, 0.0, 0.0, 0.0, 0.0, 0.0, 0.0, 0.0, 0.0, 0.0, 0.0, 0.0, 0.0, 0.0, 0.0, 0.0, 0.0, 0.0, 0.0], [0.0, 0.0, 0.0, 0.0, 0.0, 0.0, 0.0, 0.0, 0.0, 0.0, 0.0, 0.0, 0.0, 0.0, 0.0, 0.0, 0.0, 0.0, 0.0, 0.0, 0.0, 0.0, 0.0, 0.0, 0.0, 0.0, 0.0, 0.0, 0.0, 0.0], [0.0, 0.0, 0.0, 0.0, 0.0, 0.0, 0.0, 0.0, 0.0, 0.0, 0.0, 0.0, 0.0, 0.0, 0.0, 0.0, 0.0, 0.0, 0.0, 0.0, 0.0, 0.0, 0.0, 0.0, 0.0, 0.0, 0.0, 0.0, 0.0, 0.0], [0.0, 0.0, 0.0, 0.0, 0.0, 0.0, 0.0, 0.0, 0.0, 0.0, 0.0, 0.0, 0.0, 0.0, 0.0, 0.0, 0.0, 0.0, 0.0, 0.0, 0.0, 0.0, 0.0, 0.0, 0.0, 0.0, 0.0, 0.0, 0.0, 0.0], [0.0, 0.0, 0.0, 0.0, 0.0, 0.0, 0.0, 0.0, 0.0, 0.0, 0.0, 0.0, 0.0, 0.0, 0.0, 0.0, 0.0, 0.0, 0.0, 0.0, 0.0, 0.0, 0.0, 0.0, 0.0, 0.0, 0.0, 0.0, 0.0, 0.0]] | 2D array of the non-dimensional end point defined along the outer profile of a layer. The TE suction side is 0, the TE pressure side is 1. The first dimension represents each layer, the second dimension represents each entry along blade span.
rotorse.rc.rho | input | kg/m**3 | [1235.0, 7800.0, 7850.0, 7200.0, 1940.0, 1220.0, 1940.0, 1940.0, 130.0, 1150.0, 1100.0] | 1D array of the density of the materials. For composites, this is the density of the laminate.
rotorse.rc.unit_cost | input | USD/kg | [7.23, 0.7, 0.9, 0.5, 1.87, 30.0, 3.0, 2.86, 13.0, 3.63, 9.0] | 1D array of the unit costs of the materials.
rotorse.rc.waste | input |  | [0.25, 0.0, 0.0, 0.0, 0.05, 0.05, 0.15, 0.15, 0.2, 0.0, 0.0] | 1D array of the non-dimensional waste fraction of the materials.
rotorse.rc.rho_fiber | input | kg/m**3 | [0.0, 0.0, 0.0, 0.0, 2535.5, 1800.0, 2535.5, 2535.5, 0.0, 0.0, 0.0] | 1D array of the density of the fibers of the materials.
rotorse.rc.ply_t | input | m | [1000000.0, 1000000.0, 1000000.0, 1000000.0, 0.005, 0.005158730158730159, 0.001, 0.001, 1000000.0, 1000000.0, 1000000.0] | 1D array of the ply thicknesses of the materials. Non-composite materials are kept at 0.
rotorse.rc.fwf | input |  | [0.0, 0.0, 0.0, 0.0, 0.7450682696347697, 0.15889029003783103, 0.7450682696347697, 0.7450682696347697, 0.0, 0.0, 0.0] | 1D array of the non-dimensional fiber weight fraction of the composite materials. Non-composite materials are kept at 0.
rotorse.rc.fvf | input |  | [0.0, 0.0, 0.0, 0.0, 0.57, 0.1076923076923077, 0.57, 0.57, 0.0, 0.0, 0.0] | 1D array of the non-dimensional fiber volume fraction of the composite materials. Non-composite materials are kept at 0.
rotorse.rc.roll_mass | input | kg | [0.0, 0.0, 0.0, 0.0, 0.0, 0.0, 181.4368, 181.4368, 0.0, 0.0, 0.0] | 1D array of the roll mass of the composite fabrics. Non-composite materials are kept at 0.
rotorse.rc.flange_adhesive_squeezed | input |  | 0.2 | Extra width of the adhesive once squeezed
rotorse.rc.flange_thick | input | m | 0.008 | Average thickness of adhesive
rotorse.rc.flange_width | input | m | 0.05 | Average width of adhesive lines
rotorse.rc.t_bolt_unit_cost | input | USD | 25 | Cost of one t-bolt
rotorse.rc.t_bolt_unit_mass | input | kg | 2.5 | Mass of one t-bolt
rotorse.rc.t_bolt_spacing | input | m | 0.15 | Spacing of t-bolts along blade root circumference
rotorse.rc.barrel_nut_unit_cost | input | USD | 12 | Cost of one barrel nut
rotorse.rc.barrel_nut_unit_mass | input | kg | 1.9 | Mass of one barrel nut
rotorse.rc.LPS_unit_mass | input | kg/m | 1 | Unit mass of the lightining protection system. Linear scaling based on the weight of 150 lbs for the 61.5 m NREL 5MW blade
rotorse.rc.LPS_unit_cost | input | USD/m | 40 | Unit cost of the lightining protection system. Linear scaling based on the cost of 2500$ for the 61.5 m NREL 5MW blade
rotorse.rc.root_preform_length | input |  | 0.01 | Percentage of blade length starting from blade root that is preformed and later inserted into the mold
rotorse.rc.build_layer | input | n/a | [0.0, 0.0, 1.0, 2.0, 3.0, 4.0, 5.0, 6.0, 6.0, 6.0, 6.0, 0.0, -1.0, -1.0, -1.0, -2.0, -2.0, -2.0] | 1D array of boolean values indicating how to build a layer.
rotorse.rc.mat_name | input | n/a | ['Gelcoat', 'steel', 'steel_drive', 'cast_iron', 'glass_uni', 'CarbonUD', 'glass_biax', 'glass_triax', 'medium_density_foam', 'resin', 'adhesive'] | 1D array of names of materials.
rotorse.rc.orth | input | n/a | [0.0, 0.0, 0.0, 0.0, 1.0, 1.0, 1.0, 1.0, 0.0, 0.0, 0.0] | 1D array of flags to set whether a material is isotropic (0) or orthtropic (1). Each entry represents a material.
rotorse.EA | output | N | [46955011241.63457, 38929541654.14363, 31245046116.98807, 27422489197.020782, 24256967800.6135, 22335949244.081696, 21761454468.810127, 21757806873.5628, 22361958843.933144, 23197564568.99342, 23746808473.953648, 23770041614.73873, 23485639556.588146, 22950049906.703545, 22277528563.099213, 21585534237.801914, 20904106275.59175, 19717986014.228493, 18403731957.03181, 16978207392.948053, 15587557886.834518, 13612820160.957462, 10912899644.659468, 8056466003.168923, 5646138034.460254, 4048197882.6726356, 2750364869.5109353, 1653827651.6601572, 772219704.6907939, 125351052.49187341] | Axial stiffness at the elastic center, using the convention of WISDEM solver PreComp.
rotorse.EIxx | output | N*m**2 | [152447041005.81354, 123885049423.5829, 87689244416.67537, 67628817452.914, 53730098605.57598, 42816299237.3693, 35175935596.476395, 31101562503.223156, 27960919565.770256, 26053092446.741512, 23911278310.151283, 21352666828.68384, 19863517514.955006, 18179100070.53058, 16407103365.840885, 14767248992.808565, 13454121172.521515, 9753484231.599968, 6654759037.965372, 4128152853.6159806, 2859669132.3488674, 2168326202.017179, 1612470835.4575334, 1018807859.7180663, 667849167.5824084, 443887172.3333252, 287723255.00088924, 180091850.70383027, 89055199.14175057, 1604958.3224954978] | Section lag (edgewise) bending stiffness about the XE axis, using the convention of WISDEM solver PreComp.
rotorse.EIyy | output | N*m**2 | [152571074336.57687, 126444751308.7186, 84822204905.05157, 52069796906.528984, 32563801464.361042, 26365948563.78844, 22016470549.574444, 17499879032.87115, 14264397467.248182, 13299407174.85244, 11885745062.097235, 9559047515.623337, 8338447905.671598, 7352191208.074787, 5867297682.1681185, 4697156479.163637, 3898846145.4559145, 3077359490.8835373, 2469845131.580229, 1992085817.7438984, 1539540658.6633968, 1109485621.7853956, 766082141.8232154, 516662407.01496327, 328497491.45845497, 207434977.2937268, 120250073.11769502, 59204054.69120774, 22268531.26144726, 186377.87655351695] | Section flap bending stiffness about the YE axis, using the convention of WISDEM solver PreComp.
rotorse.EIxy | output | N*m**2 | [2489735.5157205127, 2179370.163351699, 230270836.55212542, 1267479030.6813347, 1508202023.350552, 626058485.9561679, 596863396.8859992, 1337248384.7134762, 443395980.78824836, 373274524.1089517, 333165548.4750327, 322358381.01918226, 294734368.1921156, 295929384.45754963, 267364582.46727985, 239704528.7682502, 225844129.64453325, 166956826.44242853, 108269737.96915013, 57810135.366352245, 33737425.26004894, 26608209.505152337, 22398069.185878284, 16477769.766066734, 10372682.840311248, 6554344.15291609, 4006737.396035212, -985828.8312910654, 1137204.1869586904, 19899.907545893475] | Coupled flap-lag stiffness with respect to the XE-YE frame, using the convention of WISDEM solver PreComp.
rotorse.re.EA_EIxx | output | N*m | [-3.315945855434428e-06, -1.3153793345381904e-05, 8.158412571920174e-06, 104729749.13160609, 120722872.941921, 5907489.341475621, -220392709.4340523, -326021448.0929431, 57903496.90587168, -507052581.4084115, -480212183.007503, -401456350.2007133, -338637994.9332985, -279340727.8003072, -227986897.4696807, -182246508.87363568, -142969008.209545, -84176872.62175372, 6944404.78708817, -16515208.69754326, 1794965.148219821, 1242000.1378979785, 712865.6858919137, 370560.2487797043, 714716.3685128083, 303154.1333838552, 464070.7232121134, 434600.19361813157, -5.436959327198565e-09, -8.326423994731158e-10] | Coupled axial-lag stiffness with respect to the XE-YE frame, using the convention of WISDEM solver PreComp.
rotorse.re.EA_EIyy | output | N*m | [-2.2417400512003962e-05, 8.570720712015754e-06, -3.284810366236824e-05, 4769695.311695195, 4438079.223034342, 4358874.855787662, 1660826.6076506271, -1009506.6090515379, 1046027.540733417, 2150969.4127152935, 2150431.7651808104, 1368299.4492428172, 1022672.4025031737, 475740.1987240196, 537963.034841312, 743347.3514199035, 765566.8181404085, 610890.3526341228, 58916.59892288897, 205468.0891472311, 23325.222844417633, 23213.71740186232, 16082.524477384657, 14354.274777301674, 8691.931978382734, -358.89090939487505, -3473.7788734076894, -6773.357526475596, 5.095390065434913e-08, -1.212274725048701e-09] | Coupled axial-flap stiffness with respect to the XE-YE frame, using the convention of WISDEM solver PreComp.
rotorse.re.EIxx_GJ | output | N*m**2 | [0.0, 0.0, 0.0, 0.0, 0.0, 0.0, 0.0, 0.0, 0.0, 0.0, 0.0, 0.0, 0.0, 0.0, 0.0, 0.0, 0.0, 0.0, 0.0, 0.0, 0.0, 0.0, 0.0, 0.0, 0.0, 0.0, 0.0, 0.0, 0.0, 0.0] | Coupled lag-torsion stiffness with respect to the XE-YE frame, using the convention of WISDEM solver PreComp.
rotorse.re.EIyy_GJ | output | N*m**2 | [-0.0, -0.0, -0.0, -0.0, -0.0, -0.0, -0.0, -0.0, -0.0, -0.0, -0.0, -0.0, -0.0, -0.0, -0.0, -0.0, -0.0, -0.0, -0.0, -0.0, -0.0, -0.0, -0.0, -0.0, -0.0, -0.0, -0.0, -0.0, -0.0, -0.0] | Coupled flap-torsion stiffness with respect to the XE-YE frame, using the convention of WISDEM solver PreComp.
rotorse.re.EA_GJ | output | N*m | [0.0, 0.0, 0.0, 0.0, 0.0, 0.0, 0.0, 0.0, 0.0, 0.0, 0.0, 0.0, 0.0, 0.0, 0.0, 0.0, 0.0, 0.0, 0.0, 0.0, 0.0, 0.0, 0.0, 0.0, 0.0, 0.0, 0.0, 0.0, 0.0, 0.0] | Coupled axial-torsion stiffness with respect to the XE-YE frame, using the convention of WISDEM solver PreComp.
rotorse.GJ | output | N*m**2 | [89285295729.91045, 71843551225.35439, 45209384031.073875, 23200198852.576187, 10484703770.505339, 4949665801.65982, 2203889424.5282645, 1062442183.0764368, 605022335.4606236, 475430636.6220679, 401076602.857337, 320563565.7013598, 273079227.1529963, 241936417.61617556, 196048805.0233162, 157809617.9152388, 135058701.60331902, 106607821.43623933, 83331303.88129354, 64916382.3581066, 48457086.870477535, 35991862.330489494, 27404600.59381147, 17231985.876378473, 11433765.296413062, 7893395.420282953, 5514062.151837239, 4118171.5943615283, 2875454.9734614715, 46907.4682122863] | Section torsion stiffness at the elastic center, using the convention of WISDEM solver PreComp.
rotorse.rhoA | output | kg/m | [3189.1630053030526, 2595.8416816397425, 1950.1270826098055, 1630.3639667933808, 1171.1756569293618, 833.8846194236974, 637.5096104669854, 540.7568401389406, 495.9416686218484, 483.22938197957876, 474.1559692576679, 460.0586828942959, 446.0171910376322, 430.56802227377045, 412.66007005433704, 395.8660601982442, 380.21654417064974, 343.82727832710395, 305.873735133298, 268.4725401502033, 241.12136497813407, 211.54010335218308, 175.6368929088135, 137.32265859242122, 101.30208542552921, 73.9195616189364, 53.725462545275306, 39.1597130038487, 24.77769307340705, 5.685106965064248] | Section mass per unit length, using the convention of WISDEM solver PreComp.
rotorse.rhoJ | output | kg*m | [20720.931487800066, 16700.035005995305, 10867.901542223299, 7186.334164952314, 4576.327915650231, 3100.821522887336, 2223.838596110434, 1746.7761857265473, 1444.0273914323507, 1293.0871744844974, 1149.2856546963308, 993.7103090502228, 894.8139662393671, 801.0319428390508, 698.6049572493512, 610.16358599087, 541.7988924517693, 406.8691655746151, 291.4140738589026, 193.0542846408212, 136.18802783189082, 102.04799975936405, 76.28876724295402, 51.382228575617354, 34.111644360371365, 22.23722367052529, 14.555402150702019, 10.125872088659678, 6.296593003466418, 0.1096972461340094] | polar mass moment of inertia per unit length, using the convention of WISDEM solver PreComp.
rotorse.re.Tw_iner | output | deg | [9.355047579468952, 16.756033156652443, 16.05975266731886, 15.021153538094, 13.228992826240042, 11.296134304711074, 9.868627548650828, 9.0471620534148, 7.458851833964618, 6.45588695804236, 5.586279420446115, 4.865003775001059, 4.260313038388927, 3.775705176379997, 3.20422552118327, 2.6662198984619416, 2.2307411769842855, 1.8221349032599847, 1.4180986947192407, 1.0429334823229417, 0.5272440832838485, -0.10236297819448413, -0.6999455399019299, -1.0453929423961201, -1.3460681021802836, -1.4108127014987228, -1.380318942098209, -1.514509166861262, -1.0047433485486024, -0.6037554870296088] | Orientation of the section principal inertia axes with respect the blade reference plane, using the convention of WISDEM solver PreComp.
rotorse.re.x_tc | output | m | [-8.027883552662911e-06, -7.188288000175769e-05, 0.0021992724905428177, 0.013096832715325609, 0.020290159895450112, 0.021547212373675108, 0.01929534820748717, 0.01684376161333804, 0.0186797884919121, 0.009410667927995579, 0.006947226584441801, 0.005185245376621286, 0.0032031198444016293, 0.0006835285140208305, 0.003531043775429199, 0.007293933072390139, 0.009935322281306308, 0.014453412876058658, 0.01901220372897476, 0.022790201889502676, 0.028791156425075626, 0.03513066899958831, 0.03800225865904756, 0.03651476332715335, 0.03462388034161442, 0.032381357222084683, 0.030278132504041093, 0.028356321296123508, 0.025703977842704694, 0.007053633935906409] | X-coordinate of the tension-center offset with respect to the XR-YR axes, using the convention of WISDEM solver PreComp.
rotorse.re.y_tc | output | m | [-0.02379592521359629, 0.09295472258375528, 0.14602470334171952, 0.27470288535479115, 0.4368489926471892, 0.4743810613222208, 0.46625885720033206, 0.392468059587261, 0.388202522695566, 0.3428187578611082, 0.29916980761849465, 0.3119958029056409, 0.27853150905862456, 0.2676910925316084, 0.26917900360222824, 0.26935272181161585, 0.24303481645703068, 0.21764413210288697, 0.1547865159329157, 0.06864041297609468, 0.07437776140303509, 0.0552742497215524, 0.04152535724149841, 0.01467125129878032, 0.039027370656526894, 0.017661181520430714, 0.028310321182211984, 0.03017541667246783, 0.04345995114388483, 0.017353494470028333] | Chordwise offset of the section tension-center with respect to the XR-YR axes, using the convention of WISDEM solver PreComp.
rotorse.re.x_cg | output | m | [-8.056568811546645e-06, -6.895182813227437e-05, 0.0021587511188516403, 0.014288585661020417, 0.027705743403070922, 0.03313362864839968, 0.036118415269779214, 0.03570910324904907, 0.03381221152068748, 0.025660751290380986, 0.02272080743194947, 0.02058571575254581, 0.01813356236617557, 0.01617540576231372, 0.018047300682719456, 0.020439561251681906, 0.022145630724565633, 0.024191414034554055, 0.026361032236781053, 0.02795923949763721, 0.03213171978016395, 0.0369183974867461, 0.038938912975780636, 0.03737833339253815, 0.035543229974998626, 0.03323436219771017, 0.031023751012976532, 0.02895652605481401, 0.02643996226533939, 0.007047666963741215] | X-coordinate of the center-of-mass offset with respect to the XR-YR axes, using the convention of WISDEM solver PreComp.
rotorse.re.y_cg | output | m | [-0.02380351620139819, 0.09489737780120105, 0.15731088189772918, 0.2828325320851029, 0.5185954352127938, 0.7193766780853544, 0.8405139300428153, 0.8386546525465874, 0.8732564329934763, 0.8373852057673384, 0.7919327929264488, 0.7848265257923617, 0.7557087557089286, 0.7378479588044979, 0.7317144172538342, 0.7206786560410374, 0.6871014963708391, 0.5892984822257034, 0.45197041586956754, 0.29066397869379884, 0.2411890450455625, 0.20041201224300625, 0.17534149977272334, 0.12826266697615785, 0.1487083468019584, 0.12301338972900983, 0.12137224849760223, 0.12320746339503999, 0.14403000462656432, 0.03802185942005197] | Chordwise offset of the section center of mass with respect to the XR-YR axes, using the convention of WISDEM solver PreComp.
rotorse.re.flap_iner | output | kg/m | [10360.933574376088, 8275.131454814797, 4906.015063433514, 2595.806528187639, 1194.506640697897, 685.6464500238815, 432.75515692043757, 295.32231608442396, 218.1424554749571, 193.5534675855269, 168.33374060936785, 132.76154936411552, 113.9023745306232, 99.44354869405947, 78.50845216522845, 62.21949192820148, 51.42379561018578, 40.25790617081606, 32.08033660105899, 25.84152014395697, 19.937618238137148, 14.494307538112714, 10.258501884652777, 7.256033880722605, 4.807624457283433, 3.0627099954539734, 1.860786337577009, 1.0635991349650689, 0.5354494029869654, 0.00707253872884904] | Section flap inertia about the Y_G axis per unit length, using the convention of WISDEM solver PreComp.
rotorse.re.edge_iner | output | kg/m | [10359.997913423978, 8424.903551180509, 5961.886478789785, 4590.527636764675, 3381.8212749523345, 2415.1750728634543, 1791.0834391899966, 1451.4538696421232, 1225.8849359573935, 1099.5337068989704, 980.9519140869629, 860.9487596861072, 780.9115917087439, 701.5883941449913, 620.0965050841228, 547.9440940626686, 490.37509684158357, 366.61125940379907, 259.3337372578436, 167.21276449686422, 116.25040959375367, 87.55369222125134, 66.03026535830125, 44.12619469489475, 29.304019903087934, 19.174513675071317, 12.69461581312501, 9.06227295369461, 5.7611436004794525, 0.10262470740516036] | Section lag inertia about the X_G axis per unit length, using the convention of WISDEM solver PreComp.
rotorse.re.generate_KI.theta | input | deg | [0.0, 0.0, 0.0, 0.0, 0.0, 0.0, 0.0, 0.0, 0.0, 0.0, 0.0, 0.0, 0.0, 0.0, 0.0, 0.0, 0.0, 0.0, 0.0, 0.0, 0.0, 0.0, 0.0, 0.0, 0.0, 0.0, 0.0, 0.0, 0.0, 0.0] | Aerodynamic twist angle at each section (positive decreases angle of attack)
rotorse.theta | output | deg | [15.594553019711718, 15.488273108365346, 14.713531241787173, 13.333617291568489, 11.643494554580991, 9.927004257169598, 8.44548693054192, 7.3009984177000185, 6.228888266329779, 5.229058385210933, 4.345869365684452, 3.60679150889092, 2.979819494333284, 2.4229574992772958, 1.9243945072809059, 1.4686902287805776, 1.056535430608546, 0.6927184228293561, 0.3553347025744226, 0.018330216556389917, -0.35588511834324404, -0.8310248222211819, -1.3743361006713517, -1.8520979156145951, -2.1407698795062395, -2.1741333308415802, -2.1073589596622617, -1.9479166540529262, -1.6623005276253076, -1.2423877062729698] | Twist angle at each section (positive decreases angle of attack)
rotorse.re.section_offset_y | input | m | [2.6236363636363635, 2.4995804987150767, 2.3762361856440886, 2.2616477449128607, 2.1584497140857244, 2.0527710922856235, 1.952796634528913, 1.858529292627196, 1.7534662289999945, 1.6448872401139045, 1.5446112372339533, 1.4587998049500115, 1.3798062735755259, 1.3032468381474656, 1.2339289290107218, 1.172876784888303, 1.1214371480080307, 1.0768800212332912, 1.038540793587187, 1.0041865174763036, 0.9713554292056902, 0.9397702013886831, 0.9085814579098136, 0.8751958529583892, 0.8396456162002742, 0.8026938753665375, 0.7632802345290842, 0.7203550881905245, 0.6752146602742011, 0.1840909090909091] | 1D array of the airfoil position relative to the reference axis, specifying the distance in meters along the chordline from the reference axis to the leading edge. 0 means that the airfoil is pinned at the leading edge, a positive offset means that the leading edge is upstream of the reference axis in local chordline coordinates, and a negative offset that the leading edge aft of the reference axis.
rotorse.re.coord_xy_interp | input |  | [[[1.0, -5.228293926268224e-16], [0.9994296839925828, -0.022259740711558177], [0.9980630178329651, -0.04445803489546769], [0.9955739142666737, -0.0665618134473914], [0.9920863097495596, -0.08851982053258163], [0.9876861486750573, -0.11027527223126012], [0.9823305251706396, -0.1317843709197388], [0.9760119083356915, -0.1530066176350885], [0.9687874672983805, -0.1738868028054739], [0.9606748602592401, -0.19437934848935778], [0.9516753587636769, -0.2144496858898974], [0.9418276527462444, -0.23405837873056085], [0.9311752953551309, -0.2531529758653068], [0.9197303974311781, -0.2717058715241765], [0.9075245591947199, -0.2896910384273745], [0.8946104080703081, -0.3070575403137143], [0.8810096964994352, -0.3237794960574165], [0.866747905197194, -0.339839087916958], [0.8518902581712053, -0.35520047541186606], [0.8364694626214207, -0.3698431374689817], [0.8205134859436981, -0.3837614939542973], [0.8040738322175812, -0.39691489811790015], [0.7871915298856534, -0.4092893400643106], [0.7698979191015535, -0.4208940017028426], [0.7522523412351593, -0.43170364047579557], [0.7342913491785575, -0.44170411642042817], [0.7160449249557642, -0.45091629501054464], [0.6975716400331089, -0.45931119239150625], [0.6789061864336874, -0.466891833699312], [0.6600803126205398, -0.4736931268620854], [0.6411475171372123, -0.4796641292900073], [0.6221376509688521, -0.4848434334715212], [0.6030879981944149, -0.4892689245320695], [0.5840450421189749, -0.49287710440089977], [0.5650308976870032, -0.4957710179013429], [0.5460886027795995, -0.49790677272002765], [0.5272486739168989, -0.49920523096536945], [0.508535950506088, -0.4999001471231513], [0.48999235547038833, -0.49986512233616703], [0.4716321145068305, -0.49915299052333634], [0.45349250374434763, -0.4978655748478763], [0.43559330289767306, -0.49584922139645754], [0.41795606561694243, -0.49322020425743757], [0.40060974844257635, -0.4900340177148858], [0.38356093160600935, -0.4862406543812106], [0.3668432157337161, -0.4819531220757106], [0.35045731632050314, -0.4771070365916879], [0.33443448400863013, -0.47180161714763363], [0.3187741003293152, -0.465997503105357], [0.3034996231212948, -0.4597718336399732], [0.2886112935656476, -0.45311101277459825], [0.27412438666566624, -0.44607147267604036], [0.26004145552371905, -0.43865399658656523], [0.2463748720159175, -0.43089728807614147], [0.23312344393883352, -0.4228128921543159], [0.22029377781042306, -0.41444216059030153], [0.20788328296533118, -0.4057907314202666], [0.19590295639164573, -0.39689711005990247], [0.18434125306662855, -0.3877630289328062], [0.17321393095416077, -0.3784327818575115], [0.16249917612963843, -0.3689016855353164], [0.15221460277725932, -0.35922081920480586], [0.14233175939897136, -0.34938179497549954], [0.13287211153919, -0.3394286782901919], [0.12380643962975976, -0.3293594524047539], [0.11514762338607656, -0.3192023645100907], [0.10688720880274838, -0.30897183476900875], [0.09900711152156341, -0.2986754406431282], [0.09152340438534401, -0.28834653723959136], [0.08439704281722242, -0.2779791205220024], [0.0776464790199521, -0.26760420577043886], [0.07124790821202077, -0.25722921245277414], [0.06518786629737473, -0.24686109008276283], [0.05948747212742032, -0.23652443301269652], [0.05410024641809, -0.2262139012738714], [0.049037878670187655, -0.21594907486257178], [0.044300349757333976, -0.20574524647381487], [0.039842359734680484, -0.19559765442820762], [0.035689975243613004, -0.18552550330330408], [0.0318292350050659, -0.1755359887530568], [0.028220007205789974, -0.16562693673246215], [0.024892524779269766, -0.15581522149021937], [0.021828668303003517, -0.1461056218157035], [0.018984694713133153, -0.13649533799824295], [0.016392191702033498, -0.1269983005811027], [0.014044634634199048, -0.11762077059006068], [0.011879824984634942, -0.10835684703907963], [0.00993094518736226, -0.09921662146203766], [0.008219407957347493, -0.09020841012942249], [0.0066583862213787865, -0.08132543510984099], [0.005267741928506431, -0.07257222340427001], [0.00409515753852961, -0.06395640173157158], [0.0030987885971364196, -0.05547801302110005], [0.0021966077355110324, -0.04713200469997591], [0.0014626417630186888, -0.038924405260417023], [0.0009644846082979224, -0.030860610171394718], [0.0005993738679828514, -0.022936235945969066], [0.0002900866455990823, -0.015148765877396714], [7.807077883024657e-05, -0.007502222076493378], [0.0, 0.0], [7.804120611659719e-05, 0.007500736220690077], [0.0002898787241920041, 0.015142758486887441], [0.000598775316682048, 0.022922584561419372], [0.000963326351634835, 0.03083611939777482], [0.0014596682128281925, 0.03888574897117924], [0.002190976364499905, 0.047075815990683056], [0.0030899784195977838, 0.05540088812816734], [0.0040827111247031585, 0.06385488643689734], [0.005248531243836643, 0.07244263446468859], [0.006631282230012606, 0.08116423659691048], [0.008183684298590573, 0.09001209900857182], [0.009883614168490653, 0.09898142028662286], [0.011817640154723611, 0.10807902374749316], [0.01396619932168302, 0.1172968915532844], [0.016295142079104163, 0.1266248185078847], [0.018863193778115264, 0.13606823481979582], [0.02168071375327755, 0.14562174107393758], [0.02471591629586298, 0.15527150565279574], [0.028006440010586352, 0.1650191265391525], [0.03157625589149645, 0.17486145042023296], [0.03539483961687758, 0.18478174850035556], [0.03949498254800754, 0.19478045115068363], [0.04389792827815823, 0.20485282604936875], [0.04857580757377651, 0.21497933573681455], [0.053567991613811754, 0.22516324887670366], [0.058881821148870805, 0.23539257539832661], [0.06450016290273135, 0.24564586185495754], [0.07046920463911449, 0.2559288096954281], [0.07677403099247093, 0.2662200889663396], [0.08341621271683673, 0.2765073937902718], [0.09042901951906561, 0.28678971177956086], [0.0977906533229447, 0.29703436159541413], [0.10553618719874776, 0.30724577033016703], [0.11365876004177941, 0.31739779819794195], [0.12216148331893956, 0.32747251411893785], [0.1310674986027348, 0.33746715509188474], [0.14035464992188373, 0.3473464005305412], [0.15005511078613856, 0.35711729389225577], [0.16014896266156226, 0.3667368291462652], [0.17065818789963985, 0.37620901617836566], [0.181574957422924, 0.38549542027777267], [0.19290757140963558, 0.39458324766597075], [0.20465763457781186, 0.40345225285920333], [0.21681735306942435, 0.4120736546751029], [0.22939648396347811, 0.4204412604055216], [0.24237780069407988, 0.4285157291249229], [0.25577362426833844, 0.43629701405132887], [0.2695667856328992, 0.4437307842367116], [0.2837657972261352, 0.4508257189736272], [0.29834798288780395, 0.457529313046837], [0.3133189787852679, 0.46384827499917675], [0.3286584618928104, 0.4697270339484697], [0.3443649416455463, 0.4751660894880115], [0.3604197737256814, 0.480124895665173], [0.37681123376695697, 0.4845801569487354], [0.3935252510207292, 0.48853802379954264], [0.41053864255357086, 0.4919162868719799], [0.4278432324908231, 0.4947936897726825], [0.4454066634681981, 0.49700186546594954], [0.46322225410302975, 0.4986945279258362], [0.4812515456557157, 0.4995759574617022], [0.49948102667173666, 0.49999959595885196], [0.5178795830856975, 0.4996098999639328], [0.53641763136701, 0.49871925440459125], [0.5550757049095608, 0.4969470954598009], [0.5738084272426077, 0.49454680736168694], [0.5925967311050585, 0.4913424955847996], [0.6114013775535108, 0.48742771367820337], [0.6301864306052414, 0.48276379079159115], [0.648926781663159, 0.47729943602739405], [0.6675702064249728, 0.4710909063826163], [0.6860884295909518, 0.4640855644485798], [0.7044453890439168, 0.4562851535303835], [0.722592093722966, 0.44772115413233077], [0.7405018004535244, 0.4383571285236732], [0.7581254571228347, 0.4282123442390851], [0.7754210143761534, 0.4173028842750689], [0.7923623735876001, 0.4056139761112096], [0.8088945461516956, 0.3931735469910264], [0.8249746330148909, 0.37999039194943635], [0.8405769522734091, 0.36606263907410247], [0.8556527588088183, 0.3514331465234179], [0.8701628988827118, 0.33611786369580327], [0.8840850330712717, 0.3201256148355837], [0.8973612142623708, 0.3034905059583089], [0.9099546800766618, 0.2862409686609341], [0.921851471402547, 0.26839650792968384], [0.9330128366584268, 0.2500014055184513], [0.9433892789690503, 0.23108884233257737], [0.9529731538505595, 0.2116848082416565], [0.9617431308270605, 0.19183234032607036], [0.9696406906754642, 0.17157715881862903], [0.9766642158986641, 0.15095167052848088], [0.9828150771120139, 0.12999562103203396], [0.9880284400451029, 0.1087652991581767], [0.992304836603751, 0.08729993375043676], [0.9956935187759139, 0.06563977190440679], [0.9981204893400154, 0.04383945814142799], [0.9994430379087048, 0.021949651396883253], [1.0, -5.268286851570632e-16]], [[1.0, 1.7897811119669052e-05], [0.9990809117031884, -0.022228090825207984], [0.9961721630063859, -0.04410350968066318], [0.9922686754851797, -0.0659215711854088], [0.9875159955715765, -0.08789243976094208], [0.9819784764121089, -0.10972855935189753], [0.9755897088267382, -0.13132651542761478], [0.9683270381879465, -0.15262818869640776], [0.9602212545783497, -0.17355509558200646], [0.9513041422534144, -0.19409999516002965], [0.9415445552819941, -0.2141790940505887], [0.9309808657504843, -0.23376257360386174], [0.9196493623384566, -0.2527976538012731], [0.9075491245121619, -0.27123814141372105], [0.8947198854179729, -0.28907732080682996], [0.8812088629837693, -0.3062593149708355], [0.8670368258396942, -0.3227566078473381], [0.8522334546807107, -0.3385579884585285], [0.8368650431126397, -0.35363407654690876], [0.8209679513221269, -0.3679720263833508], [0.8045671724461785, -0.38155520980561214], [0.7877153160820018, -0.3943383333205755], [0.7704663437880499, -0.40633671809892496], [0.7528361328114624, -0.4175188176942967], [0.7348963825516471, -0.4279128914245938], [0.7166734021465863, -0.4374567993354544], [0.6982057236876973, -0.4462050430190056], [0.6795519716796501, -0.45414154520036], [0.660745533374571, -0.4612596856464057], [0.641817424628307, -0.46757749900061957], [0.6228216586715186, -0.4730951415701499], [0.6037872875028354, -0.47779569478129924], [0.584750653902754, -0.4817576037867934], [0.5657563138386041, -0.48491702619033394], [0.5468262542597927, -0.4873786557855394], [0.5280038258676216, -0.48907065016682283], [0.5093169878624744, -0.48995199097799697], [0.4907863469887845, -0.490250879901559], [0.47245531155151077, -0.4898356976679347], [0.4543376172339583, -0.4887567048870747], [0.4364645338325695, -0.4871261399198292], [0.41886261469687674, -0.48477444050129576], [0.4015406332031675, -0.48184840913953497], [0.3845370841968586, -0.4783691713018934], [0.36784940137605954, -0.47431361445559833], [0.3515127376636817, -0.4697815243595423], [0.33553029277511287, -0.4647087079065905], [0.31992085506634993, -0.45920762389708913], [0.3046966107434669, -0.4532215477465971], [0.28986772723945325, -0.44684149600394607], [0.275441868440594, -0.4400446126862895], [0.26142937317888276, -0.43289063971852487], [0.2478257591016065, -0.42538894918737924], [0.23465209542534454, -0.4175653862089521], [0.22189288616008707, -0.4094464855965244], [0.20955384646663905, -0.4010707923866621], [0.19763421241636406, -0.39244130756567713], [0.1861369072438744, -0.38360030240252774], [0.1750689864164904, -0.3745338220922249], [0.16442675155235606, -0.3652980757992934], [0.15417972883387462, -0.3558941788517265], [0.14436962372984388, -0.3463531013249215], [0.13495438727092968, -0.33667602487660175], [0.1259505535673522, -0.3269064988277662], [0.11732520140225587, -0.31704429844903187], [0.10908528775004159, -0.30711794545841054], [0.10123544521932637, -0.2971338153510387], [0.09374884624846393, -0.2871029244329559], [0.08663751738288371, -0.2770570368720433], [0.07986662251818219, -0.2669885648184787], [0.07346152113526275, -0.25692268336022483], [0.06739410565372389, -0.24686814256779413], [0.061652321773808444, -0.23683086599633998], [0.056257358373520694, -0.22683290908532228], [0.05116346416339908, -0.21686961535700897], [0.04637849733335639, -0.20695974193639188], [0.04190357481891343, -0.19711773401229443], [0.037693769778433944, -0.18733816987120466], [0.03376738324559917, -0.17764013109984358], [0.03011413876403313, -0.16802951072679956], [0.026702406338654328, -0.15850266979879826], [0.02355761802228544, -0.14907543151576708], [0.0206588186353494, -0.13975222993940395], [0.01796271294396925, -0.1305304469121277], [0.01550388113515292, -0.1214222186213136], [0.013280631150410598, -0.11243256941791681], [0.011232819232381506, -0.10355581988234656], [0.0093888262724301, -0.09480162547893725], [0.00776760605443381, -0.08617774040578152], [0.006289344061423029, -0.07767735036275736], [0.004975663726913648, -0.06930431915507058], [0.0038690963617287254, -0.061065713430143304], [0.002925909720831884, -0.05296165854949873], [0.0020644884419379807, -0.04498748929679464], [0.001360788512271664, -0.03714839209871939], [0.0008928055357135674, -0.029448568251949844], [0.0005513203456379964, -0.02188395615910576], [0.0002643113869564741, -0.014452178197298073], [7.113835182934509e-05, -0.007156954481539243], [0.0, 0.0], [7.261025324417865e-05, 0.00715269257924583], [0.00027160421621862997, 0.0144433131549286], [0.0005689053692926173, 0.021867250326072805], [0.0009215919252649405, 0.029420968427302262], [0.001393924802531123, 0.03710726404787433], [0.0020856964403036873, 0.044930330628818495], [0.0029350921604641617, 0.05288506542114687], [0.0038749160865546185, 0.06096563010264636], [0.004983757919640348, 0.06917665546510353], [0.006298482384906716, 0.07751883489560599], [0.007769333644812681, 0.08598553300586788], [0.009378509939634485, 0.09457224720479691], [0.011210150283891756, 0.10328529931297026], [0.013249932523396965, 0.11211690684490506], [0.015464011126756197, 0.12105781410003662], [0.017901760893590152, 0.13011409359409637], [0.020571383888762503, 0.13928125224680477], [0.02344614659672389, 0.14854593447211228], [0.02656678632317281, 0.15790920955296883], [0.029955672577633406, 0.1673690352219946], [0.033575531078988544, 0.17691081915137788], [0.03745425942144398, 0.1865363285895336], [0.04161633484086884, 0.19624044481195138], [0.04604247676980452, 0.20600447854868692], [0.05076825566599661, 0.21583243626234835], [0.05579705190806525, 0.2257140894022765], [0.061120012754656027, 0.23562729750455738], [0.06678391170681951, 0.24557699783728476], [0.0727711847652399, 0.25554439706224813], [0.07908519391263263, 0.2655176753664515], [0.08575826888398914, 0.27549582177387194], [0.09276284011982731, 0.28545138122209657], [0.10013277349609384, 0.2953889488867619], [0.107867050544848, 0.3052826674222999], [0.11597079882887636, 0.3151148836937293], [0.12445541633886398, 0.32488905843343513], [0.1333053169800561, 0.3345699060079789], [0.14256068009886366, 0.34416014190731786], [0.1522042546338349, 0.3536186992384285], [0.16225296729535343, 0.36295200388276505], [0.17270101706498098, 0.37212379541690327], [0.1835522302386599, 0.3811260540501506], [0.1948168496846966, 0.38993394807897036], [0.20649223868509797, 0.3985175378977613], [0.21858179010271214, 0.4068769112461151], [0.2310693334123689, 0.4149755691576512], [0.24397240014424357, 0.4228091009838927], [0.2572785266720548, 0.43032267260390816], [0.2709978193622442, 0.4375233729972888], [0.2851110656037872, 0.44435908762674947], [0.299627585572177, 0.45083058988629526], [0.31451907042918187, 0.45689844775076405], [0.32980019871677074, 0.4625378723666597], [0.3454400251243586, 0.4677333079902945], [0.361437581453036, 0.4724445329229456], [0.3777759639104092, 0.4766841076446822], [0.39443809244472694, 0.4803639302163089], [0.4114123519229561, 0.48356557167303704], [0.42867033380894914, 0.4861243916747244], [0.44620780610060484, 0.488178345936567], [0.4639904925342544, 0.48943700322658723], [0.482003843993792, 0.4902350710638657], [0.5002161587608933, 0.49024046400384524], [0.5185989048796776, 0.48974670315848956], [0.5371339320188646, 0.48838310376217153], [0.5557763306997385, 0.4863956316332541], [0.5745083772537016, 0.48360721419591984], [0.5932899587169707, 0.4801186511938108], [0.612087217327964, 0.4758643173635627], [0.6308739937468675, 0.470809854238127], [0.6496008783899057, 0.46503775656043533], [0.6682360391210493, 0.4584256682534741], [0.6867485029474455, 0.45104465693066215], [0.7050877966133346, 0.4428891827843932], [0.723226475801292, 0.4339250010055645], [0.7411164407435715, 0.42416801848275115], [0.7587221614536886, 0.4136438131818565], [0.7760131505028981, 0.4023208414728787], [0.7929342519432618, 0.3902373097537059], [0.8094388127909367, 0.37738491840407173], [0.8255073608952317, 0.3637855512802365], [0.8410886363431351, 0.349469551671364], [0.8561463230049665, 0.334456672172524], [0.870658488132585, 0.3187592858793892], [0.8845599077794076, 0.3023847988264055], [0.8978260817495547, 0.2853926940986501], [0.9104273131668529, 0.26776460621869164], [0.9223388019726919, 0.24957608813967622], [0.933508455666539, 0.2308505075902439], [0.9439246637546922, 0.21158386025511483], [0.9535603918650003, 0.1917458319538985], [0.9623705067081184, 0.17150500708486874], [0.9703466921448884, 0.15089355154807663], [0.9774756428785357, 0.12995068732583226], [0.9837150521967468, 0.10873344836838907], [0.9890545757927561, 0.08728069922337789], [0.9935420828789053, 0.06563277254117508], [0.9970824578496298, 0.043843501797821316], [0.9994230212697741, 0.02182580997039807], [1.0, 1.7897811119665054e-05]], [[1.0, 0.00011785360579029863], [0.9958979723039507, -0.021214749453418058], [0.9831598929594264, -0.040042356425359894], [0.9699039768448792, -0.05924884383343366], [0.9566891014241764, -0.08014226223762667], [0.9435127760385006, -0.10133776491321225], [0.9301746286506198, -0.12242894197908574], [0.9165577172697147, -0.14326200972006667], [0.9025205860745708, -0.16363005850007264], [0.8881876681833849, -0.18371138192571787], [0.8733152996879927, -0.20317072324124089], [0.857938843236366, -0.22202188752153826], [0.8420452905794094, -0.24020222526764587], [0.8255458636439471, -0.2575649676241227], [0.8085316565232971, -0.2741915322988375], [0.7910116111511427, -0.28999605847760673], [0.7729975182395316, -0.3049366801017498], [0.754545046995201, -0.31902983445338706], [0.7357260616291489, -0.33227523805109777], [0.71660055539626, -0.34469661670356966], [0.6971721317960258, -0.35621688010905583], [0.6776504662243664, -0.3667651705054], [0.6583116097547699, -0.37650633791153076], [0.6388102105115466, -0.38519413528365193], [0.6192746830707787, -0.39313416457804246], [0.5996775202805195, -0.40001075795654656], [0.5800974664202269, -0.40604997555366895], [0.5605893846217654, -0.41130570772139713], [0.5411788746686637, -0.41572098553181835], [0.5218919758765702, -0.4192209413015366], [0.5027816337913035, -0.42208579045587447], [0.4838713752579174, -0.4239952629890049], [0.4651904507893255, -0.4252479952636677], [0.44677037223857075, -0.4257835186908341], [0.42863125094824633, -0.42571197762488294], [0.410814526520347, -0.4248098281310856], [0.39333307641665677, -0.423251860634329], [0.3761845220784833, -0.4212279880178635], [0.35941588052525303, -0.4185846324711761], [0.3430372633766418, -0.41535618474041414], [0.3270463565866239, -0.41171256675049467], [0.3115013812895465, -0.40739939697383837], [0.296345131467551, -0.40273873782165265], [0.2816603983475108, -0.3975492802399519], [0.2673978675234541, -0.39196988963040125], [0.25359724160455344, -0.38601845375304966], [0.2402733454786887, -0.379635220972675], [0.22737916318637966, -0.3730106468052179], [0.21499032457043882, -0.3659850619218766], [0.20304743666133213, -0.3587329192935054], [0.19159438046103802, -0.3511761214555078], [0.18061503291170866, -0.3433938117348645], [0.1700689074259698, -0.3354500106759389], [0.16001874870547275, -0.3272904466045568], [0.1503770934033074, -0.3190367347693143], [0.1411436476424888, -0.31071079304942256], [0.13232628013636175, -0.3023003289685883], [0.12388545717066451, -0.2938725839504125], [0.11592072218012597, -0.2853141707480302], [0.1083284963492543, -0.2767581699525089], [0.10103598290289795, -0.26824478545050884], [0.09420146808053557, -0.259674821261563], [0.08771699035626698, -0.25111235797285353], [0.08157153765638872, -0.24259794027993573], [0.07571562094988778, -0.2341439823686468], [0.07012429760993463, -0.22578148843378062], [0.06486700432165786, -0.21746421759676496], [0.05987382850830775, -0.2092263994631845], [0.05513376878524509, -0.20108958328274837], [0.050634463233559295, -0.19303608394419017], [0.04643107896473742, -0.1850522573517111], [0.04247546318050204, -0.1771558665290265], [0.038762905207668244, -0.1693461002617616], [0.03531132816736502, -0.16162806622094777], [0.03208203004147497, -0.15400179053129398], [0.02906374022370578, -0.1464805898960586], [0.026263635645330227, -0.13907331501746187], [0.023640605001144052, -0.1317701668675712], [0.021171498779008088, -0.12458950128391957], [0.01886517918990539, -0.11752849263262671], [0.016736611061089098, -0.11057362698408], [0.01478239427924867, -0.10373367971805689], [0.012966787138992155, -0.09701077183003656], [0.011252005606226433, -0.09040353611381165], [0.009682365425859457, -0.08391199099970932], [0.00827922382792851, -0.07753279331830884], [0.00699933953371646, -0.07126176747721377], [0.005844881231978136, -0.0651056596455657], [0.004819939798543742, -0.059068451099727075], [0.0038885563421275408, -0.053143071151424304], [0.0030789150714482434, -0.047328905537321955], [0.0024028173093248568, -0.04162925266308805], [0.0018117763938830238, -0.03604480909978821], [0.001233458982624533, -0.030573535221662368], [0.00074508418209414, -0.025214915875225924], [0.00046905709782356483, -0.019965054760427123], [0.00027405364639700413, -0.014822058817637658], [0.0001203615797336067, -0.009784451426182544], [3.242209511963595e-05, -0.004853693133175756], [0.0, 0.0], [4.227943756309819e-05, 0.004791206305482956], [0.00016646600697868994, 0.009712655313537431], [0.0003836479045518438, 0.014741085486067191], [0.000649997509045757, 0.019872815871074104], [0.0009628817292764825, 0.02511349524582567], [0.001395441079560291, 0.03046631508235858], [0.001920409929772449, 0.035928384823780996], [0.0025120138897967523, 0.04149546168544555], [0.0032374500264407387, 0.047170876833322425], [0.004095153127595685, 0.05295933518774377], [0.005028063938841588, 0.05886068155175951], [0.0060413687840040154, 0.06487240551563687], [0.007199365712012325, 0.07099742426364404], [0.008513950177245678, 0.0772294955436598], [0.009954036919308122, 0.08356575971283113], [0.011517653413584824, 0.09001667053574613], [0.013203437164907676, 0.0965838680629464], [0.015014168106870852, 0.10325715907994971], [0.017002657307169496, 0.11003400941393585], [0.019184122629431154, 0.11691991759433865], [0.021493470372579527, 0.12391470961438607], [0.02392977944900298, 0.13102917569308578], [0.026533510252770225, 0.13825550511593881], [0.029332289206265415, 0.14558066632138428], [0.03234076787943074, 0.15301359091101158], [0.035542584288997654, 0.1605558343190521], [0.038967527543273005, 0.1681804942429957], [0.04266188924969862, 0.17588731855722914], [0.046599174935202124, 0.1836745183593424], [0.050790701050514024, 0.1915334684027666], [0.05526227772994834, 0.19946308774000318], [0.05996163925405092, 0.20747082349067378], [0.06491577106342737, 0.215562121604651], [0.07015472267199555, 0.2237128097434216], [0.07569422340467388, 0.23190689305750076], [0.08148632118205773, 0.2401887571377148], [0.08755189679519855, 0.24852291986983793], [0.09396936114529894, 0.2568829126206959], [0.1007380938147019, 0.26524028866288396], [0.1078486200589809, 0.27361673381342605], [0.11530822413798886, 0.2819897148193289], [0.12309924256456417, 0.2903813649885573], [0.13127587286144174, 0.2987361406986588], [0.1398635587052612, 0.30701594254427284], [0.1488350011904323, 0.3152599606208118], [0.158181950909913, 0.3234487551597257], [0.16794744310910337, 0.33154828349213544], [0.17814473542360823, 0.33950002790673434], [0.1887928683365284, 0.3472988914890884], [0.1998929938957594, 0.35489463973245344], [0.21147247501799876, 0.36224960970740133], [0.22346542897288432, 0.36942408448618114], [0.23596796090738492, 0.3762357369345572], [0.2488900179746027, 0.3828217290412517], [0.2622860996568472, 0.3890370490979632], [0.2761268045423653, 0.3949311018136587], [0.29042779742812336, 0.40038148599410006], [0.305160970049973, 0.4054825290165369], [0.3203207647058814, 0.41009569701398463], [0.33591563800566643, 0.41425916597471213], [0.3519356251177134, 0.4177247487732686], [0.36836188419994814, 0.4207051643561436], [0.38516259438524614, 0.42301813370894165], [0.40231703635006244, 0.4248353578779372], [0.4198152396648287, 0.42586108218548685], [0.4376187537457313, 0.42628651580901133], [0.4557180999141611, 0.4259371089830973], [0.4740723072987496, 0.4249502780948487], [0.49266096642173807, 0.423113429320657], [0.5114547927819564, 0.42048992789207207], [0.5304232252274045, 0.4173033543923194], [0.5495189454401715, 0.41305513622399337], [0.5687393599186717, 0.40819322731731744], [0.5880310102875979, 0.4025112252551187], [0.6073651052800332, 0.3959902609453548], [0.626702647407615, 0.3886290119116669], [0.6462508614507053, 0.3805036250912326], [0.6659290616862229, 0.3714965087810791], [0.6854930595270367, 0.36170049265384163], [0.7048708483606551, 0.35101919592928693], [0.7240856746075315, 0.33960056925760507], [0.7430694819619824, 0.3274082504360845], [0.761805429757342, 0.3144826824294487], [0.7802744922234662, 0.3008550195841773], [0.7983637817560867, 0.2863956493175343], [0.8161304234765888, 0.27132329784712045], [0.833441648854642, 0.25542720946266806], [0.8503644791687986, 0.23894032053046377], [0.8668300070967746, 0.22183580679060727], [0.8828007603143152, 0.20398702621225578], [0.8982133084867076, 0.18507033894486064], [0.9131076015876376, 0.16574791672609696], [0.9274306674799553, 0.14603756865370504], [0.9410754945679959, 0.1259472369233127], [0.9541358830068576, 0.10557784419799791], [0.9665239308886734, 0.08494637515572326], [0.9782562342067197, 0.06409822114515273], [0.9890679744667445, 0.043038403955945194], [0.9981151774062125, 0.02104578849789875], [1.0, 0.00011785360579029488]], [[1.0, 0.0001828705153974592], [0.9895551000420558, -0.017528354759354554], [0.9670998626253857, -0.03023447132772891], [0.9441807438398093, -0.04421813892923897], [0.921973367503166, -0.060500398234405554], [0.9005228230220885, -0.0776068305480715], [0.8795735515064472, -0.09501143689031194], [0.8589547290651623, -0.11249336511609517], [0.8383954908180532, -0.12975155002099242], [0.8180881724722151, -0.1470050444192365], [0.7976348715028905, -0.16380780660359076], [0.7770633359547022, -0.18017201473537497], [0.7563133228938929, -0.19600148771618597], [0.7352236785426404, -0.21108656253157027], [0.7139121761114107, -0.22551128457011843], [0.6923464600952214, -0.23916218346528198], [0.6705228992415968, -0.25197285468005504], [0.6485089870634013, -0.2639527594421298], [0.6263697946171332, -0.2751026192555163], [0.6041784459360887, -0.2854539060021308], [0.5819168688325492, -0.2948940545434135], [0.5600848582453722, -0.3033402655143176], [0.5392831440452762, -0.31101527994585676], [0.5185858976870146, -0.31757457653540766], [0.49812818974679185, -0.32343971461261056], [0.47785584712191626, -0.3281813290462241], [0.45785524349456913, -0.3320852016515955], [0.4381688230353112, -0.335242602790661], [0.41881588984623097, -0.3375777814138392], [0.399817070971982, -0.33896730805318886], [0.38121492891420544, -0.33983939081094566], [0.3630267841769943, -0.3397215224774268], [0.3452727634321095, -0.3390170569392355], [0.32797028957093916, -0.3376852235733333], [0.31113540107851567, -0.3358225844588063], [0.2947993038308407, -0.3331447447632149], [0.278963100076857, -0.32994865043684646], [0.2636110659240837, -0.326372091569551], [0.24878104678572016, -0.32227833346704077], [0.23447861593572042, -0.3176877129842624], [0.22067951706280373, -0.3127909442725415], [0.20744742628869625, -0.3073159030769287], [0.1946954825313414, -0.30167197553529546], [0.18251323639307396, -0.29555331227930015], [0.1708316163462955, -0.28920912114589264], [0.15968315963007848, -0.2825893038711864], [0.14908472611431536, -0.27565168822268843], [0.1389558243076622, -0.26862408934384435], [0.12939352264137222, -0.2612903074538736], [0.12030464469727814, -0.2538708378543676], [0.11174375750981744, -0.24625707417355333], [0.10368024311610397, -0.23853368101661263], [0.09605827523931257, -0.2308041753369678], [0.08895075470820762, -0.22295695454373612], [0.08224286300145457, -0.2151797524473591], [0.07592786377210616, -0.20748134025086232], [0.07001538394409794, -0.19984117041255678], [0.06444474551368445, -0.19234248347614827], [0.05934765274143816, -0.18480481747343355], [0.05457713630562446, -0.17741275531950373], [0.050047716855431496, -0.1702385132123213], [0.04594936018984395, -0.1630853995339891], [0.04215587416755465, -0.15606559593091784], [0.03863831662449875, -0.14921345337843134], [0.03534651120465448, -0.14255273445314534], [0.032237660553238595, -0.1361146445250187], [0.02940299856815627, -0.1298136756446275], [0.026758705000864726, -0.1237018278525912], [0.02427774262360117, -0.11779019950348124], [0.021959838245017356, -0.11205622608732482], [0.019857997933254896, -0.1064549156083489], [0.017920824501799618, -0.10101022401778348], [0.01614708186580982, -0.0957155856769921], [0.01454358146329013, -0.09056084792418866], [0.013083539248608006, -0.08555042387319108], [0.011748817056423458, -0.08069041539343337], [0.010549833899866252, -0.07598295558895962], [0.009452216641381444, -0.07141647561954455], [0.008410569991846866, -0.06700634914802914], [0.007442665073455101, -0.06274194777542229], [0.006591596655697192, -0.058602501111288216], [0.0058302455357178585, -0.05458923101940727], [0.005115834146428881, -0.050702489092347064], [0.0044215613361610895, -0.04694188318885532], [0.0037809281191093958, -0.04329643153432038], [0.0032206016198394636, -0.03975554419839951], [0.002721672873501568, -0.03631629985623695], [0.002270743844077389, -0.032981549661922765], [0.001859459890696238, -0.02975102809733512], [0.0014919195339654061, -0.02661789516707241], [0.0011925211306575197, -0.0235772085255609], [0.0009482558915088987, -0.02062819112999376], [0.0007217711232773081, -0.017771706547129545], [0.00046392840212120635, -0.015007987690038898], [0.00022939326552082214, -0.012331193833027571], [0.0001358313242933462, -0.009730315633065235], [7.183715486954949e-05, -0.007205335244822034], [2.6728472868543623e-05, -0.004755400680372654], [7.238849154583085e-06, -0.0023792660384782853], [0.0, 0.0], [2.25505573321284e-05, 0.0022285029372160446], [9.051177291390477e-05, 0.004587185854820606], [0.00021782676062882608, 0.007027480188990597], [0.0003786766208054196, 0.009541733812073329], [0.0005255111825720126, 0.012137912477019156], [0.0006950671855297415, 0.014818188519352172], [0.000892551591956728, 0.017582208092164375], [0.0011280470046508527, 0.020427950457500593], [0.0014438688755113605, 0.02335743247772037], [0.0018147941913164486, 0.026378690217747906], [0.002195049336088512, 0.029497804389209934], [0.002601954952078558, 0.03271467083002404], [0.003071484244071158, 0.036029082219972426], [0.0036250872807246687, 0.03943754673188562], [0.004236084720781881, 0.04294403990036182], [0.004871252101175559, 0.04656208046041317], [0.005529108998144577, 0.05029870434918228], [0.006234822503794922, 0.05414805478841689], [0.007036198709259, 0.05810496003012183], [0.007948208675908898, 0.062180622507306174], [0.00891194010310185, 0.06638818118226904], [0.009904069667496037, 0.0707453573159691], [0.010970351649609767, 0.07524295121224321], [0.01216632062292759, 0.0798737923146998], [0.013493776830079284, 0.08465016270147577], [0.014929355135135864, 0.08958358734888784], [0.01650929273428193, 0.09464823713063619], [0.018270343703850046, 0.09983909405220603], [0.020194610862587475, 0.10516904477516813], [0.022293548372406206, 0.11063405245443743], [0.0245856042609504, 0.11623277591454717], [0.02702097142659641, 0.12200220376240574], [0.02962181951769267, 0.12794651138531551], [0.0324345674626201, 0.1340449776269432], [0.03548022403653733, 0.14028445391149108], [0.038687557677087495, 0.146739086398863], [0.04210061730916999, 0.1533759403513072], [0.04580675711654641, 0.16014435690830595], [0.049820434210150616, 0.16702902200652156], [0.054119506603803456, 0.17406096543041802], [0.05872409298136474, 0.18122939714042707], [0.0636111437808332, 0.188576900318421], [0.06885290912011459, 0.19602575763203905], [0.07449132518292026, 0.2035324394851517], [0.08049105208857268, 0.21116006121953432], [0.08685396554334755, 0.21890264693323092], [0.0936308518295422, 0.22670165122338906], [0.10085032864826488, 0.23450042064837637], [0.10853732721629056, 0.242277740 | 3D array of the non-dimensional x and y airfoil coordinates of the airfoils interpolated along span for n_span stations.
rotorse.re.precomp.uptilt | input | deg | 6 | Nacelle uptilt angle. A standard machine has positive values.
rotorse.re.precomp.web_start_nd | input |  | [[0.24727725566114558, 0.2575340010922135, 0.25920993675311416, 0.29294596745491147, 0.30692964790911076, 0.3188478133652299, 0.33426403494070495, 0.34564291614880505, 0.3492410069002326, 0.356378955421779, 0.36005351724489515, 0.36726353109410265, 0.37120473062913567, 0.3751093742808024, 0.38000530786873915, 0.38333522517388274, 0.3852471490427467, 0.387725467831641, 0.39057282110731806, 0.3894856680167424, 0.3947025490908726, 0.39359238669690455, 0.3966591924982631, 0.3964331888428503, 0.3964331888428503, 0.3964331888428504, 0.3964331888428504, 0.40087082644801886, 0.40515191952521395, 0.30868453872628726], [0.24727725566114558, 0.2575340010922135, 0.25920993675311416, 0.24141941080208573, 0.2512379120438545, 0.27158985624369353, 0.2813485124553761, 0.28844610047622793, 0.2944172261271639, 0.29657190271086087, 0.295216782623136, 0.29980069687540134, 0.30240990291670194, 0.30393004715863337, 0.3022354579015866, 0.300163519761425, 0.3037255503432532, 0.29593269621182167, 0.29963062949717784, 0.29560711093184355, 0.2879627635364019, 0.2871137476524621, 0.2780595942287453, 0.27791382932215797, 0.269716350380897, 0.261318492587797, 0.25272166997466666, 0.23494022262901046, 0.22576116575532898, 0.30868453872628726]] | 2D array of the non-dimensional start point defined along the outer profile of a web. The TE suction side is 0, the TE pressure side is 1. The first dimension represents each entry along blade span, the second dimension represents each web.
rotorse.re.precomp.web_end_nd | input |  | [[0.7498395725131751, 0.7453976387886924, 0.7429294863121189, 0.7079377213110828, 0.693449344283781, 0.6758683030371325, 0.6694863568854699, 0.657737582861745, 0.6539099468127898, 0.6484535372099851, 0.6451778330800177, 0.637661016449798, 0.6340730285320205, 0.6304084567930213, 0.6247138816277006, 0.6207583874983139, 0.618277377228626, 0.6144005027074835, 0.6104792644673128, 0.6112047682002305, 0.6099264994908554, 0.6047205454802782, 0.6051206915798969, 0.6052012677533023, 0.6052012677533024, 0.6005192853178057, 0.6005192853178061, 0.6005192853178057, 0.5959981560819585, 0.6895415256506233], [0.7498395725131751, 0.7453976387886924, 0.7429294863121189, 0.759439108719152, 0.7405776173764275, 0.7303058055476204, 0.7224199063165678, 0.7148259233038572, 0.7087692273751898, 0.7078964352070983, 0.7096416227064685, 0.7049353885457346, 0.7026719622834525, 0.7011921634223615, 0.702260372512273, 0.7038220325844066, 0.699741049824865, 0.7064276775896323, 0.7019015787215546, 0.7056448133386122, 0.7125804524100174, 0.7122961053980216, 0.7205851815072908, 0.7289044657054156, 0.7289044657054153, 0.7373771646736582, 0.7460470838534453, 0.763969604755745, 0.7732163698932634, 0.6895415256506233]] | 2D array of the non-dimensional end point defined along the outer profile of a web. The TE suction side is 0, the TE pressure side is 1. The first dimension represents each entry along blade span, the second dimension represents each web.
rotorse.re.precomp.layer_thickness | input | m | [[0.001, 0.001, 0.001, 0.001, 0.001, 0.001, 0.001, 0.001, 0.001, 0.001, 0.001, 0.001, 0.001, 0.001, 0.001, 0.001, 0.001, 0.001, 0.001, 0.001, 0.001, 0.001, 0.001, 0.001, 0.001, 0.001, 0.001, 0.001, 0.001, 0.001], [0.05, 0.0408222184063085, 0.03227313926048303, 0.024145972694482237, 0.015705569687762155, 0.008780100035772388, 0.00479635850055312, 0.0031297240664340336, 0.0022826917804419063, 0.0020369729079713524, 0.0020007460905738872, 0.002000037059269053, 0.002000000495532114, 0.0020000000000000608, 0.002, 0.002, 0.002, 0.002, 0.002, 0.002, 0.002, 0.002, 0.002, 0.002, 0.0017994981851164914, 0.0013159487984171954, 0.0010438809038808864, 0.001001931909619958, 0.001, 0.001], [0.0001, 0.004419878334477179, 0.015090822119312248, 0.030382105124484426, 0.04744079152205518, 0.06353773283159729, 0.07594813593145543, 0.08316374510452554, 0.08936990874530398, 0.09447030393782439, 0.09767621042889293, 0.09829737923548582, 0.09732816699112329, 0.09510225437702131, 0.09225052519827547, 0.08925817046710618, 0.08634924135483835, 0.08326351521775043, 0.07969892747853398, 0.07545926234514862, 0.06996616697984069, 0.06112109490616299, 0.04860983245173956, 0.03553265093318574, 0.024710213639477004, 0.01776948594807157, 0.01195955439742918, 0.006954287330510351, 0.003327560264074706, 0.0010000000000001236], [0.0001, 0.004419878334477179, 0.015090822119312248, 0.030382105124484426, 0.04744079152205518, 0.06353773283159729, 0.07594813593145543, 0.08316374510452554, 0.08936990874530398, 0.09447030393782439, 0.09767621042889293, 0.09829737923548582, 0.09732816699112329, 0.09510225437702131, 0.09225052519827547, 0.08925817046710618, 0.08634924135483835, 0.08326351521775043, 0.07969892747853398, 0.07545926234514862, 0.06996616697984069, 0.06112109490616299, 0.04860983245173956, 0.03553265093318574, 0.024710213639477004, 0.01776948594807157, 0.01195955439742918, 0.006954287330510351, 0.003327560264074706, 0.0010000000000001236], [0.0, 0.0, 0.0, 0.002996816779346709, 0.0029458128078817744, 0.002896551724137931, 0.0028472906403940877, 0.0027980295566502455, 0.0027487684729064037, 0.0026995073891625623, 0.002650246305418719, 0.0026009852216748765, 0.0025517241379310347, 0.0025024630541871933, 0.0024532019704433497, 0.0024039408866995075, 0.002354679802955666, 0.002305418719211824, 0.0022561576354679803, 0.002206896551724138, 0.002157635467980296, 0.002108374384236454, 0.0020591133004926104, 0.002012755077250901, 0.0, 0.0, 0.0, 0.0, 0.0, 0.0], [0.0, 0.0, 0.0, 0.014603445589732792, 0.027047460650643354, 0.03045990214853375, 0.03, 0.03, 0.03, 0.03, 0.03, 0.03, 0.03, 0.03, 0.03, 0.03, 0.029771622514482537, 0.022712924291608143, 0.01506313277081732, 0.007701969096218487, 0.004634878249282575, 0.0031057808675626557, 0.0020040105889382307, 0.0002636147262998891, 0.0, 0.0, 0.0, 0.0, 0.0, 0.0], [0.0, 0.0, 0.0, 0.014603445589732792, 0.027047460650643354, 0.03045990214853375, 0.03, 0.03, 0.03, 0.03, 0.03, 0.03, 0.03, 0.03, 0.03, 0.03, 0.029771622514482537, 0.022712924291608143, 0.01506313277081732, 0.007701969096218487, 0.004634878249282575, 0.0031057808675626557, 0.0020040105889382307, 0.0002636147262998891, 0.0, 0.0, 0.0, 0.0, 0.0, 0.0], [0.0, 0.0, 0.0, 0.059824922864068986, 0.05701970443349754, 0.054310344827586204, 0.05160098522167486, 0.048891625615763545, 0.04618226600985221, 0.0434729064039409, 0.04076354679802956, 0.03805418719211823, 0.03534482758620689, 0.03263546798029556, 0.02992610837438424, 0.027216748768472895, 0.02450738916256158, 0.021798029556650257, 0.019088669950738914, 0.016379310344827588, 0.013669950738916255, 0.010960591133004929, 0.008251231527093606, 0.005630111038532382, 0.0, 0.0, 0.0, 0.0, 0.0, 0.0], [0.0, 0.0, 0.0, 0.059824922864068986, 0.05701970443349754, 0.054310344827586204, 0.05160098522167486, 0.048891625615763545, 0.04618226600985221, 0.0434729064039409, 0.04076354679802956, 0.03805418719211823, 0.03534482758620689, 0.03263546798029556, 0.02992610837438424, 0.027216748768472895, 0.02450738916256158, 0.021798029556650257, 0.019088669950738914, 0.016379310344827588, 0.013669950738916255, 0.010960591133004929, 0.008251231527093606, 0.005630111038532382, 0.0, 0.0, 0.0, 0.0, 0.0, 0.0], [0.0, 0.0, 0.0, 0.059824922864068986, 0.05701970443349754, 0.054310344827586204, 0.05160098522167486, 0.048891625615763545, 0.04618226600985221, 0.0434729064039409, 0.04076354679802956, 0.03805418719211823, 0.03534482758620689, 0.03263546798029556, 0.02992610837438424, 0.027216748768472895, 0.02450738916256158, 0.021798029556650257, 0.019088669950738914, 0.016379310344827588, 0.013669950738916255, 0.010960591133004929, 0.008251231527093606, 0.005630111038532382, 0.0, 0.0, 0.0, 0.0, 0.0, 0.0], [0.0, 0.0, 0.0, 0.059824922864068986, 0.05701970443349754, 0.054310344827586204, 0.05160098522167486, 0.048891625615763545, 0.04618226600985221, 0.0434729064039409, 0.04076354679802956, 0.03805418719211823, 0.03534482758620689, 0.03263546798029556, 0.02992610837438424, 0.027216748768472895, 0.02450738916256158, 0.021798029556650257, 0.019088669950738914, 0.016379310344827588, 0.013669950738916255, 0.010960591133004929, 0.008251231527093606, 0.005630111038532382, 0.0, 0.0, 0.0, 0.0, 0.0, 0.0], [0.05, 0.0408222184063085, 0.03227313926048303, 0.024145972694482237, 0.015705569687762155, 0.008780100035772388, 0.00479635850055312, 0.0031297240664340336, 0.0022826917804419063, 0.0020369729079713524, 0.0020007460905738872, 0.002000037059269053, 0.002000000495532114, 0.0020000000000000608, 0.002, 0.002, 0.002, 0.002, 0.002, 0.002, 0.002, 0.002, 0.002, 0.002, 0.0017994981851164914, 0.0013159487984171954, 0.0010438809038808864, 0.001001931909619958, 0.001, 0.001], [0.0, 0.0, 0.0, 0.001996067786251817, 0.0019330628803245443, 0.001872210953346856, 0.001811359026369168, 0.001750507099391481, 0.0016896551724137933, 0.0016288032454361057, 0.0015679513184584176, 0.0015070993914807298, 0.0014462474645030427, 0.001385395537525355, 0.0013245436105476676, 0.0012636916835699796, 0.0012028397565922919, 0.0011419878296146041, 0.0010811359026369164, 0.001020283975659229, 0.0009594320486815414, 0.0008985801217038539, 0.0008377281947261663, 0.0007768762677484787, 0.0007160243407707911, 0.0006551724137931035, 0.000594320486815416, 0.0005380493880995532, 0.0, 0.0], [0.0, 0.0, 0.0, 0.04290038391837936, 0.041304259634888436, 0.03976267748478701, 0.038221095334685595, 0.036679513184584164, 0.035137931034482754, 0.03359634888438133, 0.032054766734279906, 0.0305131845841785, 0.02897160243407708, 0.02743002028397566, 0.025888438133874248, 0.02434685598377282, 0.022805273833671404, 0.021263691683569976, 0.020037030057826286, 0.02, 0.02, 0.02, 0.02, 0.02, 0.02, 0.02, 0.02, 0.02, 0.0, 0.0], [0.0, 0.0, 0.0, 0.001996067786251817, 0.0019330628803245443, 0.001872210953346856, 0.001811359026369168, 0.001750507099391481, 0.0016896551724137933, 0.0016288032454361057, 0.0015679513184584176, 0.0015070993914807298, 0.0014462474645030427, 0.001385395537525355, 0.0013245436105476676, 0.0012636916835699796, 0.0012028397565922919, 0.0011419878296146041, 0.0010811359026369164, 0.001020283975659229, 0.0009594320486815414, 0.0008985801217038539, 0.0008377281947261663, 0.0007768762677484787, 0.0007160243407707911, 0.0006551724137931035, 0.000594320486815416, 0.0005380493880995532, 0.0, 0.0], [0.0, 0.0, 0.0, 0.001996067786251817, 0.0019330628803245443, 0.001872210953346856, 0.001811359026369168, 0.001750507099391481, 0.0016896551724137933, 0.0016288032454361057, 0.0015679513184584176, 0.0015070993914807298, 0.0014462474645030427, 0.001385395537525355, 0.0013245436105476676, 0.0012636916835699796, 0.0012028397565922919, 0.0011419878296146041, 0.0010811359026369164, 0.001020283975659229, 0.0009594320486815414, 0.0008985801217038539, 0.0008377281947261663, 0.0007768762677484787, 0.0007160243407707911, 0.0006551724137931035, 0.000594320486815416, 0.0005380493880995532, 0.0, 0.0], [0.0, 0.0, 0.0, 0.04290038391837936, 0.041304259634888436, 0.03976267748478701, 0.038221095334685595, 0.036679513184584164, 0.035137931034482754, 0.03359634888438133, 0.032054766734279906, 0.0305131845841785, 0.02897160243407708, 0.02743002028397566, 0.025888438133874248, 0.02434685598377282, 0.022805273833671404, 0.021263691683569976, 0.020037030057826286, 0.02, 0.02, 0.02, 0.02, 0.02, 0.02, 0.02, 0.02, 0.02, 0.0, 0.0], [0.0, 0.0, 0.0, 0.001996067786251817, 0.0019330628803245443, 0.001872210953346856, 0.001811359026369168, 0.001750507099391481, 0.0016896551724137933, 0.0016288032454361057, 0.0015679513184584176, 0.0015070993914807298, 0.0014462474645030427, 0.001385395537525355, 0.0013245436105476676, 0.0012636916835699796, 0.0012028397565922919, 0.0011419878296146041, 0.0010811359026369164, 0.001020283975659229, 0.0009594320486815414, 0.0008985801217038539, 0.0008377281947261663, 0.0007768762677484787, 0.0007160243407707911, 0.0006551724137931035, 0.000594320486815416, 0.0005380493880995532, 0.0, 0.0]] | 2D array of the thickness of the layers of the blade structure. The first dimension represents each entry along blade span, the second dimension represents each layer.
rotorse.re.precomp.layer_start_nd | input |  | [[0.0, 0.0, 0.0, 0.0, 0.0, 0.0, 0.0, 0.0, 0.0, 0.0, 0.0, 0.0, 0.0, 0.0, 0.0, 0.0, 0.0, 0.0, 0.0, 0.0, 0.0, 0.0, 0.0, 0.0, 0.0, 0.0, 0.0, 0.0, 0.0, 0.0], [0.0, 0.0, 0.0, 0.0, 0.0, 0.0, 0.0, 0.0, 0.005258518184427406, 0.01, 0.01, 0.01, 0.01, 0.01, 0.01, 0.01, 0.01, 0.01, 0.01, 0.01, 0.01, 0.01, 0.01, 0.01, 0.01, 0.01, 0.01, 0.01, 0.01, 0.01], [0.21972971318816067, 0.22976098652308571, 0.2295286062933169, 0.23267810779776843, 0.24298295944428294, 0.2623500446107045, 0.27090002859053136, 0.2761611026958766, 0.28324177661580113, 0.28653991141688673, 0.2886968185091356, 0.28725386355274524, 0.2914472743123232, 0.29228358868415116, 0.29226799794853325, 0.29090760562759743, 0.29127924127605265, 0.2843078189827025, 0.2816227861304419, 0.2824131244911994, 0.2729924902194028, 0.2684806511989201, 0.26343871989838635, 0.25914262351295164, 0.24777946369664167, 0.2420453940901392, 0.22844950064264827, 0.22231819958711785, 0.22463104703426198, 0.16764908950518048], [0.7222920300401903, 0.7176246242195645, 0.7132481558523217, 0.6971747247519217, 0.6827894814259637, 0.6719475019938582, 0.6641180301051983, 0.649440360885181, 0.6458885671645186, 0.6406894698675377, 0.6349498904414249, 0.6316153812041028, 0.6238885472207212, 0.6192584050068177, 0.613677268406438, 0.6096274429325803, 0.6040393353158142, 0.6045407890769601, 0.6008850549594132, 0.5939110205997511, 0.5960496484984011, 0.5921510029064695, 0.5886166862073133, 0.5845570833048461, 0.5864599611520521, 0.5807258915455498, 0.5807899874398788, 0.5817296730708333, 0.5910299577160575, 0.5485060764295165], [0.49999933459621543, 0.4999613786563075, 0.49968187267419334, 0.4707932463675792, 0.46901665107361684, 0.4691410070559485, 0.4696599289611836, 0.4689553670654596, 0.46769375824994097, 0.4666910932526923, 0.4650261546034342, 0.4630436551449999, 0.46156092590295694, 0.45989889271987977, 0.4572109749917459, 0.45463737156003003, 0.4522824999671613, 0.4494806802924329, 0.4464103652614179, 0.443267356329434, 0.4397193249182455, 0.4365853467565232, 0.43566314197592076, 0.43591142395648763, 0.49683998400205737, 0.4968399840020574, 0.4968399840020575, 0.49683998400205703, 0.49683998400205726, 0.4968399840020574], [0.0, 0.0, 0.0, 0.0, 0.0, 0.0, 0.0, 0.0, 0.0, 0.0, 0.0, 0.0, 0.0, 0.0, 0.0, 0.0, 0.0, 0.0, 0.0, 0.0, 0.0, 0.0, 0.0, 0.0, 0.0, 0.0, 0.0, 0.0, 0.0, 0.0], [1.0, 1.0, 1.0, 0.9469392535112678, 0.9444459787923614, 0.9436563703509959, 0.942696614072415, 0.9412382341558871, 0.9382984508350876, 0.93547172348605, 0.9321153926105189, 0.9283566330674886, 0.925066649646418, 0.9218054910022205, 0.9177270648757416, 0.9136857736597153, 0.909774550633955, 0.9054303366967935, 0.900901041328783, 0.8960728223226877, 0.8906399465993167, 0.8846900094636095, 0.8783663667938416, 0.8715066131866114, 1.0, 1.0, 1.0, 1.0, 1.0, 1.0], [0.0, 0.0, 0.0, 0.05306074648873214, 0.05555402120763862, 0.056343629649004086, 0.057303385927584945, 0.05876176584411291, 0.06170154916491246, 0.06452827651395002, 0.06788460738948111, 0.07164336693251135, 0.07493335035358195, 0.07819450899777942, 0.0822729351242584, 0.08631422634028468, 0.09022544936604499, 0.09456966330320647, 0.09909895867121703, 0.10392717767731233, 0.10936005340068333, 0.11530999053639045, 0.1216336332061584, 0.12849338681338868, 0.0, 0.0, 0.0, 0.0, 0.0, 0.0], [0.2748247981341305, 0.28530701566134137, 0.28889126721291136, 0.29635100358424704, 0.3096477848934493, 0.32996240018950945, 0.3396640917036333, 0.3466752217088121, 0.3572836356136961, 0.3639738432336268, 0.37015834737651293, 0.3732259038717589, 0.38136729473662156, 0.38611699948148653, 0.3909955200976434, 0.3944846772359391, 0.39954978051530665, 0.3977914149465503, 0.4005415365359024, 0.40712573770397426, 0.40422455430022286, 0.4068526398425886, 0.4093990797457765, 0.41333468768901804, 0.41151684823541296, 0.4172509178419156, 0.4172702954526671, 0.4234015965081973, 0.40711387466489274, 0.4497199879473941], [0.49999933459621543, 0.4999613786563075, 0.49968187267419334, 0.5273913759555602, 0.528274273695098, 0.5292408786815529, 0.5307835406172743, 0.5316345839658467, 0.5335087440258477, 0.5355212548675724, 0.5374364024855475, 0.5394632465396787, 0.5414898329467778, 0.5433063689841778, 0.5449687724576215, 0.5467058796563338, 0.5485229792909426, 0.5503549878158531, 0.5521159211773827, 0.5541185864940362, 0.5562075073685684, 0.557930751122299, 0.5580964501846599, 0.5577685440476264, 0.49683998400205737, 0.4968399840020574, 0.4968399840020575, 0.49683998400205703, 0.49683998400205726, 0.4968399840020574], [0.77738711498616, 0.7731706533578201, 0.772610816771916, 0.7608476205384002, 0.7494543068751299, 0.7395598575726631, 0.7328820932183001, 0.7199544798981163, 0.7199304261624135, 0.7181234016842777, 0.7164114193088023, 0.7175874215231165, 0.7138085676450197, 0.713091815804153, 0.7124047905555481, 0.7132045145409219, 0.7123098745550682, 0.7180243850408078, 0.7198038053648738, 0.7186236338125259, 0.7272817125792213, 0.730522991550138, 0.7345770460547034, 0.7387491474809126, 0.7501973456908233, 0.7559314152973261, 0.7696107822498975, 0.7828130699919128, 0.7735127853466883, 0.8305769748717302], [0.0, 0.0, 0.0, 0.0, 0.0, 0.0, 0.004146131452704074, 0.07368567796957642, 0.08, 0.08, 0.08, 0.08, 0.08, 0.08, 0.08, 0.08, 0.08, 0.08, 0.08, 0.08, 0.08, 0.08, 0.08, 0.08, 0.08, 0.08, 0.08, 0.08, 0.08, 0.08], [0.0, 0.0, 0.0, 0.0, 0.0, 0.0, 0.0, 0.0, 0.0, 0.0, 0.0, 0.0, 0.0, 0.0, 0.0, 0.0, 0.0, 0.0, 0.0, 0.0, 0.0, 0.0, 0.0, 0.0, 0.0, 0.0, 0.0, 0.0, 0.0, 0.0], [0.0, 0.0, 0.0, 0.0, 0.0, 0.0, 0.0, 0.0, 0.0, 0.0, 0.0, 0.0, 0.0, 0.0, 0.0, 0.0, 0.0, 0.0, 0.0, 0.0, 0.0, 0.0, 0.0, 0.0, 0.0, 0.0, 0.0, 0.0, 0.0, 0.0], [0.0, 0.0, 0.0, 0.0, 0.0, 0.0, 0.0, 0.0, 0.0, 0.0, 0.0, 0.0, 0.0, 0.0, 0.0, 0.0, 0.0, 0.0, 0.0, 0.0, 0.0, 0.0, 0.0, 0.0, 0.0, 0.0, 0.0, 0.0, 0.0, 0.0], [0.0, 0.0, 0.0, 0.0, 0.0, 0.0, 0.0, 0.0, 0.0, 0.0, 0.0, 0.0, 0.0, 0.0, 0.0, 0.0, 0.0, 0.0, 0.0, 0.0, 0.0, 0.0, 0.0, 0.0, 0.0, 0.0, 0.0, 0.0, 0.0, 0.0], [0.0, 0.0, 0.0, 0.0, 0.0, 0.0, 0.0, 0.0, 0.0, 0.0, 0.0, 0.0, 0.0, 0.0, 0.0, 0.0, 0.0, 0.0, 0.0, 0.0, 0.0, 0.0, 0.0, 0.0, 0.0, 0.0, 0.0, 0.0, 0.0, 0.0], [0.0, 0.0, 0.0, 0.0, 0.0, 0.0, 0.0, 0.0, 0.0, 0.0, 0.0, 0.0, 0.0, 0.0, 0.0, 0.0, 0.0, 0.0, 0.0, 0.0, 0.0, 0.0, 0.0, 0.0, 0.0, 0.0, 0.0, 0.0, 0.0, 0.0]] | 2D array of the start_nd_arc of the anchors. The first dimension represents each entry along blade span, the second dimension represents each layer.
rotorse.re.precomp.layer_end_nd | input |  | [[1.0, 1.0, 1.0, 1.0, 1.0, 1.0, 1.0, 1.0, 1.0, 1.0, 1.0, 1.0, 1.0, 1.0, 1.0, 1.0, 1.0, 1.0, 1.0, 1.0, 1.0, 1.0, 1.0, 1.0, 1.0, 1.0, 1.0, 1.0, 1.0, 1.0], [1.0, 1.0, 1.0, 1.0, 1.0, 1.0, 1.0, 1.0, 0.9947414818155725, 0.99, 0.99, 0.99, 0.99, 0.99, 0.99, 0.99, 0.99, 0.99, 0.99, 0.99, 0.99, 0.99, 0.99, 0.99, 0.99, 0.99, 0.99, 0.99, 0.99, 0.99], [0.2748247981341305, 0.28530701566134137, 0.28889126721291136, 0.29635100358424704, 0.3096477848934493, 0.32996240018950945, 0.3396640917036333, 0.3466752217088121, 0.3572836356136961, 0.3639738432336268, 0.37015834737651293, 0.3732259038717589, 0.38136729473662156, 0.38611699948148653, 0.3909955200976434, 0.3944846772359391, 0.39954978051530665, 0.3977914149465503, 0.4005415365359024, 0.40712573770397426, 0.40422455430022286, 0.4068526398425886, 0.4093990797457765, 0.41333468768901804, 0.41151684823541296, 0.4172509178419156, 0.4172702954526671, 0.4234015965081973, 0.40711387466489274, 0.4497199879473941], [0.77738711498616, 0.7731706533578201, 0.772610816771916, 0.7608476205384002, 0.7494543068751299, 0.7395598575726631, 0.7328820932183001, 0.7199544798981163, 0.7199304261624135, 0.7181234016842777, 0.7164114193088023, 0.7175874215231165, 0.7138085676450197, 0.713091815804153, 0.7124047905555481, 0.7132045145409219, 0.7123098745550682, 0.7180243850408078, 0.7198038053648738, 0.7186236338125259, 0.7272817125792213, 0.730522991550138, 0.7345770460547034, 0.7387491474809126, 0.7501973456908233, 0.7559314152973261, 0.7696107822498975, 0.7828130699919128, 0.7735127853466883, 0.8305769748717302], [0.49999933459621543, 0.4999613786563075, 0.49968187267419334, 0.5273913759555602, 0.528274273695098, 0.5292408786815529, 0.5307835406172743, 0.5316345839658467, 0.5335087440258477, 0.5355212548675724, 0.5374364024855475, 0.5394632465396787, 0.5414898329467778, 0.5433063689841778, 0.5449687724576215, 0.5467058796563338, 0.5485229792909426, 0.5503549878158531, 0.5521159211773827, 0.5541185864940362, 0.5562075073685684, 0.557930751122299, 0.5580964501846599, 0.5577685440476264, 0.49683998400205737, 0.4968399840020574, 0.4968399840020575, 0.49683998400205703, 0.49683998400205726, 0.4968399840020574], [0.0, 0.0, 0.0, 0.05306074648873214, 0.05555402120763862, 0.056343629649004086, 0.057303385927584945, 0.05876176584411291, 0.06170154916491246, 0.06452827651395002, 0.06788460738948111, 0.07164336693251135, 0.07493335035358195, 0.07819450899777942, 0.0822729351242584, 0.08631422634028468, 0.09022544936604499, 0.09456966330320647, 0.09909895867121703, 0.10392717767731233, 0.10936005340068333, 0.11530999053639045, 0.1216336332061584, 0.12849338681338868, 0.0, 0.0, 0.0, 0.0, 0.0, 0.0], [1.0, 1.0, 1.0, 1.0, 1.0, 1.0, 1.0, 1.0, 1.0, 1.0, 1.0, 1.0, 1.0, 1.0, 1.0, 1.0, 1.0, 1.0, 1.0, 1.0, 1.0, 1.0, 1.0, 1.0, 1.0, 1.0, 1.0, 1.0, 1.0, 1.0], [0.21972971318816067, 0.22976098652308571, 0.2295286062933169, 0.23267810779776843, 0.24298295944428294, 0.2623500446107045, 0.27090002859053136, 0.2761611026958766, 0.28324177661580113, 0.28653991141688673, 0.2886968185091356, 0.28725386355274524, 0.2914472743123232, 0.29228358868415116, 0.29226799794853325, 0.29090760562759743, 0.29127924127605265, 0.2843078189827025, 0.2816227861304419, 0.2824131244911994, 0.2729924902194028, 0.2684806511989201, 0.26343871989838635, 0.25914262351295164, 0.24777946369664167, 0.2420453940901392, 0.22844950064264827, 0.22231819958711785, 0.22463104703426198, 0.16764908950518048], [0.49999933459621543, 0.4999613786563075, 0.49968187267419334, 0.4707932463675792, 0.46901665107361684, 0.4691410070559485, 0.4696599289611836, 0.4689553670654596, 0.46769375824994097, 0.4666910932526923, 0.4650261546034342, 0.4630436551449999, 0.46156092590295694, 0.45989889271987977, 0.4572109749917459, 0.45463737156003003, 0.4522824999671613, 0.4494806802924329, 0.4464103652614179, 0.443267356329434, 0.4397193249182455, 0.4365853467565232, 0.43566314197592076, 0.43591142395648763, 0.49683998400205737, 0.4968399840020574, 0.4968399840020575, 0.49683998400205703, 0.49683998400205726, 0.4968399840020574], [0.7222920300401903, 0.7176246242195645, 0.7132481558523217, 0.6971747247519217, 0.6827894814259637, 0.6719475019938582, 0.6641180301051983, 0.649440360885181, 0.6458885671645186, 0.6406894698675377, 0.6349498904414249, 0.6316153812041028, 0.6238885472207212, 0.6192584050068177, 0.613677268406438, 0.6096274429325803, 0.6040393353158142, 0.6045407890769601, 0.6008850549594132, 0.5939110205997511, 0.5960496484984011, 0.5921510029064695, 0.5886166862073133, 0.5845570833048461, 0.5864599611520521, 0.5807258915455498, 0.5807899874398788, 0.5817296730708333, 0.5910299577160575, 0.5485060764295165], [1.0, 1.0, 1.0, 0.9469392535112678, 0.9444459787923614, 0.9436563703509959, 0.942696614072415, 0.9412382341558871, 0.9382984508350876, 0.93547172348605, 0.9321153926105189, 0.9283566330674886, 0.925066649646418, 0.9218054910022205, 0.9177270648757416, 0.9136857736597153, 0.909774550633955, 0.9054303366967935, 0.900901041328783, 0.8960728223226877, 0.8906399465993167, 0.8846900094636095, 0.8783663667938416, 0.8715066131866114, 1.0, 1.0, 1.0, 1.0, 1.0, 1.0], [1.0, 1.0, 1.0, 1.0, 1.0, 1.0, 0.995853868547296, 0.9263143220304236, 0.92, 0.92, 0.92, 0.92, 0.92, 0.92, 0.92, 0.92, 0.92, 0.92, 0.92, 0.92, 0.92, 0.92, 0.92, 0.92, 0.92, 0.92, 0.92, 0.92, 0.92, 0.92], [0.0, 0.0, 0.0, 0.0, 0.0, 0.0, 0.0, 0.0, 0.0, 0.0, 0.0, 0.0, 0.0, 0.0, 0.0, 0.0, 0.0, 0.0, 0.0, 0.0, 0.0, 0.0, 0.0, 0.0, 0.0, 0.0, 0.0, 0.0, 0.0, 0.0], [0.0, 0.0, 0.0, 0.0, 0.0, 0.0, 0.0, 0.0, 0.0, 0.0, 0.0, 0.0, 0.0, 0.0, 0.0, 0.0, 0.0, 0.0, 0.0, 0.0, 0.0, 0.0, 0.0, 0.0, 0.0, 0.0, 0.0, 0.0, 0.0, 0.0], [0.0, 0.0, 0.0, 0.0, 0.0, 0.0, 0.0, 0.0, 0.0, 0.0, 0.0, 0.0, 0.0, 0.0, 0.0, 0.0, 0.0, 0.0, 0.0, 0.0, 0.0, 0.0, 0.0, 0.0, 0.0, 0.0, 0.0, 0.0, 0.0, 0.0], [0.0, 0.0, 0.0, 0.0, 0.0, 0.0, 0.0, 0.0, 0.0, 0.0, 0.0, 0.0, 0.0, 0.0, 0.0, 0.0, 0.0, 0.0, 0.0, 0.0, 0.0, 0.0, 0.0, 0.0, 0.0, 0.0, 0.0, 0.0, 0.0, 0.0], [0.0, 0.0, 0.0, 0.0, 0.0, 0.0, 0.0, 0.0, 0.0, 0.0, 0.0, 0.0, 0.0, 0.0, 0.0, 0.0, 0.0, 0.0, 0.0, 0.0, 0.0, 0.0, 0.0, 0.0, 0.0, 0.0, 0.0, 0.0, 0.0, 0.0], [0.0, 0.0, 0.0, 0.0, 0.0, 0.0, 0.0, 0.0, 0.0, 0.0, 0.0, 0.0, 0.0, 0.0, 0.0, 0.0, 0.0, 0.0, 0.0, 0.0, 0.0, 0.0, 0.0, 0.0, 0.0, 0.0, 0.0, 0.0, 0.0, 0.0]] | 2D array of the end_nd_arc of the anchors. The first dimension represents each entry along blade span, the second dimension represents each layer.
rotorse.re.precomp.fiber_orientation | input | deg | [[0.0, 0.0, 0.0, 0.0, 0.0, 0.0, 0.0, 0.0, 0.0, 0.0, 0.0, 0.0, 0.0, 0.0, 0.0, 0.0, 0.0, 0.0, 0.0, 0.0, 0.0, 0.0, 0.0, 0.0, 0.0, 0.0, 0.0, 0.0, 0.0, 0.0], [0.0, 0.0, 0.0, 0.0, 0.0, 0.0, 0.0, 0.0, 0.0, 0.0, 0.0, 0.0, 0.0, 0.0, 0.0, 0.0, 0.0, 0.0, 0.0, 0.0, 0.0, 0.0, 0.0, 0.0, 0.0, 0.0, 0.0, 0.0, 0.0, 0.0], [0.0, 0.0, 0.0, 0.0, 0.0, 0.0, 0.0, 0.0, 0.0, 0.0, 0.0, 0.0, 0.0, 0.0, 0.0, 0.0, 0.0, 0.0, 0.0, 0.0, 0.0, 0.0, 0.0, 0.0, 0.0, 0.0, 0.0, 0.0, 0.0, 0.0], [0.0, 0.0, 0.0, 0.0, 0.0, 0.0, 0.0, 0.0, 0.0, 0.0, 0.0, 0.0, 0.0, 0.0, 0.0, 0.0, 0.0, 0.0, 0.0, 0.0, 0.0, 0.0, 0.0, 0.0, 0.0, 0.0, 0.0, 0.0, 0.0, 0.0], [0.0, 0.0, 0.0, 0.0, 0.0, 0.0, 0.0, 0.0, 0.0, 0.0, 0.0, 0.0, 0.0, 0.0, 0.0, 0.0, 0.0, 0.0, 0.0, 0.0, 0.0, 0.0, 0.0, 0.0, 0.0, 0.0, 0.0, 0.0, 0.0, 0.0], [0.0, 0.0, 0.0, 0.0, 0.0, 0.0, 0.0, 0.0, 0.0, 0.0, 0.0, 0.0, 0.0, 0.0, 0.0, 0.0, 0.0, 0.0, 0.0, 0.0, 0.0, 0.0, 0.0, 0.0, 0.0, 0.0, 0.0, 0.0, 0.0, 0.0], [0.0, 0.0, 0.0, 0.0, 0.0, 0.0, 0.0, 0.0, 0.0, 0.0, 0.0, 0.0, 0.0, 0.0, 0.0, 0.0, 0.0, 0.0, 0.0, 0.0, 0.0, 0.0, 0.0, 0.0, 0.0, 0.0, 0.0, 0.0, 0.0, 0.0], [0.0, 0.0, 0.0, 0.0, 0.0, 0.0, 0.0, 0.0, 0.0, 0.0, 0.0, 0.0, 0.0, 0.0, 0.0, 0.0, 0.0, 0.0, 0.0, 0.0, 0.0, 0.0, 0.0, 0.0, 0.0, 0.0, 0.0, 0.0, 0.0, 0.0], [0.0, 0.0, 0.0, 0.0, 0.0, 0.0, 0.0, 0.0, 0.0, 0.0, 0.0, 0.0, 0.0, 0.0, 0.0, 0.0, 0.0, 0.0, 0.0, 0.0, 0.0, 0.0, 0.0, 0.0, 0.0, 0.0, 0.0, 0.0, 0.0, 0.0], [0.0, 0.0, 0.0, 0.0, 0.0, 0.0, 0.0, 0.0, 0.0, 0.0, 0.0, 0.0, 0.0, 0.0, 0.0, 0.0, 0.0, 0.0, 0.0, 0.0, 0.0, 0.0, 0.0, 0.0, 0.0, 0.0, 0.0, 0.0, 0.0, 0.0], [0.0, 0.0, 0.0, 0.0, 0.0, 0.0, 0.0, 0.0, 0.0, 0.0, 0.0, 0.0, 0.0, 0.0, 0.0, 0.0, 0.0, 0.0, 0.0, 0.0, 0.0, 0.0, 0.0, 0.0, 0.0, 0.0, 0.0, 0.0, 0.0, 0.0], [0.0, 0.0, 0.0, 0.0, 0.0, 0.0, 0.0, 0.0, 0.0, 0.0, 0.0, 0.0, 0.0, 0.0, 0.0, 0.0, 0.0, 0.0, 0.0, 0.0, 0.0, 0.0, 0.0, 0.0, 0.0, 0.0, 0.0, 0.0, 0.0, 0.0], [0.0, 0.0, 0.0, 0.0, 0.0, 0.0, 0.0, 0.0, 0.0, 0.0, 0.0, 0.0, 0.0, 0.0, 0.0, 0.0, 0.0, 0.0, 0.0, 0.0, 0.0, 0.0, 0.0, 0.0, 0.0, 0.0, 0.0, 0.0, 0.0, 0.0], [0.0, 0.0, 0.0, 0.0, 0.0, 0.0, 0.0, 0.0, 0.0, 0.0, 0.0, 0.0, 0.0, 0.0, 0.0, 0.0, 0.0, 0.0, 0.0, 0.0, 0.0, 0.0, 0.0, 0.0, 0.0, 0.0, 0.0, 0.0, 0.0, 0.0], [0.0, 0.0, 0.0, 0.0, 0.0, 0.0, 0.0, 0.0, 0.0, 0.0, 0.0, 0.0, 0.0, 0.0, 0.0, 0.0, 0.0, 0.0, 0.0, 0.0, 0.0, 0.0, 0.0, 0.0, 0.0, 0.0, 0.0, 0.0, 0.0, 0.0], [0.0, 0.0, 0.0, 0.0, 0.0, 0.0, 0.0, 0.0, 0.0, 0.0, 0.0, 0.0, 0.0, 0.0, 0.0, 0.0, 0.0, 0.0, 0.0, 0.0, 0.0, 0.0, 0.0, 0.0, 0.0, 0.0, 0.0, 0.0, 0.0, 0.0], [0.0, 0.0, 0.0, 0.0, 0.0, 0.0, 0.0, 0.0, 0.0, 0.0, 0.0, 0.0, 0.0, 0.0, 0.0, 0.0, 0.0, 0.0, 0.0, 0.0, 0.0, 0.0, 0.0, 0.0, 0.0, 0.0, 0.0, 0.0, 0.0, 0.0], [0.0, 0.0, 0.0, 0.0, 0.0, 0.0, 0.0, 0.0, 0.0, 0.0, 0.0, 0.0, 0.0, 0.0, 0.0, 0.0, 0.0, 0.0, 0.0, 0.0, 0.0, 0.0, 0.0, 0.0, 0.0, 0.0, 0.0, 0.0, 0.0, 0.0]] | 2D array of the orientation of the layers of the blade structure. The first dimension represents each entry along blade span, the second dimension represents each layer.
rotorse.re.precomp.E | input | Pa | [[3440000000.0, 3440000000.0, 3440000000.0], [200000000000.0, 200000000000.0, 200000000000.0], [205000000000.0, 205000000000.0, 205000000000.0], [118000000000.0, 118000000000.0, 118000000000.0], [44600000000.0, 17000000000.0, 16700000000.0], [114500000000.0, 8390000000.0, 8390000000.0], [11100000000.0, 11100000000.0, 16700000000.0], [28700000000.0, 16600000000.0, 16700000000.0], [129200000.0, 129200000.0, 129200000.0], [1000000.0, 1000000.0, 1000000.0], [4560000000.0, 4560000000.0, 4560000000.0]] | 2D array of the Youngs moduli of the materials. Each row represents a material, the three columns represent E11, E22 and E33.
rotorse.re.precomp.G | input | Pa | [[1323000000.0, 1323000000.0, 1323000000.0], [79300000000.0, 79300000000.0, 79300000000.0], [80000000000.0, 80000000000.0, 80000000000.0], [47600000000.0, 47600000000.0, 47600000000.0], [3270000000.0, 3480000000.0, 3500000000.0], [5990000000.0, 5990000000.0, 5990000000.0], [13530000000.0, 3490000000.0, 3490000000.0], [8400000000.0, 3490000000.0, 3490000000.0], [48946969.696969695, 48946969.696969695, 48946969.696969695], [312500.0, 312500.0, 312500.0], [1520000000.0, 1520000000.0, 1520000000.0]] | 2D array of the shear moduli of the materials. Each row represents a material, the three columns represent G12, G13 and G23.
rotorse.re.precomp.nu | input |  | [[0.3, 0.3, 0.3], [0.3, 0.3, 0.3], [0.3, 0.3, 0.3], [0.3, 0.3, 0.3], [0.262, 0.35, 0.264], [0.27, 0.27, 0.27], [0.5, 0.0, 0.066], [0.5, 0.0, 0.17], [0.32, 0.32, 0.32], [0.3, 0.3, 0.3], [0.49, 0.49, 0.49]] | 2D array of the Poisson ratio of the materials. Each row represents a material, the three columns represent nu12, nu13 and nu23.
rotorse.re.precomp.rho | input | kg/m**3 | [1235.0, 7800.0, 7850.0, 7200.0, 1940.0, 1220.0, 1940.0, 1940.0, 130.0, 1150.0, 1100.0] | 1D array of the density of the materials. For composites, this is the density of the laminate.
rotorse.re.precomp.joint_position | input |  | 0 | Spanwise position of the segmentation joint.
rotorse.re.precomp.joint_mass | input | kg | 0 | Mass of the joint.
rotorse.re.n_blades | input | n/a | 3 | Number of blades of the rotor.
rotorse.re.precomp.build_layer | input | n/a | [0.0, 0.0, 1.0, 2.0, 3.0, 4.0, 5.0, 6.0, 6.0, 6.0, 6.0, 0.0, -1.0, -1.0, -1.0, -2.0, -2.0, -2.0] | 1D array of boolean values indicating how to build a layer.
rotorse.re.precomp.mat_name | input | n/a | ['Gelcoat', 'steel', 'steel_drive', 'cast_iron', 'glass_uni', 'CarbonUD', 'glass_biax', 'glass_triax', 'medium_density_foam', 'resin', 'adhesive'] | 1D array of names of materials.
rotorse.re.precomp.orth | input | n/a | [0.0, 0.0, 0.0, 0.0, 1.0, 1.0, 1.0, 1.0, 0.0, 0.0, 0.0] | 1D array of flags to set whether a material is isotropic (0) or orthtropic (1). Each entry represents a material.
rotorse.total_bc.joint_cost | input | USD | 0 | Total blade joint cost
rotorse.total_bc.inner_blade_cost | input | USD | 759353.0819 | Total cost (variable and fixed) for the blade inner portion.
rotorse.total_bc.outer_blade_cost | input | USD | 0 | Total cost (variable and fixed) for the blade outer portion.
rotorse.wt_class.V_mean_overwrite | input |  | 0
rotorse.wt_class.V_extreme50_overwrite | input |  | 0
rotorse.wt_class.turbine_class | input | n/a | I
towerse.distribute_lumped_mass.mass_den | input | kg/m | [10314.844411733615, 9488.451468448127, 8547.41522389624, 7685.8994913167335, 6812.656121445571, 5906.845588207135, 5081.876946716433, 4283.492084231731, 3625.335201113426, 4097.489292297825]
towerse.distribute_lumped_mass.section_height | input | m | [13.0, 13.0, 13.0, 13.0, 13.0, 13.0, 13.0, 13.0, 13.0, 12.385999999999996]
towerse.lumped_mass_in | input | kg | [0.0, 0.0, 0.0, 0.0, 0.0, 0.0, 0.0, 0.0, 0.0, 0.0, 0.0]
towerse.member.gc.d | input | m | [10.0, 10.0, 9.926, 9.443, 8.833, 8.151, 7.39, 6.909, 6.748, 6.572, 6.5]
towerse.member.gc.t | input | m | [0.039496, 0.036456, 0.033779, 0.032192, 0.030708, 0.029101000000000002, 0.027213, 0.024009, 0.020825999999999997, 0.023998]
towerse.member.s | output |  | [0.0, 0.10047454902385111, 0.20094909804770222, 0.30142364707155334, 0.40189819609540445, 0.5023727451192556, 0.6028472941431067, 0.7033218431669578, 0.8037963921908089, 0.90427094121466, 1.0]
towerse.member.height | output | m | 129.386
towerse.tower_outer_diameter | output | m | [10.0, 10.0, 9.926, 9.443, 8.833, 8.151, 7.39, 6.909, 6.748, 6.572, 6.5]
towerse.member.ca_usr_grid | input |  | [0.0, 0.0, 0.0, 0.0, 0.0, 0.0, 0.0, 0.0, 0.0, 0.0, 0.0]
towerse.member.cd_usr_grid | input |  | [0.0, 0.0, 0.0, 0.0, 0.0, 0.0, 0.0, 0.0, 0.0, 0.0, 0.0]
towerse.tower_wall_thickness | output | m | [0.039496, 0.036456, 0.033779, 0.032192, 0.030708, 0.029101000000000002, 0.027213, 0.024009, 0.020825999999999997, 0.023998]
towerse.member.E | output | Pa | [200000000000.0, 200000000000.0, 200000000000.0, 200000000000.0, 200000000000.0, 200000000000.0, 200000000000.0, 200000000000.0, 200000000000.0, 200000000000.0]
towerse.member.G | output | Pa | [79300000000.0, 79300000000.0, 79300000000.0, 79300000000.0, 79300000000.0, 79300000000.0, 79300000000.0, 79300000000.0, 79300000000.0, 79300000000.0]
towerse.member.sigma_y | output | Pa | [345000000.0, 345000000.0, 345000000.0, 345000000.0, 345000000.0, 345000000.0, 345000000.0, 345000000.0, 345000000.0, 345000000.0]
towerse.member.rho | output | kg/m**3 | [7800.0, 7800.0, 7799.999999999999, 7800.0, 7800.0, 7800.0, 7800.0, 7800.0, 7800.0, 7800.0]
towerse.member.unit_cost | output | USD/kg | [0.7, 0.7, 0.7, 0.7, 0.7, 0.7, 0.7, 0.7, 0.7, 0.7000000000000001]
towerse.member.outfitting_factor | output |  | [1.07, 1.07, 1.07, 1.07, 1.07, 1.07, 1.07, 1.07, 1.07, 1.07]
towerse.rho_water | input | kg/m**3 | 0
towerse.member.s_ghost1 | input |  | 0
towerse.member.s_ghost2 | input |  | 1
towerse.tower_s | input |  | [0.0, 0.10047454902385111, 0.20094909804770222, 0.30142364707155334, 0.40189819609540445, 0.5023727451192556, 0.6028472941431067, 0.7033218431669578, 0.8037963921908089, 0.90427094121466, 1.0]
towerse.member.s_const1 | input |  | 0
towerse.member.s_const2 | input |  | 0
towerse.tower_layer_thickness | input | m | [[0.039496, 0.039496, 0.033416, 0.034142, 0.030242, 0.031174, 0.027028, 0.027398, 0.02062, 0.021032, 0.026964000000000002]]
towerse.tower_outer_diameter_in | input | m | [10.0, 10.0, 9.926, 9.443, 8.833, 8.151, 7.39, 6.909, 6.748, 6.572, 6.5]
towerse.E_mat | input | Pa | [[3440000000.0, 3440000000.0, 3440000000.0], [200000000000.0, 200000000000.0, 200000000000.0], [205000000000.0, 205000000000.0, 205000000000.0], [118000000000.0, 118000000000.0, 118000000000.0], [44600000000.0, 17000000000.0, 16700000000.0], [114500000000.0, 8390000000.0, 8390000000.0], [11100000000.0, 11100000000.0, 16700000000.0], [28700000000.0, 16600000000.0, 16700000000.0], [129200000.0, 129200000.0, 129200000.0], [1000000.0, 1000000.0, 1000000.0], [4560000000.0, 4560000000.0, 4560000000.0]]
towerse.E_user | input | Pa | 0
towerse.G_mat | input | Pa | [[1323000000.0, 1323000000.0, 1323000000.0], [79300000000.0, 79300000000.0, 79300000000.0], [80000000000.0, 80000000000.0, 80000000000.0], [47600000000.0, 47600000000.0, 47600000000.0], [3270000000.0, 3480000000.0, 3500000000.0], [5990000000.0, 5990000000.0, 5990000000.0], [13530000000.0, 3490000000.0, 3490000000.0], [8400000000.0, 3490000000.0, 3490000000.0], [48946969.696969695, 48946969.696969695, 48946969.696969695], [312500.0, 312500.0, 312500.0], [1520000000.0, 1520000000.0, 1520000000.0]]
towerse.sigma_y_mat | input | Pa | [0.0, 345000000.0, 485000000.0, 265000000.0, 0.0, 0.0, 0.0, 0.0, 0.0, 0.0, 0.0]
towerse.sigma_ult_mat | input | Pa | [[74000000.0, 74000000.0, 74000000.0], [450000000.0, 450000000.0, 450000000.0], [814000000.0, 814000000.0, 814000000.0], [310000000.0, 310000000.0, 310000000.0], [609200000.0, 38100000.0, 15290000.0], [1546000000.0, 0.0, 0.0], [42900000.0, 42600000.0, 15300000.0], [396000000.0, 76400000.0, 15300000.0], [2083000.0, 2083000.0, 2083000.0], [0.0, 0.0, 0.0], [690000.0, 690000.0, 690000.0]]
towerse.wohler_exp_mat | input |  | [1.0, 3.0, 3.0, 3.0, 10.0, 16.1, 10.0, 10.0, 1.0, 1.0, 1.0]
towerse.wohler_A_mat | input |  | [87000000.0, 450000000.0, 814000000.0, 310000000.0, 609200000.0, 1546000000.0, 113200000.0, 448900000.0, 2083000.0, 0.0, 690000.0]
towerse.rho_mat | input | kg/m**3 | [1235.0, 7800.0, 7850.0, 7200.0, 1940.0, 1220.0, 1940.0, 1940.0, 130.0, 1150.0, 1100.0]
towerse.unit_cost_mat | input | USD/kg | [7.23, 0.7, 0.9, 0.5, 1.87, 30.0, 3.0, 2.86, 13.0, 3.63, 9.0]
towerse.outfitting_factor_in | input |  | 1.07
towerse.tower_layer_materials | input | n/a | steel
towerse.member.ballast_materials | input | n/a | []
towerse.material_names | input | n/a | ['Gelcoat', 'steel', 'steel_drive', 'cast_iron', 'glass_uni', 'CarbonUD', 'glass_biax', 'glass_triax', 'medium_density_foam', 'resin', 'adhesive']
towerse.outfitting_full | output |  | [1.07, 1.07, 1.07, 1.07, 1.07, 1.07, 1.07, 1.07, 1.07, 1.07, 1.07, 1.07, 1.07, 1.07, 1.07, 1.07, 1.07, 1.07, 1.07, 1.07, 1.07, 1.07, 1.07, 1.07, 1.07, 1.07, 1.07, 1.07, 1.07, 1.07]
towerse.member.unit_cost_full | output | USD/kg | [0.7, 0.7, 0.7, 0.7, 0.7, 0.7, 0.7, 0.7, 0.7, 0.7, 0.7, 0.7, 0.7, 0.7, 0.7, 0.7, 0.7, 0.7, 0.7, 0.7, 0.7, 0.7, 0.7, 0.7, 0.7, 0.7, 0.7, 0.7000000000000001, 0.7000000000000001, 0.7000000000000001]
towerse.labor_cost_rate | input | USD/min | 0.98
towerse.painting_cost_rate | input | USD/m**2 | 30
towerse.tower_mass_user | input | kg | 0
towerse.hub_height | input | m | 150
towerse.foundation_height | input | m | 15
af_3d.aoa | input | deg | [-180.0, -177.0, -174.0, -171.0, -168.0, -165.0, -162.0, -159.0, -156.0, -153.0, -150.0, -147.0, -144.0, -141.0, -138.0, -135.0, -132.0, -129.0, -126.0, -123.0, -120.0, -117.0, -114.0, -111.0, -108.0, -105.0, -102.0, -99.0, -96.0, -93.0, -90.0, -87.0, -84.0, -81.0, -78.0, -75.0, -72.0, -69.0, -66.0, -63.0, -60.0, -57.0, -54.0, -51.0, -48.0, -45.0, -42.0, -39.0, -36.0, -33.0, -30.0, -29.393939393939394, -28.78787878787879, -28.18181818181818, -27.575757575757574, -26.96969696969697, -26.363636363636363, -25.757575757575758, -25.151515151515152, -24.545454545454547, -23.939393939393938, -23.333333333333332, -22.727272727272727, -22.12121212121212, -21.515151515151516, -20.909090909090907, -20.303030303030305, -19.696969696969695, -19.09090909090909, -18.484848484848484, -17.87878787878788, -17.272727272727273, -16.666666666666664, -16.060606060606062, -15.454545454545453, -14.848484848484848, -14.242424242424242, -13.636363636363637, -13.030303030303031, -12.424242424242422, -11.818181818181817, -11.212121212121211, -10.606060606060606, -10.0, -9.393939393939394, -8.787878787878789, -8.18181818181818, -7.575757575757574, -6.969696969696969, -6.363636363636363, -5.757575757575758, -5.151515151515152, -4.545454545454543, -3.9393939393939377, -3.333333333333332, -2.7272727272727266, -2.121212121212121, -1.5151515151515156, -0.9090909090909065, -0.303030303030301, 0.30303030303030454, 0.9090909090909101, 1.5151515151515156, 2.1212121212121247, 2.7272727272727266, 3.3333333333333357, 3.9393939393939377, 4.545454545454547, 5.151515151515156, 5.757575757575758, 6.363636363636367, 6.969696969696969, 7.575757575757578, 8.18181818181818, 8.787878787878789, 9.393939393939398, 10.0, 10.606060606060609, 11.212121212121211, 11.81818181818182, 12.424242424242422, 13.030303030303031, 13.63636363636364, 14.242424242424242, 14.848484848484851, 15.454545454545453, 16.060606060606062, 16.66666666666667, 17.272727272727273, 17.878787878787882, 18.484848484848484, 19.090909090909093, 19.696969696969695, 20.303030303030305, 20.909090909090914, 21.515151515151516, 22.121212121212125, 22.727272727272727, 23.333333333333336, 23.939393939393938, 24.545454545454547, 25.151515151515156, 25.757575757575758, 26.363636363636367, 26.96969696969697, 27.575757575757578, 28.181818181818187, 28.78787878787879, 29.393939393939398, 30.0, 33.0, 36.0, 39.0, 42.0, 45.0, 48.0, 51.0, 54.0, 57.0, 60.0, 63.0, 66.0, 69.0, 72.0, 75.0, 78.0, 81.0, 84.0, 87.0, 90.0, 93.0, 96.0, 99.0, 102.0, 105.0, 108.0, 111.0, 114.0, 117.0, 120.0, 123.0, 126.0, 129.0, 132.0, 135.0, 138.0, 141.0, 144.0, 147.0, 150.0, 153.0, 156.0, 159.0, 162.0, 165.0, 168.0, 171.0, 174.0, 177.0, 180.0] | 1D array of the angles of attack used to define the polars of the airfoils. All airfoils defined in openmdao share this grid.
af_3d.Re | input |  | [3000000.0, 8100000.0, 10000000.0] | 1D array of the Reynolds numbers used to define the polars of the airfoils. All airfoils defined in openmdao share this grid.
af_3d.cl | input |  | [[[0.0001, 0.0001, 0.0001], [9.999999999998899e-05, 9.999999999998899e-05, 9.999999999998899e-05], [9.999999999998899e-05, 9.999999999998899e-05, 9.999999999998899e-05], [9.999999999998899e-05, 9.999999999998899e-05, 9.999999999998899e-05], [9.999999999998899e-05, 9.999999999998899e-05, 9.999999999998899e-05], [9.999999999998899e-05, 9.999999999998899e-05, 9.999999999998899e-05], [9.999999999998899e-05, 9.999999999998899e-05, 9.999999999998899e-05], [9.999999999998899e-05, 9.999999999998899e-05, 9.999999999998899e-05], [9.999999999998899e-05, 9.999999999998899e-05, 9.999999999998899e-05], [9.999999999998899e-05, 9.999999999998899e-05, 9.999999999998899e-05], [9.999999999998899e-05, 9.999999999998899e-05, 9.999999999998899e-05], [9.999999999998899e-05, 9.999999999998899e-05, 9.999999999998899e-05], [9.999999999998899e-05, 9.999999999998899e-05, 9.999999999998899e-05], [9.999999999998899e-05, 9.999999999998899e-05, 9.999999999998899e-05], [9.999999999998899e-05, 9.999999999998899e-05, 9.999999999998899e-05], [9.999999999998899e-05, 9.999999999998899e-05, 9.999999999998899e-05], [9.999999999998899e-05, 9.999999999998899e-05, 9.999999999998899e-05], [9.999999999998899e-05, 9.999999999998899e-05, 9.999999999998899e-05], [9.999999999998899e-05, 9.999999999998899e-05, 9.999999999998899e-05], [9.999999999998899e-05, 9.999999999998899e-05, 9.999999999998899e-05], [9.999999999998899e-05, 9.999999999998899e-05, 9.999999999998899e-05], [0.00010000000000001674, 0.00010000000000001674, 0.00010000000000001674], [9.999999999998899e-05, 9.999999999998899e-05, 9.999999999998899e-05], [9.999999999998899e-05, 9.999999999998899e-05, 9.999999999998899e-05], [9.999999999998899e-05, 9.999999999998899e-05, 9.999999999998899e-05], [9.999999999998899e-05, 9.999999999998899e-05, 9.999999999998899e-05], [9.999999999998899e-05, 9.999999999998899e-05, 9.999999999998899e-05], [9.999999999998899e-05, 9.999999999998899e-05, 9.999999999998899e-05], [0.00010000000000000286, 0.00010000000000000286, 0.00010000000000000286], [0.00010000000000000286, 0.00010000000000000286, 0.00010000000000000286], [0.0001, 0.0001, 0.0001], [0.00010000000000000286, 0.00010000000000000286, 0.00010000000000000286], [0.00010000000000000286, 0.00010000000000000286, 0.00010000000000000286], [9.999999999998899e-05, 9.999999999998899e-05, 9.999999999998899e-05], [9.999999999998899e-05, 9.999999999998899e-05, 9.999999999998899e-05], [9.999999999998899e-05, 9.999999999998899e-05, 9.999999999998899e-05], [9.999999999998899e-05, 9.999999999998899e-05, 9.999999999998899e-05], [9.999999999998899e-05, 9.999999999998899e-05, 9.999999999998899e-05], [9.999999999998899e-05, 9.999999999998899e-05, 9.999999999998899e-05], [0.00010000000000001674, 0.00010000000000001674, 0.00010000000000001674], [9.999999999998899e-05, 9.999999999998899e-05, 9.999999999998899e-05], [9.999999999998899e-05, 9.999999999998899e-05, 9.999999999998899e-05], [9.999999999998899e-05, 9.999999999998899e-05, 9.999999999998899e-05], [9.999999999998899e-05, 9.999999999998899e-05, 9.999999999998899e-05], [9.999999999998899e-05, 9.999999999998899e-05, 9.999999999998899e-05], [9.999999999998899e-05, 9.999999999998899e-05, 9.999999999998899e-05], [9.999999999998899e-05, 9.999999999998899e-05, 9.999999999998899e-05], [9.999999999998899e-05, 9.999999999998899e-05, 9.999999999998899e-05], [9.999999999998899e-05, 9.999999999998899e-05, 9.999999999998899e-05], [9.999999999998899e-05, 9.999999999998899e-05, 9.999999999998899e-05], [9.999999999998899e-05, 9.999999999998899e-05, 9.999999999998899e-05], [9.999999999998899e-05, 9.999999999998899e-05, 9.999999999998899e-05], [9.999999999998899e-05, 9.999999999998899e-05, 9.999999999998899e-05], [9.999999999998899e-05, 9.999999999998899e-05, 9.999999999998899e-05], [9.999999999998899e-05, 9.999999999998899e-05, 9.999999999998899e-05], [9.999999999998899e-05, 9.999999999998899e-05, 9.999999999998899e-05], [9.999999999998899e-05, 9.999999999998899e-05, 9.999999999998899e-05], [9.999999999998899e-05, 9.999999999998899e-05, 9.999999999998899e-05], [9.999999999998899e-05, 9.999999999998899e-05, 9.999999999998899e-05], [9.999999999998899e-05, 9.999999999998899e-05, 9.999999999998899e-05], [9.999999999998899e-05, 9.999999999998899e-05, 9.999999999998899e-05], [9.999999999998899e-05, 9.999999999998899e-05, 9.999999999998899e-05], [9.999999999998899e-05, 9.999999999998899e-05, 9.999999999998899e-05], [9.999999999998899e-05, 9.999999999998899e-05, 9.999999999998899e-05], [9.999999999998899e-05, 9.999999999998899e-05, 9.999999999998899e-05], [9.999999999998899e-05, 9.999999999998899e-05, 9.999999999998899e-05], [9.999999999998899e-05, 9.999999999998899e-05, 9.999999999998899e-05], [9.999999999998899e-05, 9.999999999998899e-05, 9.999999999998899e-05], [9.999999999998899e-05, 9.999999999998899e-05, 9.999999999998899e-05], [0.00010000000000010001, 0.00010000000000010001, 0.00010000000000010001], [9.999999999998899e-05, 9.999999999998899e-05, 9.999999999998899e-05], [9.999999999987796e-05, 9.999999999987796e-05, 9.999999999987796e-05], [9.999999999998899e-05, 9.999999999998899e-05, 9.999999999998899e-05], [9.999999999998899e-05, 9.999999999998899e-05, 9.999999999998899e-05], [9.999999999998899e-05, 9.999999999998899e-05, 9.999999999998899e-05], [9.999999999998899e-05, 9.999999999998899e-05, 9.999999999998899e-05], [9.999999999998899e-05, 9.999999999998899e-05, 9.999999999998899e-05], [9.999999999998899e-05, 9.999999999998899e-05, 9.999999999998899e-05], [9.999999999998899e-05, 9.999999999998899e-05, 9.999999999998899e-05], [9.999999999998899e-05, 9.999999999998899e-05, 9.999999999998899e-05], [9.999999999998899e-05, 9.999999999998899e-05, 9.999999999998899e-05], [9.999999999998899e-05, 9.999999999998899e-05, 9.999999999998899e-05], [9.999999999998899e-05, 9.999999999998899e-05, 9.999999999998899e-05], [9.999999999998899e-05, 9.999999999998899e-05, 9.999999999998899e-05], [9.999999999993348e-05, 9.999999999993348e-05, 9.999999999993348e-05], [9.999999999998899e-05, 9.999999999998899e-05, 9.999999999998899e-05], [9.999999999998899e-05, 9.999999999998899e-05, 9.999999999998899e-05], [9.999999999998899e-05, 9.999999999998899e-05, 9.999999999998899e-05], [9.999999999998899e-05, 9.999999999998899e-05, 9.999999999998899e-05], [9.999999999998899e-05, 9.999999999998899e-05, 9.999999999998899e-05], [9.999999999998899e-05, 9.999999999998899e-05, 9.999999999998899e-05], [9.999999999998899e-05, 9.999999999998899e-05, 9.999999999998899e-05], [0.00010000000000000286, 0.00010000000000000286, 0.00010000000000000286], [0.00010000000000000286, 0.00010000000000000286, 0.00010000000000000286], [9.99999999999994e-05, 9.99999999999994e-05, 9.99999999999994e-05], [0.00010000000000000286, 0.00010000000000000286, 0.00010000000000000286], [9.999999999998899e-05, 9.999999999998899e-05, 9.999999999998899e-05], [9.999999999998899e-05, 9.999999999998899e-05, 9.999999999998899e-05], [9.999999999998899e-05, 9.999999999998899e-05, 9.999999999998899e-05], [9.999999999998899e-05, 9.999999999998899e-05, 9.999999999998899e-05], [9.999999999998899e-05, 9.999999999998899e-05, 9.999999999998899e-05], [9.999999999998899e-05, 9.999999999998899e-05, 9.999999999998899e-05], [9.999999999998899e-05, 9.999999999998899e-05, 9.999999999998899e-05], [9.999999999998899e-05, 9.999999999998899e-05, 9.999999999998899e-05], [9.999999999998899e-05, 9.999999999998899e-05, 9.999999999998899e-05], [9.999999999998899e-05, 9.999999999998899e-05, 9.999999999998899e-05], [9.999999999998899e-05, 9.999999999998899e-05, 9.999999999998899e-05], [9.999999999998899e-05, 9.999999999998899e-05, 9.999999999998899e-05], [9.999999999998899e-05, 9.999999999998899e-05, 9.999999999998899e-05], [9.999999999998899e-05, 9.999999999998899e-05, 9.999999999998899e-05], [9.999999999998899e-05, 9.999999999998899e-05, 9.999999999998899e-05], [9.999999999998899e-05, 9.999999999998899e-05, 9.999999999998899e-05], [9.999999999998899e-05, 9.999999999998899e-05, 9.999999999998899e-05], [9.999999999998899e-05, 9.999999999998899e-05, 9.999999999998899e-05], [9.999999999998899e-05, 9.999999999998899e-05, 9.999999999998899e-05], [9.999999999998899e-05, 9.999999999998899e-05, 9.999999999998899e-05], [9.999999999998899e-05, 9.999999999998899e-05, 9.999999999998899e-05], [9.999999999998899e-05, 9.999999999998899e-05, 9.999999999998899e-05], [9.999999999998899e-05, 9.999999999998899e-05, 9.999999999998899e-05], [9.999999999998899e-05, 9.999999999998899e-05, 9.999999999998899e-05], [9.999999999998899e-05, 9.999999999998899e-05, 9.999999999998899e-05], [9.999999999998899e-05, 9.999999999998899e-05, 9.999999999998899e-05], [9.999999999998899e-05, 9.999999999998899e-05, 9.999999999998899e-05], [9.999999999987796e-05, 9.999999999987796e-05, 9.999999999987796e-05], [9.999999999976694e-05, 9.999999999976694e-05, 9.999999999976694e-05], [9.999999999998899e-05, 9.999999999998899e-05, 9.999999999998899e-05], [9.999999999998899e-05, 9.999999999998899e-05, 9.999999999998899e-05], [9.999999999998899e-05, 9.999999999998899e-05, 9.999999999998899e-05], [9.999999999998899e-05, 9.999999999998899e-05, 9.999999999998899e-05], [9.999999999998899e-05, 9.999999999998899e-05, 9.999999999998899e-05], [9.999999999976694e-05, 9.999999999976694e-05, 9.999999999976694e-05], [9.999999999998899e-05, 9.999999999998899e-05, 9.999999999998899e-05], [9.999999999998899e-05, 9.999999999998899e-05, 9.999999999998899e-05], [9.999999999998899e-05, 9.999999999998899e-05, 9.999999999998899e-05], [9.999999999998899e-05, 9.999999999998899e-05, 9.999999999998899e-05], [9.999999999998899e-05, 9.999999999998899e-05, 9.999999999998899e-05], [9.999999999998899e-05, 9.999999999998899e-05, 9.999999999998899e-05], [9.999999999998899e-05, 9.999999999998899e-05, 9.999999999998899e-05], [9.999999999998899e-05, 9.999999999998899e-05, 9.999999999998899e-05], [9.999999999998899e-05, 9.999999999998899e-05, 9.999999999998899e-05], [9.999999999998899e-05, 9.999999999998899e-05, 9.999999999998899e-05], [9.999999999998899e-05, 9.999999999998899e-05, 9.999999999998899e-05], [9.999999999998899e-05, 9.999999999998899e-05, 9.999999999998899e-05], [9.999999999998899e-05, 9.999999999998899e-05, 9.999999999998899e-05], [9.999999999998899e-05, 9.999999999998899e-05, 9.999999999998899e-05], [9.999999999998899e-05, 9.999999999998899e-05, 9.999999999998899e-05], [9.999999999998899e-05, 9.999999999998899e-05, 9.999999999998899e-05], [9.999999999976694e-05, 9.999999999976694e-05, 9.999999999976694e-05], [9.999999999976694e-05, 9.999999999976694e-05, 9.999999999976694e-05], [9.999999999998899e-05, 9.999999999998899e-05, 9.999999999998899e-05], [9.999999999998899e-05, 9.999999999998899e-05, 9.999999999998899e-05], [9.999999999998899e-05, 9.999999999998899e-05, 9.999999999998899e-05], [9.999999999998899e-05, 9.999999999998899e-05, 9.999999999998899e-05], [9.999999999998899e-05, 9.999999999998899e-05, 9.999999999998899e-05], [9.999999999998899e-05, 9.999999999998899e-05, 9.999999999998899e-05], [9.999999999998899e-05, 9.999999999998899e-05, 9.999999999998899e-05], [9.999999999998899e-05, 9.999999999998899e-05, 9.999999999998899e-05], [9.999999999998899e-05, 9.999999999998899e-05, 9.999999999998899e-05], [9.999999999998899e-05, 9.999999999998899e-05, 9.999999999998899e-05], [9.999999999998899e-05, 9.999999999998899e-05, 9.999999999998899e-05], [9.999999999998899e-05, 9.999999999998899e-05, 9.999999999998899e-05], [9.999999999998899e-05, 9.999999999998899e-05, 9.999999999998899e-05], [9.999999999998899e-05, 9.999999999998899e-05, 9.999999999998899e-05], [9.999999999998899e-05, 9.999999999998899e-05, 9.999999999998899e-05], [9.999999999998899e-05, 9.999999999998899e-05, 9.999999999998899e-05], [9.999999999998899e-05, 9.999999999998899e-05, 9.999999999998899e-05], [9.999999999998899e-05, 9.999999999998899e-05, 9.999999999998899e-05], [9.999999999998899e-05, 9.999999999998899e-05, 9.999999999998899e-05], [0.00010000000000000286, 0.00010000000000000286, 0.00010000000000000286], [9.999999999999999e-05, 9.999999999999999e-05, 9.999999999999999e-05], [0.00010000000000000286, 0.00010000000000000286, 0.00010000000000000286], [9.999999999998899e-05, 9.999999999998899e-05, 9.999999999998899e-05], [9.999999999998899e-05, 9.999999999998899e-05, 9.999999999998899e-05], [9.999999999998899e-05, 9.999999999998899e-05, 9.999999999998899e-05], [9.999999999998899e-05, 9.999999999998899e-05, 9.999999999998899e-05], [9.999999999998899e-05, 9.999999999998899e-05, 9.999999999998899e-05], [9.999999999998899e-05, 9.999999999998899e-05, 9.999999999998899e-05], [9.999999999998899e-05, 9.999999999998899e-05, 9.999999999998899e-05], [9.999999999998899e-05, 9.999999999998899e-05, 9.999999999998899e-05], [9.999999999998899e-05, 9.999999999998899e-05, 9.999999999998899e-05], [9.999999999998899e-05, 9.999999999998899e-05, 9.999999999998899e-05], [9.999999999998899e-05, 9.999999999998899e-05, 9.999999999998899e-05], [9.999999999998899e-05, 9.999999999998899e-05, 9.999999999998899e-05], [9.999999999998899e-05, 9.999999999998899e-05, 9.999999999998899e-05], [9.999999999998899e-05, 9.999999999998899e-05, 9.999999999998899e-05], [9.999999999998899e-05, 9.999999999998899e-05, 9.999999999998899e-05], [9.999999999998899e-05, 9.999999999998899e-05, 9.999999999998899e-05], [9.999999999998899e-05, 9.999999999998899e-05, 9.999999999998899e-05], [9.999999999998899e-05, 9.999999999998899e-05, 9.999999999998899e-05], [9.999999999998899e-05, 9.999999999998899e-05, 9.999999999998899e-05], [9.999999999998899e-05, 9.999999999998899e-05, 9.999999999998899e-05], [9.999999999998899e-05, 9.999999999998899e-05, 9.999999999998899e-05], [9.999999999998899e-05, 9.999999999998899e-05, 9.999999999998899e-05], [9.999999999998899e-05, 9.999999999998899e-05, 9.999999999998899e-05], [9.999999999998899e-05, 9.999999999998899e-05, 9.999999999998899e-05], [9.999999999998899e-05, 9.999999999998899e-05, 9.999999999998899e-05], [9.999999999998899e-05, 9.999999999998899e-05, 9.999999999998899e-05], [9.999999999998899e-05, 9.999999999998899e-05, 9.999999999998899e-05], [9.999999999998899e-05, 9.999999999998899e-05, 9.999999999998899e-05], [0.0001, 0.0001, 0.0001]], [[9.43686830310173e-05, 9.43686830310173e-05, 9.43686830310173e-05], [0.010764676572212542, 0.010764676572212542, 0.010764676572212542], [0.021433814041820265, 0.021433814041820265, 0.021433814041820265], [0.03210173951353826, 0.03210173951353826, 0.03210173951353826], [0.04411510607395258, 0.04411510607395258, 0.04411510607395258], [0.05869586207270039, 0.05869586207270039, 0.05869586207270039], [0.06948570970771595, 0.06948570970771595, 0.06948570970771595], [0.07050617982003982, 0.07050617982003982, 0.07050617982003982], [0.06766854378006354, 0.06766854378006354, 0.06766854378006354], [0.0632621543504322, 0.0632621543504322, 0.0632621543504322], [0.05660007687102736, 0.05660007687102736, 0.05660007687102736], [0.047707844217329064, 0.047707844217329064, 0.047707844217329064], [0.04450030269502896, 0.04450030269502896, 0.04450030269502896], [0.039098282125013595, 0.039098282125013595, 0.039098282125013595], [0.03628172220340414, 0.03628172220340414, 0.03628172220340414], [0.034110963373461756, 0.034110963373461756, 0.034110963373461756], [0.03205886617837077, 0.03205886617837077, 0.03205886617837077], [0.029859764772323716, 0.029859764772323716, 0.029859764772323716], [0.027662550772632, 0.027662550772632, 0.027662550772632], [0.025501919345221946, 0.025501919345221946, 0.025501919345221946], [0.023299676657076652, 0.023299676657076652, 0.023299676657076652], [0.021005029988255156, 0.021005029988255156, 0.021005029988255156], [0.018664719649317242, 0.018664719649317242, 0.018664719649317242], [0.016328906057174068, 0.016328906057174068, 0.016328906057174068], [0.013987850205017426, 0.013987850205017426, 0.013987850205017426], [0.011562075629472743, 0.011562075629472743, 0.011562075629472743], [0.009157615840651962, 0.009157615840651962, 0.009157615840651962], [0.006883861935276248, 0.006883861935276248, 0.006883861935276248], [0.004705047088162889, 0.004705047088162889, 0.004705047088162889], [0.002474192134093347, 0.002474192134093347, 0.002474192134093347], [9.391167709895526e-05, 9.391167709895526e-05, 9.391167709895526e-05], [-0.00228614953971478, -0.00228614953971478, -0.00228614953971478], [-0.004516500478478053, -0.004516500478478053, -0.004516500478478053], [-0.006694854015144965, -0.006694854015144965, -0.006694854015144965], [-0.008968635578049129, -0.008968635578049129, -0.008968635578049129], [-0.011373715497459394, -0.011373715497459394, -0.011373715497459394], [-0.013799574942908588, -0.013799574942908588, -0.013799574942908588], [-0.016138884594952163, -0.016138884594952163, -0.016138884594952163], [-0.01846997612650713, -0.01846997612650713, -0.01846997612650713], [-0.02080514076924663, -0.02080514076924663, -0.02080514076924663], [-0.023097485392139773, -0.023097485392139773, -0.023097485392139773], [-0.025302247491742674, -0.025302247491742674, -0.025302247491742674], [-0.02746797666933551, -0.02746797666933551, -0.02746797666933551], [-0.029669790835861423, -0.029669790835861423, -0.029669790835861423], [-0.031870634089358, -0.031870634089358, -0.031870634089358], [-0.03392271028026405, -0.03392271028026405, -0.03392271028026405], [-0.03609283822923603, -0.03609283822923603, -0.03609283822923603], [-0.038790413894656726, -0.038790413894656726, -0.038790413894656726], [-0.04305150267887777, -0.04305150267887777, -0.04305150267887777], [-0.046764092661440715, -0.046764092661440715, -0.046764092661440715], [-0.04526491052152655, -0.04526491052152655, -0.04526491052152655], [-0.044359590948243724, -0.044359590948243724, -0.044359590948243724], [-0.0438589737832304, -0.0438589737832304, -0.0438589737832304], [-0.04397743808736917, -0.04397743808736917, -0.04397743808736917], [-0.04479663241831692, -0.04479663241831692, -0.04479663241831692], [-0.04599201947968701, -0.04599201947968701, -0.04599201947968701], [-0.04744341789865089, -0.04744341789865089, -0.04744341789865089], [-0.04905030413493369, -0.04905030413493369, -0.04905030413493369], [-0.05071150382610279, -0.05071150382610279, -0.05071150382610279], [-0.052324796807130425, -0.052324796807130425, -0.052324796807130425], [-0.05378778171336031, -0.05378778171336031, -0.05378778171336031], [-0.05515181100791411, -0.05515181100791411, -0.05515181100791411], [-0.056488613596221676, -0.056488613596221676, -0.056488613596221676], [-0.057775494595749405, -0.057775494595749405, -0.057775494595749405], [-0.05895030048028621, -0.05895030048028621, -0.05895030048028621], [-0.0600666928376441, -0.0600666928376441, -0.0600666928376441], [-0.0611155790661323, -0.0611155790661323, -0.0611155790661323], [-0.06138763560823961, -0.06138763560823961, -0.06138763560823961], [-0.059003058196631916, -0.059003058196631916, -0.059003058196631916], [-0.06008062741825711, -0.06008062741825711, -0.06008062741825711], [-0.0585014943403946, -0.0585014943403946, -0.0585014943403946], [-0.05848971624477191, -0.05848971624477191, -0.05848971624477191], [-0.058780552233663776, -0.058780552233663776, -0.058780552233663776], [-0.05674350443077161, -0.05674350443077161, -0.05674350443077161], [-0.05639248501836253, -0.05639248501836253, -0.05639248501836253], [-0.05548401935301832, -0.05548401935301832, -0.05548401935301832], [-0.053420957355162196, -0.053420957355162196, -0.053420957355162196], [-0.05160289932568182, -0.05160289932568182, -0.05160289932568182], [-0.05054000669102282, -0.05054000669102282, -0.05054000669102282], [-0.04754577491004289, -0.04754577491004289, -0.04754577491004289], [-0.0456762794142726, -0.0456762794142726, -0.0456762794142726], [-0.042640211658977564, -0.042640211658977564, -0.042640211658977564], [-0.04139681788544629, -0.04139681788544629, -0.04139681788544629], [-0.04062879419157951, -0.04062879419157951, -0.04062879419157951], [-0.03650459745024639, -0.03650459745024639, -0.03650459745024639], [-0.0326916333253274, -0.0326916333253274, -0.0326916333253274], [-0.027981660988625385, -0.027981660988625385, -0.027981660988625385], [-0.022866938447157918, -0.022866938447157918, -0.022866938447157918], [-0.0181435454661686, -0.0181435454661686, -0.0181435454661686], [-0.013489312547600432, -0.013489312547600432, -0.013489312547600432], [-0.009068160155611652, -0.009068160155611652, -0.009068160155611652], [-0.004145091174566833, -0.004145091174566833, -0.004145091174566833], [-8.055387945459652e-05, -8.055387945459652e-05, -8.055387945459652e-05], [5.2526338285642776e-05, 5.2526338285642776e-05, 5.2526338285642776e-05], [0.002800152490761723, 0.002800152490761723, 0.002800152490761723], [0.009372409710531729, 0.009372409710531729, 0.009372409710531729], [0.011983235979543316, 0.011983235979543316, 0.011983235979543316], [0.014282807787121661, 0.014282807787121661, 0.014282807787121661], [0.016406547891484123, 0.016406547891484123, 0.016406547891484123], [0.018385460701156826, 0.018385460701156826, 0.018385460701156826], [0.020871279983380665, 0.020871279983380665, 0.020871279983380665], [0.02370034497848942, 0.02370034497848942, 0.02370034497848942], [0.026683263800842662, 0.026683263800842662, 0.026683263800842662], [0.02954566691367076, 0.02954566691367076, 0.02954566691367076], [0.032494278717969075, 0.032494278717969075, 0.032494278717969075], [0.035421008479682166, 0.035421008479682166, 0.035421008479682166], [0.03839442032965697, 0.03839442032965697, 0.03839442032965697], [0.041324429700371666, 0.041324429700371666, 0.041324429700371666], [0.0443293389346015, 0.0443293389346015, 0.0443293389346015], [0.047288444098696786, 0.047288444098696786, 0.047288444098696786], [0.05023980742169122, 0.05023980742169122, 0.05023980742169122], [0.05329434140114392, 0.05329434140114392, 0.05329434140114392], [0.05636203731326573, 0.05636203731326573, 0.05636203731326573], [0.05929159717242036, 0.05929159717242036, 0.05929159717242036], [0.0624461290373124, 0.0624461290373124, 0.0624461290373124], [0.06529725363793872, 0.06529725363793872, 0.06529725363793872], [0.06715624269883469, 0.06715624269883469, 0.06715624269883469], [0.0694269000894547, 0.0694269000894547, 0.0694269000894547], [0.07064742054428731, 0.07064742054428731, 0.07064742054428731], [0.07148793379626714, 0.07148793379626714, 0.07148793379626714], [0.07358723937239764, 0.07358723937239764, 0.07358723937239764], [0.077153165584044, 0.077153165584044, 0.077153165584044], [0.08160510700734568, 0.08160510700734568, 0.08160510700734568], [0.08444578010765921, 0.08444578010765921, 0.08444578010765921], [0.08745606454764751, 0.08745606454764751, 0.08745606454764751], [0.08986972216375318, 0.08986972216375318, 0.08986972216375318], [0.09164493298159365, 0.09164493298159365, 0.09164493298159365], [0.09338191455225184, 0.09338191455225184, 0.09338191455225184], [0.09694277787144373, 0.09694277787144373, 0.09694277787144373], [0.09827624667424578, 0.09827624667424578, 0.09827624667424578], [0.09833418140422684, 0.09833418140422684, 0.09833418140422684], [0.09987901205386115, 0.09987901205386115, 0.09987901205386115], [0.10047756334063199, 0.10047756334063199, 0.10047756334063199], [0.09984850869359388, 0.09984850869359388, 0.09984850869359388], [0.0987959401051215, 0.0987959401051215, 0.0987959401051215], [0.09832487237293916, 0.09832487237293916, 0.09832487237293916], [0.09857354322021708, 0.09857354322021708, 0.09857354322021708], [0.0990575948676882, 0.0990575948676882, 0.0990575948676882], [0.09929402073165822, 0.09929402073165822, 0.09929402073165822], [0.09920431379291308, 0.09920431379291308, 0.09920431379291308], [0.0980175040007097, 0.0980175040007097, 0.0980175040007097], [0.09515446519562636, 0.09515446519562636, 0.09515446519562636], [0.09211957686239824, 0.09211957686239824, 0.09211957686239824], [0.08904337466104925, 0.08904337466104925, 0.08904337466104925], [0.08596696090931677, 0.08596696090931677, 0.08596696090931677], [0.08290311819547169, 0.08290311819547169, 0.08290311819547169], [0.07977855548468998, 0.07977855548468998, 0.07977855548468998], [0.07657070701906557, 0.07657070701906557, 0.07657070701906557], [0.07319849054076719, 0.07319849054076719, 0.07319849054076719], [0.07078719080168584, 0.07078719080168584, 0.07078719080168584], [0.06160720374792687, 0.06160720374792687, 0.06160720374792687], [0.05928720235945821, 0.05928720235945821, 0.05928720235945821], [0.054886023907717074, 0.054886023907717074, 0.054886023907717074], [0.05167735377592478, 0.05167735377592478, 0.05167735377592478], [0.048777812640907824, 0.048777812640907824, 0.048777812640907824], [0.04574239040021983, 0.04574239040021983, 0.04574239040021983], [0.04265270701901676, 0.04265270701901676, 0.04265270701901676], [0.03954405232630254, 0.03954405232630254, 0.03954405232630254], [0.0364232090010457, 0.0364232090010457, 0.0364232090010457], [0.03325025368662868, 0.03325025368662868, 0.03325025368662868], [0.02997212771227946, 0.02997212771227946, 0.02997212771227946], [0.026627907348928788, 0.026627907348928788, 0.026627907348928788], [0.023290233383507206, 0.023290233383507206, 0.023290233383507206], [0.019946052760773568, 0.019946052760773568, 0.019946052760773568], [0.0164815920829015, 0.0164815920829015, 0.0164815920829015], [0.01304746918287081, 0.01304746918287081, 0.01304746918287081], [0.009748418141499588, 0.009748418141499588, 0.009748418141499588], [0.006144856349764749, 0.006144856349764749, 0.006144856349764749], [0.0027522844148626336, 0.0027522844148626336, 0.0027522844148626336], [9.492719599845767e-05, 9.492719599845767e-05, 9.492719599845767e-05], [-0.0028074607587818944, -0.0028074607587818944, -0.0028074607587818944], [-0.004896272083518977, -0.004896272083518977, -0.004896272083518977], [-0.006730608195766205, -0.006730608195766205, -0.006730608195766205], [-0.008969098347629701, -0.008969098347629701, -0.008969098347629701], [-0.01137424381999732, -0.01137424381999732, -0.01137424381999732], [-0.013800040947231421, -0.013800040947231421, -0.013800040947231421], [-0.016139146352893225, -0.016139146352893225, -0.016139146352893225], [-0.018469767995376453, -0.018469767995376453, -0.018469767995376453], [-0.02080442355486083, -0.02080442355486083, -0.02080442355486083], [-0.023096546961465673, -0.023096546961465673, -0.023096546961465673], [-0.025301560941358926, -0.025301560941358926, -0.025301560941358926], [-0.027467779910245814, -0.027467779910245814, -0.027467779910245814], [-0.029670034434867133, -0.029670034434867133, -0.029670034434867133], [-0.031871033335451174, -0.031871033335451174, -0.031871033335451174], [-0.03392310855075571, -0.03392310855075571, -0.03392310855075571], [-0.03609319905262162, -0.03609319905262162, -0.03609319905262162], [-0.038909530464495426, -0.038909530464495426, -0.038909530464495426], [-0.04431155749610132, -0.04431155749610132, -0.04431155749610132], [-0.04751909836479389, -0.04751909836479389, -0.04751909836479389], [-0.056411339504965685, -0.056411339504965685, -0.056411339504965685], [-0.0630735314172331, -0.0630735314172331, -0.0630735314172331], [-0.06748017249115501, -0.06748017249115501, -0.06748017249115501], [-0.07031697327860703, -0.07031697327860703, -0.07031697327860703], [-0.06929592584874988, -0.06929592584874988, -0.06929592584874988], [-0.05849998202084539, -0.05849998202084539, -0.05849998202084539], [-0.043914276177192735, -0.043914276177192735, -0.043914276177192735], [-0.03189918994724225, -0.03189918994724225, -0.03189918994724225], [-0.02123332747782722, -0.02123332747782722, -0.02123332747782722], [-0.01056880779272272, -0.01056880779272272, -0.01056880779272272], [9.436868303101619e-05, 9.436868303101619e-05, 9.436868303101619e-05]], [[5.6433357849407746e-05, 5.6433357849407746e-05, 5.6433357849407746e-05], [0.07322021217164444, 0.07322021217164444, 0.07322021217164444], [0.14637697978483122, 0.14637697978483122, 0.14637697978483122], [0.21952653620496893, 0.21952653620496893, 0.21952653620496893], [0.3007314138272027, 0.3007314138272027, 0.3007314138272027], [0.3973055616407055, 0.3973055616407055, 0.3973055616407055], [0.4711856602032146, 0.4711856602032146, 0.4711856602032146], [0.4865767939084664, 0.4865767939084664, 0.4865767939084664], [0.47887244477479873, 0.47887244477479873, 0.47887244477479873], [0.46177515567266497, 0.46177515567266497, 0.46177515567266497], [0.43127040802812305, 0.43127040802812305, 0.43127040802812305], [0.3688087126744224, 0.3688087126744224, 0.3688087126744224], [0.34387551304026626, 0.34387551304026626, 0.34387551304026626], [0.30299293930150034, 0.30299293930150034, 0.30299293930150034], [0.2813438895599185, 0.2813438895599185, 0.2813438895599185], [0.2644588503436794, 0.2644588503436794, 0.2644588503436794], [0.24846202534674444, 0.24846202534674444, 0.24846202534674444], [0.23139474607146415, 0.23139474607146415, 0.23139474607146415], [0.21433439763926226, 0.21433439763926226, 0.21433439763926226], [0.19752673479168076, 0.19752673479168076, 0.19752673479168076], [0.1803961983274607, 0.1803961983274607, 0.1803961983274607], [0.1625712629243458, 0.1625712629243458, 0.1625712629243458], [0.1443943556482004, 0.1443943556482004, 0.1443943556482004], [0.12623360303487588, 0.12623360303487588, 0.12623360303487588], [0.10802339859307325, 0.10802339859307325, 0.10802339859307325], [0.08919014699679789, 0.08919014699679789, 0.08919014699679789], [0.07051444626772686, 0.07051444626772686, 0.07051444626772686], [0.052802120830213094, 0.052802120830213094, 0.052802120830213094], [0.03581085561266335, 0.03581085561266335, 0.03581085561266335], [0.0184767353274851, 0.0184767353274851, 0.0184767353274851], [5.3697345852224366e-05, 5.3697345852224366e-05, 5.3697345852224366e-05], [-0.01836875699188903, -0.01836875699188903, -0.01836875699188903], [-0.03569887243581323, -0.03569887243581323, -0.03569887243581323], [-0.052686589944956584, -0.052686589944956584, -0.052686589944956584], [-0.07039906784427896, -0.07039906784427896, -0.07039906784427896], [-0.08907930589161438, -0.08907930589161438, -0.08907930589161438], [-0.1079131955909625, -0.1079131955909625, -0.1079131955909625], [-0.1261106443799967, -0.1261106443799967, -0.1261106443799967], [-0.14423694752869742, -0.14423694752869742, -0.14423694752869742], [-0.16237629469942627, -0.16237629469942627, -0.16237629469942627], [-0.18018441298740456, -0.18018441298740456, -0.18018441298740456], [-0.197333361259507, -0.197333361259507, -0.197333361259507], [-0.214178227585996, -0.214178227585996, -0.214178227585996], [-0.2312721346382335, -0.2312721346382335, -0.2312721346382335], [-0.2483521342539059, -0.2483521342539059, -0.2483521342539059], [-0.2643487877302939, -0.2643487877302939, -0.2643487877302939], [-0.2812292218453503, -0.2812292218453503, -0.2812292218453503], [-0.3020076055412313, -0.3020076055412313, -0.3020076055412313], [-0.33438265461245686, -0.33438265461245686, -0.33438265461245686], [-0.3628794530809698, -0.3628794530809698, -0.3628794530809698], [-0.3536786569567276, -0.3536786569567276, -0.3536786569567276], [-0.3477163644661569, -0.3477163644661569, -0.3477163644661569], [-0.3445886927362219, -0.3445886927362219, -0.3445886927362219], [-0.3456548951961622, -0.3456548951961622, -0.3456548951961622], [-0.3514470270199578, -0.3514470270199578, -0.3514470270199578], [-0.35983444412778, -0.35983444412778, -0.35983444412778], [-0.37007529542133705, -0.37007529542133705, -0.37007529542133705], [-0.38155010760541674, -0.38155010760541674, -0.38155010760541674], [-0.3936043322019356, -0.3936043322019356, -0.3936043322019356], [-0.4055270586117103, -0.4055270586117103, -0.4055270586117103], [-0.41654390565026805, -0.41654390565026805, -0.41654390565026805], [-0.4270044184984686, -0.4270044184984686, -0.4270044184984686], [-0.43745236666808207, -0.43745236666808207, -0.43745236666808207], [-0.44710441783962107, -0.44710441783962107, -0.44710441783962107], [-0.45305066928337545, -0.45305066928337545, -0.45305066928337545], [-0.458622917719604, -0.458622917719604, -0.458622917719604], [-0.46377090741883054, -0.46377090741883054, -0.46377090741883054], [-0.46425093720838123, -0.46425093720838123, -0.46425093720838123], [-0.44879644212116665, -0.44879644212116665, -0.44879644212116665], [-0.4540194100559111, -0.4540194100559111, -0.4540194100559111], [-0.44326514758529756, -0.44326514758529756, -0.44326514758529756], [-0.44174476616545233, -0.44174476616545233, -0.44174476616545233], [-0.4419767106581667, -0.4419767106581667, -0.4419767106581667], [-0.42837055562985277, -0.42837055562985277, -0.42837055562985277], [-0.42501834973419, -0.42501834973419, -0.42501834973419], [-0.41840914315649685, -0.41840914315649685, -0.41840914315649685], [-0.40496274506160956, -0.40496274506160956, -0.40496274506160956], [-0.3930567960247829, -0.3930567960247829, -0.3930567960247829], [-0.3857431683939735, -0.3857431683939735, -0.3857431683939735], [-0.36691332679 | 4D array with the lift coefficients of the airfoils. Dimension 0 is along the blade span for n_span stations, dimension 1 is along the angles of attack, dimension 2 is along the Reynolds number.
af_3d.cd | input |  | [[[0.35, 0.35, 0.35], [0.35, 0.35, 0.35], [0.35, 0.35, 0.35], [0.35, 0.35, 0.35], [0.35, 0.35, 0.35], [0.35, 0.35, 0.35], [0.35, 0.35, 0.35], [0.35, 0.35, 0.35], [0.35, 0.35, 0.35], [0.35, 0.35, 0.35], [0.35, 0.35, 0.35], [0.35, 0.35, 0.35], [0.35, 0.35, 0.35], [0.35, 0.35, 0.35], [0.35, 0.35, 0.35], [0.35, 0.35, 0.35], [0.35, 0.35, 0.35], [0.35, 0.35, 0.35], [0.35, 0.35, 0.35], [0.35, 0.35, 0.35], [0.3499999999999999, 0.3499999999999999, 0.3499999999999999], [0.35, 0.35, 0.35], [0.35, 0.35, 0.35], [0.3500000000000001, 0.3500000000000001, 0.3500000000000001], [0.35, 0.35, 0.35], [0.35, 0.35, 0.35], [0.35, 0.35, 0.35], [0.3500000000000001, 0.3500000000000001, 0.3500000000000001], [0.34999999999999987, 0.34999999999999987, 0.34999999999999987], [0.3500000000000001, 0.3500000000000001, 0.3500000000000001], [0.3500000000000001, 0.3500000000000001, 0.3500000000000001], [0.34999999999999987, 0.34999999999999987, 0.34999999999999987], [0.35, 0.35, 0.35], [0.35, 0.35, 0.35], [0.34999999999999987, 0.34999999999999987, 0.34999999999999987], [0.35, 0.35, 0.35], [0.35, 0.35, 0.35], [0.35, 0.35, 0.35], [0.35, 0.35, 0.35], [0.35, 0.35, 0.35], [0.3499999999999999, 0.3499999999999999, 0.3499999999999999], [0.3499999999999999, 0.3499999999999999, 0.3499999999999999], [0.35, 0.35, 0.35], [0.35, 0.35, 0.35], [0.35, 0.35, 0.35], [0.35, 0.35, 0.35], [0.35, 0.35, 0.35], [0.35, 0.35, 0.35], [0.35, 0.35, 0.35], [0.35, 0.35, 0.35], [0.35, 0.35, 0.35], [0.35, 0.35, 0.35], [0.3499999999999999, 0.3499999999999999, 0.3499999999999999], [0.35, 0.35, 0.35], [0.35, 0.35, 0.35], [0.35, 0.35, 0.35], [0.35, 0.35, 0.35], [0.35, 0.35, 0.35], [0.35, 0.35, 0.35], [0.35, 0.35, 0.35], [0.35, 0.35, 0.35], [0.35, 0.35, 0.35], [0.3499999999999999, 0.3499999999999999, 0.3499999999999999], [0.35, 0.35, 0.35], [0.35, 0.35, 0.35], [0.35, 0.35, 0.35], [0.35000000000000003, 0.35000000000000003, 0.35000000000000003], [0.35, 0.35, 0.35], [0.35, 0.35, 0.35], [0.35000000000000003, 0.35000000000000003, 0.35000000000000003], [0.35, 0.35, 0.35], [0.35, 0.35, 0.35], [0.35, 0.35, 0.35], [0.35, 0.35, 0.35], [0.35, 0.35, 0.35], [0.35, 0.35, 0.35], [0.35, 0.35, 0.35], [0.35000000000000003, 0.35000000000000003, 0.35000000000000003], [0.35000000000000003, 0.35000000000000003, 0.35000000000000003], [0.35, 0.35, 0.35], [0.35, 0.35, 0.35], [0.35, 0.35, 0.35], [0.35, 0.35, 0.35], [0.35, 0.35, 0.35], [0.35, 0.35, 0.35], [0.35, 0.35, 0.35], [0.35, 0.35, 0.35], [0.35, 0.35, 0.35], [0.3499999999999999, 0.3499999999999999, 0.3499999999999999], [0.35, 0.35, 0.35], [0.35, 0.35, 0.35], [0.35, 0.35, 0.35], [0.35, 0.35, 0.35], [0.35, 0.35, 0.35], [0.35, 0.35, 0.35], [0.35, 0.35, 0.35], [0.35, 0.35, 0.35], [0.35, 0.35, 0.35], [0.35, 0.35, 0.35], [0.35, 0.35, 0.35], [0.35, 0.35, 0.35], [0.35, 0.35, 0.35], [0.35, 0.35, 0.35], [0.35, 0.35, 0.35], [0.35, 0.35, 0.35], [0.35, 0.35, 0.35], [0.35, 0.35, 0.35], [0.35000000000000003, 0.35000000000000003, 0.35000000000000003], [0.35, 0.35, 0.35], [0.35, 0.35, 0.35], [0.35, 0.35, 0.35], [0.35, 0.35, 0.35], [0.35, 0.35, 0.35], [0.35, 0.35, 0.35], [0.35, 0.35, 0.35], [0.35, 0.35, 0.35], [0.35, 0.35, 0.35], [0.35, 0.35, 0.35], [0.35, 0.35, 0.35], [0.35, 0.35, 0.35], [0.35000000000000003, 0.35000000000000003, 0.35000000000000003], [0.35, 0.35, 0.35], [0.35, 0.35, 0.35], [0.35000000000000003, 0.35000000000000003, 0.35000000000000003], [0.35, 0.35, 0.35], [0.35, 0.35, 0.35], [0.35, 0.35, 0.35], [0.3499999999999999, 0.3499999999999999, 0.3499999999999999], [0.35, 0.35, 0.35], [0.3499999999999999, 0.3499999999999999, 0.3499999999999999], [0.35, 0.35, 0.35], [0.35, 0.35, 0.35], [0.35, 0.35, 0.35], [0.35, 0.35, 0.35], [0.35, 0.35, 0.35], [0.35, 0.35, 0.35], [0.35, 0.35, 0.35], [0.35, 0.35, 0.35], [0.35, 0.35, 0.35], [0.35, 0.35, 0.35], [0.35, 0.35, 0.35], [0.35, 0.35, 0.35], [0.35, 0.35, 0.35], [0.35, 0.35, 0.35], [0.35, 0.35, 0.35], [0.35, 0.35, 0.35], [0.35, 0.35, 0.35], [0.35, 0.35, 0.35], [0.35, 0.35, 0.35], [0.35, 0.35, 0.35], [0.35000000000000003, 0.35000000000000003, 0.35000000000000003], [0.35, 0.35, 0.35], [0.35, 0.35, 0.35], [0.35, 0.35, 0.35], [0.35, 0.35, 0.35], [0.35, 0.35, 0.35], [0.35, 0.35, 0.35], [0.35, 0.35, 0.35], [0.35, 0.35, 0.35], [0.35, 0.35, 0.35], [0.35, 0.35, 0.35], [0.35, 0.35, 0.35], [0.35, 0.35, 0.35], [0.35, 0.35, 0.35], [0.35, 0.35, 0.35], [0.34999999999999987, 0.34999999999999987, 0.34999999999999987], [0.35, 0.35, 0.35], [0.34999999999999987, 0.34999999999999987, 0.34999999999999987], [0.35, 0.35, 0.35], [0.35, 0.35, 0.35], [0.3500000000000001, 0.3500000000000001, 0.3500000000000001], [0.34999999999999987, 0.34999999999999987, 0.34999999999999987], [0.3500000000000001, 0.3500000000000001, 0.3500000000000001], [0.3500000000000001, 0.3500000000000001, 0.3500000000000001], [0.35, 0.35, 0.35], [0.35, 0.35, 0.35], [0.3500000000000001, 0.3500000000000001, 0.3500000000000001], [0.35, 0.35, 0.35], [0.3499999999999999, 0.3499999999999999, 0.3499999999999999], [0.35, 0.35, 0.35], [0.35, 0.35, 0.35], [0.35, 0.35, 0.35], [0.35, 0.35, 0.35], [0.35, 0.35, 0.35], [0.35, 0.35, 0.35], [0.35, 0.35, 0.35], [0.35, 0.35, 0.35], [0.35, 0.35, 0.35], [0.3499999999999999, 0.3499999999999999, 0.3499999999999999], [0.35, 0.35, 0.35], [0.35, 0.35, 0.35], [0.35, 0.35, 0.35], [0.35, 0.35, 0.35], [0.3499999999999999, 0.3499999999999999, 0.3499999999999999], [0.35, 0.35, 0.35], [0.35, 0.35, 0.35], [0.3499999999999999, 0.3499999999999999, 0.3499999999999999], [0.35, 0.35, 0.35], [0.35, 0.35, 0.35], [0.35, 0.35, 0.35]], [[0.33918527964994516, 0.33918527964994516, 0.33918527964994516], [0.33910019459378227, 0.33910019459378227, 0.33910019459378227], [0.33883391417701064, 0.33883391417701064, 0.33883391417701064], [0.3383974737722734, 0.3383974737722734, 0.3383974737722734], [0.33809437849299334, 0.33809437849299334, 0.33809437849299334], [0.3378407769543082, 0.3378407769543082, 0.3378407769543082], [0.33685002805040937, 0.33685002805040937, 0.33685002805040937], [0.3362571136591089, 0.3362571136591089, 0.3362571136591089], [0.3380999617001854, 0.3380999617001854, 0.3380999617001854], [0.3416097292340244, 0.3416097292340244, 0.3416097292340244], [0.3449983143004123, 0.3449983143004123, 0.3449983143004123], [0.35000024453549555, 0.35000024453549555, 0.35000024453549555], [0.35120312003832643, 0.35120312003832643, 0.35120312003832643], [0.354537187519861, 0.354537187519861, 0.354537187519861], [0.3578454461907265, 0.3578454461907265, 0.3578454461907265], [0.36138023981367995, 0.36138023981367995, 0.36138023981367995], [0.36493785350896474, 0.36493785350896474, 0.36493785350896474], [0.3683289346053362, 0.3683289346053362, 0.3683289346053362], [0.3718090138260676, 0.3718090138260676, 0.3718090138260676], [0.37527088943783765, 0.37527088943783765, 0.37527088943783765], [0.3784575429610334, 0.3784575429610334, 0.3784575429610334], [0.3815392050115547, 0.3815392050115547, 0.3815392050115547], [0.3846228040659158, 0.3846228040659158, 0.3846228040659158], [0.38736475029854117, 0.38736475029854117, 0.38736475029854117], [0.3897294616717698, 0.3897294616717698, 0.3897294616717698], [0.39221883392156154, 0.39221883392156154, 0.39221883392156154], [0.3943539483862099, 0.3943539483862099, 0.3943539483862099], [0.3956840105013314, 0.3956840105013314, 0.3956840105013314], [0.3971875054279598, 0.3971875054279598, 0.3971875054279598], [0.3986730025247158, 0.3986730025247158, 0.3986730025247158], [0.39923896594055414, 0.39923896594055414, 0.39923896594055414], [0.39867286488365283, 0.39867286488365283, 0.39867286488365283], [0.39718746304103497, 0.39718746304103497, 0.39718746304103497], [0.3956841304621821, 0.3956841304621821, 0.3956841304621821], [0.39435423031549216, 0.39435423031549216, 0.39435423031549216], [0.392219222265653, 0.392219222265653, 0.392219222265653], [0.3897298465619053, 0.3897298465619053, 0.3897298465619053], [0.38736499681649345, 0.38736499681649345, 0.38736499681649345], [0.3846225652805618, 0.3846225652805618, 0.3846225652805618], [0.38153836426633225, 0.38153836426633225, 0.38153836426633225], [0.37845639371163914, 0.37845639371163914, 0.37845639371163914], [0.3752699640181888, 0.3752699640181888, 0.3752699640181888], [0.37180874227215055, 0.37180874227215055, 0.37180874227215055], [0.3683292820824865, 0.3683292820824865, 0.3683292820824865], [0.36493844614035503, 0.36493844614035503, 0.36493844614035503], [0.36138083460863624, 0.36138083460863624, 0.36138083460863624], [0.3578459475094239, 0.3578459475094239, 0.3578459475094239], [0.35451848711653894, 0.35451848711653894, 0.35451848711653894], [0.3509985613067778, 0.3509985613067778, 0.3509985613067778], [0.3498346917962159, 0.3498346917962159, 0.3498346917962159], [0.34826786373437046, 0.34826786373437046, 0.34826786373437046], [0.34907491684217007, 0.34907491684217007, 0.34907491684217007], [0.3496368811418859, 0.3496368811418859, 0.3496368811418859], [0.3497558707133395, 0.3497558707133395, 0.3497558707133395], [0.3493787846515577, 0.3493787846515577, 0.3493787846515577], [0.34884887224313677, 0.34884887224313677, 0.34884887224313677], [0.34822791607038606, 0.34822791607038606, 0.34822791607038606], [0.3475541966640109, 0.3475541966640109, 0.3475541966640109], [0.3468662122978851, 0.3468662122978851, 0.3468662122978851], [0.34620273846027433, 0.34620273846027433, 0.34620273846027433], [0.34560248504517455, 0.34560248504517455, 0.34560248504517455], [0.34505327986375356, 0.34505327986375356, 0.34505327986375356], [0.3445259427682451, 0.3445259427682451, 0.3445259427682451], [0.3440140855231789, 0.3440140855231789, 0.3440140855231789], [0.34351127783951835, 0.34351127783951835, 0.34351127783951835], [0.343011051630779, 0.343011051630779, 0.343011051630779], [0.3425069026428333, 0.3425069026428333, 0.3425069026428333], [0.34206090535855366, 0.34206090535855366, 0.34206090535855366], [0.34209626507649976, 0.34209626507649976, 0.34209626507649976], [0.3417653339633479, 0.3417653339633479, 0.3417653339633479], [0.3417256047142947, 0.3417256047142947, 0.3417256047142947], [0.3415338995884054, 0.3415338995884054, 0.3415338995884054], [0.3413509072554501, 0.3413509072554501, 0.3413509072554501], [0.34133952854602034, 0.34133952854602034, 0.34133952854602034], [0.3411785951958635, 0.3411785951958635, 0.3411785951958635], [0.34106029291518375, 0.34106029291518375, 0.34106029291518375], [0.3410337853534523, 0.3410337853534523, 0.3410337853534523], [0.3409734802196659, 0.3409734802196659, 0.3409734802196659], [0.3408577305793124, 0.3408577305793124, 0.3408577305793124], [0.3408868282443215, 0.3408868282443215, 0.3408868282443215], [0.34079647465980256, 0.34079647465980256, 0.34079647465980256], [0.340800546771544, 0.340800546771544, 0.340800546771544], [0.34065955296895456, 0.34065955296895456, 0.34065955296895456], [0.34057345180501447, 0.34057345180501447, 0.34057345180501447], [0.3405932585085616, 0.3405932585085616, 0.3405932585085616], [0.34060065365265413, 0.34060065365265413, 0.34060065365265413], [0.34061307142980024, 0.34061307142980024, 0.34061307142980024], [0.34067361250730527, 0.34067361250730527, 0.34067361250730527], [0.34071652613358117, 0.34071652613358117, 0.34071652613358117], [0.34074087032059236, 0.34074087032059236, 0.34074087032059236], [0.34079669771419974, 0.34079669771419974, 0.34079669771419974], [0.34083628256519793, 0.34083628256519793, 0.34083628256519793], [0.3408750228925933, 0.3408750228925933, 0.3408750228925933], [0.3409065885628796, 0.3409065885628796, 0.3409065885628796], [0.3409278386863484, 0.3409278386863484, 0.3409278386863484], [0.3409667745048588, 0.3409667745048588, 0.3409667745048588], [0.3409955360748313, 0.3409955360748313, 0.3409955360748313], [0.34100074877056635, 0.34100074877056635, 0.34100074877056635], [0.34102701274731423, 0.34102701274731423, 0.34102701274731423], [0.3410347454926533, 0.3410347454926533, 0.3410347454926533], [0.34105012806387514, 0.34105012806387514, 0.34105012806387514], [0.34106271483703104, 0.34106271483703104, 0.34106271483703104], [0.3410724351197392, 0.3410724351197392, 0.3410724351197392], [0.34107666940939296, 0.34107666940939296, 0.34107666940939296], [0.3410857440614486, 0.3410857440614486, 0.3410857440614486], [0.3411037852543052, 0.3411037852543052, 0.3411037852543052], [0.3410979264232523, 0.3410979264232523, 0.3410979264232523], [0.341108485851321, 0.341108485851321, 0.341108485851321], [0.3411177967682924, 0.3411177967682924, 0.3411177967682924], [0.3411066573257195, 0.3411066573257195, 0.3411066573257195], [0.34112351541245306, 0.34112351541245306, 0.34112351541245306], [0.3411186890359383, 0.3411186890359383, 0.3411186890359383], [0.34111134564832474, 0.34111134564832474, 0.34111134564832474], [0.3411139271915041, 0.3411139271915041, 0.3411139271915041], [0.34109663385003053, 0.34109663385003053, 0.34109663385003053], [0.3410799148661498, 0.3410799148661498, 0.3410799148661498], [0.3410441731814246, 0.3410441731814246, 0.3410441731814246], [0.34098575238180096, 0.34098575238180096, 0.34098575238180096], [0.34088975712412434, 0.34088975712412434, 0.34088975712412434], [0.34077743589682974, 0.34077743589682974, 0.34077743589682974], [0.3406225853591216, 0.3406225853591216, 0.3406225853591216], [0.34038452358704385, 0.34038452358704385, 0.34038452358704385], [0.3401143448360753, 0.3401143448360753, 0.3401143448360753], [0.33995858224107983, 0.33995858224107983, 0.33995858224107983], [0.33982380217635766, 0.33982380217635766, 0.33982380217635766], [0.3397241894521479, 0.3397241894521479, 0.3397241894521479], [0.3397296245236228, 0.3397296245236228, 0.3397296245236228], [0.3397695310310866, 0.3397695310310866, 0.3397695310310866], [0.33966097251020655, 0.33966097251020655, 0.33966097251020655], [0.3397943472747433, 0.3397943472747433, 0.3397943472747433], [0.3399602975942156, 0.3399602975942156, 0.3399602975942156], [0.3399715651075698, 0.3399715651075698, 0.3399715651075698], [0.34003789722357497, 0.34003789722357497, 0.34003789722357497], [0.3401929951079772, 0.3401929951079772, 0.3401929951079772], [0.3403967346294802, 0.3403967346294802, 0.3403967346294802], [0.3405443528170075, 0.3405443528170075, 0.3405443528170075], [0.34058854450862136, 0.34058854450862136, 0.34058854450862136], [0.34057431146702916, 0.34057431146702916, 0.34057431146702916], [0.34056661291445395, 0.34056661291445395, 0.34056661291445395], [0.3405095674351329, 0.3405095674351329, 0.3405095674351329], [0.3406720557633856, 0.3406720557633856, 0.3406720557633856], [0.34119018649456917, 0.34119018649456917, 0.34119018649456917], [0.3417601140417576, 0.3417601140417576, 0.3417601140417576], [0.34234012163516947, 0.34234012163516947, 0.34234012163516947], [0.34290472126746524, 0.34290472126746524, 0.34290472126746524], [0.34346266516079665, 0.34346266516079665, 0.34346266516079665], [0.3440227059513364, 0.3440227059513364, 0.3440227059513364], [0.34459453964066405, 0.34459453964066405, 0.34459453964066405], [0.34517904725972276, 0.34517904725972276, 0.34517904725972276], [0.34591937954744784, 0.34591937954744784, 0.34591937954744784], [0.35001374880555824, 0.35001374880555824, 0.35001374880555824], [0.352490425408448, 0.352490425408448, 0.352490425408448], [0.35532737614278703, 0.35532737614278703, 0.35532737614278703], [0.3585066247303051, 0.3585066247303051, 0.3585066247303051], [0.36176090259694876, 0.36176090259694876, 0.36176090259694876], [0.36501211263920463, 0.36501211263920463, 0.36501211263920463], [0.3683042647986919, 0.3683042647986919, 0.3683042647986919], [0.37176421941936755, 0.37176421941936755, 0.37176421941936755], [0.3752504621396836, 0.3752504621396836, 0.3752504621396836], [0.37845639371157813, 0.37845639371157813, 0.37845639371157813], [0.38153836426633225, 0.38153836426633225, 0.38153836426633225], [0.3846225652805618, 0.3846225652805618, 0.3846225652805618], [0.3873649968164934, 0.3873649968164934, 0.3873649968164934], [0.3897298465619053, 0.3897298465619053, 0.3897298465619053], [0.392219222265653, 0.392219222265653, 0.392219222265653], [0.39435423031549216, 0.39435423031549216, 0.39435423031549216], [0.395684130462182, 0.395684130462182, 0.395684130462182], [0.3971874630410349, 0.3971874630410349, 0.3971874630410349], [0.39867286488365283, 0.39867286488365283, 0.39867286488365283], [0.3992389659405542, 0.3992389659405542, 0.3992389659405542], [0.3986730025247158, 0.3986730025247158, 0.3986730025247158], [0.3971875054279598, 0.3971875054279598, 0.3971875054279598], [0.3956840105013314, 0.3956840105013314, 0.3956840105013314], [0.3943539483862101, 0.3943539483862101, 0.3943539483862101], [0.39221883392156154, 0.39221883392156154, 0.39221883392156154], [0.3897294616717698, 0.3897294616717698, 0.3897294616717698], [0.38736475029854117, 0.38736475029854117, 0.38736475029854117], [0.3846228040659158, 0.3846228040659158, 0.3846228040659158], [0.3815392050115547, 0.3815392050115547, 0.3815392050115547], [0.3784575429610334, 0.3784575429610334, 0.3784575429610334], [0.37527088943783765, 0.37527088943783765, 0.37527088943783765], [0.3718090138260676, 0.3718090138260676, 0.3718090138260676], [0.3683289346053363, 0.3683289346053363, 0.3683289346053363], [0.3649378535089646, 0.3649378535089646, 0.3649378535089646], [0.36138023981368, 0.36138023981368, 0.36138023981368], [0.3578454461907265, 0.3578454461907265, 0.3578454461907265], [0.3545371875198611, 0.3545371875198611, 0.3545371875198611], [0.3512031200383265, 0.3512031200383265, 0.3512031200383265], [0.35000024453549555, 0.35000024453549555, 0.35000024453549555], [0.34499831430041233, 0.34499831430041233, 0.34499831430041233], [0.3416097701434717, 0.3416097701434717, 0.3416097701434717], [0.33810010461912443, 0.33810010461912443, 0.33810010461912443], [0.33625685734579686, 0.33625685734579686, 0.33625685734579686], [0.33685025435405463, 0.33685025435405463, 0.33685025435405463], [0.3378407565496068, 0.3378407565496068, 0.3378407565496068], [0.3380944263388001, 0.3380944263388001, 0.3380944263388001], [0.33839747586972213, 0.33839747586972213, 0.33839747586972213], [0.3388339140284505, 0.3388339140284505, 0.3388339140284505], [0.33910019459378227, 0.33910019459378227, 0.33910019459378227], [0.33918527964994516, 0.33918527964994516, 0.33918527964994516]], [[0.26380162636948223, 0.26380162636948223, 0.26380162636948223], [0.2632522682762653, 0.2632522682762653, 0.2632522682762653], [0.26152166351117856, 0.26152166351117856, 0.26152166351117856], [0.25864582990165313, 0.25864582990165313, 0.25864582990165313], [0.25672791847010495, 0.25672791847010495, 0.25672791847010495], [0.255429800958209, 0.255429800958209, 0.255429800958209], [0.24830801116667556, 0.24830801116667556, 0.24830801116667556], [0.2485140540918329, 0.2485140540918329, 0.2485140540918329], [0.26431365593710915, 0.26431365593710915, 0.26431365593710915], [0.2905647195491715, 0.2905647195491715, 0.2905647195491715], [0.316503491932956, 0.316503491932956, 0.316503491932956], [0.3500207227179009, 0.3500207227179009, 0.3500207227179009], [0.3622521932373033, 0.3622521932373033, 0.3622521932373033], [0.38713349251704854, 0.38713349251704854, 0.38713349251704854], [0.41236850544384396, 0.41236850544384396, 0.41236850544384396], [0.439382024976202, 0.439382024976202, 0.439382024976202], [0.4666713699162072, 0.4666713699162072, 0.4666713699162072], [0.49280100426883516, 0.49280100426883516, 0.49280100426883516], [0.5195708871721123, 0.5195708871721123, 0.5195708871721123], [0.5461951996680043, 0.5461951996680043, 0.5461951996680043], [0.5707668001032375, 0.5707668001032375, 0.5707668001032375], [0.594512294602157, 0.594512294602157, 0.594512294602157], [0.6182214174760574, 0.6182214174760574, 0.6182214174760574], [0.639338358537289, 0.639338358537289, 0.639338358537289], [0.6575755889950055, 0.6575755889950055, 0.6575755889950055], [0.676689000277093, 0.676689000277093, 0.676689000277093], [0.6930958522858717, 0.6930958522858717, 0.6930958522858717], [0.7033720276644219, 0.7033720276644219, 0.7033720276644219], [0.7149115892237404, 0.7149115892237404, 0.7149115892237404], [0.7262978329058346, 0.7262978329058346, 0.7262978329058346], [0.730651224802699, 0.730651224802699, 0.730651224802699], [0.7262967794227007, 0.7262967794227007, 0.7262967794227007], [0.7149112671340248, 0.7149112671340248, 0.7149112671340248], [0.703372935161794, 0.703372935161794, 0.703372935161794], [0.693097983890275, 0.693097983890275, 0.693097983890275], [0.6766919229082791, 0.6766919229082791, 0.6766919229082791], [0.6575784700195367, 0.6575784700195367, 0.6575784700195367], [0.6393401995275164, 0.6393401995275164, 0.6393401995275164], [0.6182196408596126, 0.6182196408596126, 0.6182196408596126], [0.5945060732482051, 0.5945060732482051, 0.5945060732482051], [0.5707583318069982, 0.5707583318069982, 0.5707583318069982], [0.5461884102426017, 0.5461884102426017, 0.5461884102426017], [0.5195689093303714, 0.5195689093303714, 0.5195689093303714], [0.4928035144556308, 0.4928035144556308, 0.4928035144556308], [0.4666756155365762, 0.4666756155365762, 0.4666756155365762], [0.4393862243574619, 0.4393862243574619, 0.4393862243574619], [0.41237196835462403, 0.41237196835462403, 0.41237196835462403], [0.3870083047729595, 0.3870083047729595, 0.3870083047729595], [0.3609800386639618, 0.3609800386639618, 0.3609800386639618], [0.3489114776241673, 0.3489114776241673, 0.3489114776241673], [0.33511314444106793, 0.33511314444106793, 0.33511314444106793], [0.33883355125553916, 0.33883355125553916, 0.33883355125553916], [0.3409887123242364, 0.3409887123242364, 0.3409887123242364], [0.3407383168310098, 0.3407383168310098, 0.3407383168310098], [0.337841265336691, 0.337841265336691, 0.337841265336691], [0.33411339169025717, 0.33411339169025717, 0.33411339169025717], [0.3298697231758615, 0.3298697231758615, 0.3298697231758615], [0.32530644821537646, 0.32530644821537646, 0.32530644821537646], [0.32063149020522785, 0.32063149020522785, 0.32063149020522785], [0.3160677126377915, 0.3160677126377915, 0.3160677126377915], [0.3118516241889136, 0.3118516241889136, 0.3118516241889136], [0.3079265412482667, 0.3079265412482667, 0.3079265412482667], [0.30412724900946636, 0.30412724900946636, 0.30412724900946636], [0.30041909732008376, 0.30041909732008376, 0.30041909732008376], [0.29676516960739824, 0.29676516960739824, 0.29676516960739824], [0.2931265122562199, 0.2931265122562199, 0.2931265122562199], [0.28946222244495473, 0.28946222244495473, 0.28946222244495473], [0.2861978492168966, 0.2861978492168966, 0.2861978492168966], [0.28622416724579064, 0.28622416724579064, 0.28622416724579064], [0.28377137699577215, 0.28377137699577215, 0.28377137699577215], [0.2832970322175625, 0.2832970322175625, 0.2832970322175625], [0.28178859899064496, 0.28178859899064496, 0.28178859899064496], [0.2803418683546202, 0.2803418683546202, 0.2803418683546202], [0.28006418373056985, 0.28006418373056985, 0.28006418373056985], [0.2787760082300942, 0.2787760082300942, 0.2787760082300942], [0.2777804769595231, 0.2777804769595231, 0.2777804769595231], [0.27741072642020437, 0.27741072642020437, 0.27741072642020437], [0.27681633264057715, 0.27681633264057715, 0.27681633264057715], [0.2758506834311946, 0.2758506834311946, 0.2758506834311946], [0.2758677420280331, 0.2758677420280331, 0.2758677420280331], [0.27508933068651686, 0.27508933068651686, 0.27508933068651686], [0.27495143172046904, 0.27495143172046904, 0.27495143172046904], [0.2738475760906141, 0.2738475760906141, 0.2738475760906141], [0.273126856230904, 0.273126856230904, 0.273126856230904], [0.273128922368745, 0.273128922368745, 0.273128922368745], [0.27305659202206617, 0.27305659202206617, 0.27305659202206617], [0.2730327101648059, 0.2730327101648059, 0.2730327101648059], [0.2733474558005626, 0.2733474558005626, 0.2733474558005626], [0.27355439960715944, 0.27355439960715944, 0.27355439960715944], [0.27364760894348533, 0.27364760894348533, 0.27364760894348533], [0.2739600760479905, 0.2739600760479905, 0.2739600760479905], [0.27416944627139095, 0.27416944627139095, 0.27416944627139095], [0.2743807028477314, 0.2743807028477314, 0.2743807028477314], [0.27455606734028204, 0.27455606734028204, 0.27455606734028204], [0.2746714377985102, 0.2746714377985102, 0.2746714377985102], [0.274908717211245, 0.274908717211245, 0.274908717211245], [0.27508383334235526, 0.27508383334235526, 0.27508383334235526], [0.27510799704548766, 0.27510799704548766, 0.27510799704548766], [0.2752753254294048, 0.2752753254294048, 0.2752753254294048], [0.27532234381511006, 0.27532234381511006, 0.27532234381511006], [0.2754234323010507, 0.2754234323010507, 0.2754234323010507], [0.2755071599650648, 0.2755071599650648, 0.2755071599650648], [0.27557415921188344, 0.27557415921188344, 0.27557415921188344], [0.27560752677958594, 0.27560752677958594, 0.27560752677958594], [0.27567456900046133, 0.27567456900046133, 0.27567456900046133], [0.27580256589550783, 0.27580256589550783, 0.27580256589550783], [0.2757745787735512, 0.2757745787735512, 0.2757745787735512], [0.275857039104964, 0.275857039104964, 0.275857039104964], [0.2759333134575198, 0.2759333134575198, 0.2759333134575198], [0.2758766191303357, 0.2758766191303357, 0.2758766191303357], [0.27600739853990613, 0.27600739853990613, 0.27600739853990613], [0.27599773470739314, 0.27599773470739314, 0.27599773470739314], [0.2759752286301095, 0.2759752286301095, 0.2759752286301095], [0.27602293028876607, 0.27602293028876607, 0.27602293028876607], [0.27594474311757883, 0.27594474311757883, 0.27594474311757883], [0.2758781317205268, 0.2758781317205268, 0.2758781317205268], [0.2756966529998938, 0.2756966529998938, 0.2756966529998938], [0.2753818749117684, 0.2753818749117684, 0.2753818749117684], [0.274843381145207, 0.274843381145207, 0.274843381145207], [0.27423715007274035, 0.27423715007274035, 0.27423715007274035], [0.273383597982502, 0.273383597982502, 0.273383597982502], [0.27200665433802723, 0.27200665433802723, 0.27200665433802723], [0.2704375759782586, 0.2704375759782586, 0.2704375759782586], [0.2696276252731572, 0.2696276252731572, 0.2696276252731572], [0.26893423927802895, 0.26893423927802895, 0.26893423927802895], [0.2684872600944199, 0.2684872600944199, 0.2684872600944199], [0.26878556362577694, 0.26878556362577694, 0.26878556362577694], [0.2693613808337359, 0.2693613808337359, 0.2693613808337359], [0.2689061229486489, 0.2689061229486489, 0.2689061229486489], [0.2701553150631827, 0.2701553150631827, 0.2701553150631827], [0.2716367938168929, 0.2716367938168929, 0.2716367938168929], [0.2719985644113688, 0.2719985644113688, 0.2719985644113688], [0.2727181028139713, 0.2727181028139713, 0.2727181028139713], [0.27404481337604514, 0.27404481337604514, 0.27404481337604514], [0.27570081596076323, 0.27570081596076323, 0.27570081596076323], [0.2768967981675084, 0.2768967981675084, 0.2768967981675084], [0.2772361739999091, 0.2772361739999091, 0.2772361739999091], [0.2775638629038069, 0.2775638629038069, 0.2775638629038069], [0.27856735352213025, 0.27856735352213025, 0.27856735352213025], [0.27928423002904473, 0.27928423002904473, 0.27928423002904473], [0.28132484873968855, 0.28132484873968855, 0.28132484873968855], [0.2854983648371817, 0.2854983648371817, 0.2854983648371817], [0.28998478270980343, 0.28998478270980343, 0.28998478270980343], [0.29453346584785467, 0.29453346584785467, 0.29453346584785467], [0.2989909357384762, 0.2989909357384762, 0.2989909357384762], [0.3034087025190877, 0.3034087025190877, 0.3034087025190877], [0.3078372918891506, 0.3078372918891506, 0.3078372918891506], [0.31232175846725185, 0.31232175846725185, 0.31232175846725185], [0.31687241531390065, 0.31687241531390065, 0.31687241531390065], [0.3223576906827061, 0.3223576906827061, 0.3223576906827061], [0.35094518671361297, 0.35094518671361297, 0.35094518671361297], [0.3705484988248884, 0.3705484988248884, 0.3705484988248884], [0.3924940875711706, 0.3924940875711706, 0.3924940875711706], [0.41697359011043006, 0.41697359011043006, 0.41697359011043006], [0.4420799396839465, 0.4420799396839465, 0.4420799396839465], [0.4672036978958625, 0.4672036978958625, 0.4672036978958625], [0.49262282013192965, 0.49262282013192965, 0.49262282013192965], [0.51924472508128, 0.51924472508128, 0.51924472508128], [0.5460453497307005, 0.5460453497307005, 0.5460453497307005], [0.5707583318065489, 0.5707583318065489, 0.5707583318065489], [0.5945060732482051, 0.5945060732482051, 0.5945060732482051], [0.6182196408596126, 0.6182196408596126, 0.6182196408596126], [0.6393401995275165, 0.6393401995275165, 0.6393401995275165], [0.657578470019537, 0.657578470019537, 0.657578470019537], [0.6766919229082791, 0.6766919229082791, 0.6766919229082791], [0.693097983890275, 0.693097983890275, 0.693097983890275], [0.7033729351617938, 0.7033729351617938, 0.7033729351617938], [0.714911267134025, 0.714911267134025, 0.714911267134025], [0.7262967794227003, 0.7262967794227003, 0.7262967794227003], [0.7306512248026995, 0.7306512248026995, 0.7306512248026995], [0.7262978329058346, 0.7262978329058346, 0.7262978329058346], [0.7149115892237404, 0.7149115892237404, 0.7149115892237404], [0.7033720276644218, 0.7033720276644218, 0.7033720276644218], [0.6930958522858719, 0.6930958522858719, 0.6930958522858719], [0.676689000277093, 0.676689000277093, 0.676689000277093], [0.6575755889950055, 0.6575755889950055, 0.6575755889950055], [0.639338358537289, 0.639338358537289, 0.639338358537289], [0.6182214174760574, 0.6182214174760574, 0.6182214174760574], [0.5945122946021572, 0.5945122946021572, 0.5945122946021572], [0.5707668001032374, 0.5707668001032374, 0.5707668001032374], [0.5461951996680041, 0.5461951996680041, 0.5461951996680041], [0.5195708871721121, 0.5195708871721121, 0.5195708871721121], [0.4928010042688352, 0.4928010042688352, 0.4928010042688352], [0.4666713699162071, 0.4666713699162071, 0.4666713699162071], [0.43938202497620216, 0.43938202497620216, 0.43938202497620216], [0.41236850544384385, 0.41236850544384385, 0.41236850544384385], [0.3871334925170486, 0.3871334925170486, 0.3871334925170486], [0.36225219323730345, 0.36225219323730345, 0.36225219323730345], [0.3500207227179009, 0.3500207227179009, 0.3500207227179009], [0.31650349193295607, 0.31650349193295607, 0.31650349193295607], [0.29056491620109653, 0.29056491620109653, 0.29056491620109653], [0.26431434294918876, 0.26431434294918876, 0.26431434294918876], [0.24851282199241573, 0.24851282199241573, 0.24851282199241573], [0.2483098126599846, 0.2483098126599846, 0.2483098126599846], [0.25542965771565584, 0.25542965771565584, 0.25542965771565584], [0.2567282421875068, 0.2567282421875068, 0.2567282421875068], [0.2586458438457494, 0.2586458438457494, 0.2586458438457494], [0.2615216625407428, 0.2615216625407428, 0.2615216625407428], [0.2632522682762653, 0.2632522682762653, 0.2632522682762653], [0.26380162636948223, 0.26380162636948223, 0.26380162636948223]], [[0.16696348382146148, 0.16696348382146148, 0.16696348382146148], [0.16629933418604348, 0.16629933418604348, 0.16629933418604348], [0.16418718181442882, 0.16418718181442882, 0.16418718181442882], [0.16060868401551084, 0.16060868401551084, 0.16060868401551084], [0.15878246612858235, 0.15878246612858235, 0.15878246612858235], [0.1597902501091138, 0.1597902501091138, 0.1597902501091138], [0.15303402084500045, 0.15303402084500045, 0.15303402084500045], [0.16442657934836266, 0.16442657934836266, 0.16442657934836266], [0.19831146749077783, 0.19831146749077783, 0.19831146749077783], [0.24707178193555168, 0.24707178193555168, 0.24707178193555168], [0.29658913661925645, 0.29658913661925645, 0.29658913661925645], [0.3501379788817759, 0.3501379788817759, 0.3501379788817759], [0.3844168389081597, 0.3844168389081597, 0.3844168389081597], [0.43237614579181266, 0.43237614579181266, 0.43237614579181266], [0.48179558481516144, 0.48179558481516144, 0.48179558481516144], [0.5343055659650093, 0.5343055659650093, 0.5343055659650093], [0.5874124790027131, 0.5874124790027131, 0.5874124790027131], [0.6386578746746068, 0.6386578746746068, 0.6386578746746068], [0.6907377296498002, 0.6907377296498002, 0.6907377296498002], [0.7423239429637275, 0.7423239429637275, 0.7423239429637275], [0.7902573325145903, 0.7902573325145903, 0.7902573325145903], [0.8363760391806243, 0.8363760391806243, 0.8363760391806243], [0.8818863579670602, 0.8818863579670602, 0.8818863579670602], [0.9226062835933748, 0.9226062835933748, 0.9226062835933748], [0.9579590778730845, 0.9579590778730845, 0.9579590778730845], [0.9939831616071367, 0.9939831616071367, 0.9939831616071367], [1.0248313039834271, 1.0248313039834271, 1.0248313039834271], [1.044864842832045, 1.044864842832045, 1.044864842832045], [1.0661072495973414, 1.0661072495973414, 1.0661072495973414], [1.0861866068419157, 1.0861866068419157, 1.0861866068419157], [1.0939485922134273, 1.0939485922134273, 1.0939485922134273], [1.0861848646733254, 1.0861848646733254, 1.0861848646733254], [1.0661067199491678, 1.0661067199491678, 1.0661067199491678], [1.0448663298755347, 1.044866329 | 4D array with the drag coefficients of the airfoils. Dimension 0 is along the blade span for n_span stations, dimension 1 is along the angles of attack, dimension 2 is along the Reynolds number.
af_3d.cm | input |  | [[[-0.0001, -0.0001, -0.0001], [-9.999999999998899e-05, -9.999999999998899e-05, -9.999999999998899e-05], [-9.999999999998899e-05, -9.999999999998899e-05, -9.999999999998899e-05], [-9.999999999998899e-05, -9.999999999998899e-05, -9.999999999998899e-05], [-9.999999999998899e-05, -9.999999999998899e-05, -9.999999999998899e-05], [-9.999999999998899e-05, -9.999999999998899e-05, -9.999999999998899e-05], [-9.999999999998899e-05, -9.999999999998899e-05, -9.999999999998899e-05], [-9.999999999998899e-05, -9.999999999998899e-05, -9.999999999998899e-05], [-9.999999999998899e-05, -9.999999999998899e-05, -9.999999999998899e-05], [-9.999999999998899e-05, -9.999999999998899e-05, -9.999999999998899e-05], [-9.999999999998899e-05, -9.999999999998899e-05, -9.999999999998899e-05], [-9.999999999998899e-05, -9.999999999998899e-05, -9.999999999998899e-05], [-9.999999999998899e-05, -9.999999999998899e-05, -9.999999999998899e-05], [-9.999999999998899e-05, -9.999999999998899e-05, -9.999999999998899e-05], [-9.999999999998899e-05, -9.999999999998899e-05, -9.999999999998899e-05], [-9.999999999998899e-05, -9.999999999998899e-05, -9.999999999998899e-05], [-9.999999999998899e-05, -9.999999999998899e-05, -9.999999999998899e-05], [-9.999999999998899e-05, -9.999999999998899e-05, -9.999999999998899e-05], [-9.999999999998899e-05, -9.999999999998899e-05, -9.999999999998899e-05], [-9.999999999998899e-05, -9.999999999998899e-05, -9.999999999998899e-05], [-9.999999999998899e-05, -9.999999999998899e-05, -9.999999999998899e-05], [-9.999999999998899e-05, -9.999999999998899e-05, -9.999999999998899e-05], [-9.999999999998899e-05, -9.999999999998899e-05, -9.999999999998899e-05], [-9.999999999998899e-05, -9.999999999998899e-05, -9.999999999998899e-05], [-9.999999999998899e-05, -9.999999999998899e-05, -9.999999999998899e-05], [-9.999999999998899e-05, -9.999999999998899e-05, -9.999999999998899e-05], [-9.999999999998899e-05, -9.999999999998899e-05, -9.999999999998899e-05], [-9.999999999998899e-05, -9.999999999998899e-05, -9.999999999998899e-05], [-9.999999999998899e-05, -9.999999999998899e-05, -9.999999999998899e-05], [-9.999999999998899e-05, -9.999999999998899e-05, -9.999999999998899e-05], [-9.999999999998899e-05, -9.999999999998899e-05, -9.999999999998899e-05], [-9.999999999998899e-05, -9.999999999998899e-05, -9.999999999998899e-05], [-9.999999999998899e-05, -9.999999999998899e-05, -9.999999999998899e-05], [-9.999999999998899e-05, -9.999999999998899e-05, -9.999999999998899e-05], [-9.999999999998899e-05, -9.999999999998899e-05, -9.999999999998899e-05], [-9.999999999998899e-05, -9.999999999998899e-05, -9.999999999998899e-05], [-9.999999999998899e-05, -9.999999999998899e-05, -9.999999999998899e-05], [-9.999999999998899e-05, -9.999999999998899e-05, -9.999999999998899e-05], [-9.999999999998899e-05, -9.999999999998899e-05, -9.999999999998899e-05], [-9.999999999998899e-05, -9.999999999998899e-05, -9.999999999998899e-05], [-9.999999999998899e-05, -9.999999999998899e-05, -9.999999999998899e-05], [-0.00010000000000000286, -0.00010000000000000286, -0.00010000000000000286], [-0.00010000000000000286, -0.00010000000000000286, -0.00010000000000000286], [-0.00010000000000000286, -0.00010000000000000286, -0.00010000000000000286], [-0.00010000000000000286, -0.00010000000000000286, -0.00010000000000000286], [-0.00010000000000000286, -0.00010000000000000286, -0.00010000000000000286], [-0.00010000000000000286, -0.00010000000000000286, -0.00010000000000000286], [-0.00010000000000000286, -0.00010000000000000286, -0.00010000000000000286], [-0.00010000000000000286, -0.00010000000000000286, -0.00010000000000000286], [-0.00010000000000000286, -0.00010000000000000286, -0.00010000000000000286], [-0.00010000000000000286, -0.00010000000000000286, -0.00010000000000000286], [-0.00010000000000000286, -0.00010000000000000286, -0.00010000000000000286], [-0.00010000000000000286, -0.00010000000000000286, -0.00010000000000000286], [-0.00010000000000000286, -0.00010000000000000286, -0.00010000000000000286], [-0.00010000000000000286, -0.00010000000000000286, -0.00010000000000000286], [-0.00010000000000000286, -0.00010000000000000286, -0.00010000000000000286], [-0.00010000000000000286, -0.00010000000000000286, -0.00010000000000000286], [-0.00010000000000000286, -0.00010000000000000286, -0.00010000000000000286], [-9.99999999999994e-05, -9.99999999999994e-05, -9.99999999999994e-05], [-9.99999999999994e-05, -9.99999999999994e-05, -9.99999999999994e-05], [-9.99999999999994e-05, -9.99999999999994e-05, -9.99999999999994e-05], [-9.99999999999994e-05, -9.99999999999994e-05, -9.99999999999994e-05], [-9.99999999999994e-05, -9.99999999999994e-05, -9.99999999999994e-05], [-9.99999999999994e-05, -9.99999999999994e-05, -9.99999999999994e-05], [-0.00010000000000000026, -0.00010000000000000026, -0.00010000000000000026], [-0.00010000000000000005, -0.00010000000000000005, -0.00010000000000000005], [-9.999999999999983e-05, -9.999999999999983e-05, -9.999999999999983e-05], [-9.99999999999994e-05, -9.99999999999994e-05, -9.99999999999994e-05], [-9.99999999999994e-05, -9.99999999999994e-05, -9.99999999999994e-05], [-9.99999999999994e-05, -9.99999999999994e-05, -9.99999999999994e-05], [-9.99999999999994e-05, -9.99999999999994e-05, -9.99999999999994e-05], [-9.99999999999994e-05, -9.99999999999994e-05, -9.99999999999994e-05], [-9.99999999999994e-05, -9.99999999999994e-05, -9.99999999999994e-05], [-9.99999999999994e-05, -9.99999999999994e-05, -9.99999999999994e-05], [-9.99999999999994e-05, -9.99999999999994e-05, -9.99999999999994e-05], [-9.99999999999994e-05, -9.99999999999994e-05, -9.99999999999994e-05], [-9.99999999999994e-05, -9.99999999999994e-05, -9.99999999999994e-05], [-9.99999999999994e-05, -9.99999999999994e-05, -9.99999999999994e-05], [-9.99999999999994e-05, -9.99999999999994e-05, -9.99999999999994e-05], [-9.99999999999994e-05, -9.99999999999994e-05, -9.99999999999994e-05], [-9.99999999999994e-05, -9.99999999999994e-05, -9.99999999999994e-05], [-9.99999999999994e-05, -9.99999999999994e-05, -9.99999999999994e-05], [-9.99999999999994e-05, -9.99999999999994e-05, -9.99999999999994e-05], [-9.99999999999994e-05, -9.99999999999994e-05, -9.99999999999994e-05], [-9.99999999999994e-05, -9.99999999999994e-05, -9.99999999999994e-05], [-9.99999999999994e-05, -9.99999999999994e-05, -9.99999999999994e-05], [-0.00010000000000000286, -0.00010000000000000286, -0.00010000000000000286], [-0.00010000000000000286, -0.00010000000000000286, -0.00010000000000000286], [-0.00010000000000000286, -0.00010000000000000286, -0.00010000000000000286], [-0.00010000000000000286, -0.00010000000000000286, -0.00010000000000000286], [-0.00010000000000000286, -0.00010000000000000286, -0.00010000000000000286], [-0.00010000000000000286, -0.00010000000000000286, -0.00010000000000000286], [-0.00010000000000000286, -0.00010000000000000286, -0.00010000000000000286], [-0.00010000000000000286, -0.00010000000000000286, -0.00010000000000000286], [-0.00010000000000000286, -0.00010000000000000286, -0.00010000000000000286], [-0.00010000000000000286, -0.00010000000000000286, -0.00010000000000000286], [-0.00010000000000000286, -0.00010000000000000286, -0.00010000000000000286], [-0.00010000000000000286, -0.00010000000000000286, -0.00010000000000000286], [-0.00010000000000000286, -0.00010000000000000286, -0.00010000000000000286], [-0.00010000000000000286, -0.00010000000000000286, -0.00010000000000000286], [-0.00010000000000000286, -0.00010000000000000286, -0.00010000000000000286], [-0.00010000000000000286, -0.00010000000000000286, -0.00010000000000000286], [-0.00010000000000000286, -0.00010000000000000286, -0.00010000000000000286], [-0.00010000000000000286, -0.00010000000000000286, -0.00010000000000000286], [-0.00010000000000000286, -0.00010000000000000286, -0.00010000000000000286], [-0.00010000000000000286, -0.00010000000000000286, -0.00010000000000000286], [-0.00010000000000000286, -0.00010000000000000286, -0.00010000000000000286], [-0.00010000000000000286, -0.00010000000000000286, -0.00010000000000000286], [-0.00010000000000000286, -0.00010000000000000286, -0.00010000000000000286], [-0.00010000000000000286, -0.00010000000000000286, -0.00010000000000000286], [-0.00010000000000000286, -0.00010000000000000286, -0.00010000000000000286], [-0.00010000000000000286, -0.00010000000000000286, -0.00010000000000000286], [-9.999999999998899e-05, -9.999999999998899e-05, -9.999999999998899e-05], [-9.999999999998899e-05, -9.999999999998899e-05, -9.999999999998899e-05], [-9.999999999998899e-05, -9.999999999998899e-05, -9.999999999998899e-05], [-9.999999999998899e-05, -9.999999999998899e-05, -9.999999999998899e-05], [-9.999999999998899e-05, -9.999999999998899e-05, -9.999999999998899e-05], [-9.999999999998899e-05, -9.999999999998899e-05, -9.999999999998899e-05], [-0.00010000000000000286, -0.00010000000000000286, -0.00010000000000000286], [-0.00010000000000000286, -0.00010000000000000286, -0.00010000000000000286], [-0.00010000000000000286, -0.00010000000000000286, -0.00010000000000000286], [-0.00010000000000000286, -0.00010000000000000286, -0.00010000000000000286], [-0.00010000000000000286, -0.00010000000000000286, -0.00010000000000000286], [-0.00010000000000000286, -0.00010000000000000286, -0.00010000000000000286], [-0.00010000000000000286, -0.00010000000000000286, -0.00010000000000000286], [-0.00010000000000000286, -0.00010000000000000286, -0.00010000000000000286], [-0.00010000000000000286, -0.00010000000000000286, -0.00010000000000000286], [-0.00010000000000000286, -0.00010000000000000286, -0.00010000000000000286], [-0.00010000000000000286, -0.00010000000000000286, -0.00010000000000000286], [-0.00010000000000000286, -0.00010000000000000286, -0.00010000000000000286], [-0.00010000000000000286, -0.00010000000000000286, -0.00010000000000000286], [-0.00010000000000000286, -0.00010000000000000286, -0.00010000000000000286], [-0.00010000000000000286, -0.00010000000000000286, -0.00010000000000000286], [-0.00010000000000000286, -0.00010000000000000286, -0.00010000000000000286], [-0.00010000000000000286, -0.00010000000000000286, -0.00010000000000000286], [-0.00010000000000000286, -0.00010000000000000286, -0.00010000000000000286], [-0.00010000000000000286, -0.00010000000000000286, -0.00010000000000000286], [-0.00010000000000000286, -0.00010000000000000286, -0.00010000000000000286], [-0.00010000000000000286, -0.00010000000000000286, -0.00010000000000000286], [-0.00010000000000000286, -0.00010000000000000286, -0.00010000000000000286], [-0.00010000000000000286, -0.00010000000000000286, -0.00010000000000000286], [-9.999999999998899e-05, -9.999999999998899e-05, -9.999999999998899e-05], [-9.999999999998899e-05, -9.999999999998899e-05, -9.999999999998899e-05], [-9.999999999998899e-05, -9.999999999998899e-05, -9.999999999998899e-05], [-9.999999999998899e-05, -9.999999999998899e-05, -9.999999999998899e-05], [-9.999999999998899e-05, -9.999999999998899e-05, -9.999999999998899e-05], [-9.999999999998899e-05, -9.999999999998899e-05, -9.999999999998899e-05], [-9.999999999998899e-05, -9.999999999998899e-05, -9.999999999998899e-05], [-9.999999999998899e-05, -9.999999999998899e-05, -9.999999999998899e-05], [-9.999999999998899e-05, -9.999999999998899e-05, -9.999999999998899e-05], [-9.999999999998899e-05, -9.999999999998899e-05, -9.999999999998899e-05], [-9.999999999998899e-05, -9.999999999998899e-05, -9.999999999998899e-05], [-9.999999999998899e-05, -9.999999999998899e-05, -9.999999999998899e-05], [-9.999999999998899e-05, -9.999999999998899e-05, -9.999999999998899e-05], [-9.999999999998899e-05, -9.999999999998899e-05, -9.999999999998899e-05], [-9.999999999998899e-05, -9.999999999998899e-05, -9.999999999998899e-05], [-9.999999999998899e-05, -9.999999999998899e-05, -9.999999999998899e-05], [-9.999999999998899e-05, -9.999999999998899e-05, -9.999999999998899e-05], [-9.999999999998899e-05, -9.999999999998899e-05, -9.999999999998899e-05], [-9.999999999998899e-05, -9.999999999998899e-05, -9.999999999998899e-05], [-9.999999999998899e-05, -9.999999999998899e-05, -9.999999999998899e-05], [-9.999999999998899e-05, -9.999999999998899e-05, -9.999999999998899e-05], [-9.999999999998899e-05, -9.999999999998899e-05, -9.999999999998899e-05], [-9.999999999998899e-05, -9.999999999998899e-05, -9.999999999998899e-05], [-9.999999999998899e-05, -9.999999999998899e-05, -9.999999999998899e-05], [-9.999999999998899e-05, -9.999999999998899e-05, -9.999999999998899e-05], [-9.999999999998899e-05, -9.999999999998899e-05, -9.999999999998899e-05], [-9.999999999998899e-05, -9.999999999998899e-05, -9.999999999998899e-05], [-9.999999999998899e-05, -9.999999999998899e-05, -9.999999999998899e-05], [-9.999999999998899e-05, -9.999999999998899e-05, -9.999999999998899e-05], [-9.999999999998899e-05, -9.999999999998899e-05, -9.999999999998899e-05], [-9.999999999998899e-05, -9.999999999998899e-05, -9.999999999998899e-05], [-9.999999999998899e-05, -9.999999999998899e-05, -9.999999999998899e-05], [-9.999999999998899e-05, -9.999999999998899e-05, -9.999999999998899e-05], [-9.999999999998899e-05, -9.999999999998899e-05, -9.999999999998899e-05], [-9.999999999998899e-05, -9.999999999998899e-05, -9.999999999998899e-05], [-9.999999999998899e-05, -9.999999999998899e-05, -9.999999999998899e-05], [-9.999999999998899e-05, -9.999999999998899e-05, -9.999999999998899e-05], [-9.999999999998899e-05, -9.999999999998899e-05, -9.999999999998899e-05], [-9.999999999998899e-05, -9.999999999998899e-05, -9.999999999998899e-05], [-9.999999999998899e-05, -9.999999999998899e-05, -9.999999999998899e-05], [-9.999999999998899e-05, -9.999999999998899e-05, -9.999999999998899e-05], [-9.999999999998899e-05, -9.999999999998899e-05, -9.999999999998899e-05], [-9.999999999998899e-05, -9.999999999998899e-05, -9.999999999998899e-05], [-9.999999999998899e-05, -9.999999999998899e-05, -9.999999999998899e-05], [-9.999999999998899e-05, -9.999999999998899e-05, -9.999999999998899e-05], [-9.999999999998899e-05, -9.999999999998899e-05, -9.999999999998899e-05], [-9.999999999998899e-05, -9.999999999998899e-05, -9.999999999998899e-05], [-9.999999999998899e-05, -9.999999999998899e-05, -9.999999999998899e-05], [-9.999999999998899e-05, -9.999999999998899e-05, -9.999999999998899e-05], [-9.999999999998899e-05, -9.999999999998899e-05, -9.999999999998899e-05], [-9.999999999998899e-05, -9.999999999998899e-05, -9.999999999998899e-05], [-9.999999999998899e-05, -9.999999999998899e-05, -9.999999999998899e-05], [-9.999999999998899e-05, -9.999999999998899e-05, -9.999999999998899e-05], [-9.999999999998899e-05, -9.999999999998899e-05, -9.999999999998899e-05], [-9.999999999998899e-05, -9.999999999998899e-05, -9.999999999998899e-05], [-9.999999999998899e-05, -9.999999999998899e-05, -9.999999999998899e-05], [-9.999999999998899e-05, -9.999999999998899e-05, -9.999999999998899e-05], [-9.999999999998899e-05, -9.999999999998899e-05, -9.999999999998899e-05], [-0.0001, -0.0001, -0.0001]], [[-9.43686830310173e-05, -9.43686830310173e-05, -9.43686830310173e-05], [0.009259532734700513, 0.009259532734700513, 0.009259532734700513], [0.01466691684084611, 0.01466691684084611, 0.01466691684084611], [0.012520817383751954, 0.012520817383751954, 0.012520817383751954], [0.009141042975208312, 0.009141042975208312, 0.009141042975208312], [0.007294460708086693, 0.007294460708086693, 0.007294460708086693], [0.005116585101333233, 0.005116585101333233, 0.005116585101333233], [0.0029897049744444237, 0.0029897049744444237, 0.0029897049744444237], [0.0003164587431726956, 0.0003164587431726956, 0.0003164587431726956], [0.00028323143434166864, 0.00028323143434166864, 0.00028323143434166864], [0.0002512530955601777, 0.0002512530955601777, 0.0002512530955601777], [0.00022018374651208011, 0.00022018374651208011, 0.00022018374651208011], [0.0001778610256739574, 0.0001778610256739574, 0.0001778610256739574], [0.0001472672180863402, 0.0001472672180863402, 0.0001472672180863402], [0.00013779153204494798, 0.00013779153204494798, 0.00013779153204494798], [0.000131538775211347, 0.000131538775211347, 0.000131538775211347], [0.0001290990461313042, 0.0001290990461313042, 0.0001290990461313042], [0.0001297993732349463, 0.0001297993732349463, 0.0001297993732349463], [0.00013380392205525338, 0.00013380392205525338, 0.00013380392205525338], [0.0001398710944902487, 0.0001398710944902487, 0.0001398710944902487], [0.00014648281739266383, 0.00014648281739266383, 0.00014648281739266383], [0.00015391538907109925, 0.00015391538907109925, 0.00015391538907109925], [0.00016265263625331317, 0.00016265263625331317, 0.00016265263625331317], [0.0001710787738910119, 0.0001710787738910119, 0.0001710787738910119], [0.00017882247588405648, 0.00017882247588405648, 0.00017882247588405648], [0.00018697351171355348, 0.00018697351171355348, 0.00018697351171355348], [0.00019325885639769058, 0.00019325885639769058, 0.00019325885639769058], [0.00019580741945939006, 0.00019580741945939006, 0.00019580741945939006], [0.00019708053637552958, 0.00019708053637552958, 0.00019708053637552958], [0.00019779578953747767, 0.00019779578953747767, 0.00019779578953747767], [0.00019772355468157532, 0.00019772355468157532, 0.00019772355468157532], [0.00019318264293975707, 0.00019318264293975707, 0.00019318264293975707], [0.00017932377790873255, 0.00017932377790873255, 0.00017932377790873255], [0.00016271369476581615, 0.00016271369476581615, 0.00016271369476581615], [0.0001480663999847906, 0.0001480663999847906, 0.0001480663999847906], [0.00013175584906890275, 0.00013175584906890275, 0.00013175584906890275], [0.00011455846914659035, 0.00011455846914659035, 0.00011455846914659035], [9.772553622851288e-05, 9.772553622851288e-05, 9.772553622851288e-05], [8.08598488013755e-05, 8.08598488013755e-05, 8.08598488013755e-05], [6.406485527443717e-05, 6.406485527443717e-05, 6.406485527443717e-05], [4.8251729690862444e-05, 4.8251729690862444e-05, 4.8251729690862444e-05], [3.328588780082166e-05, 3.328588780082166e-05, 3.328588780082166e-05], [1.905583603381642e-05, 1.905583603381642e-05, 1.905583603381642e-05], [6.247368510572775e-06, 6.247368510572775e-06, 6.247368510572775e-06], [-4.821212880371222e-06, -4.821212880371222e-06, -4.821212880371222e-06], [-1.4761945854183052e-05, -1.4761945854183052e-05, -1.4761945854183052e-05], [-2.3933554641432896e-05, -2.3933554641432896e-05, -2.3933554641432896e-05], [-2.927588455289002e-05, -2.927588455289002e-05, -2.927588455289002e-05], [-1.9740400425353327e-05, -1.9740400425353327e-05, -1.9740400425353327e-05], [0.0024306441847435963, 0.0024306441847435963, 0.0024306441847435963], [0.00370920334281543, 0.00370920334281543, 0.00370920334281543], [0.003692649860493412, 0.003692649860493412, 0.003692649860493412], [0.003631745144974007, 0.003631745144974007, 0.003631745144974007], [0.003545665609725336, 0.003545665609725336, 0.003545665609725336], [0.0034435328197136503, 0.0034435328197136503, 0.0034435328197136503], [0.0033062194429168863, 0.0033062194429168863, 0.0033062194429168863], [0.0031323123914392646, 0.0031323123914392646, 0.0031323123914392646], [0.002921959963916178, 0.002921959963916178, 0.002921959963916178], [0.002675310458983015, 0.002675310458983015, 0.002675310458983015], [0.002392512175275169, 0.002392512175275169, 0.002392512175275169], [0.0020363102103168815, 0.0020363102103168815, 0.0020363102103168815], [0.0016604250523456973, 0.0016604250523456973, 0.0016604250523456973], [0.0012684458642625313, 0.0012684458642625313, 0.0012684458642625313], [0.0008610858148301818, 0.0008610858148301818, 0.0008610858148301818], [0.00043905807281144436, 0.00043905807281144436, 0.00043905807281144436], [3.075806969113446e-06, 3.075806969113446e-06, 3.075806969113446e-06], [-0.00044614781393400877, -0.00044614781393400877, -0.00044614781393400877], [-0.0009326956452492471, -0.0009326956452492471, -0.0009326956452492471], [-0.0010451656870926872, -0.0010451656870926872, -0.0010451656870926872], [-0.0011697864613983873, -0.0011697864613983873, -0.0011697864613983873], [-0.0012500122083705031, -0.0012500122083705031, -0.0012500122083705031], [-0.001286461837132831, -0.001286461837132831, -0.001286461837132831], [-0.001323440980739006, -0.001323440980739006, -0.001323440980739006], [-0.0013746977266614994, -0.0013746977266614994, -0.0013746977266614994], [-0.0014260470488933127, -0.0014260470488933127, -0.0014260470488933127], [-0.00148580952668439, -0.00148580952668439, -0.00148580952668439], [-0.001543235099645917, -0.001543235099645917, -0.001543235099645917], [-0.0016401220646364862, -0.0016401220646364862, -0.0016401220646364862], [-0.0016998344361446645, -0.0016998344361446645, -0.0016998344361446645], [-0.0018077362065016273, -0.0018077362065016273, -0.0018077362065016273], [-0.0018792125022329062, -0.0018792125022329062, -0.0018792125022329062], [-0.0019401111243013483, -0.0019401111243013483, -0.0019401111243013483], [-0.0019001535041737252, -0.0019001535041737252, -0.0019001535041737252], [-0.001749558266671506, -0.001749558266671506, -0.001749558266671506], [-0.0019553069175470596, -0.0019553069175470596, -0.0019553069175470596], [-0.0021937982208167523, -0.0021937982208167523, -0.0021937982208167523], [-0.0025154677795477948, -0.0025154677795477948, -0.0025154677795477948], [-0.0028434964976676146, -0.0028434964976676146, -0.0028434964976676146], [-0.0031692979677287007, -0.0031692979677287007, -0.0031692979677287007], [-0.0035322448696210066, -0.0035322448696210066, -0.0035322448696210066], [-0.0037939433019257393, -0.0037939433019257393, -0.0037939433019257393], [-0.004201060018192016, -0.004201060018192016, -0.004201060018192016], [-0.004516016162671833, -0.004516016162671833, -0.004516016162671833], [-0.00470552887370974, -0.00470552887370974, -0.00470552887370974], [-0.004813292185501455, -0.004813292185501455, -0.004813292185501455], [-0.004765143431287181, -0.004765143431287181, -0.004765143431287181], [-0.00475029881688341, -0.00475029881688341, -0.00475029881688341], [-0.004726453396531773, -0.004726453396531773, -0.004726453396531773], [-0.004692408276351678, -0.004692408276351678, -0.004692408276351678], [-0.0046403602212532775, -0.0046403602212532775, -0.0046403602212532775], [-0.004622691824255995, -0.004622691824255995, -0.004622691824255995], [-0.004621909067000456, -0.004621909067000456, -0.004621909067000456], [-0.004635016357760828, -0.004635016357760828, -0.004635016357760828], [-0.004669728387211119, -0.004669728387211119, -0.004669728387211119], [-0.004674725673735105, -0.004674725673735105, -0.004674725673735105], [-0.0047148836805505035, -0.0047148836805505035, -0.0047148836805505035], [-0.004740754962485745, -0.004740754962485745, -0.004740754962485745], [-0.004787544688414007, -0.004787544688414007, -0.004787544688414007], [-0.004814252916209611, -0.004814252916209611, -0.004814252916209611], [-0.0048474663928276766, -0.0048474663928276766, -0.0048474663928276766], [-0.004875664302885928, -0.004875664302885928, -0.004875664302885928], [-0.004903162317245236, -0.004903162317245236, -0.004903162317245236], [-0.004945038575504478, -0.004945038575504478, -0.004945038575504478], [-0.004943246153018935, -0.004943246153018935, -0.004943246153018935], [-0.004966077364112019, -0.004966077364112019, -0.004966077364112019], [-0.004967717851019815, -0.004967717851019815, -0.004967717851019815], [-0.004877439754099284, -0.004877439754099284, -0.004877439754099284], [-0.004794741672811981, -0.004794741672811981, -0.004794741672811981], [-0.004407474218381656, -0.004407474218381656, -0.004407474218381656], [-0.00388694808948054, -0.00388694808948054, -0.00388694808948054], [-0.0034842132410247847, -0.0034842132410247847, -0.0034842132410247847], [-0.0032593050021832, -0.0032593050021832, -0.0032593050021832], [-0.003188444302650596, -0.003188444302650596, -0.003188444302650596], [-0.0030412666164239552, -0.0030412666164239552, -0.0030412666164239552], [-0.0029223097772676865, -0.0029223097772676865, -0.0029223097772676865], [-0.0028447069611331945, -0.0028447069611331945, -0.0028447069611331945], [-0.0027456897662684523, -0.0027456897662684523, -0.0027456897662684523], [-0.002684367468204573, -0.002684367468204573, -0.002684367468204573], [-0.002666604407370877, -0.002666604407370877, -0.002666604407370877], [-0.00258267210638714, -0.00258267210638714, -0.00258267210638714], [-0.0024744098805602396, -0.0024744098805602396, -0.0024744098805602396], [-0.0023609821824806723, -0.0023609821824806723, -0.0023609821824806723], [-0.0022718490228648587, -0.0022718490228648587, -0.0022718490228648587], [-0.002293571975216832, -0.002293571975216832, -0.002293571975216832], [-0.002339459392567531, -0.002339459392567531, -0.002339459392567531], [-0.0024139154004157067, -0.0024139154004157067, -0.0024139154004157067], [-0.002542590015655089, -0.002542590015655089, -0.002542590015655089], [-0.002712086097889456, -0.002712086097889456, -0.002712086097889456], [-0.0028798272822291773, -0.0028798272822291773, -0.0028798272822291773], [-0.0030944327964836328, -0.0030944327964836328, -0.0030944327964836328], [-0.0034586980392018983, -0.0034586980392018983, -0.0034586980392018983], [-0.0039991167808059065, -0.0039991167808059065, -0.0039991167808059065], [-0.004560937424979487, -0.004560937424979487, -0.004560937424979487], [-0.005108013050627254, -0.005108013050627254, -0.005108013050627254], [-0.005655401100557243, -0.005655401100557243, -0.005655401100557243], [-0.006203237877296678, -0.006203237877296678, -0.006203237877296678], [-0.006761329854510036, -0.006761329854510036, -0.006761329854510036], [-0.007338740622393907, -0.007338740622393907, -0.007338740622393907], [-0.007982356193327062, -0.007982356193327062, -0.007982356193327062], [-0.008214152880685388, -0.008214152880685388, -0.008214152880685388], [-0.008894035707374615, -0.008894035707374615, -0.008894035707374615], [-0.00958826001136553, -0.00958826001136553, -0.00958826001136553], [-0.010262826905781796, -0.010262826905781796, -0.010262826905781796], [-0.010684351377290853, -0.010684351377290853, -0.010684351377290853], [-0.011111470262949365, -0.011111470262949365, -0.011111470262949365], [-0.011489636967541326, -0.011489636967541326, -0.011489636967541326], [-0.011938253665008145, -0.011938253665008145, -0.011938253665008145], [-0.012375344843430714, -0.012375344843430714, -0.012375344843430714], [-0.012821693271501892, -0.012821693271501892, -0.012821693271501892], [-0.013289334773325584, -0.013289334773325584, -0.013289334773325584], [-0.013796637387248038, -0.013796637387248038, -0.013796637387248038], [-0.014326694886402421, -0.014326694886402421, -0.014326694886402421], [-0.014864777009394954, -0.014864777009394954, -0.014864777009394954], [-0.015432157913337921, -0.015432157913337921, -0.015432157913337921], [-0.01602515655414824, -0.01602515655414824, -0.01602515655414824], [-0.01660730113824298, -0.01660730113824298, -0.01660730113824298], [-0.017175133327160825, -0.017175133327160825, -0.017175133327160825], [-0.01787957707048122, -0.01787957707048122, -0.01787957707048122], [-0.018479382686724402, -0.018479382686724402, -0.018479382686724402], [-0.018721593135692827, -0.018721593135692827, -0.018721593135692827], [-0.01898720496982248, -0.01898720496982248, -0.01898720496982248], [-0.019139065657790125, -0.019139065657790125, -0.019139065657790125], [-0.01910816455675398, -0.01910816455675398, -0.01910816455675398], [-0.018933290541594067, -0.018933290541594067, -0.018933290541594067], [-0.018817796128117584, -0.018817796128117584, -0.018817796128117584], [-0.01870418519592469, -0.01870418519592469, -0.01870418519592469], [-0.01857928635302878, -0.01857928635302878, -0.01857928635302878], [-0.018388273591732698, -0.018388273591732698, -0.018388273591732698], [-0.018161391093816676, -0.018161391093816676, -0.018161391093816676], [-0.01802644478733076, -0.01802644478733076, -0.01802644478733076], [-0.01797889202370714, -0.01797889202370714, -0.01797889202370714], [-0.017918035365777775, -0.017918035365777775, -0.017918035365777775], [-0.0177695991173526, -0.0177695991173526, -0.0177695991173526], [-0.017577797039487253, -0.017577797039487253, -0.017577797039487253], [-0.01766678121123971, -0.01766678121123971, -0.01766678121123971], [-0.018285197959186813, -0.018285197959186813, -0.018285197959186813], [-0.0190530495951849, -0.0190530495951849, -0.0190530495951849], [-0.021124333921026223, -0.021124333921026223, -0.021124333921026223], [-0.024032897778141993, -0.024032897778141993, -0.024032897778141993], [-0.026502380252309915, -0.026502380252309915, -0.026502380252309915], [-0.030926034199679913, -0.030926034199679913, -0.030926034199679913], [-0.03525488413118624, -0.03525488413118624, -0.03525488413118624], [-0.038751272232803474, -0.038751272232803474, -0.038751272232803474], [-0.036927660050009276, -0.036927660050009276, -0.036927660050009276], [-0.02977410730075608, -0.02977410730075608, -0.02977410730075608], [-0.01958900018470193, -0.01958900018470193, -0.01958900018470193], [-0.013268429784387557, -0.013268429784387557, -0.013268429784387557], [-0.013021560821859969, -0.013021560821859969, -0.013021560821859969], [-0.008097964229800844, -0.008097964229800844, -0.008097964229800844], [-9.436868303101333e-05, -9.436868303101333e-05, -9.436868303101333e-05]], [[-5.6433357849407746e-05, -5.6433357849407746e-05, -5.6433357849407746e-05], [0.06776713486867408, 0.06776713486867408, 0.06776713486867408], [0.11196377505203729, 0.11196377505203729, 0.11196377505203729], [0.10038543025191453, 0.10038543025191453, 0.10038543025191453], [0.0796918367661153, 0.0796918367661153, 0.0796918367661153], [0.06812235552636708, 0.06812235552636708, 0.06812235552636708], [0.05475134785921619, 0.05475134785921619, 0.05475134785921619], [0.04224400727956304, 0.04224400727956304, 0.04224400727956304], [0.027287324601409816, 0.027287324601409816, 0.027287324601409816], [0.02540404782625685, 0.02540404782625685, 0.02540404782625685], [0.023552103431002405, 0.023552103431002405, 0.023552103431002405], [0.021595073719022206, 0.021595073719022206, 0.021595073719022206], [0.018916975690614773, 0.018916975690614773, 0.018916975690614773], [0.01695327467795569, 0.01695327467795569, 0.01695327467795569], [0.016323878893546404, 0.016323878893546404, 0.016323878893546404], [0.015905557598821774, 0.015905557598821774, 0.015905557598821774], [0.015723974668210506, 0.015723974668210506, 0.015723974668210506], [0.015753468962393425, 0.015753468962393425, 0.015753468962393425], [0.01599856964573733, 0.01599856964573733, 0.01599856964573733], [0.016375708849154513, 0.016375708849154513, 0.016375708849154513], [0.016786619407763718, 0.016786619407763718, 0.016786619407763718], [0.017250368633348705, 0.017250368633348705, 0.017250368633348705], [0.01779684774353488, 0.01779684774353488, 0.01779684774353488], [0.018321994308346235, 0.018321994308346235, 0.018321994308346235], [0.018798360768263262, 0.018798360768263262, 0.018798360768263262], [0.019297464121832794, 0.019297464121832794, 0.019297464121832794], [0.019679530362309256, 0.019679530362309256, 0.019679530362309256], [0.019826394162982118, 0.019826394162982118, 0.019826394162982118], [0.019888187314917122, 0.019888187314917122, 0.019888187314917122], [0.01991275239471326, 0.01991275239471326, 0.01991275239471326], [0.019888891975249984, 0.019888891975249984, 0.019888891975249984], [0.019571960031522548, 0.019571960031522548, 0.019571960031522548], [0.018684430801952836, 0.018684430801952836, 0.018684430801952836], [0.017626473516540824, 0.017626473516540824, 0.017626473516540824], [0.016681545598734724, 0.016681545598734724, 0.016681545598734724], [0.01562939802428556, 0.01562939802428556, 0.01562939802428556], [0.014519405377164351, 0.014519405377164351, 0.014519405377164351], [0.013428867599670472, 0.013428867599670472, 0.013428867599670472], [0.01233063153764709, 0.01233063153764709, 0.01233063153764709], [0.011233870335691103, 0.011233870335691103, 0.011233870335691103], [0.010196012581558495, 0.010196012581558495, 0.010196012581558495], [0.009209008597800114, 0.009209008597800114, 0.009209008597800114], [0.008265461077446705, 0.008265461077446705, 0.008265461077446705], [0.007409761438548259, 0.007409761438548259, 0.007409761438548259], [0.006663667840255303, 0.006663667840255303, 0.006663667840255303], [0.005988973639284988, 0.005988973639284988, 0.005988973639284988], [0.00536573365951146, 0.00536573365951146, 0.00536573365951146], [0.004960668129614588, 0.004960668129614588, 0.004960668129614588], [0.0053826685956140305, 0.0053826685956140305, 0.0053826685956140305], [0.019906557758103908, 0.019906557758103908, 0.019906557758103908], [0.02683869069238142, 0.02683869069238142, 0.02683869069238142], [0.026446721915165842, 0.026446721915165842, 0.026446721915165842], [0.025800265841026848, 0.025800265841026848, 0.025800265841026848], [0.024992771460417035, 0.024992771460417035, 0.024992771460417035], [0.02406935405 | 4D array with the moment coefficients of the airfoils. Dimension 0 is along the blade span for n_span stations, dimension 1 is along the angles of attack, dimension 2 is along the Reynolds number.
af_3d.rated_TSR | input |  | 9 | Constant tip speed ratio in region II.
af_3d.r_blade | input | m | [3.97, 8.004482758623, 12.038965517246, 16.073448275868998, 20.107931034492, 24.142413793114997, 28.176896551737997, 32.211379310361, 36.245862068984, 40.280344827606996, 44.314827586229995, 48.349310344852995, 52.38379310347599, 56.418275862098994, 60.452758620721994, 64.48724137934501, 68.521724137968, 72.556206896591, 76.59068965521399, 80.62517241383698, 84.65965517246, 88.69413793108299, 92.72862068970598, 96.76310344832899, 100.79758620695198, 104.83206896557498, 108.86655172419799, 112.90103448282098, 116.93551724144399, 120.97000000006697] | 1D array of the dimensional spanwise grid defined along the rotor (hub radius to blade tip projected on the plane)
af_3d.rotor_diameter | input | m | 241.3506 | Diameter of the wind turbine rotor specified by the user, defined as 2 x (Rhub + blade length along z) * cos(precone).
af_3d.rthick | input |  | [1.0, 0.9840297092621071, 0.8649857209486732, 0.6864842867182435, 0.5327349818434093, 0.45524785455371464, 0.39841264843118784, 0.3624560084288326, 0.34604070533162656, 0.3353338630392611, 0.32535434590508927, 0.3164065147174628, 0.307838539433933, 0.29833325571513225, 0.28751083205284395, 0.27635536228391355, 0.26575719804127773, 0.25541738866754155, 0.24563055785583482, 0.23639140917657717, 0.22612233053700542, 0.21693211259238354, 0.21160416900133958, 0.211, 0.211, 0.211, 0.211, 0.211, 0.211, 0.211] | 1D array of the relative thicknesses of the blade defined along span.
af_3d.chord | input | m | [5.2, 5.2265040720520535, 5.319400683825207, 5.4580745530036845, 5.603038107463281, 5.718286587458929, 5.764630606410189, 5.715053106286686, 5.539182293334066, 5.290780459215475, 5.034005694445184, 4.815660040795825, 4.623237527554848, 4.432040224442178, 4.2451981651395, 4.065767388212587, 3.896040232078195, 3.7350841723423227, 3.5792063535409593, 3.4245801420565267, 3.267946590725438, 3.111859691750389, 2.957140175463699, 2.800021994595202, 2.6367899876098777, 2.4641317667059357, 2.2834502451238916, 2.0956817072301495, 1.9024851146667074, 0.5000000000000001] | 1D array of the chord values defined along blade span.
blade.compute_coord_xy_dim.chord | input | m | [5.2, 5.2265040720520535, 5.319400683825207, 5.4580745530036845, 5.603038107463281, 5.718286587458929, 5.764630606410189, 5.715053106286686, 5.539182293334066, 5.290780459215475, 5.034005694445184, 4.815660040795825, 4.623237527554848, 4.432040224442178, 4.2451981651395, 4.065767388212587, 3.896040232078195, 3.7350841723423227, 3.5792063535409593, 3.4245801420565267, 3.267946590725438, 3.111859691750389, 2.957140175463699, 2.800021994595202, 2.6367899876098777, 2.4641317667059357, 2.2834502451238916, 2.0956817072301495, 1.9024851146667074, 0.5000000000000001] | 1D array of the chord values defined along blade span.
blade.compute_coord_xy_dim.section_offset_y | input | m | [2.6236363636363635, 2.4995804987150767, 2.3762361856440886, 2.2616477449128607, 2.1584497140857244, 2.0527710922856235, 1.952796634528913, 1.858529292627196, 1.7534662289999945, 1.6448872401139045, 1.5446112372339533, 1.4587998049500115, 1.3798062735755259, 1.3032468381474656, 1.2339289290107218, 1.172876784888303, 1.1214371480080307, 1.0768800212332912, 1.038540793587187, 1.0041865174763036, 0.9713554292056902, 0.9397702013886831, 0.9085814579098136, 0.8751958529583892, 0.8396456162002742, 0.8026938753665375, 0.7632802345290842, 0.7203550881905245, 0.6752146602742011, 0.1840909090909091] | 1D array of the airfoil position relative to the reference axis, specifying the distance in meters along the chordline from the reference axis to the leading edge. 0 means that the airfoil is pinned at the leading edge, a positive offset means that the leading edge is upstream of the reference axis in local chordline coordinates, and a negative offset that the leading edge aft of the reference axis.
blade.compute_coord_xy_dim.twist | input | deg | [15.594553019711718, 15.488273108365346, 14.713531241787173, 13.333617291568489, 11.643494554580991, 9.927004257169598, 8.44548693054192, 7.3009984177000185, 6.228888266329779, 5.229058385210933, 4.345869365684452, 3.60679150889092, 2.979819494333284, 2.4229574992772958, 1.9243945072809059, 1.4686902287805776, 1.056535430608546, 0.6927184228293561, 0.3553347025744226, 0.018330216556389917, -0.35588511834324404, -0.8310248222211819, -1.3743361006713517, -1.8520979156145951, -2.1407698795062395, -2.1741333308415802, -2.1073589596622617, -1.9479166540529262, -1.6623005276253076, -1.2423877062729698] | 1D array of the twist values defined along blade span. The twist is defined positive for negative rotations around the z axis (the same as in BeamDyn).
blade.compute_coord_xy_dim.coord_xy_interp | input |  | [[[1.0, -5.228293926268224e-16], [0.9994296839925828, -0.022259740711558177], [0.9980630178329651, -0.04445803489546769], [0.9955739142666737, -0.0665618134473914], [0.9920863097495596, -0.08851982053258163], [0.9876861486750573, -0.11027527223126012], [0.9823305251706396, -0.1317843709197388], [0.9760119083356915, -0.1530066176350885], [0.9687874672983805, -0.1738868028054739], [0.9606748602592401, -0.19437934848935778], [0.9516753587636769, -0.2144496858898974], [0.9418276527462444, -0.23405837873056085], [0.9311752953551309, -0.2531529758653068], [0.9197303974311781, -0.2717058715241765], [0.9075245591947199, -0.2896910384273745], [0.8946104080703081, -0.3070575403137143], [0.8810096964994352, -0.3237794960574165], [0.866747905197194, -0.339839087916958], [0.8518902581712053, -0.35520047541186606], [0.8364694626214207, -0.3698431374689817], [0.8205134859436981, -0.3837614939542973], [0.8040738322175812, -0.39691489811790015], [0.7871915298856534, -0.4092893400643106], [0.7698979191015535, -0.4208940017028426], [0.7522523412351593, -0.43170364047579557], [0.7342913491785575, -0.44170411642042817], [0.7160449249557642, -0.45091629501054464], [0.6975716400331089, -0.45931119239150625], [0.6789061864336874, -0.466891833699312], [0.6600803126205398, -0.4736931268620854], [0.6411475171372123, -0.4796641292900073], [0.6221376509688521, -0.4848434334715212], [0.6030879981944149, -0.4892689245320695], [0.5840450421189749, -0.49287710440089977], [0.5650308976870032, -0.4957710179013429], [0.5460886027795995, -0.49790677272002765], [0.5272486739168989, -0.49920523096536945], [0.508535950506088, -0.4999001471231513], [0.48999235547038833, -0.49986512233616703], [0.4716321145068305, -0.49915299052333634], [0.45349250374434763, -0.4978655748478763], [0.43559330289767306, -0.49584922139645754], [0.41795606561694243, -0.49322020425743757], [0.40060974844257635, -0.4900340177148858], [0.38356093160600935, -0.4862406543812106], [0.3668432157337161, -0.4819531220757106], [0.35045731632050314, -0.4771070365916879], [0.33443448400863013, -0.47180161714763363], [0.3187741003293152, -0.465997503105357], [0.3034996231212948, -0.4597718336399732], [0.2886112935656476, -0.45311101277459825], [0.27412438666566624, -0.44607147267604036], [0.26004145552371905, -0.43865399658656523], [0.2463748720159175, -0.43089728807614147], [0.23312344393883352, -0.4228128921543159], [0.22029377781042306, -0.41444216059030153], [0.20788328296533118, -0.4057907314202666], [0.19590295639164573, -0.39689711005990247], [0.18434125306662855, -0.3877630289328062], [0.17321393095416077, -0.3784327818575115], [0.16249917612963843, -0.3689016855353164], [0.15221460277725932, -0.35922081920480586], [0.14233175939897136, -0.34938179497549954], [0.13287211153919, -0.3394286782901919], [0.12380643962975976, -0.3293594524047539], [0.11514762338607656, -0.3192023645100907], [0.10688720880274838, -0.30897183476900875], [0.09900711152156341, -0.2986754406431282], [0.09152340438534401, -0.28834653723959136], [0.08439704281722242, -0.2779791205220024], [0.0776464790199521, -0.26760420577043886], [0.07124790821202077, -0.25722921245277414], [0.06518786629737473, -0.24686109008276283], [0.05948747212742032, -0.23652443301269652], [0.05410024641809, -0.2262139012738714], [0.049037878670187655, -0.21594907486257178], [0.044300349757333976, -0.20574524647381487], [0.039842359734680484, -0.19559765442820762], [0.035689975243613004, -0.18552550330330408], [0.0318292350050659, -0.1755359887530568], [0.028220007205789974, -0.16562693673246215], [0.024892524779269766, -0.15581522149021937], [0.021828668303003517, -0.1461056218157035], [0.018984694713133153, -0.13649533799824295], [0.016392191702033498, -0.1269983005811027], [0.014044634634199048, -0.11762077059006068], [0.011879824984634942, -0.10835684703907963], [0.00993094518736226, -0.09921662146203766], [0.008219407957347493, -0.09020841012942249], [0.0066583862213787865, -0.08132543510984099], [0.005267741928506431, -0.07257222340427001], [0.00409515753852961, -0.06395640173157158], [0.0030987885971364196, -0.05547801302110005], [0.0021966077355110324, -0.04713200469997591], [0.0014626417630186888, -0.038924405260417023], [0.0009644846082979224, -0.030860610171394718], [0.0005993738679828514, -0.022936235945969066], [0.0002900866455990823, -0.015148765877396714], [7.807077883024657e-05, -0.007502222076493378], [0.0, 0.0], [7.804120611659719e-05, 0.007500736220690077], [0.0002898787241920041, 0.015142758486887441], [0.000598775316682048, 0.022922584561419372], [0.000963326351634835, 0.03083611939777482], [0.0014596682128281925, 0.03888574897117924], [0.002190976364499905, 0.047075815990683056], [0.0030899784195977838, 0.05540088812816734], [0.0040827111247031585, 0.06385488643689734], [0.005248531243836643, 0.07244263446468859], [0.006631282230012606, 0.08116423659691048], [0.008183684298590573, 0.09001209900857182], [0.009883614168490653, 0.09898142028662286], [0.011817640154723611, 0.10807902374749316], [0.01396619932168302, 0.1172968915532844], [0.016295142079104163, 0.1266248185078847], [0.018863193778115264, 0.13606823481979582], [0.02168071375327755, 0.14562174107393758], [0.02471591629586298, 0.15527150565279574], [0.028006440010586352, 0.1650191265391525], [0.03157625589149645, 0.17486145042023296], [0.03539483961687758, 0.18478174850035556], [0.03949498254800754, 0.19478045115068363], [0.04389792827815823, 0.20485282604936875], [0.04857580757377651, 0.21497933573681455], [0.053567991613811754, 0.22516324887670366], [0.058881821148870805, 0.23539257539832661], [0.06450016290273135, 0.24564586185495754], [0.07046920463911449, 0.2559288096954281], [0.07677403099247093, 0.2662200889663396], [0.08341621271683673, 0.2765073937902718], [0.09042901951906561, 0.28678971177956086], [0.0977906533229447, 0.29703436159541413], [0.10553618719874776, 0.30724577033016703], [0.11365876004177941, 0.31739779819794195], [0.12216148331893956, 0.32747251411893785], [0.1310674986027348, 0.33746715509188474], [0.14035464992188373, 0.3473464005305412], [0.15005511078613856, 0.35711729389225577], [0.16014896266156226, 0.3667368291462652], [0.17065818789963985, 0.37620901617836566], [0.181574957422924, 0.38549542027777267], [0.19290757140963558, 0.39458324766597075], [0.20465763457781186, 0.40345225285920333], [0.21681735306942435, 0.4120736546751029], [0.22939648396347811, 0.4204412604055216], [0.24237780069407988, 0.4285157291249229], [0.25577362426833844, 0.43629701405132887], [0.2695667856328992, 0.4437307842367116], [0.2837657972261352, 0.4508257189736272], [0.29834798288780395, 0.457529313046837], [0.3133189787852679, 0.46384827499917675], [0.3286584618928104, 0.4697270339484697], [0.3443649416455463, 0.4751660894880115], [0.3604197737256814, 0.480124895665173], [0.37681123376695697, 0.4845801569487354], [0.3935252510207292, 0.48853802379954264], [0.41053864255357086, 0.4919162868719799], [0.4278432324908231, 0.4947936897726825], [0.4454066634681981, 0.49700186546594954], [0.46322225410302975, 0.4986945279258362], [0.4812515456557157, 0.4995759574617022], [0.49948102667173666, 0.49999959595885196], [0.5178795830856975, 0.4996098999639328], [0.53641763136701, 0.49871925440459125], [0.5550757049095608, 0.4969470954598009], [0.5738084272426077, 0.49454680736168694], [0.5925967311050585, 0.4913424955847996], [0.6114013775535108, 0.48742771367820337], [0.6301864306052414, 0.48276379079159115], [0.648926781663159, 0.47729943602739405], [0.6675702064249728, 0.4710909063826163], [0.6860884295909518, 0.4640855644485798], [0.7044453890439168, 0.4562851535303835], [0.722592093722966, 0.44772115413233077], [0.7405018004535244, 0.4383571285236732], [0.7581254571228347, 0.4282123442390851], [0.7754210143761534, 0.4173028842750689], [0.7923623735876001, 0.4056139761112096], [0.8088945461516956, 0.3931735469910264], [0.8249746330148909, 0.37999039194943635], [0.8405769522734091, 0.36606263907410247], [0.8556527588088183, 0.3514331465234179], [0.8701628988827118, 0.33611786369580327], [0.8840850330712717, 0.3201256148355837], [0.8973612142623708, 0.3034905059583089], [0.9099546800766618, 0.2862409686609341], [0.921851471402547, 0.26839650792968384], [0.9330128366584268, 0.2500014055184513], [0.9433892789690503, 0.23108884233257737], [0.9529731538505595, 0.2116848082416565], [0.9617431308270605, 0.19183234032607036], [0.9696406906754642, 0.17157715881862903], [0.9766642158986641, 0.15095167052848088], [0.9828150771120139, 0.12999562103203396], [0.9880284400451029, 0.1087652991581767], [0.992304836603751, 0.08729993375043676], [0.9956935187759139, 0.06563977190440679], [0.9981204893400154, 0.04383945814142799], [0.9994430379087048, 0.021949651396883253], [1.0, -5.268286851570632e-16]], [[1.0, 1.7897811119669052e-05], [0.9990809117031884, -0.022228090825207984], [0.9961721630063859, -0.04410350968066318], [0.9922686754851797, -0.0659215711854088], [0.9875159955715765, -0.08789243976094208], [0.9819784764121089, -0.10972855935189753], [0.9755897088267382, -0.13132651542761478], [0.9683270381879465, -0.15262818869640776], [0.9602212545783497, -0.17355509558200646], [0.9513041422534144, -0.19409999516002965], [0.9415445552819941, -0.2141790940505887], [0.9309808657504843, -0.23376257360386174], [0.9196493623384566, -0.2527976538012731], [0.9075491245121619, -0.27123814141372105], [0.8947198854179729, -0.28907732080682996], [0.8812088629837693, -0.3062593149708355], [0.8670368258396942, -0.3227566078473381], [0.8522334546807107, -0.3385579884585285], [0.8368650431126397, -0.35363407654690876], [0.8209679513221269, -0.3679720263833508], [0.8045671724461785, -0.38155520980561214], [0.7877153160820018, -0.3943383333205755], [0.7704663437880499, -0.40633671809892496], [0.7528361328114624, -0.4175188176942967], [0.7348963825516471, -0.4279128914245938], [0.7166734021465863, -0.4374567993354544], [0.6982057236876973, -0.4462050430190056], [0.6795519716796501, -0.45414154520036], [0.660745533374571, -0.4612596856464057], [0.641817424628307, -0.46757749900061957], [0.6228216586715186, -0.4730951415701499], [0.6037872875028354, -0.47779569478129924], [0.584750653902754, -0.4817576037867934], [0.5657563138386041, -0.48491702619033394], [0.5468262542597927, -0.4873786557855394], [0.5280038258676216, -0.48907065016682283], [0.5093169878624744, -0.48995199097799697], [0.4907863469887845, -0.490250879901559], [0.47245531155151077, -0.4898356976679347], [0.4543376172339583, -0.4887567048870747], [0.4364645338325695, -0.4871261399198292], [0.41886261469687674, -0.48477444050129576], [0.4015406332031675, -0.48184840913953497], [0.3845370841968586, -0.4783691713018934], [0.36784940137605954, -0.47431361445559833], [0.3515127376636817, -0.4697815243595423], [0.33553029277511287, -0.4647087079065905], [0.31992085506634993, -0.45920762389708913], [0.3046966107434669, -0.4532215477465971], [0.28986772723945325, -0.44684149600394607], [0.275441868440594, -0.4400446126862895], [0.26142937317888276, -0.43289063971852487], [0.2478257591016065, -0.42538894918737924], [0.23465209542534454, -0.4175653862089521], [0.22189288616008707, -0.4094464855965244], [0.20955384646663905, -0.4010707923866621], [0.19763421241636406, -0.39244130756567713], [0.1861369072438744, -0.38360030240252774], [0.1750689864164904, -0.3745338220922249], [0.16442675155235606, -0.3652980757992934], [0.15417972883387462, -0.3558941788517265], [0.14436962372984388, -0.3463531013249215], [0.13495438727092968, -0.33667602487660175], [0.1259505535673522, -0.3269064988277662], [0.11732520140225587, -0.31704429844903187], [0.10908528775004159, -0.30711794545841054], [0.10123544521932637, -0.2971338153510387], [0.09374884624846393, -0.2871029244329559], [0.08663751738288371, -0.2770570368720433], [0.07986662251818219, -0.2669885648184787], [0.07346152113526275, -0.25692268336022483], [0.06739410565372389, -0.24686814256779413], [0.061652321773808444, -0.23683086599633998], [0.056257358373520694, -0.22683290908532228], [0.05116346416339908, -0.21686961535700897], [0.04637849733335639, -0.20695974193639188], [0.04190357481891343, -0.19711773401229443], [0.037693769778433944, -0.18733816987120466], [0.03376738324559917, -0.17764013109984358], [0.03011413876403313, -0.16802951072679956], [0.026702406338654328, -0.15850266979879826], [0.02355761802228544, -0.14907543151576708], [0.0206588186353494, -0.13975222993940395], [0.01796271294396925, -0.1305304469121277], [0.01550388113515292, -0.1214222186213136], [0.013280631150410598, -0.11243256941791681], [0.011232819232381506, -0.10355581988234656], [0.0093888262724301, -0.09480162547893725], [0.00776760605443381, -0.08617774040578152], [0.006289344061423029, -0.07767735036275736], [0.004975663726913648, -0.06930431915507058], [0.0038690963617287254, -0.061065713430143304], [0.002925909720831884, -0.05296165854949873], [0.0020644884419379807, -0.04498748929679464], [0.001360788512271664, -0.03714839209871939], [0.0008928055357135674, -0.029448568251949844], [0.0005513203456379964, -0.02188395615910576], [0.0002643113869564741, -0.014452178197298073], [7.113835182934509e-05, -0.007156954481539243], [0.0, 0.0], [7.261025324417865e-05, 0.00715269257924583], [0.00027160421621862997, 0.0144433131549286], [0.0005689053692926173, 0.021867250326072805], [0.0009215919252649405, 0.029420968427302262], [0.001393924802531123, 0.03710726404787433], [0.0020856964403036873, 0.044930330628818495], [0.0029350921604641617, 0.05288506542114687], [0.0038749160865546185, 0.06096563010264636], [0.004983757919640348, 0.06917665546510353], [0.006298482384906716, 0.07751883489560599], [0.007769333644812681, 0.08598553300586788], [0.009378509939634485, 0.09457224720479691], [0.011210150283891756, 0.10328529931297026], [0.013249932523396965, 0.11211690684490506], [0.015464011126756197, 0.12105781410003662], [0.017901760893590152, 0.13011409359409637], [0.020571383888762503, 0.13928125224680477], [0.02344614659672389, 0.14854593447211228], [0.02656678632317281, 0.15790920955296883], [0.029955672577633406, 0.1673690352219946], [0.033575531078988544, 0.17691081915137788], [0.03745425942144398, 0.1865363285895336], [0.04161633484086884, 0.19624044481195138], [0.04604247676980452, 0.20600447854868692], [0.05076825566599661, 0.21583243626234835], [0.05579705190806525, 0.2257140894022765], [0.061120012754656027, 0.23562729750455738], [0.06678391170681951, 0.24557699783728476], [0.0727711847652399, 0.25554439706224813], [0.07908519391263263, 0.2655176753664515], [0.08575826888398914, 0.27549582177387194], [0.09276284011982731, 0.28545138122209657], [0.10013277349609384, 0.2953889488867619], [0.107867050544848, 0.3052826674222999], [0.11597079882887636, 0.3151148836937293], [0.12445541633886398, 0.32488905843343513], [0.1333053169800561, 0.3345699060079789], [0.14256068009886366, 0.34416014190731786], [0.1522042546338349, 0.3536186992384285], [0.16225296729535343, 0.36295200388276505], [0.17270101706498098, 0.37212379541690327], [0.1835522302386599, 0.3811260540501506], [0.1948168496846966, 0.38993394807897036], [0.20649223868509797, 0.3985175378977613], [0.21858179010271214, 0.4068769112461151], [0.2310693334123689, 0.4149755691576512], [0.24397240014424357, 0.4228091009838927], [0.2572785266720548, 0.43032267260390816], [0.2709978193622442, 0.4375233729972888], [0.2851110656037872, 0.44435908762674947], [0.299627585572177, 0.45083058988629526], [0.31451907042918187, 0.45689844775076405], [0.32980019871677074, 0.4625378723666597], [0.3454400251243586, 0.4677333079902945], [0.361437581453036, 0.4724445329229456], [0.3777759639104092, 0.4766841076446822], [0.39443809244472694, 0.4803639302163089], [0.4114123519229561, 0.48356557167303704], [0.42867033380894914, 0.4861243916747244], [0.44620780610060484, 0.488178345936567], [0.4639904925342544, 0.48943700322658723], [0.482003843993792, 0.4902350710638657], [0.5002161587608933, 0.49024046400384524], [0.5185989048796776, 0.48974670315848956], [0.5371339320188646, 0.48838310376217153], [0.5557763306997385, 0.4863956316332541], [0.5745083772537016, 0.48360721419591984], [0.5932899587169707, 0.4801186511938108], [0.612087217327964, 0.4758643173635627], [0.6308739937468675, 0.470809854238127], [0.6496008783899057, 0.46503775656043533], [0.6682360391210493, 0.4584256682534741], [0.6867485029474455, 0.45104465693066215], [0.7050877966133346, 0.4428891827843932], [0.723226475801292, 0.4339250010055645], [0.7411164407435715, 0.42416801848275115], [0.7587221614536886, 0.4136438131818565], [0.7760131505028981, 0.4023208414728787], [0.7929342519432618, 0.3902373097537059], [0.8094388127909367, 0.37738491840407173], [0.8255073608952317, 0.3637855512802365], [0.8410886363431351, 0.349469551671364], [0.8561463230049665, 0.334456672172524], [0.870658488132585, 0.3187592858793892], [0.8845599077794076, 0.3023847988264055], [0.8978260817495547, 0.2853926940986501], [0.9104273131668529, 0.26776460621869164], [0.9223388019726919, 0.24957608813967622], [0.933508455666539, 0.2308505075902439], [0.9439246637546922, 0.21158386025511483], [0.9535603918650003, 0.1917458319538985], [0.9623705067081184, 0.17150500708486874], [0.9703466921448884, 0.15089355154807663], [0.9774756428785357, 0.12995068732583226], [0.9837150521967468, 0.10873344836838907], [0.9890545757927561, 0.08728069922337789], [0.9935420828789053, 0.06563277254117508], [0.9970824578496298, 0.043843501797821316], [0.9994230212697741, 0.02182580997039807], [1.0, 1.7897811119665054e-05]], [[1.0, 0.00011785360579029863], [0.9958979723039507, -0.021214749453418058], [0.9831598929594264, -0.040042356425359894], [0.9699039768448792, -0.05924884383343366], [0.9566891014241764, -0.08014226223762667], [0.9435127760385006, -0.10133776491321225], [0.9301746286506198, -0.12242894197908574], [0.9165577172697147, -0.14326200972006667], [0.9025205860745708, -0.16363005850007264], [0.8881876681833849, -0.18371138192571787], [0.8733152996879927, -0.20317072324124089], [0.857938843236366, -0.22202188752153826], [0.8420452905794094, -0.24020222526764587], [0.8255458636439471, -0.2575649676241227], [0.8085316565232971, -0.2741915322988375], [0.7910116111511427, -0.28999605847760673], [0.7729975182395316, -0.3049366801017498], [0.754545046995201, -0.31902983445338706], [0.7357260616291489, -0.33227523805109777], [0.71660055539626, -0.34469661670356966], [0.6971721317960258, -0.35621688010905583], [0.6776504662243664, -0.3667651705054], [0.6583116097547699, -0.37650633791153076], [0.6388102105115466, -0.38519413528365193], [0.6192746830707787, -0.39313416457804246], [0.5996775202805195, -0.40001075795654656], [0.5800974664202269, -0.40604997555366895], [0.5605893846217654, -0.41130570772139713], [0.5411788746686637, -0.41572098553181835], [0.5218919758765702, -0.4192209413015366], [0.5027816337913035, -0.42208579045587447], [0.4838713752579174, -0.4239952629890049], [0.4651904507893255, -0.4252479952636677], [0.44677037223857075, -0.4257835186908341], [0.42863125094824633, -0.42571197762488294], [0.410814526520347, -0.4248098281310856], [0.39333307641665677, -0.423251860634329], [0.3761845220784833, -0.4212279880178635], [0.35941588052525303, -0.4185846324711761], [0.3430372633766418, -0.41535618474041414], [0.3270463565866239, -0.41171256675049467], [0.3115013812895465, -0.40739939697383837], [0.296345131467551, -0.40273873782165265], [0.2816603983475108, -0.3975492802399519], [0.2673978675234541, -0.39196988963040125], [0.25359724160455344, -0.38601845375304966], [0.2402733454786887, -0.379635220972675], [0.22737916318637966, -0.3730106468052179], [0.21499032457043882, -0.3659850619218766], [0.20304743666133213, -0.3587329192935054], [0.19159438046103802, -0.3511761214555078], [0.18061503291170866, -0.3433938117348645], [0.1700689074259698, -0.3354500106759389], [0.16001874870547275, -0.3272904466045568], [0.1503770934033074, -0.3190367347693143], [0.1411436476424888, -0.31071079304942256], [0.13232628013636175, -0.3023003289685883], [0.12388545717066451, -0.2938725839504125], [0.11592072218012597, -0.2853141707480302], [0.1083284963492543, -0.2767581699525089], [0.10103598290289795, -0.26824478545050884], [0.09420146808053557, -0.259674821261563], [0.08771699035626698, -0.25111235797285353], [0.08157153765638872, -0.24259794027993573], [0.07571562094988778, -0.2341439823686468], [0.07012429760993463, -0.22578148843378062], [0.06486700432165786, -0.21746421759676496], [0.05987382850830775, -0.2092263994631845], [0.05513376878524509, -0.20108958328274837], [0.050634463233559295, -0.19303608394419017], [0.04643107896473742, -0.1850522573517111], [0.04247546318050204, -0.1771558665290265], [0.038762905207668244, -0.1693461002617616], [0.03531132816736502, -0.16162806622094777], [0.03208203004147497, -0.15400179053129398], [0.02906374022370578, -0.1464805898960586], [0.026263635645330227, -0.13907331501746187], [0.023640605001144052, -0.1317701668675712], [0.021171498779008088, -0.12458950128391957], [0.01886517918990539, -0.11752849263262671], [0.016736611061089098, -0.11057362698408], [0.01478239427924867, -0.10373367971805689], [0.012966787138992155, -0.09701077183003656], [0.011252005606226433, -0.09040353611381165], [0.009682365425859457, -0.08391199099970932], [0.00827922382792851, -0.07753279331830884], [0.00699933953371646, -0.07126176747721377], [0.005844881231978136, -0.0651056596455657], [0.004819939798543742, -0.059068451099727075], [0.0038885563421275408, -0.053143071151424304], [0.0030789150714482434, -0.047328905537321955], [0.0024028173093248568, -0.04162925266308805], [0.0018117763938830238, -0.03604480909978821], [0.001233458982624533, -0.030573535221662368], [0.00074508418209414, -0.025214915875225924], [0.00046905709782356483, -0.019965054760427123], [0.00027405364639700413, -0.014822058817637658], [0.0001203615797336067, -0.009784451426182544], [3.242209511963595e-05, -0.004853693133175756], [0.0, 0.0], [4.227943756309819e-05, 0.004791206305482956], [0.00016646600697868994, 0.009712655313537431], [0.0003836479045518438, 0.014741085486067191], [0.000649997509045757, 0.019872815871074104], [0.0009628817292764825, 0.02511349524582567], [0.001395441079560291, 0.03046631508235858], [0.001920409929772449, 0.035928384823780996], [0.0025120138897967523, 0.04149546168544555], [0.0032374500264407387, 0.047170876833322425], [0.004095153127595685, 0.05295933518774377], [0.005028063938841588, 0.05886068155175951], [0.0060413687840040154, 0.06487240551563687], [0.007199365712012325, 0.07099742426364404], [0.008513950177245678, 0.0772294955436598], [0.009954036919308122, 0.08356575971283113], [0.011517653413584824, 0.09001667053574613], [0.013203437164907676, 0.0965838680629464], [0.015014168106870852, 0.10325715907994971], [0.017002657307169496, 0.11003400941393585], [0.019184122629431154, 0.11691991759433865], [0.021493470372579527, 0.12391470961438607], [0.02392977944900298, 0.13102917569308578], [0.026533510252770225, 0.13825550511593881], [0.029332289206265415, 0.14558066632138428], [0.03234076787943074, 0.15301359091101158], [0.035542584288997654, 0.1605558343190521], [0.038967527543273005, 0.1681804942429957], [0.04266188924969862, 0.17588731855722914], [0.046599174935202124, 0.1836745183593424], [0.050790701050514024, 0.1915334684027666], [0.05526227772994834, 0.19946308774000318], [0.05996163925405092, 0.20747082349067378], [0.06491577106342737, 0.215562121604651], [0.07015472267199555, 0.2237128097434216], [0.07569422340467388, 0.23190689305750076], [0.08148632118205773, 0.2401887571377148], [0.08755189679519855, 0.24852291986983793], [0.09396936114529894, 0.2568829126206959], [0.1007380938147019, 0.26524028866288396], [0.1078486200589809, 0.27361673381342605], [0.11530822413798886, 0.2819897148193289], [0.12309924256456417, 0.2903813649885573], [0.13127587286144174, 0.2987361406986588], [0.1398635587052612, 0.30701594254427284], [0.1488350011904323, 0.3152599606208118], [0.158181950909913, 0.3234487551597257], [0.16794744310910337, 0.33154828349213544], [0.17814473542360823, 0.33950002790673434], [0.1887928683365284, 0.3472988914890884], [0.1998929938957594, 0.35489463973245344], [0.21147247501799876, 0.36224960970740133], [0.22346542897288432, 0.36942408448618114], [0.23596796090738492, 0.3762357369345572], [0.2488900179746027, 0.3828217290412517], [0.2622860996568472, 0.3890370490979632], [0.2761268045423653, 0.3949311018136587], [0.29042779742812336, 0.40038148599410006], [0.305160970049973, 0.4054825290165369], [0.3203207647058814, 0.41009569701398463], [0.33591563800566643, 0.41425916597471213], [0.3519356251177134, 0.4177247487732686], [0.36836188419994814, 0.4207051643561436], [0.38516259438524614, 0.42301813370894165], [0.40231703635006244, 0.4248353578779372], [0.4198152396648287, 0.42586108218548685], [0.4376187537457313, 0.42628651580901133], [0.4557180999141611, 0.4259371089830973], [0.4740723072987496, 0.4249502780948487], [0.49266096642173807, 0.423113429320657], [0.5114547927819564, 0.42048992789207207], [0.5304232252274045, 0.4173033543923194], [0.5495189454401715, 0.41305513622399337], [0.5687393599186717, 0.40819322731731744], [0.5880310102875979, 0.4025112252551187], [0.6073651052800332, 0.3959902609453548], [0.626702647407615, 0.3886290119116669], [0.6462508614507053, 0.3805036250912326], [0.6659290616862229, 0.3714965087810791], [0.6854930595270367, 0.36170049265384163], [0.7048708483606551, 0.35101919592928693], [0.7240856746075315, 0.33960056925760507], [0.7430694819619824, 0.3274082504360845], [0.761805429757342, 0.3144826824294487], [0.7802744922234662, 0.3008550195841773], [0.7983637817560867, 0.2863956493175343], [0.8161304234765888, 0.27132329784712045], [0.833441648854642, 0.25542720946266806], [0.8503644791687986, 0.23894032053046377], [0.8668300070967746, 0.22183580679060727], [0.8828007603143152, 0.20398702621225578], [0.8982133084867076, 0.18507033894486064], [0.9131076015876376, 0.16574791672609696], [0.9274306674799553, 0.14603756865370504], [0.9410754945679959, 0.1259472369233127], [0.9541358830068576, 0.10557784419799791], [0.9665239308886734, 0.08494637515572326], [0.9782562342067197, 0.06409822114515273], [0.9890679744667445, 0.043038403955945194], [0.9981151774062125, 0.02104578849789875], [1.0, 0.00011785360579029488]], [[1.0, 0.0001828705153974592], [0.9895551000420558, -0.017528354759354554], [0.9670998626253857, -0.03023447132772891], [0.9441807438398093, -0.04421813892923897], [0.921973367503166, -0.060500398234405554], [0.9005228230220885, -0.0776068305480715], [0.8795735515064472, -0.09501143689031194], [0.8589547290651623, -0.11249336511609517], [0.8383954908180532, -0.12975155002099242], [0.8180881724722151, -0.1470050444192365], [0.7976348715028905, -0.16380780660359076], [0.7770633359547022, -0.18017201473537497], [0.7563133228938929, -0.19600148771618597], [0.7352236785426404, -0.21108656253157027], [0.7139121761114107, -0.22551128457011843], [0.6923464600952214, -0.23916218346528198], [0.6705228992415968, -0.25197285468005504], [0.6485089870634013, -0.2639527594421298], [0.6263697946171332, -0.2751026192555163], [0.6041784459360887, -0.2854539060021308], [0.5819168688325492, -0.2948940545434135], [0.5600848582453722, -0.3033402655143176], [0.5392831440452762, -0.31101527994585676], [0.5185858976870146, -0.31757457653540766], [0.49812818974679185, -0.32343971461261056], [0.47785584712191626, -0.3281813290462241], [0.45785524349456913, -0.3320852016515955], [0.4381688230353112, -0.335242602790661], [0.41881588984623097, -0.3375777814138392], [0.399817070971982, -0.33896730805318886], [0.38121492891420544, -0.33983939081094566], [0.3630267841769943, -0.3397215224774268], [0.3452727634321095, -0.3390170569392355], [0.32797028957093916, -0.3376852235733333], [0.31113540107851567, -0.3358225844588063], [0.2947993038308407, -0.3331447447632149], [0.278963100076857, -0.32994865043684646], [0.2636110659240837, -0.326372091569551], [0.24878104678572016, -0.32227833346704077], [0.23447861593572042, -0.3176877129842624], [0.22067951706280373, -0.3127909442725415], [0.20744742628869625, -0.3073159030769287], [0.1946954825313414, -0.30167197553529546], [0.18251323639307396, -0.29555331227930015], [0.1708316163462955, -0.28920912114589264], [0.15968315963007848, -0.2825893038711864], [0.14908472611431536, -0.27565168822268843], [0.1389558243076622, -0.26862408934384435], [0.12939352264137222, -0.2612903074538736], [0.12030464469727814, -0.2538708378543676], [0.11174375750981744, -0.24625707417355333], [0.10368024311610397, -0.23853368101661263], [0.09605827523931257, -0.2308041753369678], [0.08895075470820762, -0.22295695454373612], [0.08224286300145457, -0.2151797524473591], [0.07592786377210616, -0.20748134025086232], [0.07001538394409794, -0.19984117041255678], [0.06444474551368445, -0.19234248347614827], [0.05934765274143816, -0.18480481747343355], [0.05457713630562446, -0.17741275531950373], [0.050047716855431496, -0.1702385132123213], [0.04594936018984395, -0.1630853995339891], [0.04215587416755465, -0.15606559593091784], [0.03863831662449875, -0.14921345337843134], [0.03534651120465448, -0.14255273445314534], [0.032237660553238595, -0.1361146445250187], [0.02940299856815627, -0.1298136756446275], [0.026758705000864726, -0.1237018278525912], [0.02427774262360117, -0.11779019950348124], [0.021959838245017356, -0.11205622608732482], [0.019857997933254896, -0.1064549156083489], [0.017920824501799618, -0.10101022401778348], [0.01614708186580982, -0.0957155856769921], [0.01454358146329013, -0.09056084792418866], [0.013083539248608006, -0.08555042387319108], [0.011748817056423458, -0.08069041539343337], [0.010549833899866252, -0.07598295558895962], [0.009452216641381444, -0.07141647561954455], [0.008410569991846866, -0.06700634914802914], [0.007442665073455101, -0.06274194777542229], [0.006591596655697192, -0.058602501111288216], [0.0058302455357178585, -0.05458923101940727], [0.005115834146428881, -0.050702489092347064], [0.0044215613361610895, -0.04694188318885532], [0.0037809281191093958, -0.04329643153432038], [0.0032206016198394636, -0.03975554419839951], [0.002721672873501568, -0.03631629985623695], [0.002270743844077389, -0.032981549661922765], [0.001859459890696238, -0.02975102809733512], [0.0014919195339654061, -0.02661789516707241], [0.0011925211306575197, -0.0235772085255609], [0.0009482558915088987, -0.02062819112999376], [0.0007217711232773081, -0.017771706547129545], [0.00046392840212120635, -0.015007987690038898], [0.00022939326552082214, -0.012331193833027571], [0.0001358313242933462, -0.009730315633065235], [7.183715486954949e-05, -0.007205335244822034], [2.6728472868543623e-05, -0.004755400680372654], [7.238849154583085e-06, -0.0023792660384782853], [0.0, 0.0], [2.25505573321284e-05, 0.0022285029372160446], [9.051177291390477e-05, 0.004587185854820606], [0.00021782676062882608, 0.007027480188990597], [0.0003786766208054196, 0.009541733812073329], [0.0005255111825720126, 0.012137912477019156], [0.0006950671855297415, 0.014818188519352172], [0.000892551591956728, 0.017582208092164375], [0.0011280470046508527, 0.020427950457500593], [0.0014438688755113605, 0.02335743247772037], [0.0018147941913164486, 0.026378690217747906], [0.002195049336088512, 0.029497804389209934], [0.002601954952078558, 0.03271467083002404], [0.003071484244071158, 0.036029082219972426], [0.0036250872807246687, 0.03943754673188562], [0.004236084720781881, 0.04294403990036182], [0.004871252101175559, 0.04656208046041317], [0.005529108998144577, 0.05029870434918228], [0.006234822503794922, 0.05414805478841689], [0.007036198709259, 0.05810496003012183], [0.007948208675908898, 0.062180622507306174], [0.00891194010310185, 0.06638818118226904], [0.009904069667496037, 0.0707453573159691], [0.010970351649609767, 0.07524295121224321], [0.01216632062292759, 0.0798737923146998], [0.013493776830079284, 0.08465016270147577], [0.014929355135135864, 0.08958358734888784], [0.01650929273428193, 0.09464823713063619], [0.018270343703850046, 0.09983909405220603], [0.020194610862587475, 0.10516904477516813], [0.022293548372406206, 0.11063405245443743], [0.0245856042609504, 0.11623277591454717], [0.02702097142659641, 0.12200220376240574], [0.02962181951769267, 0.12794651138531551], [0.0324345674626201, 0.1340449776269432], [0.03548022403653733, 0.14028445391149108], [0.038687557677087495, 0.146739086398863], [0.04210061730916999, 0.1533759403513072], [0.04580675711654641, 0.16014435690830595], [0.049820434210150616, 0.16702902200652156], [0.054119506603803456, 0.17406096543041802], [0.05872409298136474, 0.18122939714042707], [0.0636111437808332, 0.188576900318421], [0.06885290912011459, 0.19602575763203905], [0.07449132518292026, 0.2035324394851517], [0.08049105208857268, 0.21116006121953432], [0.08685396554334755, 0.21890264693323092], [0.0936308518295422, 0.22670165122338906], [0.10085032864826488, 0.23450042064837637], [0.10853732721629056, 0.242277740 | 3D array of the non-dimensional x and y airfoil coordinates of the airfoils interpolated along span for n_span stations. The leading edge is place at x=0 and y=0.
blade.compute_coord_xy_dim.ref_axis | input | m | [[0.0, 0.0, 0.0], [0.034295923985786604, 0.0, 4.034482758623], [0.08329262571797669, 0.0, 8.068965517246], [0.1392555188551465, 0.0, 12.103448275868999], [0.19190331656176873, 0.0, 16.137931034492002], [0.232028257864551, 0.0, 20.172413793115], [0.24918042933165166, 0.0, 24.206896551737998], [0.2496141741724728, 0.0, 28.241379310361], [0.24625256887234165, 0.0, 32.275862068984004], [0.2404720106240574, 0.0, 36.310344827607], [0.23297926741790076, 0.0, 40.34482758623], [0.2179571400171469, 0.0, 44.379310344852996], [0.17712118065470675, 0.0, 48.41379310347599], [0.10030156784192272, 0.0, 52.448275862098996], [1.126605912840715e-05, 0.0, 56.482758620721995], [-0.11231262929473985, 0.0, 60.517241379345], [-0.24379916019447512, 0.0, 64.551724137968], [-0.4153387722179258, 0.0, 68.586206896591], [-0.6207684349190539, 0.0, 72.620689655214], [-0.8462432424369124, 0.0, 76.65517241383698], [-1.0798464372334413, 0.0, 80.68965517246001], [-1.3290155919297535, 0.0, 84.72413793108299], [-1.6021369821922977, 0.0, 88.75862068970598], [-1.8948995248383433, 0.0, 92.79310344832899], [-2.201796716438755, 0.0, 96.82758620695198], [-2.5227281124194536, 0.0, 100.86206896557498], [-2.8639215886652067, 0.0, 104.89655172419799], [-3.2248356445430946, 0.0, 108.93103448282098], [-3.6046563533868463, 0.0, 112.96551724144399], [-3.9999999999999996, 0.0, 117.00000000006698]] | 2D array of the coordinates (x,y,z) of the blade reference axis, defined along blade span. The coordinate system is the one of BeamDyn: it is placed at blade root with x pointing the suction side of the blade, y pointing the trailing edge and z along the blade span. A standard configuration will have negative x values (prebend), if swept positive y values, and positive z values.
blade.compute_reynolds.rho | input | kg/m**3 | 1.225
blade.compute_reynolds.mu | input | kg/m/s | 1.81e-05 | Dynamic viscosity of air
blade.compute_reynolds.chord | input | m | [5.2, 5.2265040720520535, 5.319400683825207, 5.4580745530036845, 5.603038107463281, 5.718286587458929, 5.764630606410189, 5.715053106286686, 5.539182293334066, 5.290780459215475, 5.034005694445184, 4.815660040795825, 4.623237527554848, 4.432040224442178, 4.2451981651395, 4.065767388212587, 3.896040232078195, 3.7350841723423227, 3.5792063535409593, 3.4245801420565267, 3.267946590725438, 3.111859691750389, 2.957140175463699, 2.800021994595202, 2.6367899876098777, 2.4641317667059357, 2.2834502451238916, 2.0956817072301495, 1.9024851146667074, 0.5000000000000001]
blade.compute_reynolds.r_blade | input | m | [3.97, 8.004482758623, 12.038965517246, 16.073448275868998, 20.107931034492, 24.142413793114997, 28.176896551737997, 32.211379310361, 36.245862068984, 40.280344827606996, 44.314827586229995, 48.349310344852995, 52.38379310347599, 56.418275862098994, 60.452758620721994, 64.48724137934501, 68.521724137968, 72.556206896591, 76.59068965521399, 80.62517241383698, 84.65965517246, 88.69413793108299, 92.72862068970598, 96.76310344832899, 100.79758620695198, 104.83206896557498, 108.86655172419799, 112.90103448282098, 116.93551724144399, 120.97000000006697] | 1D array of the dimensional spanwise grid defined along the rotor (hub radius to blade tip projected on the plane)
blade.compute_reynolds.rotor_diameter | input | m | 241.3506 | Diameter of the wind turbine rotor specified by the user, defined as 2 x (Rhub + blade length along z) * cos(precone).
blade.compute_reynolds.maxOmega | input | rad/s | 0.95002 | Maximum allowed rotor speed.
blade.compute_reynolds.V_out | input | m/s | 25 | Cut out wind speed. This is the wind speed where region III ends.
blade.high_level_blade_props.blade_ref_axis_user | input | m | [[0.0, 0.0, 0.0], [0.034295923985786604, 0.0, 4.0344827586206895], [0.08329262571797669, 0.0, 8.068965517241379], [0.1392555188551465, 0.0, 12.10344827586207], [0.19190331656176873, 0.0, 16.13793103448276], [0.232028257864551, 0.0, 20.17241379310345], [0.24918042933165166, 0.0, 24.20689655172414], [0.2496141741724728, 0.0, 28.24137931034483], [0.24625256887234165, 0.0, 32.27586206896552], [0.2404720106240574, 0.0, 36.310344827586206], [0.23297926741790076, 0.0, 40.3448275862069], [0.2179571400171469, 0.0, 44.37931034482759], [0.17712118065470675, 0.0, 48.41379310344827], [0.10030156784192272, 0.0, 52.44827586206897], [1.126605912840715e-05, 0.0, 56.48275862068965], [-0.11231262929473985, 0.0, 60.51724137931035], [-0.24379916019447512, 0.0, 64.55172413793103], [-0.4153387722179258, 0.0, 68.58620689655173], [-0.6207684349190539, 0.0, 72.62068965517241], [-0.8462432424369124, 0.0, 76.6551724137931], [-1.0798464372334413, 0.0, 80.68965517241381], [-1.3290155919297535, 0.0, 84.72413793103449], [-1.6021369821922977, 0.0, 88.75862068965516], [-1.8948995248383433, 0.0, 92.79310344827587], [-2.201796716438755, 0.0, 96.82758620689654], [-2.5227281124194536, 0.0, 100.86206896551724], [-2.8639215886652067, 0.0, 104.89655172413794], [-3.2248356445430946, 0.0, 108.9310344827586], [-3.6046563533868463, 0.0, 112.9655172413793], [-3.9999999999999996, 0.0, 116.99999999999999]] | 2D array of the coordinates (x,y,z) of the blade reference axis, defined along blade span. The coordinate system is the one of BeamDyn: it is placed at blade root with x pointing the suction side of the blade, y pointing the trailing edge and z along the blade span. A standard configuration will have negative x values (prebend), if swept positive y values, and positive z values.
blade.high_level_blade_props.rotor_diameter_user | input | m | 241.3506 | Diameter of the rotor specified by the user, defined as 2 x (Rhub + blade length along z) * cos(precone).
blade.high_level_blade_props.hub_radius | input | m | 3.97 | Radius of the hub. It defines the distance of the blade root from the rotor center along the coned line.
blade.high_level_blade_props.cone | input | deg | 4 | Cone angle of the rotor. It defines the angle between the rotor plane and the blade pitch axis. A standard machine has positive values.
blade.high_level_blade_props.chord | input | m | [5.2, 5.2265040720520535, 5.319400683825207, 5.4580745530036845, 5.603038107463281, 5.718286587458929, 5.764630606410189, 5.715053106286686, 5.539182293334066, 5.290780459215475, 5.034005694445184, 4.815660040795825, 4.623237527554848, 4.432040224442178, 4.2451981651395, 4.065767388212587, 3.896040232078195, 3.7350841723423227, 3.5792063535409593, 3.4245801420565267, 3.267946590725438, 3.111859691750389, 2.957140175463699, 2.800021994595202, 2.6367899876098777, 2.4641317667059357, 2.2834502451238916, 2.0956817072301495, 1.9024851146667074, 0.5000000000000001] | 1D array of the chord values defined along blade span.
blade.high_level_blade_props.n_blades | input | n/a | 3 | Number of blades of the rotor.
blade.interp_airfoils.af_position | input |  | [0.0, 0.02, 0.15, 0.24517031675566095, 0.3288439506472435, 0.4391793464459161, 0.5376714071084352, 0.6382076569163737, 0.7717438522715817, 1.0] | 1D array of the non dimensional positions of the airfoils af_master defined along blade span.
blade.interp_airfoils.s | input |  | [0.0, 0.034482758620689655, 0.06896551724137931, 0.10344827586206896, 0.13793103448275862, 0.1724137931034483, 0.20689655172413793, 0.24137931034482757, 0.27586206896551724, 0.3103448275862069, 0.3448275862068966, 0.3793103448275862, 0.41379310344827586, 0.4482758620689655, 0.48275862068965514, 0.5172413793103449, 0.5517241379310345, 0.5862068965517241, 0.6206896551724138, 0.6551724137931034, 0.6896551724137931, 0.7241379310344828, 0.7586206896551724, 0.7931034482758621, 0.8275862068965517, 0.8620689655172413, 0.896551724137931, 0.9310344827586207, 0.9655172413793103, 1.0] | 1D array of the non-dimensional spanwise grid defined along blade axis (0-blade root, 1-blade tip)
blade.interp_airfoils.ac | input |  | [0.5, 0.5, 0.316, 0.25, 0.25, 0.25, 0.25, 0.25, 0.25, 0.25] | 1D array of the aerodynamic centers of each airfoil.
blade.interp_airfoils.rthick_master | input |  | [1.0, 1.0, 0.5, 0.36, 0.33, 0.301, 0.27, 0.241, 0.211, 0.211] | 1D array of the relative thicknesses of each airfoil.
blade.interp_airfoils.aoa | input | deg | [-180.0, -177.0, -174.0, -171.0, -168.0, -165.0, -162.0, -159.0, -156.0, -153.0, -150.0, -147.0, -144.0, -141.0, -138.0, -135.0, -132.0, -129.0, -126.0, -123.0, -120.0, -117.0, -114.0, -111.0, -108.0, -105.0, -102.0, -99.0, -96.0, -93.0, -90.0, -87.0, -84.0, -81.0, -78.0, -75.0, -72.0, -69.0, -66.0, -63.0, -60.0, -57.0, -54.0, -51.0, -48.0, -45.0, -42.0, -39.0, -36.0, -33.0, -30.0, -29.393939393939394, -28.78787878787879, -28.18181818181818, -27.575757575757574, -26.96969696969697, -26.363636363636363, -25.757575757575758, -25.151515151515152, -24.545454545454547, -23.939393939393938, -23.333333333333332, -22.727272727272727, -22.12121212121212, -21.515151515151516, -20.909090909090907, -20.303030303030305, -19.696969696969695, -19.09090909090909, -18.484848484848484, -17.87878787878788, -17.272727272727273, -16.666666666666664, -16.060606060606062, -15.454545454545453, -14.848484848484848, -14.242424242424242, -13.636363636363637, -13.030303030303031, -12.424242424242422, -11.818181818181817, -11.212121212121211, -10.606060606060606, -10.0, -9.393939393939394, -8.787878787878789, -8.18181818181818, -7.575757575757574, -6.969696969696969, -6.363636363636363, -5.757575757575758, -5.151515151515152, -4.545454545454543, -3.9393939393939377, -3.333333333333332, -2.7272727272727266, -2.121212121212121, -1.5151515151515156, -0.9090909090909065, -0.303030303030301, 0.30303030303030454, 0.9090909090909101, 1.5151515151515156, 2.1212121212121247, 2.7272727272727266, 3.3333333333333357, 3.9393939393939377, 4.545454545454547, 5.151515151515156, 5.757575757575758, 6.363636363636367, 6.969696969696969, 7.575757575757578, 8.18181818181818, 8.787878787878789, 9.393939393939398, 10.0, 10.606060606060609, 11.212121212121211, 11.81818181818182, 12.424242424242422, 13.030303030303031, 13.63636363636364, 14.242424242424242, 14.848484848484851, 15.454545454545453, 16.060606060606062, 16.66666666666667, 17.272727272727273, 17.878787878787882, 18.484848484848484, 19.090909090909093, 19.696969696969695, 20.303030303030305, 20.909090909090914, 21.515151515151516, 22.121212121212125, 22.727272727272727, 23.333333333333336, 23.939393939393938, 24.545454545454547, 25.151515151515156, 25.757575757575758, 26.363636363636367, 26.96969696969697, 27.575757575757578, 28.181818181818187, 28.78787878787879, 29.393939393939398, 30.0, 33.0, 36.0, 39.0, 42.0, 45.0, 48.0, 51.0, 54.0, 57.0, 60.0, 63.0, 66.0, 69.0, 72.0, 75.0, 78.0, 81.0, 84.0, 87.0, 90.0, 93.0, 96.0, 99.0, 102.0, 105.0, 108.0, 111.0, 114.0, 117.0, 120.0, 123.0, 126.0, 129.0, 132.0, 135.0, 138.0, 141.0, 144.0, 147.0, 150.0, 153.0, 156.0, 159.0, 162.0, 165.0, 168.0, 171.0, 174.0, 177.0, 180.0] | 1D array of the angles of attack used to define the polars of the airfoils. All airfoils defined in openmdao share this grid.
blade.interp_airfoils.cl | input |  | [[[0.0001, 0.0001, 0.0001], [0.0001, 0.0001, 0.0001], [0.0001, 0.0001, 0.0001], [0.0001, 0.0001, 0.0001], [0.0001, 0.0001, 0.0001], [0.0001, 0.0001, 0.0001], [0.0001, 0.0001, 0.0001], [0.0001, 0.0001, 0.0001], [0.0001, 0.0001, 0.0001], [0.0001, 0.0001, 0.0001], [0.0001, 0.0001, 0.0001], [0.0001, 0.0001, 0.0001], [0.0001, 0.0001, 0.0001], [0.0001, 0.0001, 0.0001], [0.0001, 0.0001, 0.0001], [0.0001, 0.0001, 0.0001], [0.0001, 0.0001, 0.0001], [0.0001, 0.0001, 0.0001], [0.0001, 0.0001, 0.0001], [0.0001, 0.0001, 0.0001], [0.0001, 0.0001, 0.0001], [0.0001, 0.0001, 0.0001], [0.0001, 0.0001, 0.0001], [0.0001, 0.0001, 0.0001], [0.0001, 0.0001, 0.0001], [0.0001, 0.0001, 0.0001], [0.0001, 0.0001, 0.0001], [0.0001, 0.0001, 0.0001], [0.0001, 0.0001, 0.0001], [0.0001, 0.0001, 0.0001], [0.0001, 0.0001, 0.0001], [0.0001, 0.0001, 0.0001], [0.0001, 0.0001, 0.0001], [0.0001, 0.0001, 0.0001], [0.0001, 0.0001, 0.0001], [0.0001, 0.0001, 0.0001], [0.0001, 0.0001, 0.0001], [0.0001, 0.0001, 0.0001], [0.0001, 0.0001, 0.0001], [0.0001, 0.0001, 0.0001], [0.0001, 0.0001, 0.0001], [0.0001, 0.0001, 0.0001], [0.0001, 0.0001, 0.0001], [0.0001, 0.0001, 0.0001], [0.0001, 0.0001, 0.0001], [0.0001, 0.0001, 0.0001], [0.0001, 0.0001, 0.0001], [0.0001, 0.0001, 0.0001], [0.0001, 0.0001, 0.0001], [0.0001, 0.0001, 0.0001], [0.0001, 0.0001, 0.0001], [0.0001, 0.0001, 0.0001], [0.0001, 0.0001, 0.0001], [0.0001, 0.0001, 0.0001], [0.0001, 0.0001, 0.0001], [0.0001, 0.0001, 0.0001], [0.0001, 0.0001, 0.0001], [0.0001, 0.0001, 0.0001], [0.0001, 0.0001, 0.0001], [0.0001, 0.0001, 0.0001], [0.0001, 0.0001, 0.0001], [0.0001, 0.0001, 0.0001], [0.0001, 0.0001, 0.0001], [0.0001, 0.0001, 0.0001], [0.0001, 0.0001, 0.0001], [0.0001, 0.0001, 0.0001], [0.0001, 0.0001, 0.0001], [0.0001, 0.0001, 0.0001], [0.0001, 0.0001, 0.0001], [0.0001, 0.0001, 0.0001], [0.0001, 0.0001, 0.0001], [0.0001, 0.0001, 0.0001], [0.0001, 0.0001, 0.0001], [0.0001, 0.0001, 0.0001], [0.0001, 0.0001, 0.0001], [0.0001, 0.0001, 0.0001], [0.0001, 0.0001, 0.0001], [0.0001, 0.0001, 0.0001], [0.0001, 0.0001, 0.0001], [0.0001, 0.0001, 0.0001], [0.0001, 0.0001, 0.0001], [0.0001, 0.0001, 0.0001], [0.0001, 0.0001, 0.0001], [0.0001, 0.0001, 0.0001], [0.0001, 0.0001, 0.0001], [0.0001, 0.0001, 0.0001], [0.0001, 0.0001, 0.0001], [0.0001, 0.0001, 0.0001], [0.0001, 0.0001, 0.0001], [0.0001, 0.0001, 0.0001], [0.0001, 0.0001, 0.0001], [0.0001, 0.0001, 0.0001], [0.0001, 0.0001, 0.0001], [0.0001, 0.0001, 0.0001], [0.0001, 0.0001, 0.0001], [0.0001, 0.0001, 0.0001], [0.0001, 0.0001, 0.0001], [0.0001, 0.0001, 0.0001], [0.0001, 0.0001, 0.0001], [0.0001, 0.0001, 0.0001], [0.0001, 0.0001, 0.0001], [0.0001, 0.0001, 0.0001], [0.0001, 0.0001, 0.0001], [0.0001, 0.0001, 0.0001], [0.0001, 0.0001, 0.0001], [0.0001, 0.0001, 0.0001], [0.0001, 0.0001, 0.0001], [0.0001, 0.0001, 0.0001], [0.0001, 0.0001, 0.0001], [0.0001, 0.0001, 0.0001], [0.0001, 0.0001, 0.0001], [0.0001, 0.0001, 0.0001], [0.0001, 0.0001, 0.0001], [0.0001, 0.0001, 0.0001], [0.0001, 0.0001, 0.0001], [0.0001, 0.0001, 0.0001], [0.0001, 0.0001, 0.0001], [0.0001, 0.0001, 0.0001], [0.0001, 0.0001, 0.0001], [0.0001, 0.0001, 0.0001], [0.0001, 0.0001, 0.0001], [0.0001, 0.0001, 0.0001], [0.0001, 0.0001, 0.0001], [0.0001, 0.0001, 0.0001], [0.0001, 0.0001, 0.0001], [0.0001, 0.0001, 0.0001], [0.0001, 0.0001, 0.0001], [0.0001, 0.0001, 0.0001], [0.0001, 0.0001, 0.0001], [0.0001, 0.0001, 0.0001], [0.0001, 0.0001, 0.0001], [0.0001, 0.0001, 0.0001], [0.0001, 0.0001, 0.0001], [0.0001, 0.0001, 0.0001], [0.0001, 0.0001, 0.0001], [0.0001, 0.0001, 0.0001], [0.0001, 0.0001, 0.0001], [0.0001, 0.0001, 0.0001], [0.0001, 0.0001, 0.0001], [0.0001, 0.0001, 0.0001], [0.0001, 0.0001, 0.0001], [0.0001, 0.0001, 0.0001], [0.0001, 0.0001, 0.0001], [0.0001, 0.0001, 0.0001], [0.0001, 0.0001, 0.0001], [0.0001, 0.0001, 0.0001], [0.0001, 0.0001, 0.0001], [0.0001, 0.0001, 0.0001], [0.0001, 0.0001, 0.0001], [0.0001, 0.0001, 0.0001], [0.0001, 0.0001, 0.0001], [0.0001, 0.0001, 0.0001], [0.0001, 0.0001, 0.0001], [0.0001, 0.0001, 0.0001], [0.0001, 0.0001, 0.0001], [0.0001, 0.0001, 0.0001], [0.0001, 0.0001, 0.0001], [0.0001, 0.0001, 0.0001], [0.0001, 0.0001, 0.0001], [0.0001, 0.0001, 0.0001], [0.0001, 0.0001, 0.0001], [0.0001, 0.0001, 0.0001], [0.0001, 0.0001, 0.0001], [0.0001, 0.0001, 0.0001], [0.0001, 0.0001, 0.0001], [0.0001, 0.0001, 0.0001], [0.0001, 0.0001, 0.0001], [0.0001, 0.0001, 0.0001], [0.0001, 0.0001, 0.0001], [0.0001, 0.0001, 0.0001], [0.0001, 0.0001, 0.0001], [0.0001, 0.0001, 0.0001], [0.0001, 0.0001, 0.0001], [0.0001, 0.0001, 0.0001], [0.0001, 0.0001, 0.0001], [0.0001, 0.0001, 0.0001], [0.0001, 0.0001, 0.0001], [0.0001, 0.0001, 0.0001], [0.0001, 0.0001, 0.0001], [0.0001, 0.0001, 0.0001], [0.0001, 0.0001, 0.0001], [0.0001, 0.0001, 0.0001], [0.0001, 0.0001, 0.0001], [0.0001, 0.0001, 0.0001], [0.0001, 0.0001, 0.0001], [0.0001, 0.0001, 0.0001], [0.0001, 0.0001, 0.0001], [0.0001, 0.0001, 0.0001], [0.0001, 0.0001, 0.0001], [0.0001, 0.0001, 0.0001], [0.0001, 0.0001, 0.0001], [0.0001, 0.0001, 0.0001], [0.0001, 0.0001, 0.0001], [0.0001, 0.0001, 0.0001], [0.0001, 0.0001, 0.0001], [0.0001, 0.0001, 0.0001], [0.0001, 0.0001, 0.0001], [0.0001, 0.0001, 0.0001], [0.0001, 0.0001, 0.0001], [0.0001, 0.0001, 0.0001]], [[0.0001, 0.0001, 0.0001], [0.0001, 0.0001, 0.0001], [0.0001, 0.0001, 0.0001], [0.0001, 0.0001, 0.0001], [0.0001, 0.0001, 0.0001], [0.0001, 0.0001, 0.0001], [0.0001, 0.0001, 0.0001], [0.0001, 0.0001, 0.0001], [0.0001, 0.0001, 0.0001], [0.0001, 0.0001, 0.0001], [0.0001, 0.0001, 0.0001], [0.0001, 0.0001, 0.0001], [0.0001, 0.0001, 0.0001], [0.0001, 0.0001, 0.0001], [0.0001, 0.0001, 0.0001], [0.0001, 0.0001, 0.0001], [0.0001, 0.0001, 0.0001], [0.0001, 0.0001, 0.0001], [0.0001, 0.0001, 0.0001], [0.0001, 0.0001, 0.0001], [0.0001, 0.0001, 0.0001], [0.0001, 0.0001, 0.0001], [0.0001, 0.0001, 0.0001], [0.0001, 0.0001, 0.0001], [0.0001, 0.0001, 0.0001], [0.0001, 0.0001, 0.0001], [0.0001, 0.0001, 0.0001], [0.0001, 0.0001, 0.0001], [0.0001, 0.0001, 0.0001], [0.0001, 0.0001, 0.0001], [0.0001, 0.0001, 0.0001], [0.0001, 0.0001, 0.0001], [0.0001, 0.0001, 0.0001], [0.0001, 0.0001, 0.0001], [0.0001, 0.0001, 0.0001], [0.0001, 0.0001, 0.0001], [0.0001, 0.0001, 0.0001], [0.0001, 0.0001, 0.0001], [0.0001, 0.0001, 0.0001], [0.0001, 0.0001, 0.0001], [0.0001, 0.0001, 0.0001], [0.0001, 0.0001, 0.0001], [0.0001, 0.0001, 0.0001], [0.0001, 0.0001, 0.0001], [0.0001, 0.0001, 0.0001], [0.0001, 0.0001, 0.0001], [0.0001, 0.0001, 0.0001], [0.0001, 0.0001, 0.0001], [0.0001, 0.0001, 0.0001], [0.0001, 0.0001, 0.0001], [0.0001, 0.0001, 0.0001], [0.0001, 0.0001, 0.0001], [0.0001, 0.0001, 0.0001], [0.0001, 0.0001, 0.0001], [0.0001, 0.0001, 0.0001], [0.0001, 0.0001, 0.0001], [0.0001, 0.0001, 0.0001], [0.0001, 0.0001, 0.0001], [0.0001, 0.0001, 0.0001], [0.0001, 0.0001, 0.0001], [0.0001, 0.0001, 0.0001], [0.0001, 0.0001, 0.0001], [0.0001, 0.0001, 0.0001], [0.0001, 0.0001, 0.0001], [0.0001, 0.0001, 0.0001], [0.0001, 0.0001, 0.0001], [0.0001, 0.0001, 0.0001], [0.0001, 0.0001, 0.0001], [0.0001, 0.0001, 0.0001], [0.0001, 0.0001, 0.0001], [0.0001, 0.0001, 0.0001], [0.0001, 0.0001, 0.0001], [0.0001, 0.0001, 0.0001], [0.0001, 0.0001, 0.0001], [0.0001, 0.0001, 0.0001], [0.0001, 0.0001, 0.0001], [0.0001, 0.0001, 0.0001], [0.0001, 0.0001, 0.0001], [0.0001, 0.0001, 0.0001], [0.0001, 0.0001, 0.0001], [0.0001, 0.0001, 0.0001], [0.0001, 0.0001, 0.0001], [0.0001, 0.0001, 0.0001], [0.0001, 0.0001, 0.0001], [0.0001, 0.0001, 0.0001], [0.0001, 0.0001, 0.0001], [0.0001, 0.0001, 0.0001], [0.0001, 0.0001, 0.0001], [0.0001, 0.0001, 0.0001], [0.0001, 0.0001, 0.0001], [0.0001, 0.0001, 0.0001], [0.0001, 0.0001, 0.0001], [0.0001, 0.0001, 0.0001], [0.0001, 0.0001, 0.0001], [0.0001, 0.0001, 0.0001], [0.0001, 0.0001, 0.0001], [0.0001, 0.0001, 0.0001], [0.0001, 0.0001, 0.0001], [0.0001, 0.0001, 0.0001], [0.0001, 0.0001, 0.0001], [0.0001, 0.0001, 0.0001], [0.0001, 0.0001, 0.0001], [0.0001, 0.0001, 0.0001], [0.0001, 0.0001, 0.0001], [0.0001, 0.0001, 0.0001], [0.0001, 0.0001, 0.0001], [0.0001, 0.0001, 0.0001], [0.0001, 0.0001, 0.0001], [0.0001, 0.0001, 0.0001], [0.0001, 0.0001, 0.0001], [0.0001, 0.0001, 0.0001], [0.0001, 0.0001, 0.0001], [0.0001, 0.0001, 0.0001], [0.0001, 0.0001, 0.0001], [0.0001, 0.0001, 0.0001], [0.0001, 0.0001, 0.0001], [0.0001, 0.0001, 0.0001], [0.0001, 0.0001, 0.0001], [0.0001, 0.0001, 0.0001], [0.0001, 0.0001, 0.0001], [0.0001, 0.0001, 0.0001], [0.0001, 0.0001, 0.0001], [0.0001, 0.0001, 0.0001], [0.0001, 0.0001, 0.0001], [0.0001, 0.0001, 0.0001], [0.0001, 0.0001, 0.0001], [0.0001, 0.0001, 0.0001], [0.0001, 0.0001, 0.0001], [0.0001, 0.0001, 0.0001], [0.0001, 0.0001, 0.0001], [0.0001, 0.0001, 0.0001], [0.0001, 0.0001, 0.0001], [0.0001, 0.0001, 0.0001], [0.0001, 0.0001, 0.0001], [0.0001, 0.0001, 0.0001], [0.0001, 0.0001, 0.0001], [0.0001, 0.0001, 0.0001], [0.0001, 0.0001, 0.0001], [0.0001, 0.0001, 0.0001], [0.0001, 0.0001, 0.0001], [0.0001, 0.0001, 0.0001], [0.0001, 0.0001, 0.0001], [0.0001, 0.0001, 0.0001], [0.0001, 0.0001, 0.0001], [0.0001, 0.0001, 0.0001], [0.0001, 0.0001, 0.0001], [0.0001, 0.0001, 0.0001], [0.0001, 0.0001, 0.0001], [0.0001, 0.0001, 0.0001], [0.0001, 0.0001, 0.0001], [0.0001, 0.0001, 0.0001], [0.0001, 0.0001, 0.0001], [0.0001, 0.0001, 0.0001], [0.0001, 0.0001, 0.0001], [0.0001, 0.0001, 0.0001], [0.0001, 0.0001, 0.0001], [0.0001, 0.0001, 0.0001], [0.0001, 0.0001, 0.0001], [0.0001, 0.0001, 0.0001], [0.0001, 0.0001, 0.0001], [0.0001, 0.0001, 0.0001], [0.0001, 0.0001, 0.0001], [0.0001, 0.0001, 0.0001], [0.0001, 0.0001, 0.0001], [0.0001, 0.0001, 0.0001], [0.0001, 0.0001, 0.0001], [0.0001, 0.0001, 0.0001], [0.0001, 0.0001, 0.0001], [0.0001, 0.0001, 0.0001], [0.0001, 0.0001, 0.0001], [0.0001, 0.0001, 0.0001], [0.0001, 0.0001, 0.0001], [0.0001, 0.0001, 0.0001], [0.0001, 0.0001, 0.0001], [0.0001, 0.0001, 0.0001], [0.0001, 0.0001, 0.0001], [0.0001, 0.0001, 0.0001], [0.0001, 0.0001, 0.0001], [0.0001, 0.0001, 0.0001], [0.0001, 0.0001, 0.0001], [0.0001, 0.0001, 0.0001], [0.0001, 0.0001, 0.0001], [0.0001, 0.0001, 0.0001], [0.0001, 0.0001, 0.0001], [0.0001, 0.0001, 0.0001], [0.0001, 0.0001, 0.0001], [0.0001, 0.0001, 0.0001], [0.0001, 0.0001, 0.0001], [0.0001, 0.0001, 0.0001], [0.0001, 0.0001, 0.0001], [0.0001, 0.0001, 0.0001], [0.0001, 0.0001, 0.0001], [0.0001, 0.0001, 0.0001], [0.0001, 0.0001, 0.0001], [0.0001, 0.0001, 0.0001], [0.0001, 0.0001, 0.0001], [0.0001, 0.0001, 0.0001], [0.0001, 0.0001, 0.0001], [0.0001, 0.0001, 0.0001], [0.0001, 0.0001, 0.0001]], [[0.0, 0.0, 0.0], [0.1325800013775107, 0.1325800013775107, 0.1325800013775107], [0.26515160729900894, 0.26515160729900894, 0.26515160729900894], [0.3977148170051945, 0.3977148170051945, 0.3977148170051945], [0.5399027537142951, 0.5399027537142951, 0.5399027537142951], [0.7004445687455017, 0.7004445687455017, 0.7004445687455017], [0.8338834697314378, 0.8338834697314378, 0.8338834697314378], [0.8974453884844595, 0.8974453884844595, 0.8974453884844595], [0.9334290699373027, 0.9334290699373027, 0.9334290699373027], [0.9581867791651842, 0.9581867791651842, 0.9581867791651842], [0.9673999999455203, 0.9673999999455203, 0.9673999999455203], [0.9374723365501789, 0.9374723365501789, 0.9374723365501789], [0.870092127769826, 0.870092127769826, 0.870092127769826], [0.7988793364454488, 0.7988793364454488, 0.7988793364454488], [0.7478565144716668, 0.7478565144716668, 0.7478565144716668], [0.7026645965374382, 0.7026645965374382, 0.7026645965374382], [0.6589378839367346, 0.6589378839367346, 0.6589378839367346], [0.6142564905395043, 0.6142564905395043, 0.6142564905395043], [0.5693873157134296, 0.5693873157134296, 0.5693873157134296], [0.5243643418347452, 0.5243643418347452, 0.5243643418347452], [0.4784956484428959, 0.4784956484428959, 0.4784956484428959], [0.431406679309228, 0.431406679309228, 0.431406679309228], [0.38345843602203794, 0.38345843602203794, 0.38345843602203794], [0.33506240971358797, 0.33506240971358797, 0.33506240971358797], [0.28630500669251274, 0.28630500669251274, 0.28630500669251274], [0.2368221022081372, 0.2368221022081372, 0.2368221022081372], [0.18753976387584273, 0.18753976387584273, 0.18753976387584273], [0.13944161786020054, 0.13944161786020054, 0.13944161786020054], [0.09259582518705405, 0.09259582518705405, 0.09259582518705405], [0.04633223451344028, 0.04633223451344028, 0.04633223451344028], [-3.2683899461080633e-06, -3.2683899461080633e-06, -3.2683899461080633e-06], [-0.046337094120789256, -0.046337094120789256, -0.046337094120789256], [-0.09259722783212004, -0.09259722783212004, -0.09259722783212004], [-0.13943983920096806, -0.13943983920096806, -0.13943983920096806], [-0.1875381849554478, -0.1875381849554478, -0.1875381849554478], [-0.23682483455254505, -0.23682483455254505, -0.23682483455254505], [-0.28630832657463906, -0.28630832657463906, -0.28630832657463906], [-0.33505358567171584, -0.33505358567171584, -0.33505358567171584], [-0.3834167641304756, -0.3834167641304756, -0.3834167641304756], [-0.4313292164847331, -0.4313292164847331, -0.4313292164847331], [-0.47840217585045436, -0.47840217585045436, -0.47840217585045436], [-0.5242883894020767, -0.5242883894020767, -0.5242883894020767], [-0.5693468223720684, -0.5693468223720684, -0.5693468223720684], [-0.6142479970729086, -0.6142479970729086, -0.6142479970729086], [-0.6589415049637252, -0.6589415049637252, -0.6589415049637252], [-0.7026680737009079, -0.7026680737009079, -0.7026680737009079], [-0.7478556038561801, -0.7478556038561801, -0.7478556038561801], [-0.798051146691078, -0.798051146691078, -0.798051146691078], [-0.8612865294586914, -0.8612865294586914, -0.8612865294586914], [-0.9239917029757689, -0.9239917029757689, -0.9239917029757689], [-0.9674006432185737, -0.9674006432185737, -0.9674006432185737], [-0.9729461927330637, -0.9729461927330637, -0.9729461927330637], [-0.978442697915981, -0.978442697915981, -0.978442697915981], [-0.9838504691463588, -0.9838504691463588, -0.9838504691463588], [-0.9891298168032295, -0.9891298168032295, -0.9891298168032295], [-0.9942410512656267, -0.9942410512656267, -0.9942410512656267], [-0.9991444829125831, -0.9991444829125831, -0.9991444829125831], [-1.0038004221231316, -1.0038004221231316, -1.0038004221231316], [-1.0081691792763057, -1.0081691792763057, -1.0081691792763057], [-1.012211064751138, -1.012211064751138, -1.012211064751138], [-1.015886388926662, -1.015886388926662, -1.015886388926662], [-1.0191554621819103, -1.0191554621819103, -1.0191554621819103], [-1.0219785948959164, -1.0219785948959164, -1.0219785948959164], [-1.0243160974477123, -1.0243160974477123, -1.0243160974477123], [-1.0261282802163325, -1.0261282802163325, -1.0261282802163325], [-1.0273754535808088, -1.0273754535808088, -1.0273754535808088], [-1.0280179279201749, -1.0280179279201749, -1.0280179279201749], [-1.0230003258020903, -1.0230003258020903, -1.0230003258020903], [-0.9988028958397765, -0.9988028958397765, -0.9988028958397765], [-0.9990640793526068, -0.9990640793526068, -0.9990640793526068], [-0.9798885560854462, -0.9798885560854462, -0.9798885560854462], [-0.9710155768754315, -0.9710155768754315, -0.9710155768754315], [-0.9639469302461257, -0.9639469302461257, -0.9639469302461257], [-0.9408270586711387, -0.9408270586711387, -0.9408270586711387], [-0.9307351228825366, -0.9307351228825366, -0.9307351228825366], [-0.9171434106043295, -0.9171434106043295, -0.9171434106043295], [-0.8957499711512222, -0.8957499711512222, -0.8957499711512222], [-0.8765552134046717, -0.8765552134046717, -0.8765552134046717], [-0.8631933033983712, -0.8631933033983712, -0.8631933033983712], [-0.8363, -0.8363, -0.8363], [-0.8178036537089814, -0.8178036537089814, -0.8178036537089814], [-0.7926824532886931, -0.7926824532886931, -0.7926824532886931], [-0.7796146760939204, -0.7796146760939204, -0.7796146760939204], [-0.7674031139515511, -0.7674031139515511, -0.7674031139515511], [-0.7207915735187238, -0.7207915735187238, -0.7207915735187238], [-0.6630500560728261, -0.6630500560728261, -0.6630500560728261], [-0.593668505717585, -0.593668505717585, -0.593668505717585], [-0.5198306732473119, -0.5198306732473119, -0.5198306732473119], [-0.44165926199301037, -0.44165926199301037, -0.44165926199301037], [-0.3608333840487413, -0.3608333840487413, -0.3608333840487413], [-0.2827029102802687, -0.2827029102802687, -0.2827029102802687], [-0.2011995703709762, -0.2011995703709762, -0.2011995703709762], [-0.12182405457075579, -0.12182405457075579, -0.12182405457075579], [-0.04554583528368595, -0.04554583528368595, -0.04554583528368595], [0.029198437459470233, 0.029198437459470233, 0.029198437459470233], [0.10002496163962073, 0.10002496163962073, 0.10002496163962073], [0.1708824481042952, 0.1708824481042952, 0.1708824481042952], [0.24128197202594598, 0.24128197202594598, 0.24128197202594598], [0.3111451072268486, 0.3111451072268486, 0.3111451072268486], [0.3797802396476168, 0.3797802396476168, 0.3797802396476168], [0.45141330427495, 0.45141330427495, 0.45141330427495], [0.524890719631629, 0.524890719631629, 0.524890719631629], [0.598717141835077, 0.598717141835077, 0.598717141835077], [0.6710102128811839, 0.6710102128811839, 0.6710102128811839], [0.743222677489472, 0.743222677489472, 0.743222677489472], [0.8145920195828228, 0.8145920195828228, 0.8145920195828228], [0.8855847838237313, 0.8855847838237313, 0.8855847838237313], [0.9554959536214027, 0.9554959536214027, 0.9554959536214027], [1.0251013519351029, 1.0251013519351029, 1.0251013519351029], [1.0935382913958653, 1.0935382913958653, 1.0935382913958653], [1.1608718728483594, 1.1608718728483594, 1.1608718728483594], [1.2277683617988215, 1.2277683617988215, 1.2277683617988215], [1.2933108412772178, 1.2933108412772178, 1.2933108412772178], [1.3561625570459135, 1.3561625570459135, 1.3561625570459135], [1.4187799711495321, 1.4187799711495321, 1.4187799711495321], [1.4769256157735429, 1.4769256157735429, 1.4769256157735429], [1.5251840046976148, 1.5251840046976148, 1.5251840046976148], [1.572726388021303, 1.572726388021303, 1.572726388021303], [1.606374633816406, 1.606374633816406, 1.606374633816406], [1.6313542388343059, 1.6313542388343059, 1.6313542388343059], [1.6576044564374066, 1.6576044564374066, 1.6576044564374066], [1.6879340729140553, 1.6879340729140553, 1.6879340729140553], [1.7134217649133885, 1.7134217649133885, 1.7134217649133885], [1.7309719852978553, 1.7309719852978553, 1.7309719852978553], [1.7528539901179092, 1.7528539901179092, 1.7528539901179092], [1.7668415741861518, 1.7668415741861518, 1.7668415741861518], [1.77023644512899, 1.77023644512899, 1.77023644512899], [1.76405410892421, 1.76405410892421, 1.76405410892421], [1.7615632813592463, 1.7615632813592463, 1.7615632813592463], [1.742394851339885, 1.742394851339885, 1.742394851339885], [1.7166647412442297, 1.7166647412442297, 1.7166647412442297], [1.6997130176019344, 1.6997130176019344, 1.6997130176019344], [1.6792082852126724, 1.6792082852126724, 1.6792082852126724], [1.6570372175395607, 1.6570372175395607, 1.6570372175395607], [1.633780417397233, 1.633780417397233, 1.633780417397233], [1.615860428110692, 1.615860428110692, 1.615860428110692], [1.604747011753979, 1.604747011753979, 1.604747011753979], [1.597457442698445, 1.597457442698445, 1.597457442698445], [1.591018658381831, 1.591018658381831, 1.591018658381831], [1.5853503722570266, 1.5853503722570266, 1.5853503722570266], [1.5741440074828073, 1.5741440074828073, 1.5741440074828073], [1.5515132038736013, 1.5515132038736013, 1.5515132038736013], [1.5280732600204323, 1.5280732600204323, 1.5280732600204323], [1.5046291780367615, 1.5046291780367615, 1.5046291780367615], [1.4813463780680147, 1.4813463780680147, 1.4813463780680147], [1.4581877518977873, 1.4581877518977873, 1.4581877518977873], [1.4350525509758718, 1.4350525509758718, 1.4350525509758718], [1.4118521918579265, 1.4118521918579265, 1.4118521918579265], [1.3876713659169446, 1.3876713659169446, 1.3876713659169446], [1.370136300365983, 1.370136300365983, 1.370136300365983], [1.292035972079945, 1.292035972079945, 1.292035972079945], [1.2135128908439352, 1.2135128908439352, 1.2135128908439352], [1.1348004973177914, 1.1348004973177914, 1.1348004973177914], [1.0675787148390283, 1.0675787148390283, 1.0675787148390283], [1.0044208687644398, 1.0044208687644398, 1.0044208687644398], [0.9412317272043439, 0.9412317272043439, 0.9412317272043439], [0.8777620947705083, 0.8777620947705083, 0.8777620947705083], [0.8138735105274609, 0.8138735105274609, 0.8138735105274609], [0.7493168849453805, 0.7493168849453805, 0.7493168849453805], [0.6836031080339586, 0.6836031080339586, 0.6836031080339586], [0.6163327408113992, 0.6163327408113992, 0.6163327408113992], [0.5478288536666345, 0.5478288536666345, 0.5478288536666345], [0.47868612618783923, 0.47868612618783923, 0.47868612618783923], [0.40903397551718684, 0.40903397551718684, 0.40903397551718684], [0.33835059649723004, 0.33835059649723004, 0.33835059649723004], [0.2679529639703219, 0.2679529639703219, 0.2679529639703219], [0.19888781092922678, 0.19888781092922678, 0.19888781092922678], [0.12855003745113455, 0.12855003745113455, 0.12855003745113455], [0.06045091440324923, 0.06045091440324923, 0.06045091440324923], [3.845517693133738e-06, 3.845517693133738e-06, 3.845517693133738e-06], [-0.05036297965572045, -0.05036297965572045, -0.05036297965572045], [-0.09522826505990516, -0.09522826505990516, -0.09522826505990516], [-0.13968842784948682, -0.13968842784948682, -0.13968842784948682], [-0.18754140420256146, -0.18754140420256146, -0.18754140420256146], [-0.2368285098392035, -0.2368285098392035, -0.2368285098392035], [-0.28631156790334916, -0.28631156790334916, -0.28631156790334916], [-0.33505540619473856, -0.33505540619473856, -0.33505540619473856], [-0.3834153166139451, -0.3834153166139451, -0.3834153166139451], [-0.4313242276557622, -0.4313242276557622, -0.4313242276557622], [-0.4783956482858539, -0.4783956482858539, -0.4783956482858539], [-0.5242836140773731, -0.5242836140773731, -0.5242836140773731], [-0.5693454535934075, -0.5693454535934075, -0.5693454535934075], [-0.6142496912172493, -0.6142496912172493, -0.6142496912172493], [-0.6589442816882731, -0.6589442816882731, -0.6589442816882731], [-0.7026708445023445, -0.7026708445023445, -0.7026708445023445], [-0.7478581139118491, -0.7478581139118491, -0.7478581139118491], [-0.7988793364454488, -0.7988793364454488, -0.7988793364454488], [-0.8700921277698261, -0.8700921277698261, -0.8700921277698261], [-0.9374723365501789, -0.9374723365501789, -0.9374723365501789], [-0.9673999999455227, -0.9673999999455227, -0.9673999999455227], [-0.9581870987669038, -0.9581870987669038, -0.9581870987669038], [-0.933429800415753, -0.933429800415753, -0.933429800415753], [-0.8974457994248857, -0.8974457994248857, -0.8974457994248857], [-0.8338724218979605, -0.8338724218979605, -0.8338724218979605], [-0.7003939360993626, -0.7003939360993626, -0.7003939360993626], [-0.5398129917941276, -0.5398129917941276, -0.5398129917941276], [-0.3976158170045504, -0.3976158170045504, -0.3976158170045504], [-0.26506760715133126, -0.26506760715133126, -0.26506760715133126], [-0.13252900112057694, -0.13252900112057694, -0.13252900112057694], [-4.8190020475012295e-18, -4.8190020475012295e-18, -4.8190020475012295e-18]], [[0.0, 0.0, 0.0], [0.0942132191604557, 0.0942132191604557, 0.0942132191604557], [0.18842639611599896, 0.18842639611599896, 0.18842639611599896], [0.2826400274333656, 0.2826400274333656, 0.2826400274333656], [0.3768583697537455, 0.3768583697537455, 0.3768583697537455], [0.47106534277918033, 0.47106534277918033, 0.47106534277918033], [0.5652852789105534, 0.5652852789105534, 0.5652852789105534], [0.6594862252470903, 0.6594862252470903, 0.6594862252470903], [0.7537089100100647, 0.7537089100100647, 0.7537089100100647], [0.8479198037214181, 0.8479198037214181, 0.8479198037214181], [0.943113575213726, 0.943113575213726, 0.943113575213726], [0.9958727523528893, 0.9958727523528893, 0.9958727523528893], [0.9218564239621782, 0.9218564239621782, 0.9218564239621782], [0.866535832430312, 0.866535832430312, 0.866535832430312], [0.8149091176675105, 0.8149091176675105, 0.8149091176675105], [0.7654825791150909, 0.7654825791150909, 0.7654825791150909], [0.7171069498407838, 0.7171069498407838, 0.7171069498407838], [0.6688427614509852, 0.6688427614509852, 0.6688427614509852], [0.6202486120545384, 0.6202486120545384, 0.6202486120545384], [0.5709838711412838, 0.5709838711412838, 0.5709838711412838], [0.5208054694962092, 0.5208054694962092, 0.5208054694962092], [0.4696784718319847, 0.4696784718319847, 0.4696784718319847], [0.41766184018077274, 0.41766184018077274, 0.41766184018077274], [0.3648583456479007, 0.3648583456479007, 0.3648583456479007], [0.31152120474735656, 0.31152120474735656, 0.31152120474735656], [0.25796031543242864, 0.25796031543242864, 0.25796031543242864], [0.2044853817516215, 0.2044853817516215, 0.2044853817516215], [0.15146217425707195, 0.15146217425707195, 0.15146217425707195], [0.0994131555132897, 0.0994131555132897, 0.0994131555132897], [0.04891596060877906, 0.04891596060877906, 0.04891596060877906], [-1.9251263793191882e-10, -1.9251263793191882e-10, -1.9251263793191882e-10], [-0.048915960228198115, -0.048915960228198115, -0.048915960228198115], [-0.09941315529568882, -0.09941315529568882, -0.09941315529568882], [-0.1514621747408002, -0.1514621747408002, -0.1514621747408002], [-0.20448538221575435, -0.20448538221575435, -0.20448538221575435], [-0.2579603151129687, -0.2579603151129687, -0.2579603151129687], [-0.31152120442510445, -0.31152120442510445, -0.31152120442510445], [-0.36485834604949297, -0.36485834604949297, -0.36485834604949297], [-0.4176618397009167, -0.4176618397009167, -0.4176618397009167], [-0.46967847176798677, -0.46967847176798677, -0.46967847176798677], [-0.5208054697512045, -0.5208054697512045, -0.5208054697512045], [-0.5709838705841183, -0.5709838705841183, -0.5709838705841183], [-0.620248612154263, -0.620248612154263, -0.620248612154263], [-0.6688427619412017, -0.6688427619412017, -0.6688427619412017], [-0.7171069501238547, -0.7171069501238547, -0.7171069501238547], [-0.7654825786053294, -0.7654825786053294, -0.7654825786053294], [-0.8149091177063313, -0.8149091177063313, -0.8149091177063313], [-0.8665358326118259, -0.8665358326118259, -0.8665358326118259], [-0.9217446793717734, -0.9217446793717734, -0.9217446793717734], [-0.9823517398121786, -0.9823517398121786, -0.9823517398121786], [-1.0707470790745879, -1.0707470790745879, -1.0707470790745879], [-1.0902556718499428, -1.0902556718499428, -1.0902556718499428], [-1.1050553225616955, -1.1050553225616955, -1.1050553225616955], [-1.1125944957267881, -1.1125944957267881, -1.1125944957267881], [-1.111864763163181, -1.111864763163181, -1.111864763163181], [-1.1065479366098758, -1.1065479366098758, -1.1065479366098758], [-1.0979781163429272, -1.0979781163429272, -1.0979781163429272], [-1.0872608308233556, -1.0872608308233556, -1.0872608308233556], [-1.0755016085121825, -1.0755016085121825, -1.0755016085121825], [-1.0638059778704285, -1.0638059778704285, -1.0638059778704285], [-1.0532663673040974, -1.0532663673040974, -1.0532663673040974], [-1.0432281038150073, -1.0432281038150073, -1.0432281038150073], [-1.0328160209313164, -1.0328160209313164, -1.0328160209313164], [-1.02207253795345, -1.02207253795345, -1.02207253795345], [-1.0110400741818333, -1.0110400741818333, -1.0110400741818333], [-0.999761048916891, -0.999761048916891, -0.999761048916891], [-0.9882778814590484, -0.9882778814590484, -0.9882778814590484], [-0.9766196126088085, -0.9766196126088085, -0.9766196126088085], [-0.9646584233139394, -0.9646584233139394, -0.9646584233139394], [-0.952193437822699, -0.952193437822699, -0.952193437822699], [-0.9389962666103163, -0.9389962666103163, -0.9389962666103163], [-0.924281566089829, -0.924281566089829, -0.924281566089829], [-0.908964447853518, -0.908964447853518, -0.908964447853518], [-0.894646231600483, -0.894646231600483, -0.894646231600483], [-0.8819525800121686, -0.8819525800121686, -0.8819525800121686], [-0.8700739556154603, -0.8700739556154603, -0.8700739556154603], [-0.8589577265938192, -0.8589577265938192, -0.8589577265938192], [-0.8485891198886856, -0.8485891198886856, -0.8485891198886856], [-0.8389442770403275, -0.8389442770403275, -0.8389442770403275], [-0.8297691762516777, -0.8297691762516777, -0.8297691762516777], [-0.8209631518480818, -0.8209631518480818, -0.8209631518480818], [-0.8140524816694134, -0.8140524816694134, -0.8140524816694134], [-0.8067109446929808, -0.8067109446929808, -0.8067109446929808], [-0.7954090002726036, -0.7954090002726036, -0.7954090002726036], [-0.7658012161570047, -0.7658012161570047, -0.7658012161570047], [-0.7144832855469667, -0.7144832855469667, -0.7144832855469667], [-0.654337357507362, -0.654337357507362, -0.654337357507362], [-0.5915905674750719, -0.5915905674750719, -0.5915905674750719], [-0.5172904872690692, -0.5172904872690692, -0.5172904872690692], [-0.4378850357380832, -0.4378850357380832, -0.4378850357380832], [-0.3603079971828546, -0.3603079971828546, -0.3603079971828546], [-0.28317777283577666, -0.28317777283577666, -0.28317777283577666], [-0.20427860027531797, -0.20427860027531797, -0.20427860027531797], [-0.1223351473246246, -0.1223351473246246, -0.1223351473246246], [-0.03602037348481579, -0.03602037348481579, -0.03602037348481579], [0.05342281613945807, 0.05342281613945807, 0.05342281613945807], [0.14375127320846154, 0.14375127320846154, 0.14375127320846154], [0.23408486259541786, 0.23408486259541786, 0.23408486259541786], [0.32475137503699736, 0.32475137503699736, 0.32475137503699736], [0.4148113518176252, 0.4148113518176252, 0.4148113518176252], [0.5040978047062888, 0.5040978047062888, 0.5040978047062888], [0.5925027387266705, 0.5925027387266705, 0.5925027387266705], [0.6797195635232612, 0.6797195635232612, 0.6797195635232612], [0.7658022563911328, 0.7658022563911328, 0.7658022563911328], [0.850761090595299, 0.850761090595299, 0.850761090595299], [0.9345842897502262, 0.9345842897502262, 0.9345842897502262], [1.0172493402147145, 1.0172493402147145, 1.0172493402147145], [1.09863325434325, 1.09863325434325, 1.09863325434325], [1.1786495974643256, 1.1786495974643256, 1.1786495974643256], [1.2572692084377812, 1.2572692084377812, 1.2572692084377812], [1.3341603550224808, 1.3341603550224808, 1.3341603550224808], [1.4091417408774314, 1.4091417408774314, 1.4091417408774314], [1.4817413592085393, 1.4817413592085393, 1.4817413592085393], [1.5515016545041977, 1.5515016545041977, 1.5515016545041977], [1.61828459186317, 1.61828459186317, 1.61828459186317], [1.6811998553090148, 1.6811998553090148, 1.6811998553090148], [1.7392600010125068, 1.7392600010125068, 1.7392600010125068], [1.7913995039562667, 1.7913995039562667, 1.7913995039562667], [1.8327537658315531, 1.8327537658315531, 1.8327537658315531], [1.8642101530083526, 1.8642101530083526, 1.8642101530083526], [1.8832595674120074, 1.8832595674120074, 1.8832595674120074], [1.8921746139374667, 1.8921746139374667, 1.8921746139374667], [1.8830398947219238, 1.8830398947219238, 1.8830398947219238], [1.8793971066238857, 1.8793971066238857, 1.8793971066238857], [1.8809855530397923, 1.8809855530397923, 1.8809855530397923], [1.8764662489304902, 1.8764662489304902, 1.8764662489304902], [1.8618791306855036, 1.8618791306855036, 1.8618791306855036], [1.8320941732865395, 1.8320941732865395, 1.8320941732865395], [1.7879031372422252, 1.7879031372422252, 1.7879031372422252], [1.741651284225874, 1.741651284225874, 1.741651284225874], [1.6978785595367551, 1.6978785595367551, 1.6978785595367551], [1.6509998372660182, 1.6509998372660182, 1.6509998372660182], [1.6095027108552797, 1.6095027108552797, 1.6095027108552797], [1.5799144371114477, 1.5799144371114477, 1.5799144371114477], [1.5535793032210268, 1.5535793032210268, 1.5535793032210268], [1.5292168081196373, 1.5292168081196373, 1.5292168081196373], [1.5076325346580417, 1.5076325346580417, 1.5076325346580417], [1.4896320656870021, 1.4896320656870021, 1.4896320656870021], [1.4760209840572807, 1.4760209840572807, 1.4760209840572807], [1.4676048726196398, 1.4676048726196398, 1.4676048726196398], [1.4630527076204243, 1.4630527076204243, 1.4630527076204243], [1.459443325191783, 1.459443325191783, 1.459443325191783], [1.45653686742278, 1.45653686742278, 1.45653686742278], [1.4541181529631404, 1.4541181529631404, 1.4541181529631404], [1.4519720004625898, 1.4519720004625898, 1.4519720004625898], [1.4498832285708525, 1.4498832285708525, 1.4498832285708525], [1.447681344739339, 1.447681344739339, 1.447681344739339], [1.4458429295976791, 1.4458429295976791, 1.4458429295976791], [1.444352652983219, 1.444352652983219, 1.444352652983219], [1.442948014553701, 1.442948014553701, 1.442948014553701], [1.4193876365852394, 1.4193876365852394, 1.4193876365852394], [1.316910576246277, 1.316910576246277, 1.316910576246277], [1.2379083323026088, 1.2379083323026088, 1.2379083323026088], [1.164155882437616, 1.164155882437616, 1.164155882437616], | 4D array with the lift coefficients of the airfoils. Dimension 0 is along the different airfoils defined in the yaml, dimension 1 is along the angles of attack, dimension 2 is along the Reynolds number.
blade.interp_airfoils.cd | input |  | [[[0.35, 0.35, 0.35], [0.35, 0.35, 0.35], [0.35, 0.35, 0.35], [0.35, 0.35, 0.35], [0.35, 0.35, 0.35], [0.35, 0.35, 0.35], [0.35, 0.35, 0.35], [0.35, 0.35, 0.35], [0.35, 0.35, 0.35], [0.35, 0.35, 0.35], [0.35, 0.35, 0.35], [0.35, 0.35, 0.35], [0.35, 0.35, 0.35], [0.35, 0.35, 0.35], [0.35, 0.35, 0.35], [0.35, 0.35, 0.35], [0.35, 0.35, 0.35], [0.35, 0.35, 0.35], [0.35, 0.35, 0.35], [0.35, 0.35, 0.35], [0.35, 0.35, 0.35], [0.35, 0.35, 0.35], [0.35, 0.35, 0.35], [0.35, 0.35, 0.35], [0.35, 0.35, 0.35], [0.35, 0.35, 0.35], [0.35, 0.35, 0.35], [0.35, 0.35, 0.35], [0.35, 0.35, 0.35], [0.35, 0.35, 0.35], [0.35, 0.35, 0.35], [0.35, 0.35, 0.35], [0.35, 0.35, 0.35], [0.35, 0.35, 0.35], [0.35, 0.35, 0.35], [0.35, 0.35, 0.35], [0.35, 0.35, 0.35], [0.35, 0.35, 0.35], [0.35, 0.35, 0.35], [0.35, 0.35, 0.35], [0.35, 0.35, 0.35], [0.35, 0.35, 0.35], [0.35, 0.35, 0.35], [0.35, 0.35, 0.35], [0.35, 0.35, 0.35], [0.35, 0.35, 0.35], [0.35, 0.35, 0.35], [0.35, 0.35, 0.35], [0.35, 0.35, 0.35], [0.35, 0.35, 0.35], [0.35, 0.35, 0.35], [0.35, 0.35, 0.35], [0.35, 0.35, 0.35], [0.35, 0.35, 0.35], [0.35, 0.35, 0.35], [0.35, 0.35, 0.35], [0.35, 0.35, 0.35], [0.35, 0.35, 0.35], [0.35, 0.35, 0.35], [0.35, 0.35, 0.35], [0.35, 0.35, 0.35], [0.35, 0.35, 0.35], [0.35, 0.35, 0.35], [0.35, 0.35, 0.35], [0.35, 0.35, 0.35], [0.35, 0.35, 0.35], [0.35, 0.35, 0.35], [0.35, 0.35, 0.35], [0.35, 0.35, 0.35], [0.35, 0.35, 0.35], [0.35, 0.35, 0.35], [0.35, 0.35, 0.35], [0.35, 0.35, 0.35], [0.35, 0.35, 0.35], [0.35, 0.35, 0.35], [0.35, 0.35, 0.35], [0.35, 0.35, 0.35], [0.35, 0.35, 0.35], [0.35, 0.35, 0.35], [0.35, 0.35, 0.35], [0.35, 0.35, 0.35], [0.35, 0.35, 0.35], [0.35, 0.35, 0.35], [0.35, 0.35, 0.35], [0.35, 0.35, 0.35], [0.35, 0.35, 0.35], [0.35, 0.35, 0.35], [0.35, 0.35, 0.35], [0.35, 0.35, 0.35], [0.35, 0.35, 0.35], [0.35, 0.35, 0.35], [0.35, 0.35, 0.35], [0.35, 0.35, 0.35], [0.35, 0.35, 0.35], [0.35, 0.35, 0.35], [0.35, 0.35, 0.35], [0.35, 0.35, 0.35], [0.35, 0.35, 0.35], [0.35, 0.35, 0.35], [0.35, 0.35, 0.35], [0.35, 0.35, 0.35], [0.35, 0.35, 0.35], [0.35, 0.35, 0.35], [0.35, 0.35, 0.35], [0.35, 0.35, 0.35], [0.35, 0.35, 0.35], [0.35, 0.35, 0.35], [0.35, 0.35, 0.35], [0.35, 0.35, 0.35], [0.35, 0.35, 0.35], [0.35, 0.35, 0.35], [0.35, 0.35, 0.35], [0.35, 0.35, 0.35], [0.35, 0.35, 0.35], [0.35, 0.35, 0.35], [0.35, 0.35, 0.35], [0.35, 0.35, 0.35], [0.35, 0.35, 0.35], [0.35, 0.35, 0.35], [0.35, 0.35, 0.35], [0.35, 0.35, 0.35], [0.35, 0.35, 0.35], [0.35, 0.35, 0.35], [0.35, 0.35, 0.35], [0.35, 0.35, 0.35], [0.35, 0.35, 0.35], [0.35, 0.35, 0.35], [0.35, 0.35, 0.35], [0.35, 0.35, 0.35], [0.35, 0.35, 0.35], [0.35, 0.35, 0.35], [0.35, 0.35, 0.35], [0.35, 0.35, 0.35], [0.35, 0.35, 0.35], [0.35, 0.35, 0.35], [0.35, 0.35, 0.35], [0.35, 0.35, 0.35], [0.35, 0.35, 0.35], [0.35, 0.35, 0.35], [0.35, 0.35, 0.35], [0.35, 0.35, 0.35], [0.35, 0.35, 0.35], [0.35, 0.35, 0.35], [0.35, 0.35, 0.35], [0.35, 0.35, 0.35], [0.35, 0.35, 0.35], [0.35, 0.35, 0.35], [0.35, 0.35, 0.35], [0.35, 0.35, 0.35], [0.35, 0.35, 0.35], [0.35, 0.35, 0.35], [0.35, 0.35, 0.35], [0.35, 0.35, 0.35], [0.35, 0.35, 0.35], [0.35, 0.35, 0.35], [0.35, 0.35, 0.35], [0.35, 0.35, 0.35], [0.35, 0.35, 0.35], [0.35, 0.35, 0.35], [0.35, 0.35, 0.35], [0.35, 0.35, 0.35], [0.35, 0.35, 0.35], [0.35, 0.35, 0.35], [0.35, 0.35, 0.35], [0.35, 0.35, 0.35], [0.35, 0.35, 0.35], [0.35, 0.35, 0.35], [0.35, 0.35, 0.35], [0.35, 0.35, 0.35], [0.35, 0.35, 0.35], [0.35, 0.35, 0.35], [0.35, 0.35, 0.35], [0.35, 0.35, 0.35], [0.35, 0.35, 0.35], [0.35, 0.35, 0.35], [0.35, 0.35, 0.35], [0.35, 0.35, 0.35], [0.35, 0.35, 0.35], [0.35, 0.35, 0.35], [0.35, 0.35, 0.35], [0.35, 0.35, 0.35], [0.35, 0.35, 0.35], [0.35, 0.35, 0.35], [0.35, 0.35, 0.35], [0.35, 0.35, 0.35], [0.35, 0.35, 0.35], [0.35, 0.35, 0.35], [0.35, 0.35, 0.35], [0.35, 0.35, 0.35], [0.35, 0.35, 0.35], [0.35, 0.35, 0.35], [0.35, 0.35, 0.35], [0.35, 0.35, 0.35], [0.35, 0.35, 0.35], [0.35, 0.35, 0.35], [0.35, 0.35, 0.35], [0.35, 0.35, 0.35], [0.35, 0.35, 0.35], [0.35, 0.35, 0.35], [0.35, 0.35, 0.35]], [[0.35, 0.35, 0.35], [0.35, 0.35, 0.35], [0.35, 0.35, 0.35], [0.35, 0.35, 0.35], [0.35, 0.35, 0.35], [0.35, 0.35, 0.35], [0.35, 0.35, 0.35], [0.35, 0.35, 0.35], [0.35, 0.35, 0.35], [0.35, 0.35, 0.35], [0.35, 0.35, 0.35], [0.35, 0.35, 0.35], [0.35, 0.35, 0.35], [0.35, 0.35, 0.35], [0.35, 0.35, 0.35], [0.35, 0.35, 0.35], [0.35, 0.35, 0.35], [0.35, 0.35, 0.35], [0.35, 0.35, 0.35], [0.35, 0.35, 0.35], [0.35, 0.35, 0.35], [0.35, 0.35, 0.35], [0.35, 0.35, 0.35], [0.35, 0.35, 0.35], [0.35, 0.35, 0.35], [0.35, 0.35, 0.35], [0.35, 0.35, 0.35], [0.35, 0.35, 0.35], [0.35, 0.35, 0.35], [0.35, 0.35, 0.35], [0.35, 0.35, 0.35], [0.35, 0.35, 0.35], [0.35, 0.35, 0.35], [0.35, 0.35, 0.35], [0.35, 0.35, 0.35], [0.35, 0.35, 0.35], [0.35, 0.35, 0.35], [0.35, 0.35, 0.35], [0.35, 0.35, 0.35], [0.35, 0.35, 0.35], [0.35, 0.35, 0.35], [0.35, 0.35, 0.35], [0.35, 0.35, 0.35], [0.35, 0.35, 0.35], [0.35, 0.35, 0.35], [0.35, 0.35, 0.35], [0.35, 0.35, 0.35], [0.35, 0.35, 0.35], [0.35, 0.35, 0.35], [0.35, 0.35, 0.35], [0.35, 0.35, 0.35], [0.35, 0.35, 0.35], [0.35, 0.35, 0.35], [0.35, 0.35, 0.35], [0.35, 0.35, 0.35], [0.35, 0.35, 0.35], [0.35, 0.35, 0.35], [0.35, 0.35, 0.35], [0.35, 0.35, 0.35], [0.35, 0.35, 0.35], [0.35, 0.35, 0.35], [0.35, 0.35, 0.35], [0.35, 0.35, 0.35], [0.35, 0.35, 0.35], [0.35, 0.35, 0.35], [0.35, 0.35, 0.35], [0.35, 0.35, 0.35], [0.35, 0.35, 0.35], [0.35, 0.35, 0.35], [0.35, 0.35, 0.35], [0.35, 0.35, 0.35], [0.35, 0.35, 0.35], [0.35, 0.35, 0.35], [0.35, 0.35, 0.35], [0.35, 0.35, 0.35], [0.35, 0.35, 0.35], [0.35, 0.35, 0.35], [0.35, 0.35, 0.35], [0.35, 0.35, 0.35], [0.35, 0.35, 0.35], [0.35, 0.35, 0.35], [0.35, 0.35, 0.35], [0.35, 0.35, 0.35], [0.35, 0.35, 0.35], [0.35, 0.35, 0.35], [0.35, 0.35, 0.35], [0.35, 0.35, 0.35], [0.35, 0.35, 0.35], [0.35, 0.35, 0.35], [0.35, 0.35, 0.35], [0.35, 0.35, 0.35], [0.35, 0.35, 0.35], [0.35, 0.35, 0.35], [0.35, 0.35, 0.35], [0.35, 0.35, 0.35], [0.35, 0.35, 0.35], [0.35, 0.35, 0.35], [0.35, 0.35, 0.35], [0.35, 0.35, 0.35], [0.35, 0.35, 0.35], [0.35, 0.35, 0.35], [0.35, 0.35, 0.35], [0.35, 0.35, 0.35], [0.35, 0.35, 0.35], [0.35, 0.35, 0.35], [0.35, 0.35, 0.35], [0.35, 0.35, 0.35], [0.35, 0.35, 0.35], [0.35, 0.35, 0.35], [0.35, 0.35, 0.35], [0.35, 0.35, 0.35], [0.35, 0.35, 0.35], [0.35, 0.35, 0.35], [0.35, 0.35, 0.35], [0.35, 0.35, 0.35], [0.35, 0.35, 0.35], [0.35, 0.35, 0.35], [0.35, 0.35, 0.35], [0.35, 0.35, 0.35], [0.35, 0.35, 0.35], [0.35, 0.35, 0.35], [0.35, 0.35, 0.35], [0.35, 0.35, 0.35], [0.35, 0.35, 0.35], [0.35, 0.35, 0.35], [0.35, 0.35, 0.35], [0.35, 0.35, 0.35], [0.35, 0.35, 0.35], [0.35, 0.35, 0.35], [0.35, 0.35, 0.35], [0.35, 0.35, 0.35], [0.35, 0.35, 0.35], [0.35, 0.35, 0.35], [0.35, 0.35, 0.35], [0.35, 0.35, 0.35], [0.35, 0.35, 0.35], [0.35, 0.35, 0.35], [0.35, 0.35, 0.35], [0.35, 0.35, 0.35], [0.35, 0.35, 0.35], [0.35, 0.35, 0.35], [0.35, 0.35, 0.35], [0.35, 0.35, 0.35], [0.35, 0.35, 0.35], [0.35, 0.35, 0.35], [0.35, 0.35, 0.35], [0.35, 0.35, 0.35], [0.35, 0.35, 0.35], [0.35, 0.35, 0.35], [0.35, 0.35, 0.35], [0.35, 0.35, 0.35], [0.35, 0.35, 0.35], [0.35, 0.35, 0.35], [0.35, 0.35, 0.35], [0.35, 0.35, 0.35], [0.35, 0.35, 0.35], [0.35, 0.35, 0.35], [0.35, 0.35, 0.35], [0.35, 0.35, 0.35], [0.35, 0.35, 0.35], [0.35, 0.35, 0.35], [0.35, 0.35, 0.35], [0.35, 0.35, 0.35], [0.35, 0.35, 0.35], [0.35, 0.35, 0.35], [0.35, 0.35, 0.35], [0.35, 0.35, 0.35], [0.35, 0.35, 0.35], [0.35, 0.35, 0.35], [0.35, 0.35, 0.35], [0.35, 0.35, 0.35], [0.35, 0.35, 0.35], [0.35, 0.35, 0.35], [0.35, 0.35, 0.35], [0.35, 0.35, 0.35], [0.35, 0.35, 0.35], [0.35, 0.35, 0.35], [0.35, 0.35, 0.35], [0.35, 0.35, 0.35], [0.35, 0.35, 0.35], [0.35, 0.35, 0.35], [0.35, 0.35, 0.35], [0.35, 0.35, 0.35], [0.35, 0.35, 0.35], [0.35, 0.35, 0.35], [0.35, 0.35, 0.35], [0.35, 0.35, 0.35], [0.35, 0.35, 0.35], [0.35, 0.35, 0.35], [0.35, 0.35, 0.35], [0.35, 0.35, 0.35], [0.35, 0.35, 0.35], [0.35, 0.35, 0.35], [0.35, 0.35, 0.35], [0.35, 0.35, 0.35], [0.35, 0.35, 0.35], [0.35, 0.35, 0.35], [0.35, 0.35, 0.35], [0.35, 0.35, 0.35], [0.35, 0.35, 0.35]], [[0.0844, 0.0844, 0.0844], [0.0844, 0.0844, 0.0844], [0.0844, 0.0844, 0.0844], [0.0844, 0.0844, 0.0844], [0.08664850466189379, 0.08664850466189379, 0.08664850466189379], [0.09715826767238156, 0.09715826767238156, 0.09715826767238156], [0.1137465233026812, 0.1137465233026812, 0.1137465233026812], [0.1352694776195485, 0.1352694776195485, 0.1352694776195485], [0.17734425174796714, 0.17734425174796714, 0.17734425174796714], [0.23420104691207258, 0.23420104691207258, 0.23420104691207258], [0.29269593149209305, 0.29269593149209305, 0.29269593149209305], [0.3504206643658021, 0.3504206643658021, 0.3504206643658021], [0.4122141618062834, 0.4122141618062834, 0.4122141618062834], [0.4757992619366797, 0.4757992619366797, 0.4757992619366797], [0.5400130351025259, 0.5400130351025259, 0.5400130351025259], [0.606272239125305, 0.606272239125305, 0.606272239125305], [0.6727318847301421, 0.6727318847301421, 0.6727318847301421], [0.7375412872741153, 0.7375412872741153, 0.7375412872741153], [0.8020597564369398, 0.8020597564369398, 0.8020597564369398], [0.8651544049680124, 0.8651544049680124, 0.8651544049680124], [0.9246053213083822, 0.9246053213083822, 0.9246053213083822], [0.981108887218578, 0.981108887218578, 0.981108887218578], [1.035073810077306, 1.035073810077306, 1.035073810077306], [1.0838503432017843, 1.0838503432017843, 1.0838503432017843], [1.1267615010104077, 1.1267615010104077, 1.1267615010104077], [1.1669502147035637, 1.1669502147035637, 1.1669502147035637], [1.2009462496472096, 1.2009462496472096, 1.2009462496472096], [1.22558245535499, 1.22558245535499, 1.22558245535499], [1.2471909784871589, 1.2471909784871589, 1.2471909784871589], [1.2639589054802878, 1.2639589054802878, 1.2639589054802878], [1.2706999999625708, 1.2706999999625708, 1.2706999999625708], [1.2639579554320175, 1.2639579554320175, 1.2639579554320175], [1.2471906855899395, 1.2471906855899395, 1.2471906855899395], [1.2255832848714736, 1.2255832848714736, 1.2255832848714736], [1.200948199470907, 1.200948199470907, 1.200948199470907], [1.16695290284825, 1.16695290284825, 1.16695290284825], [1.1267641675966864, 1.1267641675966864, 1.1267641675966864], [1.0838520514515733, 1.0838520514515733, 1.0838520514515733], [1.035072154500835, 1.035072154500835, 1.035072154500835], [0.9811030520168086, 0.9811030520168086, 0.9811030520168086], [0.9245973393304507, 0.9245973393304507, 0.9245973393304507], [0.8651479737343896, 0.8651479737343896, 0.8651479737343896], [0.8020578669005609, 0.8020578669005609, 0.8020578669005609], [0.7375437076596532, 0.7375437076596532, 0.7375437076596532], [0.6727360185379496, 0.6727360185379496, 0.6727360185379496], [0.6062763979234855, 0.6062763979234855, 0.6062763979234855], [0.5400165513387404, 0.5400165513387404, 0.5400165513387404], [0.4756675013287061, 0.4756675013287061, 0.4756675013287061], [0.4107772596920169, 0.4107772596920169, 0.4107772596920169], [0.34821854119506007, 0.34821854119506007, 0.34821854119506007], [0.2926988206971993, 0.2926988206971993, 0.2926988206971993], [0.28260423241109955, 0.28260423241109955, 0.28260423241109955], [0.272696567342779, 0.272696567342779, 0.272696567342779], [0.2629755929620328, 0.2629755929620328, 0.2629755929620328], [0.2534410767386564, 0.2534410767386564, 0.2534410767386564], [0.24409278614244512, 0.24409278614244512, 0.24409278614244512], [0.23493048864319413, 0.23493048864319413, 0.23493048864319413], [0.22595395171069876, 0.22595395171069876, 0.22595395171069876], [0.21716294281475432, 0.21716294281475432, 0.21716294281475432], [0.20855722942515606, 0.20855722942515606, 0.20855722942515606], [0.20013657901169926, 0.20013657901169926, 0.20013657901169926], [0.19190075904417922, 0.19190075904417922, 0.19190075904417922], [0.1838495369923913, 0.1838495369923913, 0.1838495369923913], [0.17598268032613068, 0.17598268032613068, 0.17598268032613068], [0.16829995651519278, 0.16829995651519278, 0.16829995651519278], [0.1608011330293727, 0.1608011330293727, 0.1608011330293727], [0.153485977338466, 0.153485977338466, 0.153485977338466], [0.1468472514943134, 0.1468472514943134, 0.1468472514943134], [0.1438901898215623, 0.1438901898215623, 0.1438901898215623], [0.13851065592365266, 0.13851065592365266, 0.13851065592365266], [0.13517056337358388, 0.13517056337358388, 0.13517056337358388], [0.13074440768615367, 0.13074440768615367, 0.13074440768615367], [0.1264183630811425, 0.1264183630811425, 0.1264183630811425], [0.12336129782545871, 0.12336129782545871, 0.12336129782545871], [0.11931803384623378, 0.11931803384623378, 0.11931803384623378], [0.11562978335245648, 0.11562978335245648, 0.11562978335245648], [0.11265825114678875, 0.11265825114678875, 0.11265825114678875], [0.10952243755385618, 0.10952243755385618, 0.10952243755385618], [0.10604611288310453, 0.10604611288310453, 0.10604611288310453], [0.10368539732621984, 0.10368539732621984, 0.10368539732621984], [0.10062594311597149, 0.10062594311597149, 0.10062594311597149], [0.09831867636403674, 0.09831867636403674, 0.09831867636403674], [0.09511442523050942, 0.09511442523050942, 0.09511442523050942], [0.09250070006001136, 0.09250070006001136, 0.09250070006001136], [0.09080410204549832, 0.09080410204549832, 0.09080410204549832], [0.08915815758468491, 0.08915815758468491, 0.08915815758468491], [0.08776431128523689, 0.08776431128523689, 0.08776431128523689], [0.08695716987627201, 0.08695716987627201, 0.08695716987627201], [0.08617675301758129, 0.08617675301758129, 0.08617675301758129], [0.08541124234495559, 0.08541124234495559, 0.08541124234495559], [0.08500706295181511, 0.08500706295181511, 0.08500706295181511], [0.08456369880651843, 0.08456369880651843, 0.08456369880651843], [0.08422135054594339, 0.08422135054594339, 0.08422135054594339], [0.0839897138016288, 0.0839897138016288, 0.0839897138016288], [0.0838, 0.0838, 0.0838], [0.0838, 0.0838, 0.0838], [0.0838, 0.0838, 0.0838], [0.0837, 0.0837, 0.0837], [0.0838, 0.0838, 0.0838], [0.0838, 0.0838, 0.0838], [0.0839, 0.0839, 0.0839], [0.08399539091085859, 0.08399539091085859, 0.08399539091085859], [0.0841, 0.0841, 0.0841], [0.08420066672916225, 0.08420066672916225, 0.08420066672916225], [0.08435756818217559, 0.08435756818217559, 0.08435756818217559], [0.0846, 0.0846, 0.0846], [0.0847, 0.0847, 0.0847], [0.08494117793473246, 0.08494117793473246, 0.08494117793473246], [0.08520075986665296, 0.08520075986665296, 0.08520075986665296], [0.08534538423156146, 0.08534538423156146, 0.08534538423156146], [0.08571888322809441, 0.08571888322809441, 0.08571888322809441], [0.08597809395202828, 0.08597809395202828, 0.08597809395202828], [0.08627021227888709, 0.08627021227888709, 0.08627021227888709], [0.08669292594180014, 0.08669292594180014, 0.08669292594180014], [0.08705073546507483, 0.08705073546507483, 0.08705073546507483], [0.0875176587571456, 0.0875176587571456, 0.0875176587571456], [0.08800259973098556, 0.08800259973098556, 0.08800259973098556], [0.0885652475975234, 0.0885652475975234, 0.0885652475975234], [0.08923257776934088, 0.08923257776934088, 0.08923257776934088], [0.0903842239367385, 0.0903842239367385, 0.0903842239367385], [0.0918221839140069, 0.0918221839140069, 0.0918221839140069], [0.09333193555278903, 0.09333193555278903, 0.09333193555278903], [0.0952736719366303, 0.0952736719366303, 0.0952736719366303], [0.09804457482658671, 0.09804457482658671, 0.09804457482658671], [0.10078082613720231, 0.10078082613720231, 0.10078082613720231], [0.10406773359896582, 0.10406773359896582, 0.10406773359896582], [0.10858569393240038, 0.10858569393240038, 0.10858569393240038], [0.1141879465544676, 0.1141879465544676, 0.1141879465544676], [0.1193633947407946, 0.1193633947407946, 0.1193633947407946], [0.12655657420572877, 0.12655657420572877, 0.12655657420572877], [0.13426907161856755, 0.13426907161856755, 0.13426907161856755], [0.14136321153286452, 0.14136321153286452, 0.14136321153286452], [0.14890676127353797, 0.14890676127353797, 0.14890676127353797], [0.1567799901976503, 0.1567799901976503, 0.1567799901976503], [0.16482844292125598, 0.16482844292125598, 0.16482844292125598], [0.17240618709788993, 0.17240618709788993, 0.17240618709788993], [0.1792275012728393, 0.1792275012728393, 0.1792275012728393], [0.18556396034623973, 0.18556396034623973, 0.18556396034623973], [0.19187120197842258, 0.19187120197842258, 0.19187120197842258], [0.1978789736372738, 0.1978789736372738, 0.1978789736372738], [0.2055139752898473, 0.2055139752898473, 0.2055139752898473], [0.21571505435978156, 0.21571505435978156, 0.21571505435978156], [0.22630356573356608, 0.22630356573356608, 0.22630356573356608], [0.2369757925583131, 0.2369757925583131, 0.2369757925583131], [0.24754407787061333, 0.24754407787061333, 0.24754407787061333], [0.2580656334864651, 0.2580656334864651, 0.2580656334864651], [0.2685916917359412, 0.2685916917359412, 0.2685916917359412], [0.27911283197769493, 0.27911283197769493, 0.27911283197769493], [0.28966589719675273, 0.28966589719675273, 0.28966589719675273], [0.3013438334200683, 0.3013438334200683, 0.3013438334200683], [0.3613875246849084, 0.3613875246849084, 0.3613875246849084], [0.4213291730266513, 0.4213291730266513, 0.4213291730266513], [0.4813562580489159, 0.4813562580489159, 0.4813562580489159], [0.5446449020454981, 0.5446449020454981, 0.5446449020454981], [0.608932003366989, 0.608932003366989, 0.608932003366989], [0.6732498481812627, 0.6732498481812627, 0.6732498481812627], [0.7373694126346075, 0.7373694126346075, 0.7373694126346075], [0.8017480658282915, 0.8017480658282915, 0.8017480658282915], [0.865012433275374, 0.865012433275374, 0.865012433275374], [0.9245973393300272, 0.9245973393300272, 0.9245973393300272], [0.9811030520168086, 0.9811030520168086, 0.9811030520168086], [1.035072154500835, 1.035072154500835, 1.035072154500835], [1.0838520514515735, 1.0838520514515735, 1.0838520514515735], [1.1267641675966864, 1.1267641675966864, 1.1267641675966864], [1.16695290284825, 1.16695290284825, 1.16695290284825], [1.200948199470907, 1.200948199470907, 1.200948199470907], [1.2255832848714736, 1.2255832848714736, 1.2255832848714736], [1.2471906855899395, 1.2471906855899395, 1.2471906855899395], [1.2639579554320173, 1.2639579554320173, 1.2639579554320173], [1.2706999999625712, 1.2706999999625712, 1.2706999999625712], [1.2639589054802878, 1.2639589054802878, 1.2639589054802878], [1.2471909784871589, 1.2471909784871589, 1.2471909784871589], [1.2255824553549899, 1.2255824553549899, 1.2255824553549899], [1.2009462496472099, 1.2009462496472099, 1.2009462496472099], [1.1669502147035637, 1.1669502147035637, 1.1669502147035637], [1.126761501010408, 1.126761501010408, 1.126761501010408], [1.0838503432017843, 1.0838503432017843, 1.0838503432017843], [1.035073810077306, 1.035073810077306, 1.035073810077306], [0.981108887218578, 0.981108887218578, 0.981108887218578], [0.9246053213083821, 0.9246053213083821, 0.9246053213083821], [0.8651544049680124, 0.8651544049680124, 0.8651544049680124], [0.8020597564369398, 0.8020597564369398, 0.8020597564369398], [0.7375412872741153, 0.7375412872741153, 0.7375412872741153], [0.672731884730142, 0.672731884730142, 0.672731884730142], [0.6062722391253051, 0.6062722391253051, 0.6062722391253051], [0.5400130351025257, 0.5400130351025257, 0.5400130351025257], [0.4757992619366797, 0.4757992619366797, 0.4757992619366797], [0.41221416180628345, 0.41221416180628345, 0.41221416180628345], [0.35042066436580216, 0.35042066436580216, 0.35042066436580216], [0.2926959314920931, 0.2926959314920931, 0.2926959314920931], [0.23420104691207255, 0.23420104691207255, 0.23420104691207255], [0.17734425174796714, 0.17734425174796714, 0.17734425174796714], [0.13526947761954852, 0.13526947761954852, 0.13526947761954852], [0.11374652330268119, 0.11374652330268119, 0.11374652330268119], [0.09715826767238156, 0.09715826767238156, 0.09715826767238156], [0.08664850466189379, 0.08664850466189379, 0.08664850466189379], [0.0844, 0.0844, 0.0844], [0.0844, 0.0844, 0.0844], [0.0844, 0.0844, 0.0844], [0.0844, 0.0844, 0.0844]], [[0.03714766955647932, 0.03714766955647932, 0.03714766955647932], [0.038132199644391566, 0.038132199644391566, 0.038132199644391566], [0.04121059709689213, 0.04121059709689213, 0.04121059709689213], [0.04624657599122174, 0.04624657599122174, 0.04624657599122174], [0.053437368980752534, 0.053437368980752534, 0.053437368980752534], [0.07362780646212122, 0.07362780646212122, 0.07362780646212122], [0.11202069160284701, 0.11202069160284701, 0.11202069160284701], [0.15503449482107343, 0.15503449482107343, 0.15503449482107343], [0.20341350703496072, 0.20341350703496072, 0.20341350703496072], [0.2565826892470454, 0.2565826892470454, 0.2565826892470454], [0.31394544692220555, 0.31394544692220555, 0.31394544692220555], [0.3749690155469888, 0.3749690155469888, 0.3749690155469888], [0.43883188251935634, 0.43883188251935634, 0.43883188251935634], [0.504970929108402, 0.504970929108402, 0.504970929108402], [0.5725628074731604, 0.5725628074731604, 0.5725628074731604], [0.6409527553977521, 0.6409527553977521, 0.6409527553977521], [0.7094375170556492, 0.7094375170556492, 0.7094375170556492], [0.7771321023279494, 0.7771321023279494, 0.7771321023279494], [0.8433374940279812, 0.8433374940279812, 0.8433374940279812], [0.9074201235202906, 0.9074201235202906, 0.9074201235202906], [0.9686661759796042, 0.9686661759796042, 0.9686661759796042], [1.026274897171036, 1.026274897171036, 1.026274897171036], [1.0797010745420434, 1.0797010745420434, 1.0797010745420434], [1.1285083761976822, 1.1285083761976822, 1.1285083761976822], [1.1719882180055654, 1.1719882180055654, 1.1719882180055654], [1.209594440831475, 1.209594440831475, 1.209594440831475], [1.241078559830792, 1.241078559830792, 1.241078559830792], [1.266356308723354, 1.266356308723354, 1.266356308723354], [1.2847149620702571, 1.2847149620702571, 1.2847149620702571], [1.2953631593684296, 1.2953631593684296, 1.2953631593684296], [1.3, 1.3, 1.3], [1.2953631594302357, 1.2953631594302357, 1.2953631594302357], [1.2847149621234728, 1.2847149621234728, 1.2847149621234728], [1.2663563085248362, 1.2663563085248362, 1.2663563085248362], [1.2410785595886338, 1.2410785595886338, 1.2410785595886338], [1.2095944410418256, 1.2095944410418256, 1.2095944410418256], [1.1719882182458783, 1.1719882182458783, 1.1719882182458783], [1.1285083758485004, 1.1285083758485004, 1.1285083758485004], [1.0797010750100529, 1.0797010750100529, 1.0797010750100529], [1.0262748972345312, 1.0262748972345312, 1.0262748972345312], [0.9686661756809115, 0.9686661756809115, 0.9686661756809115], [0.9074201242196999, 0.9074201242196999, 0.9074201242196999], [0.8433374938927409, 0.8433374938927409, 0.8433374938927409], [0.7771321016461457, 0.7771321016461457, 0.7771321016461457], [0.7094375166560704, 0.7094375166560704, 0.7094375166560704], [0.6409527561118165, 0.6409527561118165, 0.6409527561118165], [0.5725628074242312, 0.5725628074242312, 0.5725628074242312], [0.5049709288758989, 0.5049709288758989, 0.5049709288758989], [0.4388627763030878, 0.4388627763030878, 0.4388627763030878], [0.3787070757770698, 0.3787070757770698, 0.3787070757770698], [0.27550787048694947, 0.27550787048694947, 0.27550787048694947], [0.24931099404536372, 0.24931099404536372, 0.24931099404536372], [0.22625970170072685, 0.22625970170072685, 0.22625970170072685], [0.2087500589102111, 0.2087500589102111, 0.2087500589102111], [0.19742094268037957, 0.19742094268037957, 0.19742094268037957], [0.18820252827892128, 0.18820252827892128, 0.18820252827892128], [0.18035908189313754, 0.18035908189313754, 0.18035908189313754], [0.17343484107441867, 0.17343484107441867, 0.17343484107441867], [0.16697404337415497, 0.16697404337415497, 0.16697404337415497], [0.16052092634373658, 0.16052092634373658, 0.16052092634373658], [0.15362391825301785, 0.15362391825301785, 0.15362391825301785], [0.1464288287928801, 0.1464288287928801, 0.1464288287928801], [0.13927858163347728, 0.13927858163347728, 0.13927858163347728], [0.13224832483377524, 0.13224832483377524, 0.13224832483377524], [0.1254132064527397, 0.1254132064527397, 0.1254132064527397], [0.11884837454933643, 0.11884837454933643, 0.11884837454933643], [0.11262897718253127, 0.11262897718253127, 0.11262897718253127], [0.10684796810757796, 0.10684796810757796, 0.10684796810757796], [0.10155763235574593, 0.10155763235574593, 0.10155763235574593], [0.09651947521812673, 0.09651947521812673, 0.09651947521812673], [0.0914682561857217, 0.0914682561857217, 0.0914682561857217], [0.08638802427339254, 0.08638802427339254, 0.08638802427339254], [0.08137188845045037, 0.08137188845045037, 0.08137188845045037], [0.0764584160544718, 0.0764584160544718, 0.0764584160544718], [0.07165303815067202, 0.07165303815067202, 0.07165303815067202], [0.06693871454970936, 0.06693871454970936, 0.06693871454970936], [0.06234143280201229, 0.06234143280201229, 0.06234143280201229], [0.05786521946030836, 0.05786521946030836, 0.05786521946030836], [0.05347091995174278, 0.05347091995174278, 0.05347091995174278], [0.04923509172432364, 0.04923509172432364, 0.04923509172432364], [0.04523378348340762, 0.04523378348340762, 0.04523378348340762], [0.04137648108951282, 0.04137648108951282, 0.04137648108951282], [0.037724905718221124, 0.037724905718221124, 0.037724905718221124], [0.03441010005849905, 0.03441010005849905, 0.03441010005849905], [0.031377939366066455, 0.031377939366066455, 0.031377939366066455], [0.02857356368285265, 0.02857356368285265, 0.02857356368285265], [0.026126912898064406, 0.026126912898064406, 0.026126912898064406], [0.024088921460450784, 0.024088921460450784, 0.024088921460450784], [0.022300034393370503, 0.022300034393370503, 0.022300034393370503], [0.020751876487343775, 0.020751876487343775, 0.020751876487343775], [0.019433745872126748, 0.019433745872126748, 0.019433745872126748], [0.018239963711393133, 0.018239963711393133, 0.018239963711393133], [0.01722280638108351, 0.01722280638108351, 0.01722280638108351], [0.016472117930325193, 0.016472117930325193, 0.016472117930325193], [0.015910907281320358, 0.015910907281320358, 0.015910907281320358], [0.01545693349833492, 0.01545693349833492, 0.01545693349833492], [0.015121547702839027, 0.015121547702839027, 0.015121547702839027], [0.014895512910281586, 0.014895512910281586, 0.014895512910281586], [0.014754463542606618, 0.014754463542606618, 0.014754463542606618], [0.014664277455951672, 0.014664277455951672, 0.014664277455951672], [0.014650118007473381, 0.014650118007473381, 0.014650118007473381], [0.01466094614766179, 0.01466094614766179, 0.01466094614766179], [0.014720439571977537, 0.014720439571977537, 0.014720439571977537], [0.014837406602935076, 0.014837406602935076, 0.014837406602935076], [0.014990845069286848, 0.014990845069286848, 0.014990845069286848], [0.015181036139041834, 0.015181036139041834, 0.015181036139041834], [0.015414632430568844, 0.015414632430568844, 0.015414632430568844], [0.015690022760711977, 0.015690022760711977, 0.015690022760711977], [0.01601038976837655, 0.01601038976837655, 0.01601038976837655], [0.016379320190882552, 0.016379320190882552, 0.016379320190882552], [0.016799910297464606, 0.016799910297464606, 0.016799910297464606], [0.017284557817861954, 0.017284557817861954, 0.017284557817861954], [0.017852933413642875, 0.017852933413642875, 0.017852933413642875], [0.018521356946636425, 0.018521356946636425, 0.018521356946636425], [0.0193142942135545, 0.0193142942135545, 0.0193142942135545], [0.020280799272981858, 0.020280799272981858, 0.020280799272981858], [0.021498800026156912, 0.021498800026156912, 0.021498800026156912], [0.023109401539161637, 0.023109401539161637, 0.023109401539161637], [0.02533044243549316, 0.02533044243549316, 0.02533044243549316], [0.028540967290222236, 0.028540967290222236, 0.028540967290222236], [0.0327181008704343, 0.0327181008704343, 0.0327181008704343], [0.03797877450321368, 0.03797877450321368, 0.03797877450321368], [0.044320667202745155, 0.044320667202745155, 0.044320667202745155], [0.0506984891623401, 0.0506984891623401, 0.0506984891623401], [0.05677228522625189, 0.05677228522625189, 0.05677228522625189], [0.06334366080981484, 0.06334366080981484, 0.06334366080981484], [0.07072743811563238, 0.07072743811563238, 0.07072743811563238], [0.07949750624837769, 0.07949750624837769, 0.07949750624837769], [0.08927038836812465, 0.08927038836812465, 0.08927038836812465], [0.09957558659055289, 0.09957558659055289, 0.09957558659055289], [0.1103577843820128, 0.1103577843820128, 0.1103577843820128], [0.12188991288712565, 0.12188991288712565, 0.12188991288712565], [0.13351977516648153, 0.13351977516648153, 0.13351977516648153], [0.14466952710628214, 0.14466952710628214, 0.14466952710628214], [0.15554647648740144, 0.15554647648740144, 0.15554647648740144], [0.16627983924228862, 0.16627983924228862, 0.16627983924228862], [0.17692787781324085, 0.17692787781324085, 0.17692787781324085], [0.18754885464255477, 0.18754885464255477, 0.18754885464255477], [0.19820103217252746, 0.19820103217252746, 0.19820103217252746], [0.2089426728454556, 0.2089426728454556, 0.2089426728454556], [0.21978014077548788, 0.21978014077548788, 0.21978014077548788], [0.2306556196899485, 0.2306556196899485, 0.2306556196899485], [0.24155957403097852, 0.24155957403097852, 0.24155957403097852], [0.2524829968446168, 0.2524829968446168, 0.2524829968446168], [0.26341688117690154, 0.26341688117690154, 0.26341688117690154], [0.27435222007387167, 0.27435222007387167, 0.27435222007387167], [0.2852699903755492, 0.2852699903755492, 0.2852699903755492], [0.2960383243401493, 0.2960383243401493, 0.2960383243401493], [0.3067083578923119, 0.3067083578923119, 0.3067083578923119], [0.31739595766649537, 0.31739595766649537, 0.31739595766649537], [0.3743469786023045, 0.3743469786023045, 0.3743469786023045], [0.4388267424476712, 0.4388267424476712, 0.4388267424476712], [0.504970928875899, 0.504970928875899, 0.504970928875899], [0.5725628074242313, 0.5725628074242313, 0.5725628074242313], [0.6409527561118165, 0.6409527561118165, 0.6409527561118165], [0.7094375166560705, 0.7094375166560705, 0.7094375166560705], [0.7771321016461458, 0.7771321016461458, 0.7771321016461458], [0.843337493892741, 0.843337493892741, 0.843337493892741], [0.9074201242196999, 0.9074201242196999, 0.9074201242196999], [0.9686661756809115, 0.9686661756809115, 0.9686661756809115], [1.0262748972345312, 1.0262748972345312, 1.0262748972345312], [1.0797010750100529, 1.0797010750100529, 1.0797010750100529], [1.1285083758485006, 1.1285083758485006, 1.1285083758485006], [1.171988218245878, 1.171988218245878, 1.171988218245878], [1.2095944410418256, 1.2095944410418256, 1.2095944410418256], [1.2410785595886338, 1.2410785595886338, 1.2410785595886338], [1.2663563085248364, 1.2663563085248364, 1.2663563085248364], [1.2847149621234726, 1.2847149621234726, 1.2847149621234726], [1.295363159430236, 1.295363159430236, 1.295363159430236], [1.3, 1.3, 1.3], [1.2953631593684296, 1.2953631593684296, 1.2953631593684296], [1.2847149620702571, 1.2847149620702571, 1.2847149620702571], [1.2663563087233538, 1.2663563087233538, 1.2663563087233538], [1.241078559830792, 1.241078559830792, 1.241078559830792], [1.209594440831475, 1.209594440831475, 1.209594440831475], [1.1719882180055656, 1.1719882180055656, 1.1719882180055656], [1.1285083761976822, 1.1285083761976822, 1.1285083761976822], [1.0797010745420434, 1.0797010745420434, 1.0797010745420434], [1.0262748971710358, 1.0262748971710358, 1.0262748971710358], [0.9686661759796045, 0.9686661759796045, 0.9686661759796045], [0.9074201235202911, 0.9074201235202911, 0.9074201235202911], [0.8433374940279814, 0.8433374940279814, 0.8433374940279814], [0.7771321023279493, 0.7771321023279493, 0.7771321023279493], [0.7094375170556493, 0.7094375170556493, 0.7094375170556493], [0.6409527553977521, 0.6409527553977521, 0.6409527553977521], [0.5725628074731602, 0.5725628074731602, 0.5725628074731602], [0.5049709291084019, 0.5049709291084019, 0.5049709291084019], [0.43883188251935634, 0.43883188251935634, 0.43883188251935634], [0.3749690155469888, 0.3749690155469888, 0.3749690155469888], [0.31394544692220555, 0.31394544692220555, 0.31394544692220555], [0.25658219941773824, 0.25658219941773824, 0.25658219941773824], [0.20341179579490623, 0.20341179579490623, 0.20341179579490623], [0.15503756378876168, 0.15503756378876168, 0.15503756378876168], [0.11201815603372514, 0.11201815603372514, 0.11201815603372514], [0.07362803976286311, 0.07362803976286311, 0.07362803976286311], [0.053436818960244215, 0.053436818960244215, 0.053436818960244215], [0.0462465518193734, 0.0462465518193734, 0.0462465518193734], [0.04121059881315777, 0.04121059881315777, 0.04121059881315777], [0.03813219964439157, 0.03813219964439157, 0.03813219964439157], [0.03714766955647932, 0.03714766955647932, 0.03714766955647932]], [[0.03168571521941585, 0.03168571521941585, 0.03168571521941585], [0.03267748269390596, 0.03267748269390596, 0.03267748269390596], [0.0 | 4D array with the drag coefficients of the airfoils. Dimension 0 is along the different airfoils defined in the yaml, dimension 1 is along the angles of attack, dimension 2 is along the Reynolds number.
blade.interp_airfoils.cm | input |  | [[[-0.0001, -0.0001, -0.0001], [-0.0001, -0.0001, -0.0001], [-0.0001, -0.0001, -0.0001], [-0.0001, -0.0001, -0.0001], [-0.0001, -0.0001, -0.0001], [-0.0001, -0.0001, -0.0001], [-0.0001, -0.0001, -0.0001], [-0.0001, -0.0001, -0.0001], [-0.0001, -0.0001, -0.0001], [-0.0001, -0.0001, -0.0001], [-0.0001, -0.0001, -0.0001], [-0.0001, -0.0001, -0.0001], [-0.0001, -0.0001, -0.0001], [-0.0001, -0.0001, -0.0001], [-0.0001, -0.0001, -0.0001], [-0.0001, -0.0001, -0.0001], [-0.0001, -0.0001, -0.0001], [-0.0001, -0.0001, -0.0001], [-0.0001, -0.0001, -0.0001], [-0.0001, -0.0001, -0.0001], [-0.0001, -0.0001, -0.0001], [-0.0001, -0.0001, -0.0001], [-0.0001, -0.0001, -0.0001], [-0.0001, -0.0001, -0.0001], [-0.0001, -0.0001, -0.0001], [-0.0001, -0.0001, -0.0001], [-0.0001, -0.0001, -0.0001], [-0.0001, -0.0001, -0.0001], [-0.0001, -0.0001, -0.0001], [-0.0001, -0.0001, -0.0001], [-0.0001, -0.0001, -0.0001], [-0.0001, -0.0001, -0.0001], [-0.0001, -0.0001, -0.0001], [-0.0001, -0.0001, -0.0001], [-0.0001, -0.0001, -0.0001], [-0.0001, -0.0001, -0.0001], [-0.0001, -0.0001, -0.0001], [-0.0001, -0.0001, -0.0001], [-0.0001, -0.0001, -0.0001], [-0.0001, -0.0001, -0.0001], [-0.0001, -0.0001, -0.0001], [-0.0001, -0.0001, -0.0001], [-0.0001, -0.0001, -0.0001], [-0.0001, -0.0001, -0.0001], [-0.0001, -0.0001, -0.0001], [-0.0001, -0.0001, -0.0001], [-0.0001, -0.0001, -0.0001], [-0.0001, -0.0001, -0.0001], [-0.0001, -0.0001, -0.0001], [-0.0001, -0.0001, -0.0001], [-0.0001, -0.0001, -0.0001], [-0.0001, -0.0001, -0.0001], [-0.0001, -0.0001, -0.0001], [-0.0001, -0.0001, -0.0001], [-0.0001, -0.0001, -0.0001], [-0.0001, -0.0001, -0.0001], [-0.0001, -0.0001, -0.0001], [-0.0001, -0.0001, -0.0001], [-0.0001, -0.0001, -0.0001], [-0.0001, -0.0001, -0.0001], [-0.0001, -0.0001, -0.0001], [-0.0001, -0.0001, -0.0001], [-0.0001, -0.0001, -0.0001], [-0.0001, -0.0001, -0.0001], [-0.0001, -0.0001, -0.0001], [-0.0001, -0.0001, -0.0001], [-0.0001, -0.0001, -0.0001], [-0.0001, -0.0001, -0.0001], [-0.0001, -0.0001, -0.0001], [-0.0001, -0.0001, -0.0001], [-0.0001, -0.0001, -0.0001], [-0.0001, -0.0001, -0.0001], [-0.0001, -0.0001, -0.0001], [-0.0001, -0.0001, -0.0001], [-0.0001, -0.0001, -0.0001], [-0.0001, -0.0001, -0.0001], [-0.0001, -0.0001, -0.0001], [-0.0001, -0.0001, -0.0001], [-0.0001, -0.0001, -0.0001], [-0.0001, -0.0001, -0.0001], [-0.0001, -0.0001, -0.0001], [-0.0001, -0.0001, -0.0001], [-0.0001, -0.0001, -0.0001], [-0.0001, -0.0001, -0.0001], [-0.0001, -0.0001, -0.0001], [-0.0001, -0.0001, -0.0001], [-0.0001, -0.0001, -0.0001], [-0.0001, -0.0001, -0.0001], [-0.0001, -0.0001, -0.0001], [-0.0001, -0.0001, -0.0001], [-0.0001, -0.0001, -0.0001], [-0.0001, -0.0001, -0.0001], [-0.0001, -0.0001, -0.0001], [-0.0001, -0.0001, -0.0001], [-0.0001, -0.0001, -0.0001], [-0.0001, -0.0001, -0.0001], [-0.0001, -0.0001, -0.0001], [-0.0001, -0.0001, -0.0001], [-0.0001, -0.0001, -0.0001], [-0.0001, -0.0001, -0.0001], [-0.0001, -0.0001, -0.0001], [-0.0001, -0.0001, -0.0001], [-0.0001, -0.0001, -0.0001], [-0.0001, -0.0001, -0.0001], [-0.0001, -0.0001, -0.0001], [-0.0001, -0.0001, -0.0001], [-0.0001, -0.0001, -0.0001], [-0.0001, -0.0001, -0.0001], [-0.0001, -0.0001, -0.0001], [-0.0001, -0.0001, -0.0001], [-0.0001, -0.0001, -0.0001], [-0.0001, -0.0001, -0.0001], [-0.0001, -0.0001, -0.0001], [-0.0001, -0.0001, -0.0001], [-0.0001, -0.0001, -0.0001], [-0.0001, -0.0001, -0.0001], [-0.0001, -0.0001, -0.0001], [-0.0001, -0.0001, -0.0001], [-0.0001, -0.0001, -0.0001], [-0.0001, -0.0001, -0.0001], [-0.0001, -0.0001, -0.0001], [-0.0001, -0.0001, -0.0001], [-0.0001, -0.0001, -0.0001], [-0.0001, -0.0001, -0.0001], [-0.0001, -0.0001, -0.0001], [-0.0001, -0.0001, -0.0001], [-0.0001, -0.0001, -0.0001], [-0.0001, -0.0001, -0.0001], [-0.0001, -0.0001, -0.0001], [-0.0001, -0.0001, -0.0001], [-0.0001, -0.0001, -0.0001], [-0.0001, -0.0001, -0.0001], [-0.0001, -0.0001, -0.0001], [-0.0001, -0.0001, -0.0001], [-0.0001, -0.0001, -0.0001], [-0.0001, -0.0001, -0.0001], [-0.0001, -0.0001, -0.0001], [-0.0001, -0.0001, -0.0001], [-0.0001, -0.0001, -0.0001], [-0.0001, -0.0001, -0.0001], [-0.0001, -0.0001, -0.0001], [-0.0001, -0.0001, -0.0001], [-0.0001, -0.0001, -0.0001], [-0.0001, -0.0001, -0.0001], [-0.0001, -0.0001, -0.0001], [-0.0001, -0.0001, -0.0001], [-0.0001, -0.0001, -0.0001], [-0.0001, -0.0001, -0.0001], [-0.0001, -0.0001, -0.0001], [-0.0001, -0.0001, -0.0001], [-0.0001, -0.0001, -0.0001], [-0.0001, -0.0001, -0.0001], [-0.0001, -0.0001, -0.0001], [-0.0001, -0.0001, -0.0001], [-0.0001, -0.0001, -0.0001], [-0.0001, -0.0001, -0.0001], [-0.0001, -0.0001, -0.0001], [-0.0001, -0.0001, -0.0001], [-0.0001, -0.0001, -0.0001], [-0.0001, -0.0001, -0.0001], [-0.0001, -0.0001, -0.0001], [-0.0001, -0.0001, -0.0001], [-0.0001, -0.0001, -0.0001], [-0.0001, -0.0001, -0.0001], [-0.0001, -0.0001, -0.0001], [-0.0001, -0.0001, -0.0001], [-0.0001, -0.0001, -0.0001], [-0.0001, -0.0001, -0.0001], [-0.0001, -0.0001, -0.0001], [-0.0001, -0.0001, -0.0001], [-0.0001, -0.0001, -0.0001], [-0.0001, -0.0001, -0.0001], [-0.0001, -0.0001, -0.0001], [-0.0001, -0.0001, -0.0001], [-0.0001, -0.0001, -0.0001], [-0.0001, -0.0001, -0.0001], [-0.0001, -0.0001, -0.0001], [-0.0001, -0.0001, -0.0001], [-0.0001, -0.0001, -0.0001], [-0.0001, -0.0001, -0.0001], [-0.0001, -0.0001, -0.0001], [-0.0001, -0.0001, -0.0001], [-0.0001, -0.0001, -0.0001], [-0.0001, -0.0001, -0.0001], [-0.0001, -0.0001, -0.0001], [-0.0001, -0.0001, -0.0001], [-0.0001, -0.0001, -0.0001], [-0.0001, -0.0001, -0.0001], [-0.0001, -0.0001, -0.0001], [-0.0001, -0.0001, -0.0001], [-0.0001, -0.0001, -0.0001], [-0.0001, -0.0001, -0.0001], [-0.0001, -0.0001, -0.0001], [-0.0001, -0.0001, -0.0001], [-0.0001, -0.0001, -0.0001], [-0.0001, -0.0001, -0.0001], [-0.0001, -0.0001, -0.0001], [-0.0001, -0.0001, -0.0001], [-0.0001, -0.0001, -0.0001], [-0.0001, -0.0001, -0.0001]], [[-0.0001, -0.0001, -0.0001], [-0.0001, -0.0001, -0.0001], [-0.0001, -0.0001, -0.0001], [-0.0001, -0.0001, -0.0001], [-0.0001, -0.0001, -0.0001], [-0.0001, -0.0001, -0.0001], [-0.0001, -0.0001, -0.0001], [-0.0001, -0.0001, -0.0001], [-0.0001, -0.0001, -0.0001], [-0.0001, -0.0001, -0.0001], [-0.0001, -0.0001, -0.0001], [-0.0001, -0.0001, -0.0001], [-0.0001, -0.0001, -0.0001], [-0.0001, -0.0001, -0.0001], [-0.0001, -0.0001, -0.0001], [-0.0001, -0.0001, -0.0001], [-0.0001, -0.0001, -0.0001], [-0.0001, -0.0001, -0.0001], [-0.0001, -0.0001, -0.0001], [-0.0001, -0.0001, -0.0001], [-0.0001, -0.0001, -0.0001], [-0.0001, -0.0001, -0.0001], [-0.0001, -0.0001, -0.0001], [-0.0001, -0.0001, -0.0001], [-0.0001, -0.0001, -0.0001], [-0.0001, -0.0001, -0.0001], [-0.0001, -0.0001, -0.0001], [-0.0001, -0.0001, -0.0001], [-0.0001, -0.0001, -0.0001], [-0.0001, -0.0001, -0.0001], [-0.0001, -0.0001, -0.0001], [-0.0001, -0.0001, -0.0001], [-0.0001, -0.0001, -0.0001], [-0.0001, -0.0001, -0.0001], [-0.0001, -0.0001, -0.0001], [-0.0001, -0.0001, -0.0001], [-0.0001, -0.0001, -0.0001], [-0.0001, -0.0001, -0.0001], [-0.0001, -0.0001, -0.0001], [-0.0001, -0.0001, -0.0001], [-0.0001, -0.0001, -0.0001], [-0.0001, -0.0001, -0.0001], [-0.0001, -0.0001, -0.0001], [-0.0001, -0.0001, -0.0001], [-0.0001, -0.0001, -0.0001], [-0.0001, -0.0001, -0.0001], [-0.0001, -0.0001, -0.0001], [-0.0001, -0.0001, -0.0001], [-0.0001, -0.0001, -0.0001], [-0.0001, -0.0001, -0.0001], [-0.0001, -0.0001, -0.0001], [-0.0001, -0.0001, -0.0001], [-0.0001, -0.0001, -0.0001], [-0.0001, -0.0001, -0.0001], [-0.0001, -0.0001, -0.0001], [-0.0001, -0.0001, -0.0001], [-0.0001, -0.0001, -0.0001], [-0.0001, -0.0001, -0.0001], [-0.0001, -0.0001, -0.0001], [-0.0001, -0.0001, -0.0001], [-0.0001, -0.0001, -0.0001], [-0.0001, -0.0001, -0.0001], [-0.0001, -0.0001, -0.0001], [-0.0001, -0.0001, -0.0001], [-0.0001, -0.0001, -0.0001], [-0.0001, -0.0001, -0.0001], [-0.0001, -0.0001, -0.0001], [-0.0001, -0.0001, -0.0001], [-0.0001, -0.0001, -0.0001], [-0.0001, -0.0001, -0.0001], [-0.0001, -0.0001, -0.0001], [-0.0001, -0.0001, -0.0001], [-0.0001, -0.0001, -0.0001], [-0.0001, -0.0001, -0.0001], [-0.0001, -0.0001, -0.0001], [-0.0001, -0.0001, -0.0001], [-0.0001, -0.0001, -0.0001], [-0.0001, -0.0001, -0.0001], [-0.0001, -0.0001, -0.0001], [-0.0001, -0.0001, -0.0001], [-0.0001, -0.0001, -0.0001], [-0.0001, -0.0001, -0.0001], [-0.0001, -0.0001, -0.0001], [-0.0001, -0.0001, -0.0001], [-0.0001, -0.0001, -0.0001], [-0.0001, -0.0001, -0.0001], [-0.0001, -0.0001, -0.0001], [-0.0001, -0.0001, -0.0001], [-0.0001, -0.0001, -0.0001], [-0.0001, -0.0001, -0.0001], [-0.0001, -0.0001, -0.0001], [-0.0001, -0.0001, -0.0001], [-0.0001, -0.0001, -0.0001], [-0.0001, -0.0001, -0.0001], [-0.0001, -0.0001, -0.0001], [-0.0001, -0.0001, -0.0001], [-0.0001, -0.0001, -0.0001], [-0.0001, -0.0001, -0.0001], [-0.0001, -0.0001, -0.0001], [-0.0001, -0.0001, -0.0001], [-0.0001, -0.0001, -0.0001], [-0.0001, -0.0001, -0.0001], [-0.0001, -0.0001, -0.0001], [-0.0001, -0.0001, -0.0001], [-0.0001, -0.0001, -0.0001], [-0.0001, -0.0001, -0.0001], [-0.0001, -0.0001, -0.0001], [-0.0001, -0.0001, -0.0001], [-0.0001, -0.0001, -0.0001], [-0.0001, -0.0001, -0.0001], [-0.0001, -0.0001, -0.0001], [-0.0001, -0.0001, -0.0001], [-0.0001, -0.0001, -0.0001], [-0.0001, -0.0001, -0.0001], [-0.0001, -0.0001, -0.0001], [-0.0001, -0.0001, -0.0001], [-0.0001, -0.0001, -0.0001], [-0.0001, -0.0001, -0.0001], [-0.0001, -0.0001, -0.0001], [-0.0001, -0.0001, -0.0001], [-0.0001, -0.0001, -0.0001], [-0.0001, -0.0001, -0.0001], [-0.0001, -0.0001, -0.0001], [-0.0001, -0.0001, -0.0001], [-0.0001, -0.0001, -0.0001], [-0.0001, -0.0001, -0.0001], [-0.0001, -0.0001, -0.0001], [-0.0001, -0.0001, -0.0001], [-0.0001, -0.0001, -0.0001], [-0.0001, -0.0001, -0.0001], [-0.0001, -0.0001, -0.0001], [-0.0001, -0.0001, -0.0001], [-0.0001, -0.0001, -0.0001], [-0.0001, -0.0001, -0.0001], [-0.0001, -0.0001, -0.0001], [-0.0001, -0.0001, -0.0001], [-0.0001, -0.0001, -0.0001], [-0.0001, -0.0001, -0.0001], [-0.0001, -0.0001, -0.0001], [-0.0001, -0.0001, -0.0001], [-0.0001, -0.0001, -0.0001], [-0.0001, -0.0001, -0.0001], [-0.0001, -0.0001, -0.0001], [-0.0001, -0.0001, -0.0001], [-0.0001, -0.0001, -0.0001], [-0.0001, -0.0001, -0.0001], [-0.0001, -0.0001, -0.0001], [-0.0001, -0.0001, -0.0001], [-0.0001, -0.0001, -0.0001], [-0.0001, -0.0001, -0.0001], [-0.0001, -0.0001, -0.0001], [-0.0001, -0.0001, -0.0001], [-0.0001, -0.0001, -0.0001], [-0.0001, -0.0001, -0.0001], [-0.0001, -0.0001, -0.0001], [-0.0001, -0.0001, -0.0001], [-0.0001, -0.0001, -0.0001], [-0.0001, -0.0001, -0.0001], [-0.0001, -0.0001, -0.0001], [-0.0001, -0.0001, -0.0001], [-0.0001, -0.0001, -0.0001], [-0.0001, -0.0001, -0.0001], [-0.0001, -0.0001, -0.0001], [-0.0001, -0.0001, -0.0001], [-0.0001, -0.0001, -0.0001], [-0.0001, -0.0001, -0.0001], [-0.0001, -0.0001, -0.0001], [-0.0001, -0.0001, -0.0001], [-0.0001, -0.0001, -0.0001], [-0.0001, -0.0001, -0.0001], [-0.0001, -0.0001, -0.0001], [-0.0001, -0.0001, -0.0001], [-0.0001, -0.0001, -0.0001], [-0.0001, -0.0001, -0.0001], [-0.0001, -0.0001, -0.0001], [-0.0001, -0.0001, -0.0001], [-0.0001, -0.0001, -0.0001], [-0.0001, -0.0001, -0.0001], [-0.0001, -0.0001, -0.0001], [-0.0001, -0.0001, -0.0001], [-0.0001, -0.0001, -0.0001], [-0.0001, -0.0001, -0.0001], [-0.0001, -0.0001, -0.0001], [-0.0001, -0.0001, -0.0001], [-0.0001, -0.0001, -0.0001], [-0.0001, -0.0001, -0.0001], [-0.0001, -0.0001, -0.0001], [-0.0001, -0.0001, -0.0001], [-0.0001, -0.0001, -0.0001], [-0.0001, -0.0001, -0.0001], [-0.0001, -0.0001, -0.0001], [-0.0001, -0.0001, -0.0001], [-0.0001, -0.0001, -0.0001], [-0.0001, -0.0001, -0.0001], [-0.0001, -0.0001, -0.0001], [-0.0001, -0.0001, -0.0001], [-0.0001, -0.0001, -0.0001], [-0.0001, -0.0001, -0.0001], [-0.0001, -0.0001, -0.0001], [-0.0001, -0.0001, -0.0001]], [[0.0, 0.0, 0.0], [0.13856757351852803, 0.13856757351852803, 0.13856757351852803], [0.24891162194003946, 0.24891162194003946, 0.24891162194003946], [0.30810118494645283, 0.30810118494645283, 0.30810118494645283], [0.3102017794708924, 0.3102017794708924, 0.3102017794708924], [0.3007663605487492, 0.3007663605487492, 0.3007663605487492], [0.28919500553485206, 0.28919500553485206, 0.28919500553485206], [0.2808871162784594, 0.2808871162784594, 0.2808871162784594], [0.27552708153272865, 0.27552708153272865, 0.27552708153272865], [0.27036702172108534, 0.27036702172108534, 0.27036702172108534], [0.26320065954858457, 0.26320065954858457, 0.26320065954858457], [0.24744268300568875, 0.24744268300568875, 0.24744268300568875], [0.22529522822098497, 0.22529522822098497, 0.22529522822098497], [0.20773611267966874, 0.20773611267966874, 0.20773611267966874], [0.20111614165837505, 0.20111614165837505, 0.20111614165837505], [0.19658053473715806, 0.19658053473715806, 0.19658053473715806], [0.19378698084531096, 0.19378698084531096, 0.19378698084531096], [0.19332699896772113, 0.19332699896772113, 0.19332699896772113], [0.19495978740471398, 0.19495978740471398, 0.19495978740471398], [0.19775669281436578, 0.19775669281436578, 0.19775669281436578], [0.20080026763230077, 0.20080026763230077, 0.20080026763230077], [0.204323410351384, 0.204323410351384, 0.204323410351384], [0.20853891368155564, 0.20853891368155564, 0.20853891368155564], [0.2124998195702135, 0.2124998195702135, 0.2124998195702135], [0.21579150651214335, 0.21579150651214335, 0.21579150651214335], [0.2191269218993175, 0.2191269218993175, 0.2191269218993175], [0.22154290764184867, 0.22154290764184867, 0.22154290764184867], [0.22207334808311838, 0.22207334808311838, 0.22207334808311838], [0.22169305820909918, 0.22169305820909918, 0.22169305820909918], [0.22091335240635812, 0.22091335240635812, 0.22091335240635812], [0.21979991170397092, 0.21979991170397092, 0.21979991170397092], [0.21577351838365855, 0.21577351838365855, 0.21577351838365855], [0.20793189864400163, 0.20793189864400163, 0.20793189864400163], [0.19885485997471436, 0.19885485997471436, 0.19885485997471436], [0.19018196467609588, 0.19018196467609588, 0.19018196467609588], [0.18052871848240645, 0.18052871848240645, 0.18052871848240645], [0.17031502088870845, 0.17031502088870845, 0.17031502088870845], [0.16009092293995722, 0.16009092293995722, 0.16009092293995722], [0.14953598249285857, 0.14953598249285857, 0.14953598249285857], [0.1388508305812978, 0.1388508305812978, 0.1388508305812978], [0.128499530922676, 0.128499530922676, 0.128499530922676], [0.11843767169238907, 0.11843767169238907, 0.11843767169238907], [0.10858782550969724, 0.10858782550969724, 0.10858782550969724], [0.09936439241537007, 0.09936439241537007, 0.09936439241537007], [0.09102408839932384, 0.09102408839932384, 0.09102408839932384], [0.08327573670005874, 0.08327573670005874, 0.08327573670005874], [0.07608519832168077, 0.07608519832168077, 0.07608519832168077], [0.06955269681782361, 0.06955269681782361, 0.06955269681782361], [0.06442799955992591, 0.06442799955992591, 0.06442799955992591], [0.05929961253604663, 0.05929961253604663, 0.05929961253604663], [0.05219979558740972, 0.05219979558740972, 0.05219979558740972], [0.050306126923697604, 0.050306126923697604, 0.050306126923697604], [0.04816216421273472, 0.04816216421273472, 0.04816216421273472], [0.045775592982176705, 0.045775592982176705, 0.045775592982176705], [0.04315409875967927, 0.04315409875967927, 0.04315409875967927], [0.040305367072898064, 0.040305367072898064, 0.040305367072898064], [0.03723708344948876, 0.03723708344948876, 0.03723708344948876], [0.03395693341710703, 0.03395693341710703, 0.03395693341710703], [0.030472602503408535, 0.030472602503408535, 0.030472602503408535], [0.026791776236048937, 0.026791776236048937, 0.026791776236048937], [0.0229221401426839, 0.0229221401426839, 0.0229221401426839], [0.018871379750969124, 0.018871379750969124, 0.018871379750969124], [0.014647180588560259, 0.014647180588560259, 0.014647180588560259], [0.010257228183112978, 0.010257228183112978, 0.010257228183112978], [0.005709208062282941, 0.005709208062282941, 0.005709208062282941], [0.0010108057537258014, 0.0010108057537258014, 0.0010108057537258014], [-0.0038302932149027044, -0.0038302932149027044, -0.0038302932149027044], [-0.009073619911823207, -0.009073619911823207, -0.009073619911823207], [-0.010285663487081475, -0.010285663487081475, -0.010285663487081475], [-0.011628650529365953, -0.011628650529365953, -0.011628650529365953], [-0.012841031408936809, -0.012841031408936809, -0.012841031408936809], [-0.013863827520447684, -0.013863827520447684, -0.013863827520447684], [-0.014833124011454004, -0.014833124011454004, -0.014833124011454004], [-0.015729079161570382, -0.015729079161570382, -0.015729079161570382], [-0.016468344612194496, -0.016468344612194496, -0.016468344612194496], [-0.01721354747095932, -0.01721354747095932, -0.01721354747095932], [-0.017809138164765037, -0.017809138164765037, -0.017809138164765037], [-0.018496230752214893, -0.018496230752214893, -0.018496230752214893], [-0.0188, -0.0188, -0.0188], [-0.0194, -0.0194, -0.0194], [-0.01974562088953868, -0.01974562088953868, -0.01974562088953868], [-0.019964880334157813, -0.019964880334157813, -0.019964880334157813], [-0.019499517004266755, -0.019499517004266755, -0.019499517004266755], [-0.018300000052906145, -0.018300000052906145, -0.018300000052906145], [-0.021237642672301188, -0.021237642672301188, -0.021237642672301188], [-0.026401374715976193, -0.026401374715976193, -0.026401374715976193], [-0.03274108429044777, -0.03274108429044777, -0.03274108429044777], [-0.03889909327299804, -0.03889909327299804, -0.03889909327299804], [-0.04557146945094892, -0.04557146945094892, -0.04557146945094892], [-0.05260318050612236, -0.05260318050612236, -0.05260318050612236], [-0.05851460879522926, -0.05851460879522926, -0.05851460879522926], [-0.06516244263325703, -0.06516244263325703, -0.06516244263325703], [-0.07103947957969536, -0.07103947957969536, -0.07103947957969536], [-0.07603970381873149, -0.07603970381873149, -0.07603970381873149], [-0.08052730760461356, -0.08052730760461356, -0.08052730760461356], [-0.08391978250667888, -0.08391978250667888, -0.08391978250667888], [-0.08753262467629278, -0.08753262467629278, -0.08753262467629278], [-0.09092712804110649, -0.09092712804110649, -0.09092712804110649], [-0.09408992605774764, -0.09408992605774764, -0.09408992605774764], [-0.09696776751051267, -0.09696776751051267, -0.09696776751051267], [-0.09989861544301575, -0.09989861544301575, -0.09989861544301575], [-0.10276444366688384, -0.10276444366688384, -0.10276444366688384], [-0.10552239309199107, -0.10552239309199107, -0.10552239309199107], [-0.1082443143230866, -0.1082443143230866, -0.1082443143230866], [-0.11058237825750908, -0.11058237825750908, -0.11058237825750908], [-0.11300556398950394, -0.11300556398950394, -0.11300556398950394], [-0.11517733571607137, -0.11517733571607137, -0.11517733571607137], [-0.11734143106397518, -0.11734143106397518, -0.11734143106397518], [-0.11920527886798099, -0.11920527886798099, -0.11920527886798099], [-0.12096217467425521, -0.12096217467425521, -0.12096217467425521], [-0.12251489065255962, -0.12251489065255962, -0.12251489065255962], [-0.12389046976014151, -0.12389046976014151, -0.12389046976014151], [-0.12515969966829393, -0.12515969966829393, -0.12515969966829393], [-0.1258917475711892, -0.1258917475711892, -0.1258917475711892], [-0.1266094990690625, -0.1266094990690625, -0.1266094990690625], [-0.12690530594581761, -0.12690530594581761, -0.12690530594581761], [-0.12639897561979782, -0.12639897561979782, -0.12639897561979782], [-0.12566410461310193, -0.12566410461310193, -0.12566410461310193], [-0.12262476423987656, -0.12262476423987656, -0.12262476423987656], [-0.1184291319176223, -0.1184291319176223, -0.1184291319176223], [-0.11508210779077756, -0.11508210779077756, -0.11508210779077756], [-0.11286868158433053, -0.11286868158433053, -0.11286868158433053], [-0.11081807532735317, -0.11081807532735317, -0.11081807532735317], [-0.10855616144472718, -0.10855616144472718, -0.10855616144472718], [-0.10702370791898036, -0.10702370791898036, -0.10702370791898036], [-0.10555674370294336, -0.10555674370294336, -0.10555674370294336], [-0.10390176755181375, -0.10390176755181375, -0.10390176755181375], [-0.10254437185249937, -0.10254437185249937, -0.10254437185249937], [-0.10157103136933837, -0.10157103136933837, -0.10157103136933837], [-0.10052280111830958, -0.10052280111830958, -0.10052280111830958], [-0.09993984587302318, -0.09993984587302318, -0.09993984587302318], [-0.0998100060740563, -0.0998100060740563, -0.0998100060740563], [-0.10008475506644479, -0.10008475506644479, -0.10008475506644479], [-0.10118036413461762, -0.10118036413461762, -0.10118036413461762], [-0.10265049733123517, -0.10265049733123517, -0.10265049733123517], [-0.10453064295147543, -0.10453064295147543, -0.10453064295147543], [-0.10695816562889851, -0.10695816562889851, -0.10695816562889851], [-0.10979293498202411, -0.10979293498202411, -0.10979293498202411], [-0.11268784728955451, -0.11268784728955451, -0.11268784728955451], [-0.11594299589093453, -0.11594299589093453, -0.11594299589093453], [-0.1203440690138676, -0.1203440690138676, -0.1203440690138676], [-0.12617226803098802, -0.12617226803098802, -0.12617226803098802], [-0.13227313374925118, -0.13227313374925118, -0.13227313374925118], [-0.13833375898438993, -0.13833375898438993, -0.13833375898438993], [-0.1444030497625908, -0.1444030497625908, -0.1444030497625908], [-0.15042427021627772, -0.15042427021627772, -0.15042427021627772], [-0.1564134881991746, -0.1564134881991746, -0.1564134881991746], [-0.16247704357099912, -0.16247704357099912, -0.16247704357099912], [-0.16897226942143287, -0.16897226942143287, -0.16897226942143287], [-0.17257639238064684, -0.17257639238064684, -0.17257639238064684], [-0.1871927728941517, -0.1871927728941517, -0.1871927728941517], [-0.20199634131396585, -0.20199634131396585, -0.20199634131396585], [-0.21681792536572206, -0.21681792536572206, -0.21681792536572206], [-0.2276025523376413, -0.2276025523376413, -0.2276025523376413], [-0.2370104010237921, -0.2370104010237921, -0.2370104010237921], [-0.24634319843661925, -0.24634319843661925, -0.24634319843661925], [-0.2558042739381569, -0.2558042739381569, -0.2558042739381569], [-0.26495155618177274, -0.26495155618177274, -0.26495155618177274], [-0.274037931996017, -0.274037931996017, -0.274037931996017], [-0.28329955906556015, -0.28329955906556015, -0.28329955906556015], [-0.2928518421338477, -0.2928518421338477, -0.2928518421338477], [-0.30257447703535006, -0.30257447703535006, -0.30257447703535006], [-0.31235007544317417, -0.31235007544317417, -0.31235007544317417], [-0.32216011828517765, -0.32216011828517765, -0.32216011828517765], [-0.33211280417819905, -0.33211280417819905, -0.33211280417819905], [-0.3419125187021995, -0.3419125187021995, -0.3419125187021995], [-0.3513682620214922, -0.3513682620214922, -0.3513682620214922], [-0.36140042048684234, -0.36140042048684234, -0.36140042048684234], [-0.3706988582969947, -0.3706988582969947, -0.3706988582969947], [-0.3772996774914364, -0.3772996774914364, -0.3772996774914364], [-0.3817986897648014, -0.3817986897648014, -0.3817986897648014], [-0.3855101207130111, -0.3855101207130111, -0.3855101207130111], [-0.38754669124284713, -0.38754669124284713, -0.38754669124284713], [-0.3876390192511365, -0.3876390192511365, -0.3876390192511365], [-0.3873492864561702, -0.3873492864561702, -0.3873492864561702], [-0.38688005845645346, -0.38688005845645346, -0.38688005845645346], [-0.38617835202182876, -0.38617835202182876, -0.38617835202182876], [-0.384190845022466, -0.384190845022466, -0.384190845022466], [-0.3818327942240958, -0.3818327942240958, -0.3818327942240958], [-0.380600016033604, -0.380600016033604, -0.380600016033604], [-0.3804512783259557, -0.3804512783259557, -0.3804512783259557], [-0.3803507922102068, -0.3803507922102068, -0.3803507922102068], [-0.38030326219164545, -0.38030326219164545, -0.38030326219164545], [-0.3815352412270617, -0.3815352412270617, -0.3815352412270617], [-0.3872723330523042, -0.3872723330523042, -0.3872723330523042], [-0.3962334154802091, -0.3962334154802091, -0.3962334154802091], [-0.40786453083295593, -0.40786453083295593, -0.40786453083295593], [-0.4315448944588473, -0.4315448944588473, -0.4315448944588473], [-0.4611002344880861, -0.4611002344880861, -0.4611002344880861], [-0.485401330606786, -0.485401330606786, -0.485401330606786], [-0.5043776651170208, -0.5043776651170208, -0.5043776651170208], [-0.5216698739050862, -0.5216698739050862, -0.5216698739050862], [-0.5317199677092546, -0.5317199677092546, -0.5317199677092546], [-0.5244050768294033, -0.5244050768294033, -0.5244050768294033], [-0.4875731235876434, -0.4875731235876434, -0.4875731235876434], [-0.432004637963846, -0.432004637963846, -0.432004637963846], [-0.36743590023844197, -0.36743590023844197, -0.36743590023844197], [-0.2725670817553815, -0.2725670817553815, -0.2725670817553815], [-0.14695239653392406, -0.14695239653392406, -0.14695239653392406], [3.469446951953614e-17, 3.469446951953614e-17, 3.469446951953614e-17]], [[0.0, 0.0, 0.0], [0.12000000052280038, 0.12000000052280038, 0.12000000052280038], [0.23999994728892476, 0.23999994728892476, 0.23999994728892476], [0.36210569331107917, 0.36210569331107917, 0.36210569331107917], [0.40492111253819074, 0.40492111253819074, 0.40492111253819074], [0.410956570232489, 0.410956570232489, 0.410956570232489], [0.41741761474786804, 0.41741761474786804, 0.41741761474786804], [0.4287515274420343, 0.4287515274420343, 0.4287515274420343], [0.45242032622588685, 0.45242032622588685, 0.45242032622588685], [0.4752994967504321, 0.4752994967504321, 0.4752994967504321], [0.49579214853164333, 0.49579214853164333, 0.49579214853164333], [0.48392790176689615, 0.48392790176689615, 0.48392790176689615], [0.4685428327991719, 0.4685428327991719, 0.4685428327991719], [0.45333036461741344, 0.45333036461741344, 0.45333036461741344], [0.4430100289135322, 0.4430100289135322, 0.4430100289135322], [0.4353691068766621, 0.4353691068766621, 0.4353691068766621], [0.4269512175560201, 0.4269512175560201, 0.4269512175560201], [0.42272344739510387, 0.42272344739510387, 0.42272344739510387], [0.42109968759737715, 0.42109968759737715, 0.42109968759737715], [0.4205674915830363, 0.4205674915830363, 0.4205674915830363], [0.420267203196163, 0.420267203196163, 0.420267203196163], [0.42074809166030047, 0.42074809166030047, 0.42074809166030047], [0.42202641700233073, 0.42202641700233073, 0.42202641700233073], [0.4231069590342508, 0.4231069590342508, 0.4231069590342508], [0.42283151803407665, 0.42283151803407665, 0.42283151803407665], [0.4223037015761414, 0.4223037015761414, 0.4223037015761414], [0.42146008801316087, 0.42146008801316087, 0.42146008801316087], [0.4193121310123176, 0.4193121310123176, 0.4193121310123176], [0.41561651483676326, 0.41561651483676326, 0.41561651483676326], [0.4112706298266405, 0.4112706298266405, 0.4112706298266405], [0.4069001762792571, 0.4069001762792571, 0.4069001762792571], [0.3980026228988068, 0.3980026228988068, 0.3980026228988068], [0.3887091648216423, 0.3887091648216423, 0.3887091648216423], [0.37922058793459373, 0.37922058793459373, 0.37922058793459373], [0.3683715767636288, 0.3683715767636288, 0.3683715767636288], [0.3566549838076498, 0.3566549838076498, 0.3566549838076498], [0.3446380419146326, 0.3446380419146326, 0.3446380419146326], [0.3324218846851847, 0.3324218846851847, 0.3324218846851847], [0.3193573756527133, 0.3193573756527133, 0.3193573756527133], [0.3062665156327008, 0.3062665156327008, 0.3062665156327008], [0.29329330685643223, 0.29329330685643223, 0.29329330685643223], [0.280500247644826, 0.280500247644826, 0.280500247644826], [0.26773737985144125, 0.26773737985144125, 0.26773737985144125], [0.25506786267951626, 0.25506786267951626, 0.25506786267951626], [0.24255321323688891, 0.24255321323688891, 0.24255321323688891], [0.2302800745922092, 0.2302800745922092, 0.2302800745922092], [0.21952248873367572, 0.21952248873367572, 0.21952248873367572], [0.19469431657462563, 0.19469431657462563, 0.19469431657462563], [0.13250872722409246, 0.13250872722409246, 0.13250872722409246], [0.06857262288955837, 0.06857262288955837, 0.06857262288955837], [0.041854258762151396, 0.041854258762151396, 0.041854258762151396], [0.03888195723462972, 0.03888195723462972, 0.03888195723462972], [0.03602163647935512, 0.03602163647935512, 0.03602163647935512], [0.0330565553072569, 0.0330565553072569, 0.0330565553072569], [0.029890364267477425, 0.029890364267477425, 0.029890364267477425], [0.02676495210443213, 0.02676495210443213, 0.02676495210443213], [0.023710106043444368, 0.023710106043444368, 0.023710106043444368], [0.02073691804670381, 0.02073691804670381, 0.02073691804670381], [0.017856480076400158, 0.017856480076400158, 0.017856480076400158], [0.0150798840947231, 0.0150798840947231, 0.0150798840947231], [0.012417422256579047, 0.012417422256579047, 0.012417422256579047], [0.009794261069755, 0.009794261069755, 0.009794261069755], [0.007192960342358093, 0.007192960342358093, 0.007192960342358093], [0.004666522211808915, 0.004666522211808915, 0.004666522211808915], [0.0022679488155280597, 0.0022679488155280597, 0.0022679488155280597], [5.0242290936107926e-05, 5.0242290936107926e-05, 5.0242290936107926e-05], [-0.0019335952245463054, -0.0019335952245463054, -0.0019335952245463054], [-0.0036378778973304945, -0.0036378778973304945, -0.0036378778973304945], [-0.005104375310563165, -0.005104375310563165, -0.005104375310563165], [-0.0064174126932094394, -0.0064174126932094394, -0.0064174126932094394], [-0.007662200752466504, -0.007662200752466504, -0.007662200752466504], [-0.008938203628557665, -0.008938203628557665, -0.008938203628557665], [-0.010118293773689046, -0.010118293773689046, -0.010118293773689046], [-0.011004638135594073, -0.011004638135594073, -0.011004638135594073], [-0.011627533831234655, -0.011627533831234655, -0.011627533831234655], [-0.012159635400030473, -0.012159635400030473, -0.012159635400030473], [-0.012469227371272748, -0.012469227371272748, -0.012469227371272748], [-0.012459526817465058, -0.012459526817465058, -0.012459526817465058], [-0.012253151139818546, -0.012253151139818546, -0.012253151139818546], [-0.01196574866349889, -0.01196574866349889, -0.01196574866349889], [-0.011688588399951684, -0.011688588399951684, -0.011688588399951684], [-0.011326517277595604, -0.011326517277595604, -0.011326517277595604], [-0.010977146041147667, -0.010977146041147667, -0.010977146041147667], [-0.01082065, -0.01082065, -0.01082065], [-0.013275512875971222, -0.013275512875971222, -0.013275512875971222], [-0.01906539694382029, -0.01906539694382029, -0.01906539694382029], [-0.025828245041212214, -0.025828245041212214, -0.025828245041212214], [-0.03221073665219931, -0.03221073665219931, -0.03221073665219931], [-0.03948108361947503, -0.03948108361947503, -0.03948108361947503], [-0.04690829181559092, -0.04690829181559092, -0.04690829181559092], [-0.053672147547744735, -0.053672147547744735, -0.053672147547744735], [-0.05992777593615762, -0.05992777593615762, -0.05992777593615762], [-0.06599637015178081, -0.06599637015178081, -0.06599637015178081], [-0.07209894391690345, -0.07209894391690345, -0.07209894391690345], [-0.07832208130384326, -0.07832208130384326, -0.07832208130384326], [-0.0845354737895826, -0.0845354737895826, -0.0845354737895826], [-0.09060390722276972, -0.09060390722276972, -0.09060390722276972], [-0.09643281856098285, -0.09643281856098285, -0.09643281856098285], [-0.1020097691946999, -0.1020097691946999, -0.1020097691946999], [-0.10733389219424606, -0.10733389219424606, -0.10733389219424606], [-0.11235789607975968, -0.11235789607975968, -0.11235789607975968], [-0.11708482095266191, -0.11708482095266191, -0.11708482095266191], [-0.1214766380188553, -0.1214766380188553, -0.1214766380188553], [-0.12556135459310125, -0.12556135459310125, -0.12556135459310125], [-0.12935776325507406, -0.12935776325507406, -0.12935776325507406], [-0.1328888332327577, -0.1328888332327577, -0.1328888332327577], [-0.13617112500680967, -0.13617112500680967, -0.13617112500680967], [-0.1391988884129771, -0.1391988884129771, -0.1391988884129771], [-0.14196423796237123, -0.14196423796237123, -0.14196423796237123], [-0.14447794982533793, -0.14447794982533793, -0.14447794982533793], [-0.14671305551201416, -0.14671305551201416, -0.14671305551201416], [-0.14866407493031902, -0.14866407493031902, -0.14866407493031902], [-0.1502728239529156, -0.1502728239529156, -0.1502728239529156], [-0.15150176533264462, -0.15150176533264462, -0.15150176533264462], [-0.1524213946623039, -0.1524213946623039, -0.1524213946623039], [-0.15289057254050217, -0.15289057254050217, -0.15289057254050217], [-0.153103, -0.153103, -0.153103], [-0.1528505414403044, -0.1528505414403044, -0.1528505414403044], [-0.15233645416846617, -0.15233645416846617, -0.15233645416846617], [-0.15147430790533783, -0.15147430790533783, -0.15147430790533783], [-0.15064894086624794, -0.15064894086624794, -0.15064894086624794], [-0.14962156642842372, -0.14962156642842372, -0.149621566 | 4D array with the moment coefficients of the airfoils. Dimension 0 is along the different airfoils defined in the yaml, dimension 1 is along the angles of attack, dimension 2 is along the Reynolds number.
blade.interp_airfoils.coord_xy | input |  | [[[1.0, 0.0], [0.9994296839925828, -0.022259740711557653], [0.9980630178329651, -0.044458034895467166], [0.9955739142666737, -0.06656181344739087], [0.9920863097495595, -0.0885198205325811], [0.9876861486750573, -0.1102752722312596], [0.9823305251706396, -0.13178437091973824], [0.9760119083356916, -0.15300661763508797], [0.9687874672983805, -0.17388680280547333], [0.96067486025924, -0.19437934848935726], [0.9516753587636769, -0.21444968588989688], [0.9418276527462444, -0.2340583787305603], [0.9311752953551308, -0.25315297586530633], [0.9197303974311781, -0.271705871524176], [0.9075245591947199, -0.2896910384273739], [0.8946104080703082, -0.3070575403137138], [0.8810096964994353, -0.323779496057416], [0.866747905197194, -0.3398390879169575], [0.8518902581712055, -0.3552004754118655], [0.8364694626214207, -0.3698431374689812], [0.820513485943698, -0.3837614939542968], [0.8040738322175812, -0.39691489811789965], [0.7871915298856534, -0.4092893400643101], [0.7698979191015535, -0.4208940017028421], [0.7522523412351593, -0.43170364047579507], [0.7342913491785575, -0.4417041164204277], [0.7160449249557642, -0.45091629501054414], [0.6975716400331089, -0.45931119239150575], [0.6789061864336874, -0.4668918336993115], [0.6600803126205398, -0.4736931268620849], [0.6411475171372123, -0.4796641292900068], [0.6221376509688521, -0.4848434334715207], [0.6030879981944149, -0.489268924532069], [0.5840450421189749, -0.4928771044008992], [0.5650308976870032, -0.4957710179013424], [0.5460886027795995, -0.49790677272002715], [0.5272486739168989, -0.4992052309653689], [0.508535950506088, -0.49990014712315073], [0.48999235547038833, -0.4998651223361666], [0.4716321145068305, -0.49915299052333584], [0.45349250374434763, -0.4978655748478758], [0.43559330289767306, -0.49584922139645704], [0.4179560656169425, -0.49322020425743707], [0.4006097484425764, -0.4900340177148853], [0.38356093160600935, -0.48624065438121006], [0.3668432157337161, -0.4819531220757101], [0.35045731632050314, -0.47710703659168746], [0.33443448400863013, -0.4718016171476331], [0.3187741003293152, -0.4659975031053565], [0.3034996231212948, -0.45977183363997265], [0.2886112935656476, -0.4531110127745977], [0.27412438666566624, -0.44607147267603986], [0.26004145552371905, -0.43865399658656473], [0.2463748720159175, -0.43089728807614097], [0.23312344393883352, -0.4228128921543154], [0.22029377781042306, -0.4144421605903011], [0.20788328296533118, -0.4057907314202661], [0.19590295639164576, -0.39689711005990197], [0.18434125306662855, -0.38776302893280573], [0.17321393095416077, -0.378432781857511], [0.16249917612963843, -0.3689016855353158], [0.15221460277725932, -0.35922081920480536], [0.14233175939897136, -0.3493817949754991], [0.13287211153919, -0.3394286782901914], [0.12380643962975978, -0.3293594524047534], [0.11514762338607656, -0.3192023645100902], [0.10688720880274838, -0.30897183476900825], [0.09900711152156343, -0.2986754406431277], [0.09152340438534401, -0.28834653723959086], [0.08439704281722242, -0.2779791205220019], [0.0776464790199521, -0.26760420577043836], [0.07124790821202079, -0.2572292124527737], [0.06518786629737473, -0.2468610900827623], [0.05948747212742032, -0.236524433012696], [0.05410024641809, -0.2262139012738709], [0.049037878670187655, -0.21594907486257123], [0.044300349757333976, -0.20574524647381434], [0.039842359734680484, -0.1955976544282071], [0.035689975243613004, -0.18552550330330356], [0.0318292350050659, -0.17553598875305626], [0.028220007205789974, -0.16562693673246162], [0.024892524779269766, -0.15581522149021884], [0.021828668303003517, -0.14610562181570297], [0.018984694713133153, -0.13649533799824243], [0.016392191702033498, -0.12699830058110217], [0.014044634634199048, -0.11762077059006014], [0.011879824984634942, -0.10835684703907911], [0.00993094518736226, -0.09921662146203714], [0.008219407957347493, -0.09020841012942198], [0.0066583862213787865, -0.08132543510984046], [0.005267741928506431, -0.07257222340426948], [0.00409515753852961, -0.06395640173157105], [0.0030987885971364196, -0.055478013021099525], [0.0021966077355110324, -0.047132004699975395], [0.0014626417630186888, -0.03892440526041651], [0.0009644846082979224, -0.030860610171394198], [0.0005993738679828514, -0.02293623594596854], [0.0002900866455990823, -0.015148765877396192], [7.807077883024657e-05, -0.007502222076492855], [4.123786208661393e-31, 5.228329429302685e-16], [7.804120611659719e-05, 0.0075007362206906], [0.0002898787241920041, 0.015142758486887963], [0.000598775316682048, 0.022922584561419893], [0.0009633263516348351, 0.030836119397775343], [0.0014596682128281925, 0.03888574897117976], [0.002190976364499905, 0.04707581599068358], [0.003089978419597784, 0.05540088812816786], [0.0040827111247031585, 0.06385488643689786], [0.005248531243836643, 0.07244263446468911], [0.006631282230012606, 0.08116423659691101], [0.008183684298590573, 0.09001209900857235], [0.009883614168490653, 0.09898142028662339], [0.011817640154723611, 0.10807902374749369], [0.01396619932168302, 0.11729689155328492], [0.016295142079104163, 0.12662481850788523], [0.018863193778115264, 0.13606823481979635], [0.02168071375327755, 0.14562174107393813], [0.02471591629586298, 0.15527150565279627], [0.028006440010586355, 0.165019126539153], [0.03157625589149645, 0.1748614504202335], [0.03539483961687758, 0.18478174850035609], [0.03949498254800754, 0.19478045115068415], [0.04389792827815823, 0.20485282604936927], [0.04857580757377652, 0.21497933573681507], [0.053567991613811754, 0.22516324887670416], [0.058881821148870805, 0.23539257539832717], [0.06450016290273135, 0.24564586185495804], [0.07046920463911448, 0.2559288096954286], [0.07677403099247092, 0.2662200889663401], [0.08341621271683673, 0.2765073937902723], [0.09042901951906561, 0.28678971177956136], [0.0977906533229447, 0.29703436159541463], [0.10553618719874776, 0.30724577033016753], [0.11365876004177941, 0.31739779819794245], [0.12216148331893956, 0.32747251411893835], [0.1310674986027348, 0.3374671550918852], [0.14035464992188373, 0.3473464005305417], [0.15005511078613856, 0.35711729389225627], [0.16014896266156226, 0.36673682914626565], [0.17065818789963985, 0.3762090161783662], [0.18157495742292404, 0.38549542027777317], [0.19290757140963558, 0.39458324766597125], [0.20465763457781186, 0.40345225285920383], [0.21681735306942437, 0.4120736546751034], [0.22939648396347814, 0.42044126040552204], [0.24237780069407988, 0.4285157291249234], [0.25577362426833844, 0.43629701405132937], [0.2695667856328992, 0.4437307842367121], [0.2837657972261352, 0.4508257189736277], [0.29834798288780395, 0.4575293130468375], [0.3133189787852679, 0.46384827499917725], [0.3286584618928104, 0.46972703394847015], [0.3443649416455463, 0.475166089488012], [0.3604197737256814, 0.4801248956651735], [0.37681123376695697, 0.48458015694873596], [0.3935252510207292, 0.48853802379954314], [0.4105386425535709, 0.49191628687198047], [0.4278432324908231, 0.49479368977268307], [0.4454066634681981, 0.4970018654659501], [0.46322225410302975, 0.4986945279258367], [0.4812515456557157, 0.4995759574617027], [0.4994810266717367, 0.4999995959588525], [0.5178795830856975, 0.49960989996393335], [0.53641763136701, 0.49871925440459175], [0.5550757049095608, 0.49694709545980137], [0.5738084272426077, 0.49454680736168743], [0.5925967311050585, 0.49134249558480003], [0.6114013775535108, 0.48742771367820387], [0.6301864306052414, 0.48276379079159165], [0.648926781663159, 0.4772994360273946], [0.6675702064249728, 0.4710909063826168], [0.6860884295909518, 0.4640855644485803], [0.7044453890439168, 0.45628515353038396], [0.722592093722966, 0.4477211541323313], [0.7405018004535244, 0.43835712852367376], [0.7581254571228347, 0.42821234423908555], [0.7754210143761534, 0.4173028842750694], [0.7923623735876, 0.40561397611121003], [0.8088945461516955, 0.39317354699102686], [0.8249746330148909, 0.37999039194943685], [0.840576952273409, 0.36606263907410297], [0.8556527588088183, 0.3514331465234184], [0.8701628988827119, 0.3361178636958038], [0.8840850330712718, 0.32012561483558427], [0.8973612142623709, 0.3034905059583094], [0.9099546800766617, 0.28624096866093457], [0.9218514714025469, 0.26839650792968434], [0.9330128366584267, 0.2500014055184518], [0.9433892789690503, 0.23108884233257787], [0.9529731538505596, 0.21168480824165703], [0.9617431308270605, 0.19183234032607088], [0.9696406906754642, 0.17157715881862956], [0.976664215898664, 0.15095167052848138], [0.9828150771120139, 0.1299956210320345], [0.9880284400451029, 0.10876529915817723], [0.992304836603751, 0.08729993375043729], [0.9956935187759139, 0.06563977190440731], [0.9981204893400154, 0.04383945814142851], [0.9994430379087048, 0.021949651396883776], [1.0, -3.999292530240781e-18]], [[1.0, 0.0], [0.9994296839925828, -0.022259740711557653], [0.9980630178329651, -0.044458034895467166], [0.9955739142666737, -0.06656181344739087], [0.9920863097495595, -0.0885198205325811], [0.9876861486750573, -0.1102752722312596], [0.9823305251706396, -0.13178437091973824], [0.9760119083356916, -0.15300661763508797], [0.9687874672983805, -0.17388680280547333], [0.96067486025924, -0.19437934848935726], [0.9516753587636769, -0.21444968588989688], [0.9418276527462444, -0.2340583787305603], [0.9311752953551308, -0.25315297586530633], [0.9197303974311781, -0.271705871524176], [0.9075245591947199, -0.2896910384273739], [0.8946104080703082, -0.3070575403137138], [0.8810096964994353, -0.323779496057416], [0.866747905197194, -0.3398390879169575], [0.8518902581712055, -0.3552004754118655], [0.8364694626214207, -0.3698431374689812], [0.820513485943698, -0.3837614939542968], [0.8040738322175812, -0.39691489811789965], [0.7871915298856534, -0.4092893400643101], [0.7698979191015535, -0.4208940017028421], [0.7522523412351593, -0.43170364047579507], [0.7342913491785575, -0.4417041164204277], [0.7160449249557642, -0.45091629501054414], [0.6975716400331089, -0.45931119239150575], [0.6789061864336874, -0.4668918336993115], [0.6600803126205398, -0.4736931268620849], [0.6411475171372123, -0.4796641292900068], [0.6221376509688521, -0.4848434334715207], [0.6030879981944149, -0.489268924532069], [0.5840450421189749, -0.4928771044008992], [0.5650308976870032, -0.4957710179013424], [0.5460886027795995, -0.49790677272002715], [0.5272486739168989, -0.4992052309653689], [0.508535950506088, -0.49990014712315073], [0.48999235547038833, -0.4998651223361666], [0.4716321145068305, -0.49915299052333584], [0.45349250374434763, -0.4978655748478758], [0.43559330289767306, -0.49584922139645704], [0.4179560656169425, -0.49322020425743707], [0.4006097484425764, -0.4900340177148853], [0.38356093160600935, -0.48624065438121006], [0.3668432157337161, -0.4819531220757101], [0.35045731632050314, -0.47710703659168746], [0.33443448400863013, -0.4718016171476331], [0.3187741003293152, -0.4659975031053565], [0.3034996231212948, -0.45977183363997265], [0.2886112935656476, -0.4531110127745977], [0.27412438666566624, -0.44607147267603986], [0.26004145552371905, -0.43865399658656473], [0.2463748720159175, -0.43089728807614097], [0.23312344393883352, -0.4228128921543154], [0.22029377781042306, -0.4144421605903011], [0.20788328296533118, -0.4057907314202661], [0.19590295639164576, -0.39689711005990197], [0.18434125306662855, -0.38776302893280573], [0.17321393095416077, -0.378432781857511], [0.16249917612963843, -0.3689016855353158], [0.15221460277725932, -0.35922081920480536], [0.14233175939897136, -0.3493817949754991], [0.13287211153919, -0.3394286782901914], [0.12380643962975978, -0.3293594524047534], [0.11514762338607656, -0.3192023645100902], [0.10688720880274838, -0.30897183476900825], [0.09900711152156343, -0.2986754406431277], [0.09152340438534401, -0.28834653723959086], [0.08439704281722242, -0.2779791205220019], [0.0776464790199521, -0.26760420577043836], [0.07124790821202079, -0.2572292124527737], [0.06518786629737473, -0.2468610900827623], [0.05948747212742032, -0.236524433012696], [0.05410024641809, -0.2262139012738709], [0.049037878670187655, -0.21594907486257123], [0.044300349757333976, -0.20574524647381434], [0.039842359734680484, -0.1955976544282071], [0.035689975243613004, -0.18552550330330356], [0.0318292350050659, -0.17553598875305626], [0.028220007205789974, -0.16562693673246162], [0.024892524779269766, -0.15581522149021884], [0.021828668303003517, -0.14610562181570297], [0.018984694713133153, -0.13649533799824243], [0.016392191702033498, -0.12699830058110217], [0.014044634634199048, -0.11762077059006014], [0.011879824984634942, -0.10835684703907911], [0.00993094518736226, -0.09921662146203714], [0.008219407957347493, -0.09020841012942198], [0.0066583862213787865, -0.08132543510984046], [0.005267741928506431, -0.07257222340426948], [0.00409515753852961, -0.06395640173157105], [0.0030987885971364196, -0.055478013021099525], [0.0021966077355110324, -0.047132004699975395], [0.0014626417630186888, -0.03892440526041651], [0.0009644846082979224, -0.030860610171394198], [0.0005993738679828514, -0.02293623594596854], [0.0002900866455990823, -0.015148765877396192], [7.807077883024657e-05, -0.007502222076492855], [4.123786208661393e-31, 5.228329429302685e-16], [7.804120611659719e-05, 0.0075007362206906], [0.0002898787241920041, 0.015142758486887963], [0.000598775316682048, 0.022922584561419893], [0.0009633263516348351, 0.030836119397775343], [0.0014596682128281925, 0.03888574897117976], [0.002190976364499905, 0.04707581599068358], [0.003089978419597784, 0.05540088812816786], [0.0040827111247031585, 0.06385488643689786], [0.005248531243836643, 0.07244263446468911], [0.006631282230012606, 0.08116423659691101], [0.008183684298590573, 0.09001209900857235], [0.009883614168490653, 0.09898142028662339], [0.011817640154723611, 0.10807902374749369], [0.01396619932168302, 0.11729689155328492], [0.016295142079104163, 0.12662481850788523], [0.018863193778115264, 0.13606823481979635], [0.02168071375327755, 0.14562174107393813], [0.02471591629586298, 0.15527150565279627], [0.028006440010586355, 0.165019126539153], [0.03157625589149645, 0.1748614504202335], [0.03539483961687758, 0.18478174850035609], [0.03949498254800754, 0.19478045115068415], [0.04389792827815823, 0.20485282604936927], [0.04857580757377652, 0.21497933573681507], [0.053567991613811754, 0.22516324887670416], [0.058881821148870805, 0.23539257539832717], [0.06450016290273135, 0.24564586185495804], [0.07046920463911448, 0.2559288096954286], [0.07677403099247092, 0.2662200889663401], [0.08341621271683673, 0.2765073937902723], [0.09042901951906561, 0.28678971177956136], [0.0977906533229447, 0.29703436159541463], [0.10553618719874776, 0.30724577033016753], [0.11365876004177941, 0.31739779819794245], [0.12216148331893956, 0.32747251411893835], [0.1310674986027348, 0.3374671550918852], [0.14035464992188373, 0.3473464005305417], [0.15005511078613856, 0.35711729389225627], [0.16014896266156226, 0.36673682914626565], [0.17065818789963985, 0.3762090161783662], [0.18157495742292404, 0.38549542027777317], [0.19290757140963558, 0.39458324766597125], [0.20465763457781186, 0.40345225285920383], [0.21681735306942437, 0.4120736546751034], [0.22939648396347814, 0.42044126040552204], [0.24237780069407988, 0.4285157291249234], [0.25577362426833844, 0.43629701405132937], [0.2695667856328992, 0.4437307842367121], [0.2837657972261352, 0.4508257189736277], [0.29834798288780395, 0.4575293130468375], [0.3133189787852679, 0.46384827499917725], [0.3286584618928104, 0.46972703394847015], [0.3443649416455463, 0.475166089488012], [0.3604197737256814, 0.4801248956651735], [0.37681123376695697, 0.48458015694873596], [0.3935252510207292, 0.48853802379954314], [0.4105386425535709, 0.49191628687198047], [0.4278432324908231, 0.49479368977268307], [0.4454066634681981, 0.4970018654659501], [0.46322225410302975, 0.4986945279258367], [0.4812515456557157, 0.4995759574617027], [0.4994810266717367, 0.4999995959588525], [0.5178795830856975, 0.49960989996393335], [0.53641763136701, 0.49871925440459175], [0.5550757049095608, 0.49694709545980137], [0.5738084272426077, 0.49454680736168743], [0.5925967311050585, 0.49134249558480003], [0.6114013775535108, 0.48742771367820387], [0.6301864306052414, 0.48276379079159165], [0.648926781663159, 0.4772994360273946], [0.6675702064249728, 0.4710909063826168], [0.6860884295909518, 0.4640855644485803], [0.7044453890439168, 0.45628515353038396], [0.722592093722966, 0.4477211541323313], [0.7405018004535244, 0.43835712852367376], [0.7581254571228347, 0.42821234423908555], [0.7754210143761534, 0.4173028842750694], [0.7923623735876, 0.40561397611121003], [0.8088945461516955, 0.39317354699102686], [0.8249746330148909, 0.37999039194943685], [0.840576952273409, 0.36606263907410297], [0.8556527588088183, 0.3514331465234184], [0.8701628988827119, 0.3361178636958038], [0.8840850330712718, 0.32012561483558427], [0.8973612142623709, 0.3034905059583094], [0.9099546800766617, 0.28624096866093457], [0.9218514714025469, 0.26839650792968434], [0.9330128366584267, 0.2500014055184518], [0.9433892789690503, 0.23108884233257787], [0.9529731538505596, 0.21168480824165703], [0.9617431308270605, 0.19183234032607088], [0.9696406906754642, 0.17157715881862956], [0.976664215898664, 0.15095167052848138], [0.9828150771120139, 0.1299956210320345], [0.9880284400451029, 0.10876529915817723], [0.992304836603751, 0.08729993375043729], [0.9956935187759139, 0.06563977190440731], [0.9981204893400154, 0.04383945814142851], [0.9994430379087048, 0.021949651396883776], [1.0, -3.999292530240781e-18]], [[1.0000000641582691, 0.0], [0.9816224778096126, -0.011888509801023359], [0.9544967419966697, -0.01733301226367476], [0.9279135471279183, -0.024749947106193156], [0.9020337854305397, -0.03412039002589297], [0.8768188957045888, -0.04487562561879703], [0.8521610183698916, -0.056531538705278925], [0.8279976812746509, -0.06881292784469407], [0.8041834947411521, -0.08134658747862468], [0.7808328987135956, -0.09427541042766333], [0.7577324581541895, -0.10715078879633044], [0.7348960385731873, -0.11994815467622309], [0.7122693107278134, -0.13252372582416483], [0.6897483631774378, -0.14464044278833502], [0.6673753092543601, -0.15632777766862363], [0.6451137391572728, -0.16745522432449778], [0.6229482722034908, -0.17793503507980657], [0.6009050363948943, -0.18775270432434668], [0.5790083355867572, -0.1968956502764629], [0.5572958086124575, -0.20538487032086034], [0.5357555285640887, -0.2131075216695587], [0.5143953846357816, -0.21999504516402058], [0.4933064077382536, -0.2262402766590185], [0.4724378793581711, -0.23154398492890327], [0.4519077464853723, -0.23626531150726485], [0.4316627373182563, -0.2400430578615351], [0.4117792792739025, -0.24309907020547308], [0.39229191932502777, -0.24551506186190294], [0.37321825414049864, -0.24723966143569057], [0.35457677208907834, -0.2481796029606727], [0.3364026221672808, -0.24869043262758245], [0.3187106015505649, -0.24840515141271788], [0.3015167251984552, -0.24763861922044178], [0.2848328836192695, -0.24637952942264962], [0.2686727760474411, -0.24468405871936133], [0.2530606367546902, -0.24237710284185782], [0.2379945760634067, -0.23967331772276787], [0.22345777982377726, -0.23665300119293473], [0.20947976775040889, -0.23324841183989545], [0.19606410546608344, -0.22947531155975268], [0.18318310100532642, -0.2254623952603897], [0.17089218036759898, -0.22105503678632932], [0.1591078783539022, -0.21652376076799698], [0.1479075485875472, -0.21166471473014253], [0.13722547150799327, -0.20666201657603409], [0.1270870042742421, -0.20146431867733927], [0.11750600264090581, -0.19606368734392268], [0.10840242144331787, -0.19060277946705625], [0.09986472681613817, -0.1849520905200444], [0.09180142293487703, -0.17925326152713908], [0.08426099551084328, -0.17344627175611424], [0.07721222673339136, -0.1675791685945371], [0.07060177898468739, -0.16171963933652597], [0.06449394104200015, -0.15579806718126854], [0.05878136259503372, -0.1499309212413543], [0.053454794813834694, -0.14412358025891306], [0.048521820148333276, -0.13836619164849706], [0.04392239104330549, -0.13270908086081912], [0.03977635590054046, -0.1270546728584432], [0.03594301863490332, -0.12151159442475433], [0.032343859420646624, -0.11612582563667169], [0.02914721874351434, -0.11078827560212463], [0.026238889983247565, -0.1055658595358853], [0.02358716382636716, -0.10047544460202332], [0.021147814112247233, -0.0955325633046547], [0.01887703286772049, -0.09075430066012309], [0.016857190996223972, -0.08609526684890893], [0.01501080139831907, -0.08158630941361311], [0.013307724187537255, -0.07723272246229039], [0.01174802831660455, -0.07302912395025296], [0.01037145236822265, -0.06895451449831773], [0.009131978621574032, -0.06502137138997631], [0.008028124189743767, -0.06122531097503351], [0.007059595692639119, -0.05756040489642238], [0.006205844774331937, -0.054029756314848985], [0.005451022528806357, -0.05063047029472687], [0.00480562698823125, -0.04735838340859953], [0.0042388769027138585, -0.04421215789003238], [0.0037047838182223685, -0.04119662859057588], [0.003220365226738596, -0.03830371668645796], [0.0028317381280230517, -0.03552285655867105], [0.0025051524871945795, -0.03285206167534053], [0.0021982977267662727, -0.03029369625137577], [0.0018905036942143166, -0.0278461198156222], [0.0016033144529276361, -0.025502010544283707], [0.0013584024869907148, -0.02325492338120365], [0.0011486098114589125, -0.021100951185593624], [0.0009590327461708833, -0.019038168671327352], [0.0007777337773124634, -0.017063746849118665], [0.0006218982009755814, -0.015172995926361385], [0.0005105077674114965, -0.013361189117741186], [0.000423841025136124, -0.011625767549718464], [0.0003347982069979525, -0.009965804195412329], [0.00020810934541864472, -0.008380191740661905], [8.093807566198749e-05, -0.006864274054729131], [5.003700616266307e-05, -0.00541074942671791], [2.76527261567825e-05, -0.004018581285788541], [1.2381398555146557e-05, -0.002686089671484438], [3.42701070702644e-06, -0.001411478814505095], [6.415826917687804e-08, -0.0001928773798230867], [1.9578209699477334e-05, 0.0010249567950772023], [7.434405809769169e-05, 0.002296861382822067], [0.00016516684302838165, 0.003623399140986793], [0.0002801625819554719, 0.005008744438176665], [0.00036402424943717877, 0.006458258381200613], [0.0004364403866489472, 0.007973900391917893], [0.0005136181992593024, 0.00955702140509728], [0.0006165096814828039, 0.011208661784168437], [0.000773113852417539, 0.012930636582877256], [0.0009553703272314189, 0.014728189670192503], [0.0011288679989420356, 0.01660691064125069], [0.0013111033959090728, 0.018568853462080315], [0.0015244350494300525, 0.020614822566102146], [0.001787282536324778, 0.022747036739473748], [0.002075211546111645, 0.024972085678968924], [0.0023514764464704213, 0.027297923486488327], [0.0026182421512095377, 0.029728905334837373], [0.0029060361183469658, 0.03226490690958714], [0.003254176006130922, 0.03490481029694923], [0.003680238954049341, 0.03765235528808937], [0.004140835840639816, 0.040517362675745815], [0.004607000349477522, 0.04350944376970134], [0.0051222388641613825, 0.04662534776133784], [0.005744819045970576, 0.04985982414223066], [0.006475016647881681, 0.0532192585297687], [0.007291893088843383, 0.05670929273342586], [0.008221461517150374, 0.06032964566024511], [0.009293471437218781, 0.06407683661509465], [0.010499996012437, 0.06795625121109558], [0.011849487611372434, 0.07197079079768613], [0.013357387573943084, 0.07611886229346917], [0.014985385037477216, 0.08042052313359917], [0.016754704142316373, 0.08487294961722963], [0.018711978975574133, 0.08946478837135757], [0.020878060576832138, 0.09418974087378704], [0.023187333128552583, 0.09908575948557159], [0.02568708007582809, 0.10413482369617139], [0.028456473493025936, 0.1093046845190491], [0.03151484811862392, 0.11458686287234061], [0.0348408168530475, 0.11999599109534063], [0.03845906858369859, 0.12552094396729585], [0.0423508820629915, 0.13118045850295973], [0.04658496061667245, 0.13692877891103022], [0.05120471485540369, 0.1427357804244521], [0.05618072373724449, 0.14862685335626089], [0.061519406182248174, 0.15459755984437792], [0.06726743653936719, 0.16060978734787934], [0.07345497397909968, 0.16663247518720223], [0.08010790407695328, 0.17263675969607495], [0.08724706746166629, 0.17859226955905194], [0.09490245463337818, 0.18445362566054338], [0.10301026849192312, 0.19030493699801512], [0.11168946998061531, 0.19595655902162637], [0.12084699101905637, 0.20155620849591124], [0.13055911723563085, 0.2069580313344335], [0.1408013989013082, 0.21219615005494677], [0.15160830732403532, 0.2171863840131402], [0.16295105753053957, 0.22197219294916648], [0.17484468068443237, 0.22650102870382396], [0.18730288597991032, 0.2307128100761206], [0.20033806507106394, 0.23452313382396534], [0.21393463130431917, 0.23794255526367272], [0.22807430970825018, 0.24098873882022318], [0.2427506076867408, 0.24364454746711156], [0.2579632673451621, 0.24584973997927195], [0.27369528761475004, 0.24762500102163057], [0.2899465740817818, 0.24889727750283655], [0.30669285726176304, 0.2497568283385922], [0.3239317619892558, 0.24999036058890958], [0.34164348383396975, 0.24970066878357178], [0.359825097437411, 0.24910298876333678], [0.3784365356422681, 0.24767781956850532], [0.39749632345817193, 0.24591723833924783], [0.41697157956848085, 0.243576785079742], [0.43684357628748255, 0.24066370279980137], [0.45709645989835423, 0.23716791941121274], [0.47772493014222756, 0.23316613666419037], [0.4986883707613476, 0.22854177432898512], [0.5199891888555612, 0.22339008857602108], [0.5415802143106421, 0.2175991624069338], [0.5634911825727041, 0.21135262363110377], [0.585678710685776, 0.2045789397694729], [0.6081428291350399, 0.19732578110673057], [0.6308710948490478, 0.1896297071483437], [0.6537829380141432, 0.18131922732651595], [0.6769441882157503, 0.17264672277591597], [0.7002299644449165, 0.16334942997887905], [0.7237127067071711, 0.15367616009888452], [0.7473456340474205, 0.14357821045236263], [0.7710893637096884, 0.13302560909800926], [0.7948845283493946, 0.12196009309517003], [0.8187906449500086, 0.11057274854898722], [0.8427498676775815, 0.09880596758511667], [0.8666492980868202, 0.08649958683968352], [0.8906108304114972, 0.073959518914023], [0.9145454668566092, 0.06107939972896235], [0.9384599214964683, 0.047929219925573294], [0.9621601621630373, 0.034233923880327165], [0.985537316950688, 0.019886379952842745], [1.0000000641582691, 1.1926224662506432e-18]], [[1.0, -0.0010000009805133379], [0.9740556870122368, -0.0025851051128732705], [0.9480965585222936, -0.0035120233437914866], [0.9222043552662975, -0.0046664499226693424], [0.8963854078176127, -0.005627295658899203], [0.8707844833328475, -0.008211061514740367], [0.8455231055921115, -0.012349736246124716], [0.8206760974155588, -0.01782331573000082], [0.7962679722386856, -0.02432593454084958], [0.7723148753982693, -0.031670608365727604], [0.7488336581772279, -0.03971998134851314], [0.7258258136016442, -0.04834546561143325], [0.7032566547900336, -0.057347208386572604], [0.681095410936301, -0.06657063599479972], [0.6592984571654316, -0.07585274524703406], [0.6378333893044208, -0.08506901300307025], [0.6166717866307591, -0.09411006038037657], [0.5957923381347486, -0.10288498455956765], [0.5751809619668597, -0.11131969720326007], [0.554837057156971, -0.11937141193642177], [0.5347565595678667, -0.12698707349154767], [0.5149437543119623, -0.13413414261625586], [0.49540868380213915, -0.14079464146088658], [0.47615999350841504, -0.146946908389787], [0.45720717730688964, -0.15257115730670773], [0.4385590512774046, -0.15764360567041963], [0.42022098513649453, -0.16212139670124562], [0.40221069190805536, -0.1660069731421411], [0.384549864124867, -0.16932663923985072], [0.36725682120065734, -0.17210090348919918], [0.35034817705342963, -0.17435206554842714], [0.3338381452555798, -0.1760981865397259], [0.31773967036498657, -0.17736013514973095], [0.3020643951308225, -0.17816496095511009], [0.2868218769111562, -0.17851917937018547], [0.2720199257941564, -0.17848810612190566], [0.2576654217821478, -0.17803348818218187], [0.24376414494828397, -0.17720063127594715], [0.23031946672823952, -0.17602098248833117], [0.21733363220121074, -0.17451612919338902], [0.2048070604659832, -0.1727114959742885], [0.19273810846961953, -0.170636402226113], [0.1811255250169085, -0.16830804022374476], [0.1699650893245108, -0.16575217685118063], [0.15925184858099448, -0.16299388119986724], [0.14898701523436228, -0.16002821574711937], [0.1391635602493854, -0.15688165567748338], [0.12977561270261165, -0.15357260511697624], [0.12081838864263977, -0.1501133269731148], [0.11228201560826429, -0.14652766274594656], [0.1041586331792201, -0.14283215617380837], [0.09644477828267523, -0.13903156806012362], [0.08913366712828864, -0.13513852038551466], [0.08222045666931806, -0.1311610773160907], [0.07569748421791969, -0.1271120247476811], [0.06955548289113805, -0.12300609063054424], [0.06378702208867615, -0.11885389401152237], [0.05838082244509273, -0.11467075789214824], [0.053322613467944986, -0.1104742882447], [0.04859916803331651, -0.10627891821199656], [0.04419742070322627, -0.10209746983712305], [0.04009888453308528, -0.09794700038684942], [0.03629434049276723, -0.09383404431592222], [0.03277527181323156, -0.08976415054546379], [0.029531655596175262, -0.08574394040776574], [0.026552377244238617, -0.08178048537046559], [0.02382435520446516, -0.07788143338886439], [0.021334735895823867, -0.07405367974694352], [0.019070668115082297, -0.07030276197869464], [0.017008203580855315, -0.06664166397859637], [0.015118729252093033, -0.06308228964265264], [0.013392769549516747, -0.059625353925938714], [0.01182003990836127, -0.056270881926326], [0.010384970949777021, -0.0530222164853454], [0.009075782011506191, -0.04988013764416709], [0.007903930186504189, -0.046836790514956116], [0.006873402228917909, -0.04388524598287468], [0.005958738996529701, -0.041033785234702254], [0.005158349260690076, -0.03827954216146961], [0.004466018210939301, -0.03561943346063062], [0.003884220943193228, -0.03305406471195863], [0.003393549244989627, -0.0305813327850136], [0.002969335210648941, -0.028205954496509304], [0.0026011038697597963, -0.025924987081054833], [0.0022677965728945997, -0.023737829344002193], [0.0019522352917476188, -0.021643894929560516], [0.0016597712324301892, -0.019638048989663766], [0.00140056916856256, -0.017715663838728263], [0.001169646681687145, -0.01587317572364086], [0.0009703562014925563, -0.01410762547966434], [0.0007999948543462246, -0.012415883503584375], [0.0006550703243969936, -0.010795239936759902], [0.000541028146707602, -0.009243228557547969], [0.00044919210926064237, -0.007756886172835088], [0.0003687712571021848, -0.0063342560012289596], [0.0002916344304571731, -0.004973418144633562], [0.00021745832994233915, -0.0036718339650089827], [0.0001476880059895697, -0.002426779320555597], [7.79848807954561e-05, -0.0012361149781916067], [0.0, -9.769022028071136e-05], [6.791182111922781e-05, 0.0010401605896981322], [0.00014775496062069407, 0.002229174520347609], [0.00023037604210466285, 0.003471560005279477], [0.0003191645323309191, 0.00476948178838886], [0.00041237650768926915, 0.00612558521383202], [0.0005139147864944997, 0.007542000107210524], [0.0006309261249028673, 0.009020665504718485], [0.0007673314271453432, 0.010564420219583745], [0.0009256853708253681, 0.012175341793743456], [0.0011130050773516965, 0.01385531180173706], [0.0013332033706558134, 0.015607493278463102], [0.001578747321150891, 0.017434917181575502], [0.0018577882312672015, 0.01934021170310287], [0.002151605485265302, 0.021329425067259523], [0.0024386748042937705, 0.02340910501457833], [0.002729836575288366, 0.025581587429892347], [0.003047560565262501, 0.02784721452656002], [0.003403897429042654, 0.0302091823373079], [0.0038021946540263947, 0.0326705933771334], [0.004274893598792572, 0.03522706238734172], [0.004850751492884112, 0.037881195300254744], [0.005517756455186775, 0.040633376750664384], [0.006295707884490328, 0.04348562401801498], [0.007198116201895014, 0.04643218149738245], [0.008244404391031777, 0.049473093227321255], [0.009441985602700603, 0.05260532714312823], [0.01074681815106307, 0.05584972841557201], [0.012170554458136536, 0.059205588365069395], [0.013741693232256868, 0.06266665104702371], [0.015451879600944038, 0.06623996755482016], [0.017315788600170662, 0.0699235413513098], [0.01935308022071254, 0.07371195106516948], [0.02159009508564578, 0.07759581470019482], [0.02403958044312519, 0.08156992078430583], [0.026710208793707904, 0.08563216455437427], [0.02961713003624968, 0.08977599617852552], [0.032775783815969656, 0.09399386494585242], [0.03620117383866686, 0.09827733067940736], [0.039907162997241175, 0.10261786465016377], [0.04390365537846809, 0.10700938491304779], [0.04821298265455828, 0.11143337664262261], [0.052851771988634486 | 3D array of the x and y airfoil coordinates of the n_af_master airfoils used along span.
blade.interp_airfoils.rthick_yaml | input |  | [1.0, 0.9840297092621071, 0.8649857209486732, 0.6864842867182435, 0.5327349818434093, 0.45524785455371464, 0.39841264843118784, 0.3624560084288326, 0.34604070533162656, 0.3353338630392611, 0.32535434590508927, 0.3164065147174628, 0.307838539433933, 0.29833325571513225, 0.28751083205284395, 0.27635536228391355, 0.26575719804127773, 0.25541738866754155, 0.24563055785583482, 0.23639140917657717, 0.22612233053700542, 0.21693211259238354, 0.21160416900133958, 0.211, 0.211, 0.211, 0.211, 0.211, 0.211, 0.211] | 1D array of the relative thicknesses of the blade defined along span.
blade.pa.s | input |  | [0.0, 0.034482758620689655, 0.06896551724137931, 0.10344827586206896, 0.13793103448275862, 0.1724137931034483, 0.20689655172413793, 0.24137931034482757, 0.27586206896551724, 0.3103448275862069, 0.3448275862068966, 0.3793103448275862, 0.41379310344827586, 0.4482758620689655, 0.48275862068965514, 0.5172413793103449, 0.5517241379310345, 0.5862068965517241, 0.6206896551724138, 0.6551724137931034, 0.6896551724137931, 0.7241379310344828, 0.7586206896551724, 0.7931034482758621, 0.8275862068965517, 0.8620689655172413, 0.896551724137931, 0.9310344827586207, 0.9655172413793103, 1.0] | 1D array of the non-dimensional spanwise grid defined along blade axis (0-blade root, 1-blade tip)
blade.pa.s_opt_twist | input |  | [0.0, 0.034482758620689655, 0.06896551724137931, 0.10344827586206896, 0.13793103448275862, 0.1724137931034483, 0.20689655172413793, 0.24137931034482757, 0.27586206896551724, 0.3103448275862069, 0.3448275862068966, 0.3793103448275862, 0.41379310344827586, 0.4482758620689655, 0.48275862068965514, 0.5172413793103449, 0.5517241379310345, 0.5862068965517241, 0.6206896551724138, 0.6551724137931034, 0.6896551724137931, 0.7241379310344828, 0.7586206896551724, 0.7931034482758621, 0.8275862068965517, 0.8620689655172413, 0.896551724137931, 0.9310344827586207, 0.9655172413793103, 1.0] | 1D array of the non-dimensional spanwise grid defined along blade axis to optimize the blade twist angle
blade.pa.twist_opt | input | rad | [0.27217629557079365, 0.2703213611890718, 0.25679956476423604, 0.2327155229387189, 0.2032173164154689, 0.1732589091471034, 0.14740155387210616, 0.12742646107176156, 0.10871460898629609, 0.09126428560094874, 0.07584972929275116, 0.06295038726312088, 0.05200766129122832, 0.04228858599827694, 0.0335870202593458, 0.02563348018408986, 0.018440021928095202, 0.012090217267594518, 0.006201760506518446, 0.0003199226315125809, -0.0062113670739392755, -0.014504119313560162, -0.02398668998573534, -0.03232520669679878, -0.03736348292490616, -0.037945785000536754, -0.03678035236750884, -0.03399755916765491, -0.029012617364700573, -0.021683756060763528] | 1D array of the twist angle being optimized at the n_opt locations.
blade.pa.chord_original | input | m | [5.2, 5.2265040720520535, 5.319400683825207, 5.4580745530036845, 5.603038107463281, 5.718286587458929, 5.764630606410189, 5.715053106286686, 5.539182293334066, 5.290780459215475, 5.034005694445184, 4.815660040795825, 4.623237527554848, 4.432040224442178, 4.2451981651395, 4.065767388212587, 3.896040232078195, 3.7350841723423227, 3.5792063535409593, 3.4245801420565267, 3.267946590725438, 3.111859691750389, 2.957140175463699, 2.800021994595202, 2.6367899876098777, 2.4641317667059357, 2.2834502451238916, 2.0956817072301495, 1.9024851146667074, 0.5000000000000001] | 1D array of the chord values defined along blade span. The chord is the one defined in the yaml.
blade.pa.s_opt_chord | input |  | [0.0, 0.034482758620689655, 0.06896551724137931, 0.10344827586206896, 0.13793103448275862, 0.1724137931034483, 0.20689655172413793, 0.24137931034482757, 0.27586206896551724, 0.3103448275862069, 0.3448275862068966, 0.3793103448275862, 0.41379310344827586, 0.4482758620689655, 0.48275862068965514, 0.5172413793103449, 0.5517241379310345, 0.5862068965517241, 0.6206896551724138, 0.6551724137931034, 0.6896551724137931, 0.7241379310344828, 0.7586206896551724, 0.7931034482758621, 0.8275862068965517, 0.8620689655172413, 0.896551724137931, 0.9310344827586207, 0.9655172413793103, 1.0] | 1D array of the non-dimensional spanwise grid defined along blade axis to optimize the blade chord
blade.pa.chord_opt | input | m | [5.2, 5.2265040720520535, 5.319400683825207, 5.4580745530036845, 5.603038107463281, 5.718286587458929, 5.764630606410189, 5.715053106286686, 5.539182293334066, 5.290780459215475, 5.034005694445184, 4.815660040795825, 4.623237527554848, 4.432040224442178, 4.2451981651395, 4.065767388212587, 3.896040232078195, 3.7350841723423227, 3.5792063535409593, 3.4245801420565267, 3.267946590725438, 3.111859691750389, 2.957140175463699, 2.800021994595202, 2.6367899876098777, 2.4641317667059357, 2.2834502451238916, 2.0956817072301495, 1.9024851146667074, 0.5000000000000001] | 1D array of the chord being optimized at the n_opt locations.
blade.pa.section_offset_y | input | m | [2.6236363636363635, 2.4995804987150767, 2.3762361856440886, 2.2616477449128607, 2.1584497140857244, 2.0527710922856235, 1.952796634528913, 1.8585292926271957, 1.7534662289999947, 1.6448872401139045, 1.5446112372339533, 1.4587998049500115, 1.3798062735755259, 1.3032468381474656, 1.2339289290107218, 1.172876784888303, 1.1214371480080307, 1.076880021233291, 1.038540793587187, 1.0041865174763036, 0.9713554292056902, 0.9397702013886831, 0.9085814579098136, 0.8751958529583892, 0.8396456162002741, 0.8026938753665375, 0.7632802345290842, 0.7203550881905245, 0.6752146602742011, 0.1840909090909091] | 1D array of the airfoil position relative to the reference axis, specifying the distance in meters along the chordline from the reference axis to the leading edge. The distribution is the original from the yaml.
blade.pa.ac_interp | input |  | [0.5, 0.4949692874050404, 0.45186816118459044, 0.3874306866696247, 0.329548433759726, 0.2947593594786021, 0.2650200547542455, 0.2501731986757387, 0.25, 0.25, 0.25, 0.25, 0.25, 0.25, 0.25, 0.25, 0.25, 0.25, 0.25, 0.25, 0.25, 0.25, 0.25, 0.25, 0.25, 0.25, 0.25, 0.25, 0.25, 0.25] | 1D array of the aerodynamic center of the blade defined along span.
blade.ps.s | input |  | [0.0, 0.034482758620689655, 0.06896551724137931, 0.10344827586206896, 0.13793103448275862, 0.1724137931034483, 0.20689655172413793, 0.24137931034482757, 0.27586206896551724, 0.3103448275862069, 0.3448275862068966, 0.3793103448275862, 0.41379310344827586, 0.4482758620689655, 0.48275862068965514, 0.5172413793103449, 0.5517241379310345, 0.5862068965517241, 0.6206896551724138, 0.6551724137931034, 0.6896551724137931, 0.7241379310344828, 0.7586206896551724, 0.7931034482758621, 0.8275862068965517, 0.8620689655172413, 0.896551724137931, 0.9310344827586207, 0.9655172413793103, 1.0] | 1D array of the non-dimensional spanwise grid defined along blade axis (0-blade root, 1-blade tip)
blade.ps.layer_thickness_original | input | m | [[0.001, 0.001, 0.001, 0.001, 0.001, 0.001, 0.001, 0.001, 0.001, 0.001, 0.001, 0.001, 0.001, 0.001, 0.001, 0.001, 0.001, 0.001, 0.001, 0.001, 0.001, 0.001, 0.001, 0.001, 0.001, 0.001, 0.001, 0.001, 0.001, 0.001], [0.05, 0.0408222184063085, 0.03227313926048303, 0.024145972694482237, 0.015705569687762155, 0.008780100035772388, 0.00479635850055312, 0.0031297240664340336, 0.0022826917804419063, 0.0020369729079713524, 0.0020007460905738872, 0.002000037059269053, 0.002000000495532114, 0.0020000000000000608, 0.002, 0.002, 0.002, 0.002, 0.002, 0.002, 0.002, 0.002, 0.002, 0.002, 0.0017994981851164914, 0.0013159487984171954, 0.0010438809038808864, 0.001001931909619958, 0.001, 0.001], [0.0001, 0.004419878334477179, 0.015090822119312248, 0.030382105124484426, 0.04744079152205518, 0.06353773283159729, 0.07594813593145543, 0.08316374510452554, 0.08936990874530398, 0.09447030393782439, 0.09767621042889293, 0.09829737923548582, 0.09732816699112329, 0.09510225437702131, 0.09225052519827547, 0.08925817046710618, 0.08634924135483835, 0.08326351521775043, 0.07969892747853398, 0.07545926234514862, 0.06996616697984069, 0.06112109490616299, 0.04860983245173956, 0.03553265093318574, 0.024710213639477004, 0.01776948594807157, 0.01195955439742918, 0.006954287330510351, 0.003327560264074706, 0.0010000000000001236], [0.0001, 0.004419878334477179, 0.015090822119312248, 0.030382105124484426, 0.04744079152205518, 0.06353773283159729, 0.07594813593145543, 0.08316374510452554, 0.08936990874530398, 0.09447030393782439, 0.09767621042889293, 0.09829737923548582, 0.09732816699112329, 0.09510225437702131, 0.09225052519827547, 0.08925817046710618, 0.08634924135483835, 0.08326351521775043, 0.07969892747853398, 0.07545926234514862, 0.06996616697984069, 0.06112109490616299, 0.04860983245173956, 0.03553265093318574, 0.024710213639477004, 0.01776948594807157, 0.01195955439742918, 0.006954287330510351, 0.003327560264074706, 0.0010000000000001236], [0.0, 0.0, 0.0, 0.002996816779346709, 0.0029458128078817744, 0.002896551724137931, 0.0028472906403940877, 0.0027980295566502455, 0.0027487684729064037, 0.0026995073891625623, 0.002650246305418719, 0.0026009852216748765, 0.0025517241379310347, 0.0025024630541871933, 0.0024532019704433497, 0.0024039408866995075, 0.002354679802955666, 0.002305418719211824, 0.0022561576354679803, 0.002206896551724138, 0.002157635467980296, 0.002108374384236454, 0.0020591133004926104, 0.002012755077250901, 0.0, 0.0, 0.0, 0.0, 0.0, 0.0], [0.0, 0.0, 0.0, 0.014603445589732792, 0.027047460650643354, 0.03045990214853375, 0.03, 0.03, 0.03, 0.03, 0.03, 0.03, 0.03, 0.03, 0.03, 0.03, 0.029771622514482537, 0.022712924291608143, 0.01506313277081732, 0.007701969096218487, 0.004634878249282575, 0.0031057808675626557, 0.0020040105889382307, 0.0002636147262998891, 0.0, 0.0, 0.0, 0.0, 0.0, 0.0], [0.0, 0.0, 0.0, 0.014603445589732792, 0.027047460650643354, 0.03045990214853375, 0.03, 0.03, 0.03, 0.03, 0.03, 0.03, 0.03, 0.03, 0.03, 0.03, 0.029771622514482537, 0.022712924291608143, 0.01506313277081732, 0.007701969096218487, 0.004634878249282575, 0.0031057808675626557, 0.0020040105889382307, 0.0002636147262998891, 0.0, 0.0, 0.0, 0.0, 0.0, 0.0], [0.0, 0.0, 0.0, 0.059824922864068986, 0.05701970443349754, 0.054310344827586204, 0.05160098522167486, 0.048891625615763545, 0.04618226600985221, 0.0434729064039409, 0.04076354679802956, 0.03805418719211823, 0.03534482758620689, 0.03263546798029556, 0.02992610837438424, 0.027216748768472895, 0.02450738916256158, 0.021798029556650257, 0.019088669950738914, 0.016379310344827588, 0.013669950738916255, 0.010960591133004929, 0.008251231527093606, 0.005630111038532382, 0.0, 0.0, 0.0, 0.0, 0.0, 0.0], [0.0, 0.0, 0.0, 0.059824922864068986, 0.05701970443349754, 0.054310344827586204, 0.05160098522167486, 0.048891625615763545, 0.04618226600985221, 0.0434729064039409, 0.04076354679802956, 0.03805418719211823, 0.03534482758620689, 0.03263546798029556, 0.02992610837438424, 0.027216748768472895, 0.02450738916256158, 0.021798029556650257, 0.019088669950738914, 0.016379310344827588, 0.013669950738916255, 0.010960591133004929, 0.008251231527093606, 0.005630111038532382, 0.0, 0.0, 0.0, 0.0, 0.0, 0.0], [0.0, 0.0, 0.0, 0.059824922864068986, 0.05701970443349754, 0.054310344827586204, 0.05160098522167486, 0.048891625615763545, 0.04618226600985221, 0.0434729064039409, 0.04076354679802956, 0.03805418719211823, 0.03534482758620689, 0.03263546798029556, 0.02992610837438424, 0.027216748768472895, 0.02450738916256158, 0.021798029556650257, 0.019088669950738914, 0.016379310344827588, 0.013669950738916255, 0.010960591133004929, 0.008251231527093606, 0.005630111038532382, 0.0, 0.0, 0.0, 0.0, 0.0, 0.0], [0.0, 0.0, 0.0, 0.059824922864068986, 0.05701970443349754, 0.054310344827586204, 0.05160098522167486, 0.048891625615763545, 0.04618226600985221, 0.0434729064039409, 0.04076354679802956, 0.03805418719211823, 0.03534482758620689, 0.03263546798029556, 0.02992610837438424, 0.027216748768472895, 0.02450738916256158, 0.021798029556650257, 0.019088669950738914, 0.016379310344827588, 0.013669950738916255, 0.010960591133004929, 0.008251231527093606, 0.005630111038532382, 0.0, 0.0, 0.0, 0.0, 0.0, 0.0], [0.05, 0.0408222184063085, 0.03227313926048303, 0.024145972694482237, 0.015705569687762155, 0.008780100035772388, 0.00479635850055312, 0.0031297240664340336, 0.0022826917804419063, 0.0020369729079713524, 0.0020007460905738872, 0.002000037059269053, 0.002000000495532114, 0.0020000000000000608, 0.002, 0.002, 0.002, 0.002, 0.002, 0.002, 0.002, 0.002, 0.002, 0.002, 0.0017994981851164914, 0.0013159487984171954, 0.0010438809038808864, 0.001001931909619958, 0.001, 0.001], [0.0, 0.0, 0.0, 0.001996067786251817, 0.0019330628803245443, 0.001872210953346856, 0.001811359026369168, 0.001750507099391481, 0.0016896551724137933, 0.0016288032454361057, 0.0015679513184584176, 0.0015070993914807298, 0.0014462474645030427, 0.001385395537525355, 0.0013245436105476676, 0.0012636916835699796, 0.0012028397565922919, 0.0011419878296146041, 0.0010811359026369164, 0.001020283975659229, 0.0009594320486815414, 0.0008985801217038539, 0.0008377281947261663, 0.0007768762677484787, 0.0007160243407707911, 0.0006551724137931035, 0.000594320486815416, 0.0005380493880995532, 0.0, 0.0], [0.0, 0.0, 0.0, 0.04290038391837936, 0.041304259634888436, 0.03976267748478701, 0.038221095334685595, 0.036679513184584164, 0.035137931034482754, 0.03359634888438133, 0.032054766734279906, 0.0305131845841785, 0.02897160243407708, 0.02743002028397566, 0.025888438133874248, 0.02434685598377282, 0.022805273833671404, 0.021263691683569976, 0.020037030057826286, 0.02, 0.02, 0.02, 0.02, 0.02, 0.02, 0.02, 0.02, 0.02, 0.0, 0.0], [0.0, 0.0, 0.0, 0.001996067786251817, 0.0019330628803245443, 0.001872210953346856, 0.001811359026369168, 0.001750507099391481, 0.0016896551724137933, 0.0016288032454361057, 0.0015679513184584176, 0.0015070993914807298, 0.0014462474645030427, 0.001385395537525355, 0.0013245436105476676, 0.0012636916835699796, 0.0012028397565922919, 0.0011419878296146041, 0.0010811359026369164, 0.001020283975659229, 0.0009594320486815414, 0.0008985801217038539, 0.0008377281947261663, 0.0007768762677484787, 0.0007160243407707911, 0.0006551724137931035, 0.000594320486815416, 0.0005380493880995532, 0.0, 0.0], [0.0, 0.0, 0.0, 0.001996067786251817, 0.0019330628803245443, 0.001872210953346856, 0.001811359026369168, 0.001750507099391481, 0.0016896551724137933, 0.0016288032454361057, 0.0015679513184584176, 0.0015070993914807298, 0.0014462474645030427, 0.001385395537525355, 0.0013245436105476676, 0.0012636916835699796, 0.0012028397565922919, 0.0011419878296146041, 0.0010811359026369164, 0.001020283975659229, 0.0009594320486815414, 0.0008985801217038539, 0.0008377281947261663, 0.0007768762677484787, 0.0007160243407707911, 0.0006551724137931035, 0.000594320486815416, 0.0005380493880995532, 0.0, 0.0], [0.0, 0.0, 0.0, 0.04290038391837936, 0.041304259634888436, 0.03976267748478701, 0.038221095334685595, 0.036679513184584164, 0.035137931034482754, 0.03359634888438133, 0.032054766734279906, 0.0305131845841785, 0.02897160243407708, 0.02743002028397566, 0.025888438133874248, 0.02434685598377282, 0.022805273833671404, 0.021263691683569976, 0.020037030057826286, 0.02, 0.02, 0.02, 0.02, 0.02, 0.02, 0.02, 0.02, 0.02, 0.0, 0.0], [0.0, 0.0, 0.0, 0.001996067786251817, 0.0019330628803245443, 0.001872210953346856, 0.001811359026369168, 0.001750507099391481, 0.0016896551724137933, 0.0016288032454361057, 0.0015679513184584176, 0.0015070993914807298, 0.0014462474645030427, 0.001385395537525355, 0.0013245436105476676, 0.0012636916835699796, 0.0012028397565922919, 0.0011419878296146041, 0.0010811359026369164, 0.001020283975659229, 0.0009594320486815414, 0.0008985801217038539, 0.0008377281947261663, 0.0007768762677484787, 0.0007160243407707911, 0.0006551724137931035, 0.000594320486815416, 0.0005380493880995532, 0.0, 0.0]] | 2D array of the thickness of the layers of the blade structure. The first dimension represents each layer, the second dimension represents each entry along blade span.
blade.ps.s_opt_layer_0 | input |  | [0.0, 0.034482758620689655, 0.06896551724137931, 0.10344827586206896, 0.13793103448275862, 0.1724137931034483, 0.20689655172413793, 0.24137931034482757, 0.27586206896551724, 0.3103448275862069, 0.3448275862068966, 0.3793103448275862, 0.41379310344827586, 0.4482758620689655, 0.48275862068965514, 0.5172413793103449, 0.5517241379310345, 0.5862068965517241, 0.6206896551724138, 0.6551724137931034, 0.6896551724137931, 0.7241379310344828, 0.7586206896551724, 0.7931034482758621, 0.8275862068965517, 0.8620689655172413, 0.896551724137931, 0.9310344827586207, 0.9655172413793103, 1.0]
blade.ps.layer_0_opt | input | m | [0.001, 0.001, 0.001, 0.001, 0.001, 0.001, 0.001, 0.001, 0.001, 0.001, 0.001, 0.001, 0.001, 0.001, 0.001, 0.001, 0.001, 0.001, 0.001, 0.001, 0.001, 0.001, 0.001, 0.001, 0.001, 0.001, 0.001, 0.001, 0.001, 0.001]
blade.ps.s_opt_layer_1 | input |  | [0.0, 0.034482758620689655, 0.06896551724137931, 0.10344827586206896, 0.13793103448275862, 0.1724137931034483, 0.20689655172413793, 0.24137931034482757, 0.27586206896551724, 0.3103448275862069, 0.3448275862068966, 0.3793103448275862, 0.41379310344827586, 0.4482758620689655, 0.48275862068965514, 0.5172413793103449, 0.5517241379310345, 0.5862068965517241, 0.6206896551724138, 0.6551724137931034, 0.6896551724137931, 0.7241379310344828, 0.7586206896551724, 0.7931034482758621, 0.8275862068965517, 0.8620689655172413, 0.896551724137931, 0.9310344827586207, 0.9655172413793103, 1.0]
blade.ps.layer_1_opt | input | m | [0.05, 0.0408222184063085, 0.03227313926048303, 0.024145972694482237, 0.015705569687762155, 0.008780100035772388, 0.00479635850055312, 0.0031297240664340336, 0.0022826917804419063, 0.0020369729079713524, 0.0020007460905738872, 0.002000037059269053, 0.002000000495532114, 0.0020000000000000608, 0.002, 0.002, 0.002, 0.002, 0.002, 0.002, 0.002, 0.002, 0.002, 0.002, 0.0017994981851164914, 0.0013159487984171954, 0.0010438809038808864, 0.001001931909619958, 0.001, 0.001]
blade.ps.s_opt_layer_2 | input |  | [0.0, 0.034482758620689655, 0.06896551724137931, 0.10344827586206896, 0.13793103448275862, 0.1724137931034483, 0.20689655172413793, 0.24137931034482757, 0.27586206896551724, 0.3103448275862069, 0.3448275862068966, 0.3793103448275862, 0.41379310344827586, 0.4482758620689655, 0.48275862068965514, 0.5172413793103449, 0.5517241379310345, 0.5862068965517241, 0.6206896551724138, 0.6551724137931034, 0.6896551724137931, 0.7241379310344828, 0.7586206896551724, 0.7931034482758621, 0.8275862068965517, 0.8620689655172413, 0.896551724137931, 0.9310344827586207, 0.9655172413793103, 1.0]
blade.ps.layer_2_opt | input | m | [0.0001, 0.004419878334477179, 0.015090822119312248, 0.030382105124484426, 0.04744079152205518, 0.06353773283159729, 0.07594813593145543, 0.08316374510452554, 0.08936990874530398, 0.09447030393782439, 0.09767621042889293, 0.09829737923548582, 0.09732816699112329, 0.09510225437702131, 0.09225052519827547, 0.08925817046710618, 0.08634924135483835, 0.08326351521775043, 0.07969892747853398, 0.07545926234514862, 0.06996616697984069, 0.06112109490616299, 0.04860983245173956, 0.03553265093318574, 0.024710213639477004, 0.01776948594807157, 0.01195955439742918, 0.006954287330510351, 0.003327560264074706, 0.0010000000000001236]
blade.ps.s_opt_layer_3 | input |  | [0.0, 0.034482758620689655, 0.06896551724137931, 0.10344827586206896, 0.13793103448275862, 0.1724137931034483, 0.20689655172413793, 0.24137931034482757, 0.27586206896551724, 0.3103448275862069, 0.3448275862068966, 0.3793103448275862, 0.41379310344827586, 0.4482758620689655, 0.48275862068965514, 0.5172413793103449, 0.5517241379310345, 0.5862068965517241, 0.6206896551724138, 0.6551724137931034, 0.6896551724137931, 0.7241379310344828, 0.7586206896551724, 0.7931034482758621, 0.8275862068965517, 0.8620689655172413, 0.896551724137931, 0.9310344827586207, 0.9655172413793103, 1.0]
blade.ps.layer_3_opt | input | m | [0.0001, 0.004419878334477179, 0.015090822119312248, 0.030382105124484426, 0.04744079152205518, 0.06353773283159729, 0.07594813593145543, 0.08316374510452554, 0.08936990874530398, 0.09447030393782439, 0.09767621042889293, 0.09829737923548582, 0.09732816699112329, 0.09510225437702131, 0.09225052519827547, 0.08925817046710618, 0.08634924135483835, 0.08326351521775043, 0.07969892747853398, 0.07545926234514862, 0.06996616697984069, 0.06112109490616299, 0.04860983245173956, 0.03553265093318574, 0.024710213639477004, 0.01776948594807157, 0.01195955439742918, 0.006954287330510351, 0.003327560264074706, 0.0010000000000001236]
blade.ps.s_opt_layer_4 | input |  | [0.0, 0.034482758620689655, 0.06896551724137931, 0.10344827586206896, 0.13793103448275862, 0.1724137931034483, 0.20689655172413793, 0.24137931034482757, 0.27586206896551724, 0.3103448275862069, 0.3448275862068966, 0.3793103448275862, 0.41379310344827586, 0.4482758620689655, 0.48275862068965514, 0.5172413793103449, 0.5517241379310345, 0.5862068965517241, 0.6206896551724138, 0.6551724137931034, 0.6896551724137931, 0.7241379310344828, 0.7586206896551724, 0.7931034482758621, 0.8275862068965517, 0.8620689655172413, 0.896551724137931, 0.9310344827586207, 0.9655172413793103, 1.0]
blade.ps.layer_4_opt | input | m | [0.0, 0.0, 0.0, 0.002996816779346709, 0.0029458128078817744, 0.002896551724137931, 0.0028472906403940877, 0.0027980295566502455, 0.0027487684729064037, 0.0026995073891625623, 0.002650246305418719, 0.0026009852216748765, 0.0025517241379310347, 0.0025024630541871933, 0.0024532019704433497, 0.0024039408866995075, 0.002354679802955666, 0.002305418719211824, 0.0022561576354679803, 0.002206896551724138, 0.002157635467980296, 0.002108374384236454, 0.0020591133004926104, 0.002012755077250901, 0.0, 0.0, 0.0, 0.0, 0.0, 0.0]
blade.ps.s_opt_layer_5 | input |  | [0.0, 0.034482758620689655, 0.06896551724137931, 0.10344827586206896, 0.13793103448275862, 0.1724137931034483, 0.20689655172413793, 0.24137931034482757, 0.27586206896551724, 0.3103448275862069, 0.3448275862068966, 0.3793103448275862, 0.41379310344827586, 0.4482758620689655, 0.48275862068965514, 0.5172413793103449, 0.5517241379310345, 0.5862068965517241, 0.6206896551724138, 0.6551724137931034, 0.6896551724137931, 0.7241379310344828, 0.7586206896551724, 0.7931034482758621, 0.8275862068965517, 0.8620689655172413, 0.896551724137931, 0.9310344827586207, 0.9655172413793103, 1.0]
blade.ps.layer_5_opt | input | m | [0.0, 0.0, 0.0, 0.014603445589732792, 0.027047460650643354, 0.03045990214853375, 0.03, 0.03, 0.03, 0.03, 0.03, 0.03, 0.03, 0.03, 0.03, 0.03, 0.029771622514482537, 0.022712924291608143, 0.01506313277081732, 0.007701969096218487, 0.004634878249282575, 0.0031057808675626557, 0.0020040105889382307, 0.0002636147262998891, 0.0, 0.0, 0.0, 0.0, 0.0, 0.0]
blade.ps.s_opt_layer_6 | input |  | [0.0, 0.034482758620689655, 0.06896551724137931, 0.10344827586206896, 0.13793103448275862, 0.1724137931034483, 0.20689655172413793, 0.24137931034482757, 0.27586206896551724, 0.3103448275862069, 0.3448275862068966, 0.3793103448275862, 0.41379310344827586, 0.4482758620689655, 0.48275862068965514, 0.5172413793103449, 0.5517241379310345, 0.5862068965517241, 0.6206896551724138, 0.6551724137931034, 0.6896551724137931, 0.7241379310344828, 0.7586206896551724, 0.7931034482758621, 0.8275862068965517, 0.8620689655172413, 0.896551724137931, 0.9310344827586207, 0.9655172413793103, 1.0]
blade.ps.layer_6_opt | input | m | [0.0, 0.0, 0.0, 0.014603445589732792, 0.027047460650643354, 0.03045990214853375, 0.03, 0.03, 0.03, 0.03, 0.03, 0.03, 0.03, 0.03, 0.03, 0.03, 0.029771622514482537, 0.022712924291608143, 0.01506313277081732, 0.007701969096218487, 0.004634878249282575, 0.0031057808675626557, 0.0020040105889382307, 0.0002636147262998891, 0.0, 0.0, 0.0, 0.0, 0.0, 0.0]
blade.ps.s_opt_layer_7 | input |  | [0.0, 0.034482758620689655, 0.06896551724137931, 0.10344827586206896, 0.13793103448275862, 0.1724137931034483, 0.20689655172413793, 0.24137931034482757, 0.27586206896551724, 0.3103448275862069, 0.3448275862068966, 0.3793103448275862, 0.41379310344827586, 0.4482758620689655, 0.48275862068965514, 0.5172413793103449, 0.5517241379310345, 0.5862068965517241, 0.6206896551724138, 0.6551724137931034, 0.6896551724137931, 0.7241379310344828, 0.7586206896551724, 0.7931034482758621, 0.8275862068965517, 0.8620689655172413, 0.896551724137931, 0.9310344827586207, 0.9655172413793103, 1.0]
blade.ps.layer_7_opt | input | m | [0.0, 0.0, 0.0, 0.059824922864068986, 0.05701970443349754, 0.054310344827586204, 0.05160098522167486, 0.048891625615763545, 0.04618226600985221, 0.0434729064039409, 0.04076354679802956, 0.03805418719211823, 0.03534482758620689, 0.03263546798029556, 0.02992610837438424, 0.027216748768472895, 0.02450738916256158, 0.021798029556650257, 0.019088669950738914, 0.016379310344827588, 0.013669950738916255, 0.010960591133004929, 0.008251231527093606, 0.005630111038532382, 0.0, 0.0, 0.0, 0.0, 0.0, 0.0]
blade.ps.s_opt_layer_8 | input |  | [0.0, 0.034482758620689655, 0.06896551724137931, 0.10344827586206896, 0.13793103448275862, 0.1724137931034483, 0.20689655172413793, 0.24137931034482757, 0.27586206896551724, 0.3103448275862069, 0.3448275862068966, 0.3793103448275862, 0.41379310344827586, 0.4482758620689655, 0.48275862068965514, 0.5172413793103449, 0.5517241379310345, 0.5862068965517241, 0.6206896551724138, 0.6551724137931034, 0.6896551724137931, 0.7241379310344828, 0.7586206896551724, 0.7931034482758621, 0.8275862068965517, 0.8620689655172413, 0.896551724137931, 0.9310344827586207, 0.9655172413793103, 1.0]
blade.ps.layer_8_opt | input | m | [0.0, 0.0, 0.0, 0.059824922864068986, 0.05701970443349754, 0.054310344827586204, 0.05160098522167486, 0.048891625615763545, 0.04618226600985221, 0.0434729064039409, 0.04076354679802956, 0.03805418719211823, 0.03534482758620689, 0.03263546798029556, 0.02992610837438424, 0.027216748768472895, 0.02450738916256158, 0.021798029556650257, 0.019088669950738914, 0.016379310344827588, 0.013669950738916255, 0.010960591133004929, 0.008251231527093606, 0.005630111038532382, 0.0, 0.0, 0.0, 0.0, 0.0, 0.0]
blade.ps.s_opt_layer_9 | input |  | [0.0, 0.034482758620689655, 0.06896551724137931, 0.10344827586206896, 0.13793103448275862, 0.1724137931034483, 0.20689655172413793, 0.24137931034482757, 0.27586206896551724, 0.3103448275862069, 0.3448275862068966, 0.3793103448275862, 0.41379310344827586, 0.4482758620689655, 0.48275862068965514, 0.5172413793103449, 0.5517241379310345, 0.5862068965517241, 0.6206896551724138, 0.6551724137931034, 0.6896551724137931, 0.7241379310344828, 0.7586206896551724, 0.7931034482758621, 0.8275862068965517, 0.8620689655172413, 0.896551724137931, 0.9310344827586207, 0.9655172413793103, 1.0]
blade.ps.layer_9_opt | input | m | [0.0, 0.0, 0.0, 0.059824922864068986, 0.05701970443349754, 0.054310344827586204, 0.05160098522167486, 0.048891625615763545, 0.04618226600985221, 0.0434729064039409, 0.04076354679802956, 0.03805418719211823, 0.03534482758620689, 0.03263546798029556, 0.02992610837438424, 0.027216748768472895, 0.02450738916256158, 0.021798029556650257, 0.019088669950738914, 0.016379310344827588, 0.013669950738916255, 0.010960591133004929, 0.008251231527093606, 0.005630111038532382, 0.0, 0.0, 0.0, 0.0, 0.0, 0.0]
blade.ps.s_opt_layer_10 | input |  | [0.0, 0.034482758620689655, 0.06896551724137931, 0.10344827586206896, 0.13793103448275862, 0.1724137931034483, 0.20689655172413793, 0.24137931034482757, 0.27586206896551724, 0.3103448275862069, 0.3448275862068966, 0.3793103448275862, 0.41379310344827586, 0.4482758620689655, 0.48275862068965514, 0.5172413793103449, 0.5517241379310345, 0.5862068965517241, 0.6206896551724138, 0.6551724137931034, 0.6896551724137931, 0.7241379310344828, 0.7586206896551724, 0.7931034482758621, 0.8275862068965517, 0.8620689655172413, 0.896551724137931, 0.9310344827586207, 0.9655172413793103, 1.0]
blade.ps.layer_10_opt | input | m | [0.0, 0.0, 0.0, 0.059824922864068986, 0.05701970443349754, 0.054310344827586204, 0.05160098522167486, 0.048891625615763545, 0.04618226600985221, 0.0434729064039409, 0.04076354679802956, 0.03805418719211823, 0.03534482758620689, 0.03263546798029556, 0.02992610837438424, 0.027216748768472895, 0.02450738916256158, 0.021798029556650257, 0.019088669950738914, 0.016379310344827588, 0.013669950738916255, 0.010960591133004929, 0.008251231527093606, 0.005630111038532382, 0.0, 0.0, 0.0, 0.0, 0.0, 0.0]
blade.ps.s_opt_layer_11 | input |  | [0.0, 0.034482758620689655, 0.06896551724137931, 0.10344827586206896, 0.13793103448275862, 0.1724137931034483, 0.20689655172413793, 0.24137931034482757, 0.27586206896551724, 0.3103448275862069, 0.3448275862068966, 0.3793103448275862, 0.41379310344827586, 0.4482758620689655, 0.48275862068965514, 0.5172413793103449, 0.5517241379310345, 0.5862068965517241, 0.6206896551724138, 0.6551724137931034, 0.6896551724137931, 0.7241379310344828, 0.7586206896551724, 0.7931034482758621, 0.8275862068965517, 0.8620689655172413, 0.896551724137931, 0.9310344827586207, 0.9655172413793103, 1.0]
blade.ps.layer_11_opt | input | m | [0.05, 0.0408222184063085, 0.03227313926048303, 0.024145972694482237, 0.015705569687762155, 0.008780100035772388, 0.00479635850055312, 0.0031297240664340336, 0.0022826917804419063, 0.0020369729079713524, 0.0020007460905738872, 0.002000037059269053, 0.002000000495532114, 0.0020000000000000608, 0.002, 0.002, 0.002, 0.002, 0.002, 0.002, 0.002, 0.002, 0.002, 0.002, 0.0017994981851164914, 0.0013159487984171954, 0.0010438809038808864, 0.001001931909619958, 0.001, 0.001]
blade.ps.s_opt_layer_12 | input |  | [0.0, 0.034482758620689655, 0.06896551724137931, 0.10344827586206896, 0.13793103448275862, 0.1724137931034483, 0.20689655172413793, 0.24137931034482757, 0.27586206896551724, 0.3103448275862069, 0.3448275862068966, 0.3793103448275862, 0.41379310344827586, 0.4482758620689655, 0.48275862068965514, 0.5172413793103449, 0.5517241379310345, 0.5862068965517241, 0.6206896551724138, 0.6551724137931034, 0.6896551724137931, 0.7241379310344828, 0.7586206896551724, 0.7931034482758621, 0.8275862068965517, 0.8620689655172413, 0.896551724137931, 0.9310344827586207, 0.9655172413793103, 1.0]
blade.ps.layer_12_opt | input | m | [0.0, 0.0, 0.0, 0.001996067786251817, 0.0019330628803245443, 0.001872210953346856, 0.001811359026369168, 0.001750507099391481, 0.0016896551724137933, 0.0016288032454361057, 0.0015679513184584176, 0.0015070993914807298, 0.0014462474645030427, 0.001385395537525355, 0.0013245436105476676, 0.0012636916835699796, 0.0012028397565922919, 0.0011419878296146041, 0.0010811359026369164, 0.001020283975659229, 0.0009594320486815414, 0.0008985801217038539, 0.0008377281947261663, 0.0007768762677484787, 0.0007160243407707911, 0.0006551724137931035, 0.000594320486815416, 0.0005380493880995532, 0.0, 0.0]
blade.ps.s_opt_layer_13 | input |  | [0.0, 0.034482758620689655, 0.06896551724137931, 0.10344827586206896, 0.13793103448275862, 0.1724137931034483, 0.20689655172413793, 0.24137931034482757, 0.27586206896551724, 0.3103448275862069, 0.3448275862068966, 0.3793103448275862, 0.41379310344827586, 0.4482758620689655, 0.48275862068965514, 0.5172413793103449, 0.5517241379310345, 0.5862068965517241, 0.6206896551724138, 0.6551724137931034, 0.6896551724137931, 0.7241379310344828, 0.7586206896551724, 0.7931034482758621, 0.8275862068965517, 0.8620689655172413, 0.896551724137931, 0.9310344827586207, 0.9655172413793103, 1.0]
blade.ps.layer_13_opt | input | m | [0.0, 0.0, 0.0, 0.04290038391837936, 0.041304259634888436, 0.03976267748478701, 0.038221095334685595, 0.036679513184584164, 0.035137931034482754, 0.03359634888438133, 0.032054766734279906, 0.0305131845841785, 0.02897160243407708, 0.02743002028397566, 0.025888438133874248, 0.02434685598377282, 0.022805273833671404, 0.021263691683569976, 0.020037030057826286, 0.02, 0.02, 0.02, 0.02, 0.02, 0.02, 0.02, 0.02, 0.02, 0.0, 0.0]
blade.ps.s_opt_layer_14 | input |  | [0.0, 0.034482758620689655, 0.06896551724137931, 0.10344827586206896, 0.13793103448275862, 0.1724137931034483, 0.20689655172413793, 0.24137931034482757, 0.27586206896551724, 0.3103448275862069, 0.3448275862068966, 0.3793103448275862, 0.41379310344827586, 0.4482758620689655, 0.48275862068965514, 0.5172413793103449, 0.5517241379310345, 0.5862068965517241, 0.6206896551724138, 0.6551724137931034, 0.6896551724137931, 0.7241379310344828, 0.7586206896551724, 0.7931034482758621, 0.8275862068965517, 0.8620689655172413, 0.896551724137931, 0.9310344827586207, 0.9655172413793103, 1.0]
blade.ps.layer_14_opt | input | m | [0.0, 0.0, 0.0, 0.001996067786251817, 0.0019330628803245443, 0.001872210953346856, 0.001811359026369168, 0.001750507099391481, 0.0016896551724137933, 0.0016288032454361057, 0.0015679513184584176, 0.0015070993914807298, 0.0014462474645030427, 0.001385395537525355, 0.0013245436105476676, 0.0012636916835699796, 0.0012028397565922919, 0.0011419878296146041, 0.0010811359026369164, 0.001020283975659229, 0.0009594320486815414, 0.0008985801217038539, 0.0008377281947261663, 0.0007768762677484787, 0.0007160243407707911, 0.0006551724137931035, 0.000594320486815416, 0.0005380493880995532, 0.0, 0.0]
blade.ps.s_opt_layer_15 | input |  | [0.0, 0.034482758620689655, 0.06896551724137931, 0.10344827586206896, 0.13793103448275862, 0.1724137931034483, 0.20689655172413793, 0.24137931034482757, 0.27586206896551724, 0.3103448275862069, 0.3448275862068966, 0.3793103448275862, 0.41379310344827586, 0.4482758620689655, 0.48275862068965514, 0.5172413793103449, 0.5517241379310345, 0.5862068965517241, 0.6206896551724138, 0.6551724137931034, 0.6896551724137931, 0.7241379310344828, 0.7586206896551724, 0.7931034482758621, 0.8275862068965517, 0.8620689655172413, 0.896551724137931, 0.9310344827586207, 0.9655172413793103, 1.0]
blade.ps.layer_15_opt | input | m | [0.0, 0.0, 0.0, 0.001996067786251817, 0.0019330628803245443, 0.001872210953346856, 0.001811359026369168, 0.001750507099391481, 0.0016896551724137933, 0.0016288032454361057, 0.0015679513184584176, 0.0015070993914807298, 0.0014462474645030427, 0.001385395537525355, 0.0013245436105476676, 0.0012636916835699796, 0.0012028397565922919, 0.0011419878296146041, 0.0010811359026369164, 0.001020283975659229, 0.0009594320486815414, 0.0008985801217038539, 0.0008377281947261663, 0.0007768762677484787, 0.0007160243407707911, 0.0006551724137931035, 0.000594320486815416, 0.0005380493880995532, 0.0, 0.0]
blade.ps.s_opt_layer_16 | input |  | [0.0, 0.034482758620689655, 0.06896551724137931, 0.10344827586206896, 0.13793103448275862, 0.1724137931034483, 0.20689655172413793, 0.24137931034482757, 0.27586206896551724, 0.3103448275862069, 0.3448275862068966, 0.3793103448275862, 0.41379310344827586, 0.4482758620689655, 0.48275862068965514, 0.5172413793103449, 0.5517241379310345, 0.5862068965517241, 0.6206896551724138, 0.6551724137931034, 0.6896551724137931, 0.7241379310344828, 0.7586206896551724, 0.7931034482758621, 0.8275862068965517, 0.8620689655172413, 0.896551724137931, 0.9310344827586207, 0.9655172413793103, 1.0]
blade.ps.layer_16_opt | input | m | [0.0, 0.0, 0.0, 0.04290038391837936, 0.041304259634888436, 0.03976267748478701, 0.038221095334685595, 0.036679513184584164, 0.035137931034482754, 0.03359634888438133, 0.032054766734279906, 0.0305131845841785, 0.02897160243407708, 0.02743002028397566, 0.025888438133874248, 0.02434685598377282, 0.022805273833671404, 0.021263691683569976, 0.020037030057826286, 0.02, 0.02, 0.02, 0.02, 0.02, 0.02, 0.02, 0.02, 0.02, 0.0, 0.0]
blade.ps.s_opt_layer_17 | input |  | [0.0, 0.034482758620689655, 0.06896551724137931, 0.10344827586206896, 0.13793103448275862, 0.1724137931034483, 0.20689655172413793, 0.24137931034482757, 0.27586206896551724, 0.3103448275862069, 0.3448275862068966, 0.3793103448275862, 0.41379310344827586, 0.4482758620689655, 0.48275862068965514, 0.5172413793103449, 0.5517241379310345, 0.5862068965517241, 0.6206896551724138, 0.6551724137931034, 0.6896551724137931, 0.7241379310344828, 0.7586206896551724, 0.7931034482758621, 0.8275862068965517, 0.8620689655172413, 0.896551724137931, 0.9310344827586207, 0.9655172413793103, 1.0]
blade.ps.layer_17_opt | input | m | [0.0, 0.0, 0.0, 0.001996067786251817, 0.0019330628803245443, 0.001872210953346856, 0.001811359026369168, 0.001750507099391481, 0.0016896551724137933, 0.0016288032454361057, 0.0015679513184584176, 0.0015070993914807298, 0.0014462474645030427, 0.001385395537525355, 0.0013245436105476676, 0.0012636916835699796, 0.0012028397565922919, 0.0011419878296146041, 0.0010811359026369164, 0.001020283975659229, 0.0009594320486815414, 0.0008985801217038539, 0.0008377281947261663, 0.0007768762677484787, 0.0007160243407707911, 0.0006551724137931035, 0.000594320486815416, 0.0005380493880995532, 0.0, 0.0]
blade.structure.web_start_nd_yaml | output |  | [[0.20528324315541635, 0.21269248635184448, 0.22058214871119095, 0.26129047522760024, 0.28383125271964055, 0.30410602145490373, 0.32081621884822253, 0.3321690125077186, 0.34324811053425275, 0.3488588139397881, 0.35373286933997566, 0.36048905625902955, 0.36614528394756696, 0.37070063776393847, 0.3767662888735313, 0.3813531398332162, 0.3839283169598642, 0.38686290404548673, 0.3894105669622258, 0.39148348080612344, 0.3931443156877194, 0.3943759263224571, 0.39536174893924186, 0.3963747191244302, 0.3974932502395174, 0.39848127755832025, 0.3997552576221162, 0.40170993996180565, 0.3835479898944027, 0.30906614114560194], [0.20528324315541635, 0.21269248635184448, 0.22160278707095826, 0.21060140708222036, 0.23187779056686764, 0.2513463701074055, 0.26718546034025087, 0.27725002551796557, 0.2855650664849715, 0.2884073983998775, 0.2902233272091417, 0.29345768527707433, 0.29602169072208434, 0.29739892318331224, 0.2995464419990508, 0.300340687104956, 0.29938945215361706, 0.2983294651616704, 0.29653863105865036, 0.2940889914601211, 0.2906515439685452, 0.2863231130971749, 0.2813488979020684, 0.27584127396505287, 0.2693658721222253, 0.2612090905491529, 0.25139805152102535, 0.2397753477737575, 0.24781201434490982, 0.3090661411456019]] | 2D array of the non-dimensional start point defined along the outer profile of a web. The TE suction side is 0, the TE pressure side is 1. The first dimension represents each web, the second dimension represents each entry along blade span.
blade.structure.web_end_nd_yaml | output |  | [[0.7080802577208776, 0.7014263508751064, 0.7012306767361479, 0.6758141557225814, 0.6692657672602228, 0.6613143238731382, 0.6550425090308196, 0.6500529264253417, 0.6429913794762796, 0.6411088727914125, 0.6389196117285033, 0.6342517212995207, 0.6303988109793409, 0.6274154588554915, 0.6224070912319839, 0.6188613343206776, 0.6168523201936065, 0.6141767809664748, 0.6120022996631634, 0.6103013593179891, 0.6086015965223319, 0.6072671736575922, 0.6066018349179879, 0.6062844359909216, 0.6056188741494662, 0.6046651412912442, 0.6032562299229552, 0.6010078315341414, 0.6188557810338444, 0.6929001625242511], [0.7080802577208776, 0.7014263508751064, 0.7011589213510828, 0.7264336373181312, 0.7223452550450464, 0.7147689339554651, 0.7093054157921209, 0.7057767111125182, 0.7013149508140761, 0.7017602737890157, 0.7027797446998464, 0.7013626679499299, 0.7006027570664888, 0.7005924679194576, 0.6993541251488812, 0.6995861957704206, 0.701251142349326, 0.7026094258382561, 0.704753776790527, 0.7076394611411057, 0.7111176690538641, 0.715420519599902, 0.7207168169187702, 0.7268800309098163, 0.7337125579690669, 0.7417591604548759, 0.7512389482424422, 0.7623154969545495, 0.7538700149138081, 0.6929001625242511]] | 2D array of the non-dimensional end point defined along the outer profile of a web. The TE suction side is 0, the TE pressure side is 1. The first dimension represents each web, the second dimension represents each entry along blade span.
blade.structure.web_offset_adjusted | output | m | [[0.0, 0.0, 0.0, -0.35, -0.35, -0.35, -0.35, -0.35, -0.35, -0.35, -0.35, -0.35, -0.35, -0.35, -0.35, -0.35, -0.35, -0.35, -0.35, -0.35, -0.35, -0.35, -0.35, -0.35, -0.35, -0.35, -0.35, -0.35, -0.35, 0.0], [0.0, 0.0, 0.0, 0.35, 0.35, 0.35, 0.35, 0.35, 0.35, 0.35, 0.35, 0.35, 0.35, 0.35, 0.35, 0.35, 0.35, 0.35, 0.35, 0.35, 0.35, 0.35, 0.35, 0.35, 0.35, 0.35, 0.35, 0.35, 0.35, 0.0]] | 2D array of the dimensional offset of a web with respect to the reference axis. The first dimension represents each web, the second dimension represents each entry along blade span.
blade.structure.web_rotation | output | deg | [0.0, 0.0] | 1D array of the dimensional rotation of a web with respect to the reference axis. The dimension represents each web.
blade.structure.layer_start_nd_yaml | output |  | [[0.0, 0.0, 0.0, 0.0, 0.0, 0.0, 0.0, 0.0, 0.0, 0.0, 0.0, 0.0, 0.0, 0.0, 0.0, 0.0, 0.0, 0.0, 0.0, 0.0, 0.0, 0.0, 0.0, 0.0, 0.0, 0.0, 0.0, 0.0, 0.0, 0.0], [0.0, 0.0, 0.0, 0.0, 0.0, 0.0, 0.0, 0.0, 0.005258518184427406, 0.01, 0.01, 0.01, 0.01, 0.01, 0.01, 0.01, 0.01, 0.01, 0.01, 0.01, 0.01, 0.01, 0.01, 0.01, 0.01, 0.01, 0.01, 0.01, 0.01, 0.01], [0.0, 0.0, 0.0, 0.0, 0.0, 0.0, 0.0, 0.0, 0.0, 0.0, 0.0, 0.0, 0.0, 0.0, 0.0, 0.0, 0.0, 0.0, 0.0, 0.0, 0.0, 0.0, 0.0, 0.0, 0.0, 0.0, 0.0, 0.0, 0.0, 0.0], [0.0, 0.0, 0.0, 0.0, 0.0, 0.0, 0.0, 0.0, 0.0, 0.0, 0.0, 0.0, 0.0, 0.0, 0.0, 0.0, 0.0, 0.0, 0.0, 0.0, 0.0, 0.0, 0.0, 0.0, 0.0, 0.0, 0.0, 0.0, 0.0, 0.0], [0.0, 0.0, 0.0, 0.0, 0.0, 0.0, 0.0, 0.0, 0.0, 0.0, 0.0, 0.0, 0.0, 0.0, 0.0, 0.0, 0.0, 0.0, 0.0, 0.0, 0.0, 0.0, 0.0, 0.0, 0.0, 0.0, 0.0, 0.0, 0.0, 0.0], [0.0, 0.0, 0.0, 0.0, 0.0, 0.0, 0.0, 0.0, 0.0, 0.0, 0.0, 0.0, 0.0, 0.0, 0.0, 0.0, 0.0, 0.0, 0.0, 0.0, 0.0, 0.0, 0.0, 0.0, 0.0, 0.0, 0.0, 0.0, 0.0, 0.0], [0.0, 0.0, 0.0, 0.0, 0.0, 0.0, 0.0, 0.0, 0.0, 0.0, 0.0, 0.0, 0.0, 0.0, 0.0, 0.0, 0.0, 0.0, 0.0, 0.0, 0.0, 0.0, 0.0, 0.0, 0.0, 0.0, 0.0, 0.0, 0.0, 0.0], [0.0, 0.0, 0.0, 0.0, 0.0, 0.0, 0.0, 0.0, 0.0, 0.0, 0.0, 0.0, 0.0, 0.0, 0.0, 0.0, 0.0, 0.0, 0.0, 0.0, 0.0, 0.0, 0.0, 0.0, 0.0, 0.0, 0.0, 0.0, 0.0, 0.0], [0.0, 0.0, 0.0, 0.0, 0.0, 0.0, 0.0, 0.0, 0.0, 0.0, 0.0, 0.0, 0.0, 0.0, 0.0, 0.0, 0.0, 0.0, 0.0, 0.0, 0.0, 0.0, 0.0, 0.0, 0.0, 0.0, 0.0, 0.0, 0.0, 0.0], [0.0, 0.0, 0.0, 0.0, 0.0, 0.0, 0.0, 0.0, 0.0, 0.0, 0.0, 0.0, 0.0, 0.0, 0.0, 0.0, 0.0, 0.0, 0.0, 0.0, 0.0, 0.0, 0.0, 0.0, 0.0, 0.0, 0.0, 0.0, 0.0, 0.0], [0.0, 0.0, 0.0, 0.0, 0.0, 0.0, 0.0, 0.0, 0.0, 0.0, 0.0, 0.0, 0.0, 0.0, 0.0, 0.0, 0.0, 0.0, 0.0, 0.0, 0.0, 0.0, 0.0, 0.0, 0.0, 0.0, 0.0, 0.0, 0.0, 0.0], [0.0, 0.0, 0.0, 0.0, 0.0, 0.0, 0.004146131452704074, 0.07368567796957642, 0.08, 0.08, 0.08, 0.08, 0.08, 0.08, 0.08, 0.08, 0.08, 0.08, 0.08, 0.08, 0.08, 0.08, 0.08, 0.08, 0.08, 0.08, 0.08, 0.08, 0.08, 0.08], [0.0, 0.0, 0.0, 0.0, 0.0, 0.0, 0.0, 0.0, 0.0, 0.0, 0.0, 0.0, 0.0, 0.0, 0.0, 0.0, 0.0, 0.0, 0.0, 0.0, 0.0, 0.0, 0.0, 0.0, 0.0, 0.0, 0.0, 0.0, 0.0, 0.0], [0.0, 0.0, 0.0, 0.0, 0.0, 0.0, 0.0, 0.0, 0.0, 0.0, 0.0, 0.0, 0.0, 0.0, 0.0, 0.0, 0.0, 0.0, 0.0, 0.0, 0.0, 0.0, 0.0, 0.0, 0.0, 0.0, 0.0, 0.0, 0.0, 0.0], [0.0, 0.0, 0.0, 0.0, 0.0, 0.0, 0.0, 0.0, 0.0, 0.0, 0.0, 0.0, 0.0, 0.0, 0.0, 0.0, 0.0, 0.0, 0.0, 0.0, 0.0, 0.0, 0.0, 0.0, 0.0, 0.0, 0.0, 0.0, 0.0, 0.0], [0.0, 0.0, 0.0, 0.0, 0.0, 0.0, 0.0, 0.0, 0.0, 0.0, 0.0, 0.0, 0.0, 0.0, 0.0, 0.0, 0.0, 0.0, 0.0, 0.0, 0.0, 0.0, 0.0, 0.0, 0.0, 0.0, 0.0, 0.0, 0.0, 0.0], [0.0, 0.0, 0.0, 0.0, 0.0, 0.0, 0.0, 0.0, 0.0, 0.0, 0.0, 0.0, 0.0, 0.0, 0.0, 0.0, 0.0, 0.0, 0.0, 0.0, 0.0, 0.0, 0.0, 0.0, 0.0, 0.0, 0.0, 0.0, 0.0, 0.0], [0.0, 0.0, 0.0, 0.0, 0.0, 0.0, 0.0, 0.0, 0.0, 0.0, 0.0, 0.0, 0.0, 0.0, 0.0, 0.0, 0.0, 0.0, 0.0, 0.0, 0.0, 0.0, 0.0, 0.0, 0.0, 0.0, 0.0, 0.0, 0.0, 0.0]] | 2D array of the start_nd_arc of the layers. The first dimension represents each layer, the second dimension represents span.
blade.structure.layer_end_nd_yaml | output |  | [[1.0, 1.0, 1.0, 1.0, 1.0, 1.0, 1.0, 1.0, 1.0, 1.0, 1.0, 1.0, 1.0, 1.0, 1.0, 1.0, 1.0, 1.0, 1.0, 1.0, 1.0, 1.0, 1.0, 1.0, 1.0, 1.0, 1.0, 1.0, 1.0, 1.0], [1.0, 1.0, 1.0, 1.0, 1.0, 1.0, 1.0, 1.0, 0.9947414818155725, 0.99, 0.99, 0.99, 0.99, 0.99, 0.99, 0.99, 0.99, 0.99, 0.99, 0.99, 0.99, 0.99, 0.99, 0.99, 0.99, 0.99, 0.99, 0.99, 0.99, 0.99], [0.0, 0.0, 0.0, 0.0, 0.0, 0.0, 0.0, 0.0, 0.0, 0.0, 0.0, 0.0, 0.0, 0.0, 0.0, 0.0, 0.0, 0.0, 0.0, 0.0, 0.0, 0.0, 0.0, 0.0, 0.0, 0.0, 0.0, 0.0, 0.0, 0.0], [0.0, 0.0, 0.0, 0.0, 0.0, 0.0, 0.0, 0.0, 0.0, 0.0, 0.0, 0.0, 0.0, 0.0, 0.0, 0.0, 0.0, 0.0, 0.0, 0.0, 0.0, 0.0, 0.0, 0.0, 0.0, 0.0, 0.0, 0.0, 0.0, 0.0], [0.0, 0.0, 0.0, 0.0, 0.0, 0.0, 0.0, 0.0, 0.0, 0.0, 0.0, 0.0, 0.0, 0.0, 0.0, 0.0, 0.0, 0.0, 0.0, 0.0, 0.0, 0.0, 0.0, 0.0, 0.0, 0.0, 0.0, 0.0, 0.0, 0.0], [0.0, 0.0, 0.0, 0.0, 0.0, 0.0, 0.0, 0.0, 0.0, 0.0, 0.0, 0.0, 0.0, 0.0, 0.0, 0.0, 0.0, 0.0, 0.0, 0.0, 0.0, 0.0, 0.0, 0.0, 0.0, 0.0, 0.0, 0.0, 0.0, 0.0], [0.0, 0.0, 0.0, 0.0, 0.0, 0.0, 0.0, 0.0, 0.0, 0.0, 0.0, 0.0, 0.0, 0.0, 0.0, 0.0, 0.0, 0.0, 0.0, 0.0, 0.0, 0.0, 0.0, 0.0, 0.0, 0.0, 0.0, 0.0, 0.0, 0.0], [0.0, 0.0, 0.0, 0.0, 0.0, 0.0, 0.0, 0.0, 0.0, 0.0, 0.0, 0.0, 0.0, 0.0, 0.0, 0.0, 0.0, 0.0, 0.0, 0.0, 0.0, 0.0, 0.0, 0.0, 0.0, 0.0, 0.0, 0.0, 0.0, 0.0], [0.0, 0.0, 0.0, 0.0, 0.0, 0.0, 0.0, 0.0, 0.0, 0.0, 0.0, 0.0, 0.0, 0.0, 0.0, 0.0, 0.0, 0.0, 0.0, 0.0, 0.0, 0.0, 0.0, 0.0, 0.0, 0.0, 0.0, 0.0, 0.0, 0.0], [0.0, 0.0, 0.0, 0.0, 0.0, 0.0, 0.0, 0.0, 0.0, 0.0, 0.0, 0.0, 0.0, 0.0, 0.0, 0.0, 0.0, 0.0, 0.0, 0.0, 0.0, 0.0, 0.0, 0.0, 0.0, 0.0, 0.0, 0.0, 0.0, 0.0], [0.0, 0.0, 0.0, 0.0, 0.0, 0.0, 0.0, 0.0, 0.0, 0.0, 0.0, 0.0, 0.0, 0.0, 0.0, 0.0, 0.0, 0.0, 0.0, 0.0, 0.0, 0.0, 0.0, 0.0, 0.0, 0.0, 0.0, 0.0, 0.0, 0.0], [1.0, 1.0, 1.0, 1.0, 1.0, 1.0, 0.995853868547296, 0.9263143220304236, 0.92, 0.92, 0.92, 0.92, 0.92, 0.92, 0.92, 0.92, 0.92, 0.92, 0.92, 0.92, 0.92, 0.92, 0.92, 0.92, 0.92, 0.92, 0.92, 0.92, 0.92, 0.92], [0.0, 0.0, 0.0, 0.0, 0.0, 0.0, 0.0, 0.0, 0.0, 0.0, 0.0, 0.0, 0.0, 0.0, 0.0, 0.0, 0.0, 0.0, 0.0, 0.0, 0.0, 0.0, 0.0, 0.0, 0.0, 0.0, 0.0, 0.0, 0.0, 0.0], [0.0, 0.0, 0.0, 0.0, 0.0, 0.0, 0.0, 0.0, 0.0, 0.0, 0.0, 0.0, 0.0, 0.0, 0.0, 0.0, 0.0, 0.0, 0.0, 0.0, 0.0, 0.0, 0.0, 0.0, 0.0, 0.0, 0.0, 0.0, 0.0, 0.0], [0.0, 0.0, 0.0, 0.0, 0.0, 0.0, 0.0, 0.0, 0.0, 0.0, 0.0, 0.0, 0.0, 0.0, 0.0, 0.0, 0.0, 0.0, 0.0, 0.0, 0.0, 0.0, 0.0, 0.0, 0.0, 0.0, 0.0, 0.0, 0.0, 0.0], [0.0, 0.0, 0.0, 0.0, 0.0, 0.0, 0.0, 0.0, 0.0, 0.0, 0.0, 0.0, 0.0, 0.0, 0.0, 0.0, 0.0, 0.0, 0.0, 0.0, 0.0, 0.0, 0.0, 0.0, 0.0, 0.0, 0.0, 0.0, 0.0, 0.0], [0.0, 0.0, 0.0, 0.0, 0.0, 0.0, 0.0, 0.0, 0.0, 0.0, 0.0, 0.0, 0.0, 0.0, 0.0, 0.0, 0.0, 0.0, 0.0, 0.0, 0.0, 0.0, 0.0, 0.0, 0.0, 0.0, 0.0, 0.0, 0.0, 0.0], [0.0, 0.0, 0.0, 0.0, 0.0, 0.0, 0.0, 0.0, 0.0, 0.0, 0.0, 0.0, 0.0, 0.0, 0.0, 0.0, 0.0, 0.0, 0.0, 0.0, 0.0, 0.0, 0.0, 0.0, 0.0, 0.0, 0.0, 0.0, 0.0, 0.0]] | 2D array of the end_nd_arc of the layers. The first dimension represents each layer, the second dimension represents span.
blade.structure.layer_width_adjusted | output | m | [[0.0, 0.0, 0.0, 0.0, 0.0, 0.0, 0.0, 0.0, 0.0, 0.0, 0.0, 0.0, 0.0, 0.0, 0.0, 0.0, 0.0, 0.0, 0.0, 0.0, 0.0, 0.0, 0.0, 0.0, 0.0, 0.0, 0.0, 0.0, 0.0, 0.0], [0.0, 0.0, 0.0, 0.0, 0.0, 0.0, 0.0, 0.0, 0.0, 0.0, 0.0, 0.0, 0.0, 0.0, 0.0, 0.0, 0.0, 0.0, 0.0, 0.0, 0.0, 0.0, 0.0, 0.0, 0.0, 0.0, 0.0, 0.0, 0.0, 0.0], [0.9, 0.9, 0.9, 0.9, 0.9, 0.9, 0.9, 0.9, 0.9, 0.9, 0.9, 0.9, 0.9, 0.9, 0.9, 0.9, 0.9, 0.9, 0.9, 0.9, 0.9, 0.9, 0.9, 0.9, 0.8999998437902413, 0.899975663948613, 0.8987945258935398, 0.8784571458555616, 0.7237062338515753, 0.294], [0.9, 0.9, 0.9, 0.9, 0.9, 0.9, 0.9, 0.9, 0.9, 0.9, 0.9, 0.9, 0.9, 0.9, 0.9, 0.9, 0.9, 0.9, 0.9, 0.9, 0.9, 0.9, 0.9, 0.9, 0.8999998437902413, 0.899975663948613, 0.8987945258935398, 0.8784571458555616, 0.7237062338515753, 0.294], [0.0, 0.0, 0.0, 0.8, 0.8, 0.8, 0.8, 0.8, 0.8, 0.8, 0.8, 0.8, 0.8, 0.8, 0.8, 0.8, 0.8, 0.8, 0.8, 0.79996805918844, 0.7988852795969489, 0.7892555783846883, 0.7549308422031511, 0.7112649322652236, 0.0, 0.0, 0.0, 0.0, 0.0, 0.0], [0.0, 0.0, 0.0, 0.75, 0.75, 0.75, 0.75, 0.75, 0.75, 0.75, 0.75, 0.75, 0.75, 0.75, 0.75, 0.75, 0.75, 0.75, 0.75, 0.75, 0.75, 0.75, 0.75, 0.75, 0.0, 0.0, 0.0, 0.0, 0.0, 0.0], [0.0, 0.0, 0.0, 0.75, 0.75, 0.75, 0.75, 0.75, 0.75, 0.75, 0.75, 0.75, 0.75, 0.75, 0.75, 0.75, 0.75, 0.75, 0.75, 0.75, 0.75, 0.75, 0.75, 0.75, 0.0, 0.0, 0.0, 0.0, 0.0, 0.0], [0.0, 0.0, 0.0, 0.75, 0.75, 0.75, 0.75, 0.75, 0.75, 0.75, 0.75, 0.75, 0.75, 0.75, 0.75, 0.75, 0.75, 0.75, 0.75, 0.75, 0.75, 0.75, 0.75, 0.75, 0.0, 0.0, 0.0, 0.0, 0.0, 0.0], [0.9, 0.9, 0.9, 0.9, 0.9, 0.9, 0.9, 0.9, 0.9, 0.9, 0.9, 0.9, 0.9, 0.9, 0.9, 0.9, 0.9, 0.9, 0.9, 0.9, 0.9, 0.9, 0.9, 0.9, 0.8999998437902413, 0.899975663948613, 0.8987945258935398, 0.8784571458555616, 0.7237062338515753, 0.294], [0.0, 0.0, 0.0, 0.8, 0.8, 0.8, 0.8, 0.8, 0.8, 0.8, 0.8, 0.8, 0.8, 0.8, 0.8, 0.8, 0.8, 0.8, 0.8, 0.79996805918844, 0.7988852795969489, 0.7892555783846883, 0.7549308422031511, 0.7112649322652236, 0.0, 0.0, 0.0, 0.0, 0.0, 0.0], [0.9, 0.9, 0.9, 0.9, 0.9, 0.9, 0.9, 0.9, 0.9, 0.9, 0.9, 0.9, 0.9, 0.9, 0.9, 0.9, 0.9, 0.9, 0.9, 0.9, 0.9, 0.9, 0.9, 0.9, 0.8999998437902413, 0.899975663948613, 0.8987945258935398, 0.8784571458555616, 0.7237062338515753, 0.294], [0.0, 0.0, 0.0, 0.0, 0.0, 0.0, 0.0, 0.0, 0.0, 0.0, 0.0, 0.0, 0.0, 0.0, 0.0, 0.0, 0.0, 0.0, 0.0, 0.0, 0.0, 0.0, 0.0, 0.0, 0.0, 0.0, 0.0, 0.0, 0.0, 0.0], [0.0, 0.0, 0.0, 0.0, 0.0, 0.0, 0.0, 0.0, 0.0, 0.0, 0.0, 0.0, 0.0, 0.0, 0.0, 0.0, 0.0, 0.0, 0.0, 0.0, 0.0, 0.0, 0.0, 0.0, 0.0, 0.0, 0.0, 0.0, 0.0, 0.0], [0.0, 0.0, 0.0, 0.0, 0.0, 0.0, 0.0, 0.0, 0.0, 0.0, 0.0, 0.0, 0.0, 0.0, 0.0, 0.0, 0.0, 0.0, 0.0, 0.0, 0.0, 0.0, 0.0, 0.0, 0.0, 0.0, 0.0, 0.0, 0.0, 0.0], [0.0, 0.0, 0.0, 0.0, 0.0, 0.0, 0.0, 0.0, 0.0, 0.0, 0.0, 0.0, 0.0, 0.0, 0.0, 0.0, 0.0, 0.0, 0.0, 0.0, 0.0, 0.0, 0.0, 0.0, 0.0, 0.0, 0.0, 0.0, 0.0, 0.0], [0.0, 0.0, 0.0, 0.0, 0.0, 0.0, 0.0, 0.0, 0.0, 0.0, 0.0, 0.0, 0.0, 0.0, 0.0, 0.0, 0.0, 0.0, 0.0, 0.0, 0.0, 0.0, 0.0, 0.0, 0.0, 0.0, 0.0, 0.0, 0.0, 0.0], [0.0, 0.0, 0.0, 0.0, 0.0, 0.0, 0.0, 0.0, 0.0, 0.0, 0.0, 0.0, 0.0, 0.0, 0.0, 0.0, 0.0, 0.0, 0.0, 0.0, 0.0, 0.0, 0.0, 0.0, 0.0, 0.0, 0.0, 0.0, 0.0, 0.0], [0.0, 0.0, 0.0, 0.0, 0.0, 0.0, 0.0, 0.0, 0.0, 0.0, 0.0, 0.0, 0.0, 0.0, 0.0, 0.0, 0.0, 0.0, 0.0, 0.0, 0.0, 0.0, 0.0, 0.0, 0.0, 0.0, 0.0, 0.0, 0.0, 0.0]] | 2D array of the width of the layers. The first dimension represents each layer, the second dimension represents span.
blade.structure.layer_offset_adjusted | output | m | [[0.0, 0.0, 0.0, 0.0, 0.0, 0.0, 0.0, 0.0, 0.0, 0.0, 0.0, 0.0, 0.0, 0.0, 0.0, 0.0, 0.0, 0.0, 0.0, 0.0, 0.0, 0.0, 0.0, 0.0, 0.0, 0.0, 0.0, 0.0, 0.0, 0.0], [0.0, 0.0, 0.0, 0.0, 0.0, 0.0, 0.0, 0.0, 0.0, 0.0, 0.0, 0.0, 0.0, 0.0, 0.0, 0.0, 0.0, 0.0, 0.0, 0.0, 0.0, 0.0, 0.0, 0.0, 0.0, 0.0, 0.0, 0.0, 0.0, 0.0], [0.0, 0.0, 0.0, 0.0, 0.0, 0.0, 0.0, 0.0, 0.0, 0.0, 0.0, 0.0, 0.0, 0.0, 0.0, 0.0, 0.0, 0.0, 0.0, 0.0, 0.0, 0.0, 0.0, 0.0, 0.0, 0.0, 0.0, 0.0, 0.0, 0.0], [0.0, 0.0, 0.0, 0.0, 0.0, 0.0, 0.0, 0.0, 0.0, 0.0, 0.0, 0.0, 0.0, 0.0, 0.0, 0.0, 0.0, 0.0, 0.0, 0.0, 0.0, 0.0, 0.0, 0.0, 0.0, 0.0, 0.0, 0.0, 0.0, 0.0], [0.0, 0.0, 0.0, 0.0, 0.0, 0.0, 0.0, 0.0, 0.0, 0.0, 0.0, 0.0, 0.0, 0.0, 0.0, 0.0, 0.0, 0.0, 0.0, 0.0, 0.0, 0.0, 0.0, 0.0, 0.0, 0.0, 0.0, 0.0, 0.0, 0.0], [0.0, 0.0, 0.0, 0.0, 0.0, 0.0, 0.0, 0.0, 0.0, 0.0, 0.0, 0.0, 0.0, 0.0, 0.0, 0.0, 0.0, 0.0, 0.0, 0.0, 0.0, 0.0, 0.0, 0.0, 0.0, 0.0, 0.0, 0.0, 0.0, 0.0], [0.0, 0.0, 0.0, 0.0, 0.0, 0.0, 0.0, 0.0, 0.0, 0.0, 0.0, 0.0, 0.0, 0.0, 0.0, 0.0, 0.0, 0.0, 0.0, 0.0, 0.0, 0.0, 0.0, 0.0, 0.0, 0.0, 0.0, 0.0, 0.0, 0.0], [0.0, 0.0, 0.0, 0.0, 0.0, 0.0, 0.0, 0.0, 0.0, 0.0, 0.0, 0.0, 0.0, 0.0, 0.0, 0.0, 0.0, 0.0, 0.0, 0.0, 0.0, 0.0, 0.0, 0.0, 0.0, 0.0, 0.0, 0.0, 0.0, 0.0], [0.0, 0.0, 0.0, 0.0, 0.0, 0.0, 0.0, 0.0, 0.0, 0.0, 0.0, 0.0, 0.0, 0.0, 0.0, 0.0, 0.0, 0.0, 0.0, 0.0, 0.0, 0.0, 0.0, 0.0, 0.0, 0.0, 0.0, 0.0, 0.0, 0.0], [0.0, 0.0, 0.0, 0.0, 0.0, 0.0, 0.0, 0.0, 0.0, 0.0, 0.0, 0.0, 0.0, 0.0, 0.0, 0.0, 0.0, 0.0, 0.0, 0.0, 0.0, 0.0, 0.0, 0.0, 0.0, 0.0, 0.0, 0.0, 0.0, 0.0], [0.0, 0.0, 0.0, 0.0, 0.0, 0.0, 0.0, 0.0, 0.0, 0.0, 0.0, 0.0, 0.0, 0.0, 0.0, 0.0, 0.0, 0.0, 0.0, 0.0, 0.0, 0.0, 0.0, 0.0, 0.0, 0.0, 0.0, 0.0, 0.0, 0.0], [0.0, 0.0, 0.0, 0.0, 0.0, 0.0, 0.0, 0.0, 0.0, 0.0, 0.0, 0.0, 0.0, 0.0, 0.0, 0.0, 0.0, 0.0, 0.0, 0.0, 0.0, 0.0, 0.0, 0.0, 0.0, 0.0, 0.0, 0.0, 0.0, 0.0], [0.0, 0.0, 0.0, 0.0, 0.0, 0.0, 0.0, 0.0, 0.0, 0.0, 0.0, 0.0, 0.0, 0.0, 0.0, 0.0, 0.0, 0.0, 0.0, 0.0, 0.0, 0.0, 0.0, 0.0, 0.0, 0.0, 0.0, 0.0, 0.0, 0.0], [0.0, 0.0, 0.0, 0.0, 0.0, 0.0, 0.0, 0.0, 0.0, 0.0, 0.0, 0.0, 0.0, 0.0, 0.0, 0.0, 0.0, 0.0, 0.0, 0.0, 0.0, 0.0, 0.0, 0.0, 0.0, 0.0, 0.0, 0.0, 0.0, 0.0], [0.0, 0.0, 0.0, 0.0, 0.0, 0.0, 0.0, 0.0, 0.0, 0.0, 0.0, 0.0, 0.0, 0.0, 0.0, 0.0, 0.0, 0.0, 0.0, 0.0, 0.0, 0.0, 0.0, 0.0, 0.0, 0.0, 0.0, 0.0, 0.0, 0.0], [0.0, 0.0, 0.0, 0.0, 0.0, 0.0, 0.0, 0.0, 0.0, 0.0, 0.0, 0.0, 0.0, 0.0, 0.0, 0.0, 0.0, 0.0, 0.0, 0.0, 0.0, 0.0, 0.0, 0.0, 0.0, 0.0, 0.0, 0.0, 0.0, 0.0], [0.0, 0.0, 0.0, 0.0, 0.0, 0.0, 0.0, 0.0, 0.0, 0.0, 0.0, 0.0, 0.0, 0.0, 0.0, 0.0, 0.0, 0.0, 0.0, 0.0, 0.0, 0.0, 0.0, 0.0, 0.0, 0.0, 0.0, 0.0, 0.0, 0.0], [0.0, 0.0, 0.0, 0.0, 0.0, 0.0, 0.0, 0.0, 0.0, 0.0, 0.0, 0.0, 0.0, 0.0, 0.0, 0.0, 0.0, 0.0, 0.0, 0.0, 0.0, 0.0, 0.0, 0.0, 0.0, 0.0, 0.0, 0.0, 0.0, 0.0]] | 2D array of the dimensional offset of a layer with respect to the reference axis. The first dimension represents each layer, the second dimension represents each entry along blade span.
blade.structure.layer_rotation | output | deg | [0.0, 0.0, 0.0, 0.0, 0.0, 0.0, 0.0, 0.0, 0.0, 0.0, 0.0, 0.0, 0.0, 0.0, 0.0, 0.0, 0.0, 0.0] | 1D array of the dimensional rotation of a layer with respect to the reference axis. The dimension represents each layer.
blade.structure.coord_xy_dim | input | m | [[[2.5763636363636366, -2.7187128416594764e-15], [2.573397993125067, -0.11575065170010253], [2.5662913290950553, -0.23118178145643198], [2.55334799055034, -0.3461214299264353], [2.535212447061346, -0.4603030667694245], [2.5123316094739345, -0.5734314156025526], [2.4844823672509624, -0.6852787287826417], [2.4516255597092322, -0.7956344117024602], [2.414058466315215, -0.9042113745884642], [2.371872909711685, -1.0107726121446605], [2.3250755019347564, -1.1151383666274666], [2.273867430644107, -1.2171035693989165], [2.2184751722103173, -1.3163954744995954], [2.1589617030057626, -1.412870531925718], [2.09549134417618, -1.5063933998223473], [2.0283377583292386, -1.5966992096313144], [1.9576140581606996, -1.683653379498566], [1.8834527433890456, -1.7671632571681817], [1.8061929788539044, -1.8470424721417036], [1.7260048419950245, -1.9231843148387047], [1.6430337632708667, -1.995559768562346], [1.5575475638950589, -2.0639574702130807], [1.4697595917690345, -2.128304568334415], [1.3798328156917146, -2.1886488088547815], [1.2880758107864647, -2.244858930474137], [1.1946786520921358, -2.2968614053862266], [1.0997972461336105, -2.344764734054832], [1.0037361645358027, -2.3884182004358325], [0.9066758058188109, -2.4278375352364225], [0.8087812619904434, -2.4632042596828443], [0.7103307254771405, -2.494253472308038], [0.6114794214016674, -2.5211858540519105], [0.5124212269745942, -2.5441984075667614], [0.413397855382306, -2.5629609428846787], [0.3145243043360532, -2.5780092930869833], [0.21602437081755377, -2.5891152181441437], [0.11805674073151073, -2.5958672010199213], [0.0207505789952942, -2.599480765040387], [-0.07567611519034419, -2.5992986361480686], [-0.17114936820084484, -2.595595550721349], [-0.26547534416575586, -2.5889009892089567], [-0.3585511885684636, -2.5784159512615794], [-0.4502648224282629, -2.5647450621386754], [-0.5404656717349665, -2.5481768921174064], [-0.6291195192851149, -2.528451402782295], [-0.7160516418210399, -2.5061562347936954], [-0.8012583187697472, -2.480956590276777], [-0.8845770467914869, -2.453368409167695], [-0.9660110419239245, -2.4231870161478564], [-1.0454383234056306, -2.3908135349278608], [-1.122857637094996, -2.356177266427911], [-1.1981895529748992, -2.31957165791541], [-1.2714207949130245, -2.2810007822501395], [-1.3424870291535924, -2.2406658979959357], [-1.411394455154429, -2.1986270392024427], [-1.4781087190221638, -2.155099235069568], [-1.5426432922166413, -2.1101118033853865], [-1.6049409903998058, -2.063864972311493], [-1.6650618476898953, -2.016367750450592], [-1.7229239226747275, -1.9678504656590599], [-1.7786406477622436, -1.9182887647836453], [-1.8321204291946152, -1.8679482598649906], [-1.8835112147617126, -1.8167853338725977], [-1.9327013836325757, -1.765029127108998], [-1.9798428775616126, -1.7126691525047204], [-2.0248687220287658, -1.6598522954524717], [-2.067822877862072, -1.6066535407988456], [-2.108799383724234, -1.5531122913442665], [-2.1477146608325746, -1.4994019936458751], [-2.184771740986807, -1.4454914267144126], [-2.2198746727326126, -1.391541870006282], [-2.2531472409338558, -1.3375919047544256], [-2.284659458890015, -1.2836776684303668], [-2.3143015085737777, -1.229927051666022], [-2.342315082262296, -1.1763122866241313], [-2.368639394551388, -1.1229351892853734], [-2.393274544898227, -1.0698752816638373], [-2.4164560930160253, -1.0171078030266796], [-2.438048492369576, -0.9647326171771813], [-2.458124341610021, -0.9127871415158954], [-2.4768923261662557, -0.8612600710088032], [-2.4941952347841605, -0.8102391517491407], [-2.5101272884607453, -0.7597492334416582], [-2.5249159511280714, -0.7097757575908634], [-2.5383969667857893, -0.6603911630217341], [-2.5506042635385286, -0.6116280070683155], [-2.5618612737162616, -0.5634556046032141], [-2.5719954486620797, -0.5159264316025959], [-2.5808954422581567, -0.46908373267299697], [-2.589012755285194, -0.4228922625711731], [-2.5962441056081302, -0.3773755617022041], [-2.6023415444360096, -0.3325732890041722], [-2.6075226629312542, -0.2884856677097203], [-2.6122140034117063, -0.24508642443987474], [-2.6160306264686666, -0.20240690735416852], [-2.6186210436732145, -0.16047517289125254], [-2.620519619522853, -0.11926842691903915], [-2.6221279130792485, -0.07877358256246292], [-2.623230395586446, -0.039011554797765566], [-2.6236363636363635, 0.0], [-2.623230549364557, 0.03900382834758841], [-2.6221289942705654, 0.07874234413181469], [-2.6205227319896167, 0.11919743971938074], [-2.6186270666078624, 0.16034782086842905], [-2.6160460889296573, 0.20220589465013206], [-2.6122432865409637, 0.2447942431515519], [-2.607568475854455, 0.2880846182664702], [-2.602406265787907, 0.33204540947186617], [-2.596344001168413, 0.37670169921638064], [-2.5891536960402983, 0.4220540303039345], [-2.5810812052836924, 0.46806291484457346], [-2.5722415699602124, 0.5147033854904389], [-2.562184634831801, 0.5620109234869645], [-2.5510121271636117, 0.6099438360770789], [-2.538901624825022, 0.6584490562410005], [-2.5255477559901642, 0.7075548210629383], [-2.51089665211932, 0.7572330535844755], [-2.495113598897876, 0.8074118293945378], [-2.4780028755813146, 0.858099458003593], [-2.459439833000582, 0.9092795421852115], [-2.4395831976286004, 0.9608650922018489], [-2.418262454386724, 1.012858345983555], [-2.3953671365899405, 1.0652346954567176], [-2.3710421642527257, 1.1178925458314357], [-2.3450828072445424, 1.170848894158859], [-2.3174508936622353, 1.2240413920712985], [-2.2882355165421604, 1.2773584816457793], [-2.2571964995129683, 1.3308298104162262], [-2.2244114024755146, 1.384344462624966], [-2.1898720575088126, 1.4378384477094133], [-2.1534054621372225, 1.4913065012537166], [-2.115124966357051, 1.5445786802961536], [-2.0748481902028755, 1.5976780057168687], [-2.0326108114191106, 1.6504685506292982], [-1.9883966503778778, 1.702857073418477], [-1.9420853709021426, 1.7548292064778006], [-1.8937921840425682, 1.8062012827588143], [-1.8433497875484433, 1.85700992823973], [-1.7908617577962398, 1.9070315115605792], [-1.7362137865582365, 1.9562868841275016], [-1.6794465850371587, 2.004576185444418], [-1.6205169923062588, 2.051832887863048], [-1.559416663831742, 2.0979517148678575], [-1.496186127675357, 2.142783004310535], [-1.4307746470262774, 2.1862945541087124], [-1.3632718000271482, 2.228281791449599], [-1.2936135174410037, 2.2687444730669104], [-1.2218890783452876, 2.3074000780309003], [-1.1480542180604605, 2.3442937386628615], [-1.072226852619783, 2.3791524278435525], [-0.9943776739529706, 2.4120110299957194], [-0.9146123617937495, 2.4425805765320425], [-0.8329386670795227, 2.4708636653376597], [-0.7494535402628202, 2.4966494574588998], [-0.6642179480481873, 2.519816816133424], [-0.5773050583285716, 2.540397723757622], [-0.48883542235779504, 2.5579646917342957], [-0.3988515546840833, 2.572927186817949], [-0.30752171360173325, 2.584409700422938], [-0.2148806423006088, 2.593211545214348], [-0.12112832622664182, 2.5977949788008514], [-0.026335024943332865, 2.59999789898603], [0.0693374684092634, 2.5979714798124505], [0.16573531947208872, 2.5933401229038746], [0.2627573018933528, 2.584124896390965], [0.3601674580251967, 2.5716433982807723], [0.4578666381099407, 2.554980977040958], [0.5556507996418925, 2.5346241111266576], [0.6533330755108917, 2.510371712116274], [0.7507829010120632, 2.4819570673424494], [0.847728709773495, 2.449672713189605], [0.9440234702365861, 2.413244935132615], [1.0394796593920042, 2.3726827983579946], [1.1338425237230596, 2.3281500014881202], [1.2269729987219635, 2.279457068323101], [1.3186160134023772, 2.2267041900432427], [1.4085529111196342, 2.169974998230358], [1.496647979019157, 2.10919267577829], [1.582615276352454, 2.0445024443533373], [1.6662317280410694, 1.9759500381370692], [1.7473637881853639, 1.9035257231853329], [1.8257579821694918, 1.827452361921773], [1.901210710553738, 1.747812891218177], [1.9736058083342496, 1.6646531971450353], [2.042641950527965, 1.5781506309832063], [2.108127972762278, 1.4884530370368576], [2.169991287656881, 1.395661841234356], [2.2280303869874563, 1.3000073086959467], [2.2819878870026984, 1.2016619801294024], [2.331824036386546, 1.100761002856614], [2.3774279166643515, 0.9975281696955659], [2.4184952278760505, 0.892201225856871], [2.45501755903669, 0.7849486867481006], [2.487002037346109, 0.6759772293665767], [2.5141115245981718, 0.5655795556225188], [2.536348786703142, 0.4539596555022712], [2.5539699339983892, 0.3413268139029153], [2.566590180931717, 0.22796518233542556], [2.5734674334889016, 0.11413818726379292], [2.5763636363636366, -2.7395091628167284e-15]], [[2.7269235733369763, 9.354298269776883e-05], [2.7221199546111157, -0.11617520721189242], [2.7069173677027014, -0.23050717293777326], [2.6865157742779124, -0.3445393602366084], [2.661675873356306, -0.45937019431315357], [2.6327340069202814, -0.5734967622730979], [2.599343087119948, -0.6863785676508355], [2.56138470945233, -0.7977118497317044], [2.5190197984095994, -0.9070864137847401], [2.4724144745323797, -1.0144644150891788], [2.421405953484705, -1.1194079072038214], [2.366194787132376, -1.2217610428339511], [2.3069706384069413, -1.3212479669975592], [2.243728696135013, -1.4176272505946437], [2.176676625767905, -1.5108637943347947], [2.106061211997954, -1.600665556798944], [2.031991002155172, -1.6868887251958204], [1.9546211225126466, -1.7694747053042514], [1.8742980568711516, -1.8482699410887862], [1.7912118418942513, -1.9232072942938285], [1.7054931043142818, -1.9941998577617075], [1.6174168084052762, -2.0610109048662077], [1.5272649844722235, -2.1237205117682985], [1.4351206150119522, -2.1821638008376008], [1.3413584372274308, -2.236488469514208], [1.2461159559354553, -2.2863697430736103], [1.149594559268724, -2.3320924743089946], [1.0521006484396163, -2.3735726352776934], [0.9538087220573245, -2.4107756253043893], [0.8548808846187319, -2.443795702526653], [0.7555994364938294, -2.4726336838844314], [0.6561162180717564, -2.4972011443834004], [0.5566211750427683, -2.5179080779337153], [0.45734717935154734, -2.5344208119911524], [0.3584091458787014, -2.547286529094378], [0.26003364724111105, -2.556129744618045], [0.16236681231343186, -2.560736075956512], [0.06551634232935745, -2.5622982201326003], [-0.03029088902848411, -2.560128268497919], [-0.12498309215536632, -2.5544889083350397], [-0.21839683533285098, -2.545966753893986], [-0.3103933373714801, -2.533675587306778], [-0.4009267441843617, -2.5183826724795835], [-0.48979586230517186, -2.5001984217535123], [-0.5770141045211913, -2.4790020373819126], [-0.6623977439376791, -2.4553150500399687], [-0.7459300572291316, -2.4288019541918437], [-0.827512846976424, -2.4000505162154844], [-0.9070824219238877, -2.368764264839324], [-0.9845856419416004, -2.3354188984264557], [-1.0599824516966863, -2.299894960089461], [-1.13321881524163, -2.2625046912420888], [-1.204318159611139, -2.2232970751337815], [-1.2731703664589664, -2.1824071913690766], [-1.339856425639999, -2.1399737242576373], [-1.404346466843017, -2.096198129590033], [-1.4666444827441494, -2.051096092033444], [-1.526735195045792, -2.0048885425472105], [-1.5845817283192638, -1.9575025462862328], [-1.6402034121723965, -1.9092318806777866], [-1.6937595181369498, -1.8600823749881703], [-1.7450320724104247, -1.8102158944425595], [-1.794240844102273, -1.7596386149798575], [-1.8412994176181, -1.7085781473035997], [-1.886379855831859, -1.6570333168647515], [-1.9294457980885142, -1.605153192538643], [-1.9704730320402648, -1.5529710958765668], [-2.009601772047298, -1.5005446036468968], [-2.046769161320954, -1.4480397314024103], [-2.0821572709027536, -1.3954168212151126], [-2.1156335593624878, -1.3428074507847554], [-2.1473449310835826, -1.290257352390503], [-2.1773543879128034, -1.2377974855174851], [-2.205551186092979, -1.18554312300985], [-2.232174444924782, -1.13346992776777], [-2.2571830935466344, -1.0816759339813944], [-2.2805712942904877, -1.0302366394889304], [-2.3025738574770993, -0.9791237076826305], [-2.3230951326794105, -0.9284368685531931], [-2.342188829838517, -0.8782069220385321], [-2.3600202632525114, -0.8284148491345411], [-2.376456512193755, -0.7791433498600736], [-2.391607098993638, -0.7304155988566496], [-2.4056983063683193, -0.6822179123130098], [-2.4185494008295887, -0.6346137200618902], [-2.4301692259280343, -0.5876292818940174], [-2.44087212325641, -0.5412349142997733], [-2.4505097599704317, -0.49548108160281923], [-2.458983074041482, -0.4504083111510619], [-2.466709216367513, -0.40598098797716536], [-2.4735751719852006, -0.36221930627477156], [-2.47935865082534, -0.3191601999054077], [-2.484288219644692, -0.27680432407158556], [-2.4887904414665836, -0.23512729600109536], [-2.492468332014487, -0.19415622257414322], [-2.4949142469471193, -0.15391306188491868], [-2.496699020683595, -0.11437658597817486], [-2.4981990741748588, -0.07553436819820028], [-2.4992086938295612, -0.037405851741256047], [-2.4995804987150767, 0.0], [-2.499201000930823, 0.03738357689156483], [-2.4981609581730235, 0.07548803501815732], [-2.4966071124858566, 0.11428927287380111], [-2.4947637947649093, 0.15376881128901018], [-2.4922951450585136, 0.19394126664892594], [-2.488679597776765, 0.23482855599016497], [-2.4842402275865627, 0.27640400977436336], [-2.4793282340098393, 0.31863711398670047], [-2.473532867653955, 0.3615520714793055], [-2.4666614548826136, 0.4051525062426155], [-2.458974044783332, 0.44940373839273473], [-2.4505636783257967, 0.4942822351189845], [-2.440990602608001, 0.5398210374423542], [-2.4303296724271277, 0.5859794701707771], [-2.418757781590827, 0.6327091583475619], [-2.4060168725078257, 0.6800418400009067], [-2.3920640770527135, 0.7279540320284343], [-2.37703911805337, 0.7763759314052724], [-2.360729081815677, 0.8253131267431126], [-2.3430170540070177, 0.8747549441231783], [-2.324097848809433, 0.9246251166847409], [-2.3038256593332056, 0.9749328809588372], [-2.282072555205394, 1.0256514839109703], [-2.2589393063903316, 1.0766832459956721], [-2.2342400037457657, 1.128049107006079], [-2.207956979709074, 1.1796956073805194], [-2.1801365031689937, 1.23150702989419], [-2.15053411223182, 1.283509179198887], [-2.119241605211498, 1.3356038318359267], [-2.086241410691676, 1.3877292115045539], [-2.0513645571807726, 1.4398800343344684], [-2.014755137093686, 1.4919128063301708], [-1.9762361502918764, 1.5438515441958371], [-1.9358129198021838, 1.5955611044095632], [-1.893458646396825, 1.6469492227894855], [-1.8491137584310704, 1.6980339868675063], [-1.8028597166926237, 1.7486309761367747], [-1.7544865236638558, 1.7987543831166093], [-1.704084342087691, 1.848189571523397], [-1.6515647044433834, 1.8969701262527243], [-1.5969579297774226, 1.9449065320539103], [-1.5402440199384846, 1.9919568734582431], [-1.4813694405336573, 2.0379913674660726], [-1.4203479723802677, 2.0828535346068078], [-1.3571618826668246, 2.1265438334517826], [-1.291895686708977, 2.1688715020045826], [-1.2244577558928746, 2.209813487992983], [-1.1549132314120294, 2.2490832006606487], [-1.0832092923010805, 2.2867176905882793], [-1.0094463533497828, 2.3224445809345413], [-0.9335757026229685, 2.3562679138463514], [-0.855745296378931, 2.3879815976836305], [-0.775878417158298, 2.41745607340264], [-0.6941368007528528, 2.4446100388456515], [-0.6105255074581383, 2.4692332751405055], [-0.5251328850139335, 2.491391429687431], [-0.4380482023802671, 2.510624037342467], [-0.34933216609723416, 2.5273574294533074], [-0.25913325349469096, 2.540731112611774], [-0.1674735831488524, 2.5514661129251035], [-0.07453230009135822, 2.5580444903767123], [0.019614554663219777, 2.562215595178022], [0.11480129195496865, 2.5622437814007855], [0.21087878940029398, 2.559663138331914], [0.30775218421885003, 2.5525362805344103], [0.4051867568372554, 2.542148749359533], [0.5030898744294122, 2.5275750742687246], [0.6012518864267651, 2.509342085532592], [0.6994958351005374, 2.4871067924449313], [0.7976849985546679, 2.4606896203378046], [0.895561137398356, 2.4305217283210667], [0.9929578808430229, 2.3959636218599663], [1.0897133484153987, 2.3573867361254273], [1.185563741438727, 2.3147621172904373], [1.2803656220762316, 2.2679107847207742], [1.3738675966959242, 2.2169158758343497], [1.4658839676787625, 2.161911073974112], [1.5562553923542632, 2.1027315162294093], [1.64469359793593, 2.0395768884943823], [1.7309547524137334, 1.9724038127699128], [1.814937084512796, 1.901326665119857], [1.8963726840890278, 1.8265040348685895], [1.9750717447427735, 1.7480391590346753], [2.050919634876563, 1.6659967056530323], [2.1235754612679862, 1.5804153823928493], [2.1929111735435107, 1.4916060778405007], [2.25877156085889, 1.3994728047534064], [2.32102700560681, 1.30441044094884], [2.379405246121113, 1.206541117955693], [2.4338456001091875, 1.1058439072038504], [2.484206772314899, 1.0021603715060592], [2.530252873417702, 0.8963716179063828], [2.571940439082423, 0.788645761612419], [2.609199929121289, 0.6791877964744255], [2.6418102273301187, 0.5682958106656472], [2.6697172691474798, 0.45617292990253505], [2.693171243206601, 0.3430299529465178], [2.711675027407683, 0.22914824067933465], [2.7239079916539635, 0.11407268468611982], [2.7269235733369763, 9.354298269774793e-05]], [[2.943164498181118, 0.0006269105512321809], [2.9213441692496835, -0.11284975274969246], [2.8535852212738018, -0.2130013381510321], [2.783071692029349, -0.3151683404034199], [2.7127764746797984, -0.42630880455013037], [2.6426863204129307, -0.5390561759766593], [2.5717353700768766, -0.6512485976835453], [2.4993015623657024, -0.7620680324710961], [2.42463243708731, -0.870413845079645], [2.348389903855725, -0.9772344506421374], [2.2692778167112353, -1.0807464841427186], [2.187484283747644, -1.1810233803062338], [2.1029401088758166, -1.2777318813450518], [2.015173045952595, -1.3700912649091754], [1.9246676609602653, -1.4585346244095176], [1.8314715196269786, -1.542605231772396], [1.7356473414744635, -1.6220803846566363], [1.6374912533191064, -1.6970475195519896], [1.5373855296940324, -1.767505128507193], [1.4356492987603, -1.8335794186052037], [1.3323017289755683, -1.8948603156421935], [1.2284581677842765, -1.9509708987896932], [1.1255870414555071, -2.0027880713511212], [1.021851284985557, -2.0490019466333176], [0.91793398695825, -2.0912381438914904], [0.8136888258107111, -2.1278174994114933], [0.7095346739169363, -2.159942517627395], [0.6057633702580825, -2.1878998629144104], [0.5025110903401568, -2.2113864947184436], [0.3999163477166275, -2.2300041618332407], [0.2982607809601259, -2.245243442383882], [0.19766953878632063, -2.255400691882361], [0.09829821639360596, -2.262064476800852], [0.000314437954606941, -2.264913140485526], [-0.09617481624113311, -2.2645325848903837], [-0.1909491123464261, -2.2597336902561653], [-0.28393994998225214, -2.251446236888541], [-0.3751599816553458, -2.2406804475085393], [-0.4643591050004187, -2.2266193802058973], [-0.5514835322608524, -2.209445973139188], [-0.636545572774659, -2.1900641091120123], [-0.7192355249999782, -2.167120630852613], [-0.799857690667327, -2.1423287173714], [-0.8779716700678596, -2.114723913162619], [-0.9538397862864246, -2.0850448989388473], [-1.0272508452366407, -2.0533868268631212], [-1.0981259873997817, -2.019431854046181], [-1.1667153095028573, -1.9841930896897588], [-1.2326165061082932, -1.946821188657041], [-1.296145512218843, -1.9082441362004856], [-1.3570689072025761, -1.868046500613512], [-1.4154724560644332, -1.8266492769637825], [-1.4715715231849789, -1.7843930161787622], [-1.5250323443553426, -1.740989025477737], [-1.5763201721628881, -1.6970842250972518], [-1.6254365698570494, -1.6527952050189707], [-1.6723396805986799, -1.6080565766360937], [-1.7172398000544573, -1.5632260240233047], [-1.7596074168096145, -1.517700394982094], [-1.799993508086109, -1.4721875984995887], [-1.8387853090994613, -1.4269014951579826], [-1.8751408319191492, -1.3813144217909465], [-1.909634367159873, -1.3357672487177572], [-1.9423244924540206, -1.2904756494196767], [-1.9734744597870055, -1.2455056599253371], [-2.00321694898504, -1.2010222039697258], [-2.031182598497769, -1.1567793077917452], [-2.057743301333763, -1.1129590523787496], [-2.082957578265995, -1.0696760668243777], [-2.1068911872943707, -1.0268362769356651], [-2.1292506724483222, -0.9843671043000902], [-2.1502921777559334, -0.9423630375581508], [-2.1700407611753665, -0.9008197615355468], [-2.1884010824438307, -0.8597644459810554], [-2.2055790131029656, -0.8191972298624715], [-2.22163450602359, -0.7791889500602139], [-2.2365293842325826, -0.7397866870057251], [-2.2504823352349614, -0.7009383157431199], [-2.2636165005614286, -0.6627414783271233], [-2.275884738560821, -0.6251811440789403], [-2.287207445320815, -0.5881854269921486], [-2.2976027074064795, -0.5518010068279369], [-2.307260649269918, -0.5160391660111077], [-2.3163822593279226, -0.4808926318240265], [-2.324731804376726, -0.4463615023049884], [-2.3321956767522636, -0.41242799379629047], [-2.3390038941421123, -0.37906989464888385], [-2.345144920421827, -0.3463230904395133], [-2.350596994583719, -0.314208759172384], [-2.3555513963786825, -0.2826892890234581], [-2.359858202707587, -0.25176141247992906], [-2.363454637605759, -0.2214426750831629], [-2.366598621055529, -0.19173678217376244], [-2.369674923088445, -0.16263288416506486], [-2.37227278433635, -0.13412824074927185], [-2.3737410829971726, -0.10620212594522374], [-2.37477838449004, -0.0788444698102392], [-2.375595934174547, -0.052047417607289946], [-2.3760637195291383, -0.02581873857169283], [-2.3762361856440886, 0.0], [-2.3760112843750036, 0.02548634609773368], [-2.3753506862527325, 0.05166550531658954], [-2.374195408718267, 0.07841374021491165], [-2.372778588449986, 0.10571147033412401], [-2.3711142319149325, 0.13358874378388616], [-2.3688132754112377, 0.16206253728273246], [-2.3660207557504322, 0.19111747480035582], [-2.3628737772409254, 0.22073098726520174], [-2.35901489175959, 0.25092079448380994], [-2.3544524252967873, 0.28171192381261256], [-2.3494898988894977, 0.3131035496968473], [-2.3440997244032173, 0.3450823182612649], [-2.3379398747525024, 0.37766374717785645], [-2.3309470732491944, 0.4108146314064198], [-2.3232866748486996, 0.44451975936080684], [-2.314969172199804, 0.47883473880351635], [-2.3060018129602353, 0.5137682938205207], [-2.2963698095493332, 0.5492662026197327], [-2.2857922387374856, 0.5853149849205196], [-2.274188150610506, 0.6219438896041118], [-2.261903804646412, 0.6591519910587672], [-2.248944100479276, 0.6969966867828536], [-2.2350938130612197, 0.7354364284563243], [-2.2202059863821217, 0.7744018959817008], [-2.2042026828708123, 0.8139406001265854], [-2.1871709384722795, 0.8540608148688924], [-2.1689522929834246, 0.8946194360822526], [-2.1493005027959664, 0.9356151226095067], [-2.128356502628084, 0.9770383585619515], [-2.1060600957440228, 1.0188432627970905], [-2.082273987697663, 1.0610240853220603], [-2.05727620079281, 1.103620440350069], [-2.030923188658252, 1.146661297070593], [-2.0030551058891075, 1.1900180731296153], [-1.9735882819036485, 1.2336056855138486], [-1.9427777930258503, 1.2776602389654865], [-1.9105125659615154, 1.321992989901853], [-1.8763755017091677, 1.3664631410575407], [-1.8403699005189156, 1.4109193728913403], [-1.8025461623527408, 1.455477040953158], [-1.7628655393138004, 1.5000162818416132], [-1.721421990567781, 1.5446548314902289], [-1.6779272177751843, 1.5890972311157487], [-1.6322458758250953, 1.6331408147152453], [-1.5845231785345775, 1.6769940501090541], [-1.534803007805092, 1.7205535293790568], [-1.4828564419228292, 1.763638165929139], [-1.4286129582118863, 1.8059366806057595], [-1.3719712727134372, 1.8474219608787932], [-1.312925257223118, 1.8878267892787133], [-1.251329357423137, 1.926950821592965], [-1.1875340299544346, 1.965114727637293], [-1.1210280530325054, 2.001348636329164], [-1.052290453832719, 2.0363821672451827], [-0.9810313277716093, 2.0694439450050464], [-0.9074070727389612, 2.1007967730514188], [-0.8313343614030805, 2.1297895503879682], [-0.7529627128834987, 2.1569240421297406], [-0.6723216908242099, 2.1814633311299647], [-0.5893663111291658, 2.2036104907667435], [-0.5041495807304721, 2.222045314275238], [-0.4167717269357427, 2.2378993389648665], [-0.3274020176873194, 2.2502029497218072], [-0.23615066736903575, 2.2598694932090257], [-0.1430707126907556, 2.2653257317920215], [-0.04836668771431071, 2.26758878369992], [0.04791098667082413, 2.2657301487912194], [0.14554436998347378, 2.26048079988945], [0.24442489603369225, 2.2507098652639312], [0.3443967888259298, 2.2367544099707], [0.44529748134733865, 2.2198037487170565], [0.5468752685052666, 2.1972057740874242], [0.6491163544256044, 2.1713433325245566], [0.7517363725901868, 2.1411184868694004], [0.8545821707140888, 2.1064308648608425], [0.9574463055310466, 2.0672734317172354], [1.0614310886794225, 2.0240512435082727], [1.166107320468684, 1.976138782848749], [1.2701760639614637, 1.9240298479627596], [1.3732542871340336, 1.8672117508620232], [1.4754656470112508, 1.806471500336334], [1.576448124834123, 1.7416156712597226], [1.6761121383488722, 1.6728593959663949], [1.774356481860784, 1.600368396908319], [1.8705806609705173, 1.5234532128242562], [1.9650885470878339, 1.4432773361056828], [2.0571738912017024, 1.3587196726832809], [2.147193206347085, 1.271019304423163], [2.2347799468667033, 1.1800335423388728], [2.3197347824532923, 1.0850887267249438], [2.401720301741005, 0.9844632875390545], [2.4809490146471855, 0.8816795815754036], [2.557139141149254, 0.7768323425606892], [2.6297214436920537, 0.6699638182157649], [2.699194882884757, 0.5616108566236213], [2.765091873258548, 0.45186380609182686], [2.8275006955514086, 0.3409641213915048], [2.8850126740839244, 0.22893851543400037], [2.9331383715868355, 0.11195098172736329], [2.943164498181118, 0.000626910551232161]], [[3.196426808090824, 0.0009981209065855405], [3.1394177654216997, -0.09567106706805412], [3.0168554054961163, -0.1650219985773967], [2.891761146475293, -0.2413458988708608], [2.770551630803284, -0.330215684049798], [2.6534729598230413, -0.4235838669536981], [2.5391302740595547, -0.5185795059353271], [2.4265912039798763, -0.6139971735219114], [2.31437734887419, -0.7081936333823634], [2.203538491371026, -0.8023644921078111], [2.0919028498254297, -0.8940752208064077], [1.9796218751336527, -0.9833922887905551], [1.866366756871955, -1.069790732454579], [1.7512579057064859, -1.1521261954345847], [1.6349381366003148, -1.2308574037273359], [1.517230850795048, -1.305365027612654], [1.3981162286439526, -1.3752866261769037], [1.2779626547720857, -1.4406738395061918], [1.157125291857058, -1.501530605623195], [1.0360032563242176, -1.5580287004057356], [0.9144979088256593, -1.6095537349354858], [0.7953371673988815, -1.655653784105078], [0.681799860464482, -1.697544585067798], [0.5688327467992059, -1.7333457148688296], [0.4571730516778949, -1.7653580757578637], [0.3465250942672895, -1.7912381608381247], [0.23736030856415297, -1.8125457885636704], [0.12991035801574605, -1.8297791193744286], [0.024280605850446894, -1.842524698394316], [-0.07941636398421757, -1.850108838385271], [-0.18094824218112734, -1.8548687310934966], [-0.2802204921376474, -1.8542253969417126], [-0.3771232609788026, -1.8503803715142424], [-0.47156145326446786, -1.8431111257109705], [-0.563447529747619, -1.8329447025585413], [-0.6526111664305474, -1.8183288538590106], [-0.7390463471563473, -1.8008843327472597], [-0.8228388941024427, -1.7813632078063546], [-0.9037822441821023, -1.7590191708808909], [-0.9818459780505807, -1.7339632220413408], [-1.0571624884632291, -1.7072362933439524], [-1.12938422640042, -1.6773531103175312], [-1.1989852861237729, -1.646548133023546], [-1.2654768937694776, -1.6131520128075996], [-1.3292360468846567, -1.5785249446229563], [-1.3900851547927038, -1.542393488410348], [-1.4479321950667923, -1.5045274649807612], [-1.5032164962675587, -1.466170306371425], [-1.5554082516604808, -1.4261419780604965], [-1.6050160250824972, -1.3856459598426483], [-1.6517419855915114, -1.3440894700438122], [-1.695753248311618, -1.3019346143910715], [-1.7373545172237448, -1.2597463961337045], [-1.77614789416952, -1.2169156800103653], [-1.8127600671984532, -1.174467131154563], [-1.8472278037943977, -1.1324486234463307], [-1.8794985594887967, -1.090748006871249], [-1.909903519349821, -1.0498196145226966], [-1.9377238317043175, -1.0086784715242383], [-1.9637616660673183, -0.9683320451876524], [-1.988483575108296, -0.9291744969053525], [-2.0108527113338726, -0.8901322691629048], [-2.031557840859305, -0.851817657749898], [-2.0507569321737846, -0.8144181528506177], [-2.0687238515692763, -0.7780634523798042], [-2.0856921901988583, -0.7429238775731468], [-2.1011639866460032, -0.7085327196678156], [-2.115596738076308, -0.6751737987622705], [-2.1291380156946103, -0.6429076905031782], [-2.141789310599654, -0.6116112361128553], [-2.1532613117197625, -0.5810388659240838], [-2.163834548730743, -0.5513213333046656], [-2.173515768275817, -0.5224228025094345], [-2.1822677930185406, -0.49428785955345067], [-2.190236812276808, -0.46694059154094314], [-2.1975218255093, -0.44041430293019546], [-2.204065964965585, -0.4147206363621096], [-2.2100568417930586, -0.38979644824424414], [-2.215742226864105, -0.3657256491745379], [-2.221025124068906, -0.34245022855891855], [-2.2256703189427354, -0.31985682005789234], [-2.2298258301165954, -0.2979520926950662], [-2.23372514074085, -0.2767379654888864], [-2.2375145334994144, -0.25621229810316265], [-2.2410111573592135, -0.23631515119334034], [-2.2440694611662524, -0.21698872413009762], [-2.2467926514604013, -0.19821707210457828], [-2.249253855721112, -0.1800157569283679], [-2.2514986742011205, -0.16238332938376246], [-2.2535047368693952, -0.14528245626591768], [-2.2551388756756996, -0.12868616188422546], [-2.25647209356168, -0.11259020508111525], [-2.2577082643118076, -0.09699929926833674], [-2.259115589106827, -0.08191471570279386], [-2.260395699367691, -0.06730457526820376], [-2.2609063674182344, -0.0531087881495273], [-2.261255652365907, -0.039327256945623716], [-2.2615018589152562, -0.025955331442878392], [-2.261608234734497, -0.012986211419444215], [-2.2616477449128607, 0.0], [-2.26152466228973, 0.01216333517291286], [-2.2611537249083717, 0.025037202384094806], [-2.260458830213709, 0.0383565107912671], [-2.259580899685025, 0.05207949451121228], [-2.2587794656999454, 0.06624963121740417], [-2.2578540163948926, 0.08087877767908744], [-2.2567761317815584, 0.09596500257345783], [-2.2554907802621837, 0.11149727656210397], [-2.253767000945558, 0.12748660783014737], [-2.251742462918297, 0.14397685781905706], [-2.249667001988968, 0.16100121550622715], [-2.247446080800859, 0.17855911236724611], [-2.244883354920344, 0.19664941683290899], [-2.2418617482735197, 0.21525307025019852], [-2.238526878693993, 0.23439177138333975], [-2.2350600877781686, 0.2541393064958912], [-2.231469455789304, 0.27453407825732756], [-2.2276176188624026, 0.29554411993530755], [-2.2232436477879767, 0.3171412037437042], [-2.2182658293969193, 0.33938647339705597], [-2.2130057114182273, 0.3623516423311407], [-2.207590594289525, 0.38613343450944404], [-2.2017707477366235, 0.4106816373044424], [-2.1952430599171753, 0.4359571132847643], [-2.187997704972694, 0.46202689894854654], [-2.1801622115570205, 0.48895389847574755], [-2.171538794351788, 0.5165971345693838], [-2.1619268468682455, 0.5449292186412873], [-2.15142405325596, 0.5740204870510502], [-2.1399678958452735, 0.6038489063972398], [-2.127457683925948, 0.6344071564441695], [-2.1141652683719148, 0.6658971237659571], [-2.0999696455896744, 0.6983415979377868], [-2.0846174576074525, 0.7316274813435669], [-2.0679940369641665, 0.7656830080763276], [-2.050488170837687, 0.8009128734046431], [-2.0318594369119336, 0.8371373170744808], [-2.0116310495394183, 0.8740798392483645], [-1.9897241007308435, 0.9116568546268877], [-1.9662594430975262, 0.9500377260870186], [-1.9411272673630515, 0.9891635607883638], [-1.9144533797552363, 1.0292667809122862], [-1.8858434337440877, 1.0699231994647], [-1.855068538512441, 1.110895228664669], [-1.8223215817637282, 1.1525273567530405], [-1.7875923257532564, 1.1947869668114177], [-1.7506035751659776, 1.2373545136662965], [-1.7111991324557076, 1.2799207786095628], [-1.6692429211825908, 1.3223699685662698], [-1.6246426523839774, 1.3644508499018024], [-1.577218882638495, 1.4057956475921791], [-1.5273703610623657, 1.4471209507407974], [-1.4744025030816386, 1.486840022729141], [-1.4188880112021571, 1.526254698170825], [-1.3603942514923077, 1.5641893958066604], [-1.2990814742088768, 1.6010097858582957], [-1.2347658835246489, 1.6359793538086458], [-1.1676230383251167, 1.6695688006993061], [-1.097591450435046, 1.7012305215996681], [-1.0245932050505828, 1.7306888971755443], [-0.9485835940746605, 1.7569892841521295], [-0.8696605440072314, 1.780589955143493], [-0.7879557318885135, 1.8012866781588248], [-0.7035284875467906, 1.8193360299028716], [-0.6163930723922669, 1.833751628025986], [-0.52 | 3D array of the dimensional x and y airfoil coordinates of the airfoils interpolated along span for n_span stations. The origin is placed at the pitch axis.
blade.structure.build_web | output | n/a | [True, True] | 1D array of boolean values indicating whether to build a web from offset and rotation.
blade.structure.build_layer | output | n/a | [0.0, 0.0, 1.0, 2.0, 3.0, 4.0, 5.0, 6.0, 6.0, 6.0, 6.0, 0.0, -1.0, -1.0, -1.0, -2.0, -2.0, -2.0] | 1D array of boolean values indicating how to build a layer. 0 - start and end are set constant, 1 - from offset and rotation suction side, 2 - from offset and rotation pressure side, 3 - LE and width, 4 - TE SS width, 5 - TE PS width, 6 - locked to another layer. Negative values place the layer on webs (-1 first web, -2 second web, etc.).
blade.structure.index_layer_start | output | n/a | [0.0, 0.0, 0.0, 0.0, 0.0, 0.0, 0.0, 5.0, 2.0, 4.0, 3.0, 0.0, 0.0, 0.0, 0.0, 0.0, 0.0, 0.0] | Index used to fix a layer to another
blade.structure.index_layer_end | output | n/a | [0.0, 0.0, 0.0, 0.0, 0.0, 0.0, 0.0, 2.0, 4.0, 3.0, 6.0, 0.0, 0.0, 0.0, 0.0, 0.0, 0.0, 0.0] | Index used to fix a layer to another
blade.structure.s | input |  | [0.0, 0.034482758620689655, 0.06896551724137931, 0.10344827586206896, 0.13793103448275862, 0.1724137931034483, 0.20689655172413793, 0.24137931034482757, 0.27586206896551724, 0.3103448275862069, 0.3448275862068966, 0.3793103448275862, 0.41379310344827586, 0.4482758620689655, 0.48275862068965514, 0.5172413793103449, 0.5517241379310345, 0.5862068965517241, 0.6206896551724138, 0.6551724137931034, 0.6896551724137931, 0.7241379310344828, 0.7586206896551724, 0.7931034482758621, 0.8275862068965517, 0.8620689655172413, 0.896551724137931, 0.9310344827586207, 0.9655172413793103, 1.0] | 1D array of the non-dimensional spanwise grid defined along blade axis (0-blade root, 1-blade tip)
blade.structure.web_offset | output | m | [[0.0, 0.0, 0.0, -0.35, -0.35, -0.35, -0.35, -0.35, -0.35, -0.35, -0.35, -0.35, -0.35, -0.35, -0.35, -0.35, -0.35, -0.35, -0.35, -0.35, -0.35, -0.35, -0.35, -0.35, -0.35, -0.35, -0.35, -0.35, -0.35, 0.0], [0.0, 0.0, 0.0, 0.35, 0.35, 0.35, 0.35, 0.35, 0.35, 0.35, 0.35, 0.35, 0.35, 0.35, 0.35, 0.35, 0.35, 0.35, 0.35, 0.35, 0.35, 0.35, 0.35, 0.35, 0.35, 0.35, 0.35, 0.35, 0.35, 0.0]] | 2D array of the dimensional offset of a web with respect to the reference axis. The first dimension represents each web, the second dimension represents each entry along blade span.
blade.structure.layer_offset | output | m | [[0.0, 0.0, 0.0, 0.0, 0.0, 0.0, 0.0, 0.0, 0.0, 0.0, 0.0, 0.0, 0.0, 0.0, 0.0, 0.0, 0.0, 0.0, 0.0, 0.0, 0.0, 0.0, 0.0, 0.0, 0.0, 0.0, 0.0, 0.0, 0.0, 0.0], [0.0, 0.0, 0.0, 0.0, 0.0, 0.0, 0.0, 0.0, 0.0, 0.0, 0.0, 0.0, 0.0, 0.0, 0.0, 0.0, 0.0, 0.0, 0.0, 0.0, 0.0, 0.0, 0.0, 0.0, 0.0, 0.0, 0.0, 0.0, 0.0, 0.0], [0.0, 0.0, 0.0, 0.0, 0.0, 0.0, 0.0, 0.0, 0.0, 0.0, 0.0, 0.0, 0.0, 0.0, 0.0, 0.0, 0.0, 0.0, 0.0, 0.0, 0.0, 0.0, 0.0, 0.0, 0.0, 0.0, 0.0, 0.0, 0.0, 0.0], [0.0, 0.0, 0.0, 0.0, 0.0, 0.0, 0.0, 0.0, 0.0, 0.0, 0.0, 0.0, 0.0, 0.0, 0.0, 0.0, 0.0, 0.0, 0.0, 0.0, 0.0, 0.0, 0.0, 0.0, 0.0, 0.0, 0.0, 0.0, 0.0, 0.0], [0.0, 0.0, 0.0, 0.0, 0.0, 0.0, 0.0, 0.0, 0.0, 0.0, 0.0, 0.0, 0.0, 0.0, 0.0, 0.0, 0.0, 0.0, 0.0, 0.0, 0.0, 0.0, 0.0, 0.0, 0.0, 0.0, 0.0, 0.0, 0.0, 0.0], [0.0, 0.0, 0.0, 0.0, 0.0, 0.0, 0.0, 0.0, 0.0, 0.0, 0.0, 0.0, 0.0, 0.0, 0.0, 0.0, 0.0, 0.0, 0.0, 0.0, 0.0, 0.0, 0.0, 0.0, 0.0, 0.0, 0.0, 0.0, 0.0, 0.0], [0.0, 0.0, 0.0, 0.0, 0.0, 0.0, 0.0, 0.0, 0.0, 0.0, 0.0, 0.0, 0.0, 0.0, 0.0, 0.0, 0.0, 0.0, 0.0, 0.0, 0.0, 0.0, 0.0, 0.0, 0.0, 0.0, 0.0, 0.0, 0.0, 0.0], [0.0, 0.0, 0.0, 0.0, 0.0, 0.0, 0.0, 0.0, 0.0, 0.0, 0.0, 0.0, 0.0, 0.0, 0.0, 0.0, 0.0, 0.0, 0.0, 0.0, 0.0, 0.0, 0.0, 0.0, 0.0, 0.0, 0.0, 0.0, 0.0, 0.0], [0.0, 0.0, 0.0, 0.0, 0.0, 0.0, 0.0, 0.0, 0.0, 0.0, 0.0, 0.0, 0.0, 0.0, 0.0, 0.0, 0.0, 0.0, 0.0, 0.0, 0.0, 0.0, 0.0, 0.0, 0.0, 0.0, 0.0, 0.0, 0.0, 0.0], [0.0, 0.0, 0.0, 0.0, 0.0, 0.0, 0.0, 0.0, 0.0, 0.0, 0.0, 0.0, 0.0, 0.0, 0.0, 0.0, 0.0, 0.0, 0.0, 0.0, 0.0, 0.0, 0.0, 0.0, 0.0, 0.0, 0.0, 0.0, 0.0, 0.0], [0.0, 0.0, 0.0, 0.0, 0.0, 0.0, 0.0, 0.0, 0.0, 0.0, 0.0, 0.0, 0.0, 0.0, 0.0, 0.0, 0.0, 0.0, 0.0, 0.0, 0.0, 0.0, 0.0, 0.0, 0.0, 0.0, 0.0, 0.0, 0.0, 0.0], [0.0, 0.0, 0.0, 0.0, 0.0, 0.0, 0.0, 0.0, 0.0, 0.0, 0.0, 0.0, 0.0, 0.0, 0.0, 0.0, 0.0, 0.0, 0.0, 0.0, 0.0, 0.0, 0.0, 0.0, 0.0, 0.0, 0.0, 0.0, 0.0, 0.0], [0.0, 0.0, 0.0, 0.0, 0.0, 0.0, 0.0, 0.0, 0.0, 0.0, 0.0, 0.0, 0.0, 0.0, 0.0, 0.0, 0.0, 0.0, 0.0, 0.0, 0.0, 0.0, 0.0, 0.0, 0.0, 0.0, 0.0, 0.0, 0.0, 0.0], [0.0, 0.0, 0.0, 0.0, 0.0, 0.0, 0.0, 0.0, 0.0, 0.0, 0.0, 0.0, 0.0, 0.0, 0.0, 0.0, 0.0, 0.0, 0.0, 0.0, 0.0, 0.0, 0.0, 0.0, 0.0, 0.0, 0.0, 0.0, 0.0, 0.0], [0.0, 0.0, 0.0, 0.0, 0.0, 0.0, 0.0, 0.0, 0.0, 0.0, 0.0, 0.0, 0.0, 0.0, 0.0, 0.0, 0.0, 0.0, 0.0, 0.0, 0.0, 0.0, 0.0, 0.0, 0.0, 0.0, 0.0, 0.0, 0.0, 0.0], [0.0, 0.0, 0.0, 0.0, 0.0, 0.0, 0.0, 0.0, 0.0, 0.0, 0.0, 0.0, 0.0, 0.0, 0.0, 0.0, 0.0, 0.0, 0.0, 0.0, 0.0, 0.0, 0.0, 0.0, 0.0, 0.0, 0.0, 0.0, 0.0, 0.0], [0.0, 0.0, 0.0, 0.0, 0.0, 0.0, 0.0, 0.0, 0.0, 0.0, 0.0, 0.0, 0.0, 0.0, 0.0, 0.0, 0.0, 0.0, 0.0, 0.0, 0.0, 0.0, 0.0, 0.0, 0.0, 0.0, 0.0, 0.0, 0.0, 0.0], [0.0, 0.0, 0.0, 0.0, 0.0, 0.0, 0.0, 0.0, 0.0, 0.0, 0.0, 0.0, 0.0, 0.0, 0.0, 0.0, 0.0, 0.0, 0.0, 0.0, 0.0, 0.0, 0.0, 0.0, 0.0, 0.0, 0.0, 0.0, 0.0, 0.0]] | 2D array of the dimensional offset of a layer with respect to the reference axis. The first dimension represents each layer, the second dimension represents each entry along blade span.
blade.structure.layer_width | output | m | [[0.0, 0.0, 0.0, 0.0, 0.0, 0.0, 0.0, 0.0, 0.0, 0.0, 0.0, 0.0, 0.0, 0.0, 0.0, 0.0, 0.0, 0.0, 0.0, 0.0, 0.0, 0.0, 0.0, 0.0, 0.0, 0.0, 0.0, 0.0, 0.0, 0.0], [0.0, 0.0, 0.0, 0.0, 0.0, 0.0, 0.0, 0.0, 0.0, 0.0, 0.0, 0.0, 0.0, 0.0, 0.0, 0.0, 0.0, 0.0, 0.0, 0.0, 0.0, 0.0, 0.0, 0.0, 0.0, 0.0, 0.0, 0.0, 0.0, 0.0], [0.9, 0.9, 0.9, 0.9, 0.9, 0.9, 0.9, 0.9, 0.9, 0.9, 0.9, 0.9, 0.9, 0.9, 0.9, 0.9, 0.9, 0.9, 0.9, 0.9, 0.9, 0.9, 0.9, 0.9, 0.8999998437902413, 0.899975663948613, 0.8987945258935398, 0.8784571458555616, 0.7237062338515753, 0.294], [0.9, 0.9, 0.9, 0.9, 0.9, 0.9, 0.9, 0.9, 0.9, 0.9, 0.9, 0.9, 0.9, 0.9, 0.9, 0.9, 0.9, 0.9, 0.9, 0.9, 0.9, 0.9, 0.9, 0.9, 0.8999998437902413, 0.899975663948613, 0.8987945258935398, 0.8784571458555616, 0.7237062338515753, 0.294], [0.0, 0.0, 0.0, 0.8, 0.8, 0.8, 0.8, 0.8, 0.8, 0.8, 0.8, 0.8, 0.8, 0.8, 0.8, 0.8, 0.8, 0.8, 0.8, 0.79996805918844, 0.7988852795969489, 0.7892555783846883, 0.7549308422031511, 0.7112649322652236, 0.0, 0.0, 0.0, 0.0, 0.0, 0.0], [0.0, 0.0, 0.0, 0.75, 0.75, 0.75, 0.75, 0.75, 0.75, 0.75, 0.75, 0.75, 0.75, 0.75, 0.75, 0.75, 0.75, 0.75, 0.75, 0.75, 0.75, 0.75, 0.75, 0.75, 0.0, 0.0, 0.0, 0.0, 0.0, 0.0], [0.0, 0.0, 0.0, 0.75, 0.75, 0.75, 0.75, 0.75, 0.75, 0.75, 0.75, 0.75, 0.75, 0.75, 0.75, 0.75, 0.75, 0.75, 0.75, 0.75, 0.75, 0.75, 0.75, 0.75, 0.0, 0.0, 0.0, 0.0, 0.0, 0.0], [0.0, 0.0, 0.0, 0.75, 0.75, 0.75, 0.75, 0.75, 0.75, 0.75, 0.75, 0.75, 0.75, 0.75, 0.75, 0.75, 0.75, 0.75, 0.75, 0.75, 0.75, 0.75, 0.75, 0.75, 0.0, 0.0, 0.0, 0.0, 0.0, 0.0], [0.9, 0.9, 0.9, 0.9, 0.9, 0.9, 0.9, 0.9, 0.9, 0.9, 0.9, 0.9, 0.9, 0.9, 0.9, 0.9, 0.9, 0.9, 0.9, 0.9, 0.9, 0.9, 0.9, 0.9, 0.8999998437902413, 0.899975663948613, 0.8987945258935398, 0.8784571458555616, 0.7237062338515753, 0.294], [0.0, 0.0, 0.0, 0.8, 0.8, 0.8, 0.8, 0.8, 0.8, 0.8, 0.8, 0.8, 0.8, 0.8, 0.8, 0.8, 0.8, 0.8, 0.8, 0.79996805918844, 0.7988852795969489, 0.7892555783846883, 0.7549308422031511, 0.7112649322652236, 0.0, 0.0, 0.0, 0.0, 0.0, 0.0], [0.9, 0.9, 0.9, 0.9, 0.9, 0.9, 0.9, 0.9, 0.9, 0.9, 0.9, 0.9, 0.9, 0.9, 0.9, 0.9, 0.9, 0.9, 0.9, 0.9, 0.9, 0.9, 0.9, 0.9, 0.8999998437902413, 0.899975663948613, 0.8987945258935398, 0.8784571458555616, 0.7237062338515753, 0.294], [0.0, 0.0, 0.0, 0.0, 0.0, 0.0, 0.0, 0.0, 0.0, 0.0, 0.0, 0.0, 0.0, 0.0, 0.0, 0.0, 0.0, 0.0, 0.0, 0.0, 0.0, 0.0, 0.0, 0.0, 0.0, 0.0, 0.0, 0.0, 0.0, 0.0], [0.0, 0.0, 0.0, 0.0, 0.0, 0.0, 0.0, 0.0, 0.0, 0.0, 0.0, 0.0, 0.0, 0.0, 0.0, 0.0, 0.0, 0.0, 0.0, 0.0, 0.0, 0.0, 0.0, 0.0, 0.0, 0.0, 0.0, 0.0, 0.0, 0.0], [0.0, 0.0, 0.0, 0.0, 0.0, 0.0, 0.0, 0.0, 0.0, 0.0, 0.0, 0.0, 0.0, 0.0, 0.0, 0.0, 0.0, 0.0, 0.0, 0.0, 0.0, 0.0, 0.0, 0.0, 0.0, 0.0, 0.0, 0.0, 0.0, 0.0], [0.0, 0.0, 0.0, 0.0, 0.0, 0.0, 0.0, 0.0, 0.0, 0.0, 0.0, 0.0, 0.0, 0.0, 0.0, 0.0, 0.0, 0.0, 0.0, 0.0, 0.0, 0.0, 0.0, 0.0, 0.0, 0.0, 0.0, 0.0, 0.0, 0.0], [0.0, 0.0, 0.0, 0.0, 0.0, 0.0, 0.0, 0.0, 0.0, 0.0, 0.0, 0.0, 0.0, 0.0, 0.0, 0.0, 0.0, 0.0, 0.0, 0.0, 0.0, 0.0, 0.0, 0.0, 0.0, 0.0, 0.0, 0.0, 0.0, 0.0], [0.0, 0.0, 0.0, 0.0, 0.0, 0.0, 0.0, 0.0, 0.0, 0.0, 0.0, 0.0, 0.0, 0.0, 0.0, 0.0, 0.0, 0.0, 0.0, 0.0, 0.0, 0.0, 0.0, 0.0, 0.0, 0.0, 0.0, 0.0, 0.0, 0.0], [0.0, 0.0, 0.0, 0.0, 0.0, 0.0, 0.0, 0.0, 0.0, 0.0, 0.0, 0.0, 0.0, 0.0, 0.0, 0.0, 0.0, 0.0, 0.0, 0.0, 0.0, 0.0, 0.0, 0.0, 0.0, 0.0, 0.0, 0.0, 0.0, 0.0]] | 2D array of the width of the layers. The first dimension represents each layer, the second dimension represents span.
high_level_tower_props.tower_ref_axis_user | input | m | [[0.0, 0.0, 15.0], [0.0, 0.0, 28.0], [0.0, 0.0, 41.0], [0.0, 0.0, 54.0], [0.0, 0.0, 67.0], [0.0, 0.0, 80.0], [0.0, 0.0, 93.0], [0.0, 0.0, 106.0], [0.0, 0.0, 119.0], [0.0, 0.0, 132.0], [0.0, 0.0, 144.386]] | 2D array of the coordinates (x,y,z) of the tower reference axis. The coordinate system is the global coordinate system of OpenFAST: it is placed at tower base with x pointing downwind, y pointing on the side and z pointing vertically upwards. A standard tower configuration will have zero x and y values and positive z values.
high_level_tower_props.distance_tt_hub | input | m | 5.614 | Vertical distance from tower top to hub center.
high_level_tower_props.hub_height_user | input | m | 150 | Height of the hub specified by the user.
high_level_tower_props.rotor_diameter | input | m | 241.3506 | Scalar of the rotor diameter, defined as 2 x (Rhub + blade length along z) * cos(precone).
hub.diameter | output | m | 7.94
materials.rho_fiber | output | kg/m**3 | [0.0, 0.0, 0.0, 0.0, 2535.5, 1800.0, 2535.5, 2535.5, 0.0, 0.0, 0.0] | 1D array of the density of the fibers of the materials.
materials.rho | output | kg/m**3 | [1235.0, 7800.0, 7850.0, 7200.0, 1940.0, 1220.0, 1940.0, 1940.0, 130.0, 1150.0, 1100.0] | 1D array of the density of the materials. For composites, this is the density of the laminate.
materials.rho_area_dry | output | kg/m**2 | [0.0, 0.0, 0.0, 0.0, 7.227162215457267, 1.0, 1.4454324430914534, 1.4454324430914534, 0.0, 0.0, 0.0] | 1D array of the dry aerial density of the composite fabrics. Non-composite materials are kept at 0.
materials.ply_t_from_yaml | output | m | [0.0005, 0.0, 0.0, 0.0, 0.005, 0.005158730158730159, 0.001, 0.001, 0.0, 0.0, 0.0] | 1D array of the ply thicknesses of the materials. Non-composite materials are kept at 0.
materials.fvf_from_yaml | output |  | [0.0, 0.0, 0.0, 0.0, 0.57, 0.1076923076923077, 0.57, 0.57, 0.0, 0.0, 0.0] | 1D array of the non-dimensional fiber volume fraction of the composite materials. Non-composite materials are kept at 0.
materials.fwf_from_yaml | output |  | [0.0, 0.0, 0.0, 0.0, 0.7450682696347697, 0.15889029003783103, 0.7450682696347697, 0.7450682696347697, 0.0, 0.0, 0.0] | 1D array of the non-dimensional fiber weight- fraction of the composite materials. Non-composite materials are kept at 0.
materials.name | output | n/a | ['Gelcoat', 'steel', 'steel_drive', 'cast_iron', 'glass_uni', 'CarbonUD', 'glass_biax', 'glass_triax', 'medium_density_foam', 'resin', 'adhesive'] | 1D array of names of materials.
materials.orth | output | n/a | [0.0, 0.0, 0.0, 0.0, 1.0, 1.0, 1.0, 1.0, 0.0, 0.0, 0.0] | 1D array of flags to set whether a material is isotropic (0) or orthtropic (1). Each entry represents a material.
monopile.ref_axis | input | m | [[0.0, 0.0, -75.0], [0.0, 0.0, -30.0], [0.0, 0.0, -20.0], [0.0, 0.0, -10.0], [0.0, 0.0, 0.0], [0.0, 0.0, 10.0], [0.0, 0.0, 15.0]] | 2D array of the coordinates (x,y,z) of the tower reference axis. The coordinate system is the global coordinate system of OpenFAST: it is placed at tower base with x pointing downwind, y pointing on the side and z pointing vertically upwards. A standard tower configuration will have zero x and y values and positive z values.
tower_grid.ref_axis | input | m | [[0.0, 0.0, 15.0], [0.0, 0.0, 28.0], [0.0, 0.0, 41.0], [0.0, 0.0, 54.0], [0.0, 0.0, 67.0], [0.0, 0.0, 80.0], [0.0, 0.0, 93.0], [0.0, 0.0, 106.0], [0.0, 0.0, 119.0], [0.0, 0.0, 132.0], [0.0, 0.0, 144.386]] | 2D array of the coordinates (x,y,z) of the tower reference axis. The coordinate system is the global coordinate system of OpenFAST: it is placed at tower base with x pointing downwind, y pointing on the side and z pointing vertically upwards. A standard tower configuration will have zero x and y values and positive z values.
drivese.bear1.D_bearing | input | m | 0.3
drivese.bear1.D_shaft | input | m | 2.2
drivese.bear1.mb_mass_user | input | kg | 0
drivese.bear1.mb_e | input |  | 0.35 | limiting value of Fa/Fr for the applicability of different values of factors X and Y (ISO 281)
drivese.bear1.bearing_type | input | n/a | CARB
drivese.bear2.D_bearing | input | m | 0.3
drivese.bear2.D_shaft | input | m | 2.2
drivese.bear2.mb_mass_user | input | kg | 0
drivese.bear2.mb_e | input |  | 0.35 | limiting value of Fa/Fr for the applicability of different values of factors X and Y (ISO 281)
drivese.bear2.bearing_type | input | n/a | SRB
drivese.rotor_diameter | input | m | 241.3506
drivese.rated_torque | input | N*m | 19900011.5121
drivese.brake_mass_user | input | kg | 0
drivese.s_rotor | output | m | 2.6
drivese.s_gearbox | output | m | 0
drivese.machine_rating | input | kW | 15000 | Rated power of the converter
drivese.converter.f_grid | input | Hz | 60 | Grid frequency
drivese.converter.f_sw | input | Hz | 1620 | Switching frequency
drivese.converter.V_dc_drop | input |  | 0.05 | DC voltage drop [pu]
drivese.converter.m_max | input |  | 1 | Maximum modulation index [pu]
drivese.converter.V_L_drop | input |  | 0.2 | Inductor voltage drop [pu]
drivese.converter.V_dc_ripple | input |  | 0.05 | DC voltage ripple [pu]
drivese.converter.Q_cap_pu | input |  | 0.05 | Reactive power consumption [pu]
drivese.converter.v_step_V | input | V | 10 | Voltage ceiling step
drivese.converter.c_step_uF | input | uF | 10 | Capacitor ceiling step
drivese.converter.l_step_uH | input | uH | 10 | Inductor ceiling step
drivese.converter.Vces_V | input | V | 1700 | IGBT voltage rating
drivese.converter.Ic_A | input | A | 1800 | IGBT current rating
drivese.converter.derate_v | input |  | 0.7 | Voltage derating factor
drivese.converter.i_limit | input |  | 1.15 | Current limit factor
drivese.converter.aux_frac | input |  | 0.0035 | Auxiliary losses fraction
drivese.converter.Idc_ripple_pu | input |  | 0.2 | DC current ripple [pu]
drivese.converter.use_conservative_current | input | n/a | TRUE | Use conservative current sizing
drivese.lss_spring_constant | output | N*m/rad | 69737644923.0506
drivese.hss_spring_constant | input | N*m/rad | 0
drivese.gear_ratio | input |  | 1
drivese.damping_ratio | input |  | 0.005
drivese.blades_I | input | kg*m**2 | [348506332.76071006, 174253166.38035503, 174253166.38035503, 0.0, 0.0, 0.0]
drivese.hub_system_I | output | kg*m**2 | [1044231.1122004304, 655337.3386432155, 655337.3386432155, 0.0, 0.0, 0.0]
drivese.drivetrain_spring_constant_user | input | N*m/rad | 0
drivese.drivetrain_damping_coefficient_user | input | N*m*s/rad | 0
drivese.D_top | input | m | 6.5
drivese.converter_mass_user | input | kg | 0
drivese.transformer_mass_user | input | kg | 0
drivese.gearbox_mass_user | input | kg | 0
drivese.gearbox_radius_user | input | m | 0
drivese.gearbox_length_user | input | m | 0
drivese.gear_configuration | input | n/a | eep
drivese.planet_numbers | input | n/a | [3, 3, 0]
drivese.generator.u_allow_s | output | m | 0.00087146
drivese.generator.u_as | output | m | 0.0095342
drivese.generator.z_allow_s | output | m | 0
drivese.generator.z_as | output | m | 0
drivese.generator.y_allow_s | output | m | 0.024003
drivese.generator.y_as | output | m | 0.030032
drivese.generator.b_allow_s | output | m | 0
drivese.generator.b_st | input | m | 0
drivese.generator.u_allow_r | output | m | 0.00087146
drivese.generator.u_ar | output | m | 0.0012058
drivese.generator.y_allow_r | output | m | 0.024254
drivese.generator.y_ar | output | m | 0.034942
drivese.generator.z_allow_r | output | m | 0
drivese.generator.z_ar | output | m | 0
drivese.generator.b_allow_r | output | m | 0
drivese.generator.b_arm | input | m | 0
drivese.generator.TC1 | output | m**3 | 52.7864
drivese.generator.TC2r | output | m**3 | 68.3533
drivese.generator.TC2s | output | m**3 | 62.8229
drivese.generator.B_g | output | T | 1.3896
drivese.generator.B_smax | output | T | 0.021544
drivese.generator.K_rad | output |  | 0.21845
drivese.generator.K_rad_LL | input |  | 0
drivese.generator.K_rad_UL | input |  | 0
drivese.generator.D_ratio | output |  | 0
drivese.generator.D_ratio_LL | input |  | 0
drivese.generator.D_ratio_UL | input |  | 0
drivese.generator.shaft_rpm | input | rpm | [5.000011692174984, 5.132513882834138, 5.265016073493292, 5.397518264152446, 5.5300204548116, 5.662522645470754, 5.795024836129908, 5.927527026789063, 6.060029217448217, 6.192531408107371, 6.325033598766525, 6.457535789425679, 6.590037980084833, 6.722540170743987, 6.855042361403141, 6.987544552062295, 7.120046742721449, 7.252548933380604, 7.385051124039758, 7.517553314698912]
drivese.generator.eandm_efficiency | output |  | [0.9731631284511707, 0.9754848497553109, 0.9774330324429821, 0.9789766402919027, 0.9802061262719381, 0.9812335151237346, 0.9820567157823759, 0.9826982013343352, 0.9832010197295273, 0.9824639646083356, 0.981478340098452, 0.9805831397195476, 0.979767163684416, 0.9790006128759617, 0.9783124501127215, 0.9776525898528385, 0.9770357552131175, 0.9764881566619968, 0.9759457225496617, 0.9754334540629621]
drivese.generator.C_Cu | input | USD/kg | 4.786
drivese.generator.C_Fe | input | USD/kg | 0.556
drivese.generator.C_Fes | input | USD/kg | 0.50139
drivese.generator.C_PM | input | USD/kg | 50
drivese.generator.Copper | output | kg | 7906.3037
drivese.generator.Iron | output | kg | 190040.4162
drivese.generator.mass_PM | output | kg | 43625.6008
drivese.generator.Structural_mass | output | kg | 127267.0865
drivese.generator.B_r | input | T | 1.279
drivese.generator.E | input | Pa | 205000000000
drivese.generator.G | input | Pa | 80000000000
drivese.generator.P_Fe0e | input | W/kg | 1
drivese.generator.P_Fe0h | input | W/kg | 4
drivese.generator.S_N | input |  | -0.002
drivese.generator.alpha_p | input |  | 1.0996
drivese.generator.b_r_tau_r | input |  | 0.45
drivese.generator.b_ro | input | m | 0.004
drivese.generator.b_s_tau_s | input |  | 0.45
drivese.generator.b_so | input | m | 0.004
drivese.generator.cofi | input |  | 0.9
drivese.generator.freq | input | Hz | 60
drivese.generator.h_i | input | m | 0.004
drivese.generator.h_sy0 | input |  | 0
drivese.generator.h_w | input | m | 0.005
drivese.generator.k_fes | input |  | 0.8
drivese.generator.k_fillr | input |  | 0.55
drivese.generator.k_fills | input |  | 0.65
drivese.generator.k_s | input |  | 0.2
drivese.generator.mu_0 | input | m*kg/s**2/A**2 | 1.2566e-06
drivese.generator.mu_r | input | m*kg/s**2/A**2 | 1.06
drivese.generator.p | input |  | 100
drivese.generator.phi | input | rad | 1.5708
drivese.generator.ratio_mw2pp | input |  | 0.8
drivese.generator.resist_Cu | input | ohm/m | 2.52e-08
drivese.generator.sigma | input | Pa | 60000
drivese.generator.v | output |  | 0.28125
drivese.generator.y_tau_p | input |  | 0.8
drivese.generator.y_tau_pr | input |  | 0.83333
drivese.generator.I_0 | input | A | 0
drivese.generator.d_r | input | m | 0
drivese.generator.h_m | input | m | 0.099539
drivese.generator.h_0 | input | m | 0.05
drivese.generator.h_s | input | m | 0.37694
drivese.generator.len_s | input | m | 2.2396
drivese.generator.n_r | input |  | 0
drivese.generator.rad_ag | input | m | 5.1262
drivese.generator.t_wr | input | m | 0
drivese.generator.n_s | input |  | 0
drivese.generator.d_s | input | m | 0
drivese.generator.t_ws | input | m | 0
drivese.generator.D_shaft | input | m | 3
drivese.generator.rho_Copper | input | kg/m**3 | 8900
drivese.generator.rho_Fe | input | kg/m**3 | 7700
drivese.generator.rho_Fes | input | kg/m**3 | 7850
drivese.generator.rho_PM | input | kg/m**3 | 7450
drivese.generator_mass_user | input | kg | 0
drivese.generator.P_mech | input | W | 15666012.2728
drivese.generator.N_c | input |  | 2
drivese.generator.b | input |  | 2
drivese.generator.c | input |  | 5
drivese.generator.E_p | input | V | 1905.2559
drivese.generator.h_yr | input | m | 0.036176
drivese.generator.h_ys | input | m | 0.036181
drivese.generator.h_sr | input | m | 0.046771
drivese.generator.h_ss | input | m | 0.046508
drivese.generator.t_r | input | m | 0.060766
drivese.generator.t_s | input | m | 0.060652
drivese.generator.y_sh | input | m | 0.00015263
drivese.generator.theta_sh | input | rad | 0.00010357
drivese.generator.D_nose | input | m | 2.2
drivese.generator.y_bd | input | m | 0.0042873
drivese.generator.theta_bd | input | rad | 0.0007903
drivese.generator.u_allow_pcent | input |  | 8.5
drivese.generator.y_allow_pcent | input |  | 1
drivese.generator.z_allow_deg | input | deg | 0.05
drivese.generator.B_tmax | input | T | 1.9
drivese.generator.m | input | n/a | 3
drivese.generator.q1 | input | n/a | 5
drivese.generator.q2 | input | n/a | 4
drivese.generator.R_out | output | m | 5.3087
drivese.generator_stator_mass | output | kg | 238490.1575
drivese.generator_rotor_mass | output | kg | 130349.2496
drivese.generator_mass | output | kg | 368839.4072
drivese.pitch_mass | output | kg | 49496.5708
drivese.pitch_cost | output | USD | 0
drivese.pitch_I | output | kg*m**2 | [780110.503203795, 390055.2516018975, 390055.2516018975, 0.0, 0.0, 0.0]
drivese.hub_mass | output | kg | 21413.0052
drivese.hub_cost | output | USD | 10706.5026
drivese.hub_cm | output | m | 3.3283
drivese.hub_I | output | kg*m**2 | [224992.15615190478, 224992.15615190478, 224992.15615190478, 0.0, 0.0, 0.0]
drivese.spinner_mass | output | kg | 2937.4392
drivese.spinner_cost | output | kg | 4946.6614
drivese.spinner_cm | output | m | 3.97
drivese.spinner_I | output | kg*m**2 | [39128.45284473061, 39128.45284473061, 39128.45284473061, 0.0, 0.0, 0.0]
drivese.hub_system_mass_user | input | kg | 0
drivese.hub_system_cm_user | input | m | 0
drivese.hub_system_I_user | input | kg*m**2 | [0.0, 0.0, 0.0, 0.0, 0.0, 0.0]
drivese.flange_t2shell_t | input |  | 6
drivese.flange_OD2hub_D | input |  | 0.6
drivese.flange_ID2flange_OD | input |  | 0.8
drivese.hub_shell.rho | input | kg/m**3 | 7200
drivese.max_torque | output | N*m | 54871370.1282
drivese.hub_shell.Xy | input | Pa | 265000000
drivese.hub_stress_concentration | input |  | 3
drivese.hub_shell.metal_cost | input | USD/kg | 0.5
drivese.hub_diameter | input | m | 7.94
drivese.blade_root_diameter | input | m | 5.2
drivese.hub_in2out_circ | input |  | 1.2
drivese.hub_shell_mass_user | input | kg | 0
drivese.hub_shell.n_blades | input | n/a | 3
drivese.rated_rpm | input | rpm | 7.5176
drivese.stop_time | input | s | 5
drivese.blade_mass | input | kg | 68233.0936
drivese.pitch_system.rho | input | kg/m**3 | 7850
drivese.pitch_system.Xy | input | Pa | 485000000
drivese.pitch_system_scaling_factor | input |  | 0.75
drivese.pitch_system.BRFM | input | N*m | -102784038.0763
drivese.pitch_system_mass_user | input | kg | 0
drivese.n_blades | input | n/a | 3
drivese.clearance_hub_spinner | input | m | 0.5
drivese.spin_hole_incr | input |  | 1.2
drivese.spinner_gust_ws | input | m/s | 70
drivese.spinner.composite_Xt | input | Pa | 38100000
drivese.spinner.composite_rho | input | kg/m**3 | 1940
drivese.spinner.Xy | input | Pa | 485000000
drivese.spinner.metal_rho | input | kg/m**3 | 7850
drivese.spinner.composite_cost | input | USD/kg | 1.87
drivese.spinner.metal_cost | input | USD/kg | 0.9
drivese.spinner_mass_user | input | kg | 0
drivese.n_front_brackets | input | n/a | 5
drivese.n_rear_brackets | input | n/a | 5
drivese.L_12 | input | m | 1.2
drivese.L_h1 | input | m | 1
drivese.L_generator | input | m | 2.15
drivese.overhang | input | m | 12.0313
drivese.drive_height | input | m | 5.614
drivese.tilt | input | deg | 6
drivese.lss_diameter | input | m | [3.0, 3.0]
drivese.lss_wall_thickness | input | m | [0.1, 0.1]
drivese.lss_mass_user | input | kg | 0
drivese.lss_rho | output | kg/m**3 | 7850
drivese.bedplate_rho | output | kg/m**3 | 7850
drivese.bedplate_mass_user | input | kg | 0
drivese.access_diameter | input | m | 2
drivese.nose_diameter | input | m | [2.2, 2.2]
drivese.nose_wall_thickness | input | m | [0.1, 0.1]
drivese.bedplate_wall_thickness | input | m | [0.05, 0.05, 0.05, 0.05]
drivese.upwind | input | n/a | TRUE
drivese.s_lss | output | m | [0.8999999999999999, 1.5, 2.1, 2.6, 3.1]
drivese.hub_system_mass | output | kg | 73847.0153
drivese.hub_system_cm | output | m | 3.3538
drivese.F_aero_hub | input | N | [[3843579.4518579766], [23991.435116444976], [40178.360215546214]]
drivese.M_aero_hub | input | N*m | [[72544724.81158322], [4628629.723871293], [9887576.167660773]]
drivese.blades_mass | input | kg | 204699.2808
drivese.blades_cm | input | m | 2.1853
drivese.s_mb1 | output | m | 2.1
drivese.s_mb2 | output | m | 0.9
drivese.generator_rotor_I | output | kg*m**2 | [1836783.8456006486, 972876.6339449583, 972876.6339449583]
drivese.gearbox_mass | output | kg | 0
drivese.gearbox_I | output | kg*m**2 | [0.0, 0.0, 0.0]
drivese.brake_mass | output | kg | 24278.014
drivese.brake_I | output | kg*m**2 | [17677.469787386563, 8838.734893693281, 8838.734893693281]
drivese.carrier_mass | output | kg | 0
drivese.carrier_I | output | kg*m**2 | [0.0, 0.0, 0.0]
drivese.lss_E | output | Pa | 205000000000
drivese.lss_G | output | Pa | 80000000000
drivese.lss_Xy | output | Pa | 485000000
drivese.shaft_deflection_allowable | input | m | 0.0001
drivese.shaft_angle_allowable | input | rad | 1.7453e-05
drivese.mb1_face_width | input | m | 0.62936 | face width of the 1st main bearing
drivese.mb2_face_width | input | m | 0.60764 | face width of the 2nd main bearing
drivese.mb1_Reactions | input |  | [0.0, 1.0, 1.0, 0.0, 0.0, 0.0] | Bearing 1 reaction constraints: [Rx,Ry,Rz,Rxx,Ryy,Rzz]
drivese.mb2_Reactions | input |  | [1.0, 1.0, 1.0, 0.0, 0.0, 0.0] | Bearing 2 reaction constraints: [Rx,Ry,Rz,Rxx,Ryy,Rzz]
drivese.E_mat | input | Pa | [[3440000000.0, 3440000000.0, 3440000000.0], [200000000000.0, 200000000000.0, 200000000000.0], [205000000000.0, 205000000000.0, 205000000000.0], [118000000000.0, 118000000000.0, 118000000000.0], [44600000000.0, 17000000000.0, 16700000000.0], [114500000000.0, 8390000000.0, 8390000000.0], [11100000000.0, 11100000000.0, 16700000000.0], [28700000000.0, 16600000000.0, 16700000000.0], [129200000.0, 129200000.0, 129200000.0], [1000000.0, 1000000.0, 1000000.0], [4560000000.0, 4560000000.0, 4560000000.0]]
drivese.G_mat | input | Pa | [[1323000000.0, 1323000000.0, 1323000000.0], [79300000000.0, 79300000000.0, 79300000000.0], [80000000000.0, 80000000000.0, 80000000000.0], [47600000000.0, 47600000000.0, 47600000000.0], [3270000000.0, 3480000000.0, 3500000000.0], [5990000000.0, 5990000000.0, 5990000000.0], [13530000000.0, 3490000000.0, 3490000000.0], [8400000000.0, 3490000000.0, 3490000000.0], [48946969.696969695, 48946969.696969695, 48946969.696969695], [312500.0, 312500.0, 312500.0], [1520000000.0, 1520000000.0, 1520000000.0]]
drivese.Xt_mat | input | Pa | [[74000000.0, 74000000.0, 74000000.0], [450000000.0, 450000000.0, 450000000.0], [814000000.0, 814000000.0, 814000000.0], [310000000.0, 310000000.0, 310000000.0], [609200000.0, 38100000.0, 15290000.0], [1546000000.0, 0.0, 0.0], [42900000.0, 42600000.0, 15300000.0], [396000000.0, 76400000.0, 15300000.0], [2083000.0, 2083000.0, 2083000.0], [0.0, 0.0, 0.0], [690000.0, 690000.0, 690000.0]]
drivese.Xy_mat | input | Pa | [0.0, 345000000.0, 485000000.0, 265000000.0, 0.0, 0.0, 0.0, 0.0, 0.0, 0.0, 0.0]
drivese.wohler_exp_mat | input |  | [1.0, 3.0, 3.0, 3.0, 10.0, 16.1, 10.0, 10.0, 1.0, 1.0, 1.0]
drivese.wohler_A_mat | input |  | [87000000.0, 450000000.0, 814000000.0, 310000000.0, 609200000.0, 1546000000.0, 113200000.0, 448900000.0, 2083000.0, 0.0, 690000.0]
drivese.rho_mat | input | kg/m**3 | [1235.0, 7800.0, 7850.0, 7200.0, 1940.0, 1220.0, 1940.0, 1940.0, 130.0, 1150.0, 1100.0]
drivese.unit_cost_mat | input | USD/kg | [7.23, 0.7, 0.9, 0.5, 1.87, 30.0, 3.0, 2.86, 13.0, 3.63, 9.0]
drivese.material_names | input | n/a | ['Gelcoat', 'steel', 'steel_drive', 'cast_iron', 'glass_uni', 'CarbonUD', 'glass_biax', 'glass_triax', 'medium_density_foam', 'resin', 'adhesive']
drivese.lss_material | input | n/a | steel_drive
drivese.hss_material | input | n/a | steel
drivese.hub_material | input | n/a | cast_iron
drivese.spinner_material | input | n/a | glass_uni
drivese.bedplate_material | input | n/a | steel_drive
drivese.hvac_mass_coeff | input | kg/kW/m | 0.025
drivese.H_bedplate | output | m | 4.875
drivese.L_bedplate | output | m | 5
drivese.R_generator | input | m | 5.3087
drivese.generator_cm | input | m | 1.525
drivese.rho_fiberglass | input | kg/m**3 | 1940
drivese.rho_castiron | input | kg/m**3 | 7200
drivese.platform_mass_user | input | kg | 0
drivese.cover_mass_user | input | kg | 0
drivese.mb1_mass | input | kg | 48092.0018
drivese.mb1_cm | input | m | 2.1
drivese.mb1_I | input | kg*m**2 | [59002.874691857956, 29771.954855978252, 29771.954855978252]
drivese.mb2_mass | input | kg | 13479.2839
drivese.mb2_cm | input | m | 0.9
drivese.mb2_I | input | kg*m**2 | [16537.396406511503, 8344.519175063495, 8344.519175063495]
drivese.gearbox_cm | input | m | 0
drivese.hss_mass | output | kg | 0
drivese.hss_cm | output | m | 0
drivese.hss_I | output | kg*m**2 | [0.0, 0.0, 0.0]
drivese.brake_cm | output | m | 2.6
drivese.generator_I | output | kg*m**2 | [5197408.244421278, 2752875.3860620097, 2752875.3860620097]
drivese.generator_stator_I | output | kg*m**2 | [3360624.3988206293, 1779998.7521170513, 1779998.7521170513]
drivese.nose_mass | output | kg | 10875.7225
drivese.nose_cm | output | m | 1.05
drivese.nose_I | output | kg*m**2 | [12017.673393251967, 10005.664725603448, 10005.664725603448]
drivese.lss_mass | output | kg | 15734.0385
drivese.lss_cm | output | m | 2
drivese.lss_I | output | kg*m**2 | [33120.1510150798, 22906.137697285987, 22906.137697285987]
drivese.converter_mass | output | kg | 11983.85
drivese.converter_cm | output | m | [0.0, 5.0601298474, 1.8101298474]
drivese.converter_I | output | kg*m**2 | [26177.282777892888, 26177.282777892888, 26177.282777892888]
drivese.transformer_mass | output | kg | 30635
drivese.transformer_cm | output | m | [0.0, -5.0601298474, 1.8101298474]
drivese.transformer_I | output | kg*m**2 | [66918.48261625008, 66918.48261625008, 66918.48261625008]
drivese.yaw_mass | output | kg | 28187.4938
drivese.yaw_cm | output | m | [0.0, 0.0, 0.0]
drivese.yaw_I | output | kg*m**2 | [0.0, 0.0, 0.0]
drivese.bedplate_mass | output | kg | 42274.2744
drivese.bedplate_cm | output | m | [-1.2807860584197917, 0.0, 2.586079672663417]
drivese.bedplate_I | output | kg*m**2 | [549069.848115082, 664478.6729689115, 407774.3100071914, 0.0, 176991.48534691476, 0.0]
drivese.hvac_mass | output | kg | 9381.2812
drivese.hvac_cm | output | m | 1.525
drivese.hvac_I | output | m | [148718.22498384575, 74359.11249192288, 74359.11249192288]
drivese.platform_mass | output | kg | 48672
drivese.platform_cm | output | m | [0.0, 0.0, 0.0]
drivese.platform_I | output | m | [685470.4896, 685470.4896, 1370928.0]
drivese.cover_mass | output | kg | 20554.3062
drivese.cover_cm | output | m | [-0.25000150998731563, 0.0, 5.839591138205]
drivese.cover_I | output | m | [1599.012969228992, 1175.6525637437403, 1175.6525637437403]
drivese.x_bedplate | output | m | [0.0, -0.05089309798520958, -0.2025363552294337, -0.451842752318222, -0.7937371299471296, -1.2212595045295984, -1.72570675339185, -2.2968097852527882, -2.92294258930887, -3.5913589072874155, -4.28845171050787, -5.000030199746307]
drivese.above_yaw_mass_user | input | kg | 0
drivese.above_yaw_cm_user | input | m | [0.0, 0.0, 0.0]
drivese.above_yaw_I_user | input | kg*m**2 | [0.0, 0.0, 0.0, 0.0, 0.0, 0.0]
drivese.constr_height | output | m | 4.875
drivese.uptower | input | n/a | TRUE
drivese.s_nose | output | m | [0.0, 0.44999999999999996, 0.8999999999999999, 1.5, 2.1]
drivese.z_bedplate | output | m | [0.0, 0.6937825260578424, 1.3734416405887386, 2.0251414439958757, 2.635615207628925, 3.192435446121278, 3.6842669051541983, 4.101097314546583, 4.434441209202841, 4.6775126687121835, 4.825363459119204, 4.8749837646976895]
drivese.x_bedplate_inner | output | m | [-3.25, -3.2678127840982407, -3.32088851947655, -3.4081467372204073, -3.5278111116484685, -3.677445621180938, -3.8540041387140267, -4.053892441983481, -4.273041381565001, -4.506989717022062, -4.750974934896047, -5.000030199746307]
drivese.z_bedplate_inner | output | m | [0.0, 0.5372362039572287, 1.063535828063166, 1.5681849296938006, 2.040910308427768, 2.4720886387814645, 2.852942373364514, 3.1757184284322832, 3.433846014312871, 3.622070397736236, 3.7365598730501786, 3.7749837646976894]
drivese.x_bedplate_outer | output | m | [3.25, 3.1660265881278224, 2.9158158090176824, 2.504461232583963, 1.9403368517542097, 1.2349266121217406, 0.40259063193032674, -0.5397271285220961, -1.5728437970527391, -2.6757280975527684, -3.825928486119693, -5.000030199746306]
drivese.z_bedplate_outer | output | m | [0.0, 0.8503288481584562, 1.6833474531143113, 2.4820979582979508, 3.230320106830083, 3.912782253461092, 4.5155914369438825, 5.026476200660882, 5.435036404092812, 5.732954939688131, 5.914167045188231, 5.97498376469769]
drivese.D_bedplate | output | m | [6.5, 6.441452947236297, 6.267427489138365, 5.982822914682212, 5.596010884389012, 5.119277199947449, 4.569792221764378, 3.971732894065224, 3.3609269512373285, 2.7945219033660775, 2.365942503219558, 2.2000000000000006]
drivese.t_bedplate | output | m | [0.05, 0.05, 0.05, 0.05, 0.05, 0.05, 0.05, 0.05, 0.05, 0.05, 0.05, 0.05]
drivese.mb1_max_defl_ang | input | rad | 0.0087266
drivese.mb2_max_defl_ang | input | rad | 0.078
drivese.s_stator | output | m | 0.45
drivese.F_mb1 | output | N | [[-0.0], [-8196323.697468994], [-8758436.718533874]]
drivese.F_mb2 | output | N | [[3383430.934721463], [8220315.132585442], [4420594.38198337]]
drivese.M_mb1 | output | N*m | [[-0.0], [-0.0], [-0.0]]
drivese.M_mb2 | output | N*m | [[-0.0], [-0.0], [-0.0]]
drivese.other_mass | output | kg | 149413.9312
drivese.bedplate_E | output | Pa | 205000000000
drivese.bedplate_G | output | Pa | 80000000000
drivese.bedplate_Xy | output | Pa | 485000000
drivese.stator_deflection_allowable | input | m | 0.0001
drivese.stator_angle_allowable | input | rad | 1.7453e-05
drivese.L_drive | output | m | 3.1
drivese.shaft_start | output | m | [-5.000030199746307, 0.0, 4.8749837646976895]
drivese.nacelle_mass | output | kg | 672986.6734
drivese.nacelle_cm | output | m | [-4.909841446939095, -0.14023641853114355, 4.133441884118055]
drivese.nacelle_I_TT | output | kg*m**2 | [21466070.799700037, 39491330.24132191, 27450185.257756837, 848.4313921991852, 16428736.507365774, 170120.79265189238]
drivese.minimum_rpm | input | rpm | 5
drivese.yaw.rho | input | kg/m**3 | 7850
drivese.yaw_system_mass_user | input | kg | 0
rotorse.rp.aep.CDF_V | input | m/s | [0.06824542890062357, 0.07317591699895976, 0.0782572892593486, 0.0834867729272738, 0.08886152565772643, 0.09437863808619773, 0.10003513644897788, 0.10582798524946013, 0.111754089967113, 0.11781029980574287, 0.1239934104776389, 0.13030016702016722, 0.13672726664136148, 0.14327136159103837, 0.1499290620539624, 0.15669693906157633, 0.16357152741881542, 0.17054932864253203, 0.17762681390806612, 0.18480042700051713, 0.1920665872672923, 0.19942169256853526, 0.20686212222207034, 0.21438423993953504, 0.22198439675041493, 0.22965893391074088, 0.23740418579326206, 0.2452164827559593, 0.25309215398582674, 0.2610275303149113, 0.26901894700566786, 0.2770627465027594, 0.2851552811485054, 0.2932929158592633, 0.30147203076010554, 0.3096890237752422, 0.31794031317172833, 0.32622234005408157, 0.33453157080753404, 0.3428644994877329, 0.35121765015480666, 0.359587579149811, 0.3679708773116699, 0.3763641721328316, 0.38476412985196506, 0.39316745748212356, 0.40157090477291557, 0.4099712661053254, 0.41836538231793574, 0.42675014246341525, 0.4351224854942394, 0.44347940187672463, 0.4518179351325651, 0.46013518330716474, 0.4684283003641737, 0.4766944975057369, 0.48493104441807544, 0.4931352704421229, 0.5013045656690445, 0.5094363819605701, 0.5175282338941716, 0.5255776996332195, 0.5335824217223419, 0.5415401078083175, 0.549448531286918, 0.557305531876211, 0.565109016116925, 0.5728569578005609, 0.5805473983260228, 0.5881784469856199, 0.5957482811813741, 0.6032551465726356, 0.6106973571560927, 0.6180732952793255, 0.6253814115891211, 0.6326202249158333, 0.6397883220951315, 0.6468843577285381, 0.6539070538842126, 0.6608551997394858, 0.6677276511667043, 0.6745233302639786, 0.6812412248324818, 0.687880387801973, 0.6944399366062621, 0.7009190525103597, 0.7073169798910838, 0.7136330254729251, 0.7198665575209853, 0.7260170049928295, 0.7320838566511036, 0.7380666601387833, 0.7439650210189257, 0.7497786017808057, 0.7555071208143176, 0.7611503513545257, 0.7667081203982418, 0.7721803075945045, 0.7775668441108253, 0.7828677114770557, 0.7880829404087153, 0.7932126096116073, 0.7982568445695253, 0.8032158163168381, 0.8080897401977154, 0.8128788746137294, 0.8175835197615456, 0.8222040163623808, 0.8267407443848819, 0.8311941217630395, 0.8355646031107233, 0.8398526784343843, 0.8440588718454349, 0.8481837402737814, 0.8522278721839357, 0.8561918862951032, 0.8600764303065928, 0.8638821796298557, 0.8676098361284179, 0.8712601268669216, 0.874833802870451, 0.8783316378952705, 0.8817544272120527, 0.8851029864026376, 0.8883781501713058, 0.8915807711715089, 0.8947117188489526, 0.8977718783018782, 0.9007621491593426, 0.9036834444782513, 0.9065366896598506, 0.9093228213863385, 0.9120427865782108, 0.9146975413729075, 0.917288050125288, 0.9198152844304095, 0.9222802221690469, 0.9246838465763445, 0.9270271453339509, 0.9293111096859409, 0.9315367335787955, 0.9337050128256638, 0.935816944295095, 0.9378735251243889, 0.9398757519576787, 0.9418246202088197, 0.9437211233491252, 0.9455662522199553, 0.9473609943701341, 0.9491063334181327, 0.9508032484389316, 0.9524527133754431, 0.9540556964743434, 0.955613159746143, 0.9571260584492911, 0.95859534059809, 0.9600219464941686, 0.9614068082812414, 0.9627508495228616, 0.9640549848028517, 0.9653201193480782, 0.9665471486732214, 0.9677369582471703, 0.9688904231806579, 0.9700084079347429, 0.9710917660497208, 0.9721413398940456, 0.9731579604328232, 0.9741424470154336, 0.9750956071818272, 0.976018236487031, 0.9769111183433988, 0.9777750238801264, 0.9786107118195515, 0.9794189283697563, 0.9802004071329793, 0.9809558690293495, 0.9816860222354487, 0.9823915621372072, 0.9830731712966422, 0.9837315194319419, 0.9843672634104078, 0.984981047253762, 0.9855735021553346, 0.9861452465086472, 0.9866968859469133, 0.987229013392978, 0.9877422091192308, 0.988237040817024, 0.9887140636751386, 0.9891738204668462, 0.9896168416451226, 0.9900436454455723, 0.9904547379966367, 0.990850613436662, 0.9912317540374134, 0.9915986303336295, 0.9919517012582219, 0.9922914142827302, 0.9926182055626563] | cumulative distribution function evaluated at each wind speed
rotorse.rp.aep.P | input | W | [47269.25110693452, 88262.2162245563, 134082.25294676845, 184426.23916171183, 238991.05275752812, 297473.571622358, 359570.67364434316, 424979.2367116249, 493396.13871234434, 564518.2575346425, 638042.4710666604, 713665.6571965399, 791747.4828708881, 875969.5824980582, 966486.5632097244, 1062745.6814814238, 1164194.193788694, 1270279.3566070693, 1380448.4264120876, 1494148.6596792853, 1610827.3128841985, 1730007.7325044149, 1854898.0459668403, 1986860.4859300356, 2125099.530582981, 2268819.65811466, 2417225.3467140505, 2569521.0745701343, 2724978.675147801, 2886939.735741577, 3056457.1082373057, 3231897.5534242615, 3411627.8320917147, 3595449.743573755, 3787369.1298816246, 3984106.263392077, 4187310.76600479, 4394936.658532931, 4610421.056047853, 4832841.963441939, 5060450.859427581, 5294009.007187025, 5534277.669902516, 5782018.110756296, 6037486.098085395, 6299474.353239363, 6567986.178814544, 6843145.652690208, 7125076.852745625, 7413903.856860068, 7709750.74291281, 8012741.588783113, 8322878.369155155, 8640045.338877331, 8964307.801881429, 9295734.34461717, 9634393.553534275, 9980354.015082467, 10333684.315711476, 10694453.041871026, 11062728.780010825, 11438580.116580615, 11854316.600922327, 12359230.642185777, 12914442.366344158, 13478150.24883619, 14008552.765100587, 14463848.390576076, 14802235.600701377, 14981912.870915195, 15000001.133286519, 15000002.39292407, 15000003.294206204, 15000004.40245047, 15000006.306704734, 15000009.352864737, 15000013.373540653, 15000018.167827053, 15000023.5348185, 15000029.273609573, 15000035.183294835, 15000041.062968858, 15000046.711726205, 15000051.928661456, 15000056.51286917, 15000060.263443923, 15000062.97948028, 15000064.460072814, 15000064.545652425, 15000063.440329008, 15000061.315993179, 15000058.306084994, 15000054.544044504, 15000050.163311766, 15000045.297326831, 15000040.079529755, 15000034.643360592, 15000029.122259397, 15000023.649666224, 15000018.359021122, 15000013.383764153, 15000008.857335364, 15000004.913174814, 15000001.684722556, 14999999.111933194, 14999996.570552956, 14999994.019805623, 14999991.48165594, 14999988.978068655, 14999986.53100852, 14999984.16244028, 14999981.894328685, 14999979.748638483, 14999977.747334423, 14999975.912381254, 14999974.26574372, 14999972.829386575, 14999971.625274565, 14999970.67537244, 14999970.001644945, 14999969.626056833, 14999969.726341346, 14999972.271024738, 14999977.57772087, 14999985.297776055, 14999995.082536614, 15000006.583348865, 15000019.45155912, 15000033.3385137, 15000047.89555892, 15000062.7740411, 15000077.62530655, 15000092.100701593, 15000105.851572545, 15000118.52926572, 15000129.785127437, 15000139.27050401, 15000146.636741763, 15000151.535187004, 15000153.617186055, 15000153.420421643, 15000152.498067768, 15000150.946891386, 15000148.826133868, 15000146.195036579, 15000143.112840896, 15000139.638788184, 15000135.832119813, 15000131.752077157, 15000127.45790158, 15000123.008834455, 15000118.464117154, 15000113.882991044, 15000109.324697493, 15000104.848477876, 15000100.513573557, 15000096.379225912, 15000092.504676307, 15000088.949166112, 15000085.73392493, 15000082.553535478, 15000079.337842453, 15000076.098243037, 15000072.846134411, 15000069.592913765, 15000066.34997828, 15000063.128725138, 15000059.940551521, 15000056.796854619, 15000053.70903161, 15000050.68847968, 15000047.74659601, 15000044.894777788, 15000042.144422196, 15000039.506926415, 15000036.99368763, 15000034.616103023, 15000032.385569783, 15000030.313485088, 15000028.401278257, 15000026.543991806, 15000024.713715777, 15000022.91432397, 15000021.149690183, 15000019.423688212, 15000017.740191858, 15000016.103074914, 15000014.516211182, 15000012.983474461, 15000011.508738542, 15000010.09587723, 15000008.74876432, 15000007.47127361, 15000006.267278899, 15000005.14065398, 15000004.095272658, 15000003.135008728, 15000002.263735985, 15000001.485328233, 15000000.803659264] | power curve (power)
rotorse.rp.aep.lossFactor | input |  | 1 | multiplicative factor for availability and other losses (soiling, array, etc.)
rotorse.rp.cdf.x | input | m/s | [3.0, 3.1105527638190953, 3.221105527638191, 3.3316582914572863, 3.442211055276382, 3.5527638190954773, 3.6633165829145726, 3.7738693467336684, 3.884422110552764, 3.9949748743718594, 4.105527638190955, 4.21608040201005, 4.326633165829145, 4.437185929648241, 4.547738693467337, 4.658291457286432, 4.768844221105528, 4.8793969849246235, 4.989949748743719, 5.100502512562814, 5.211055276381909, 5.321608040201005, 5.432160804020101, 5.542713567839196, 5.653266331658291, 5.763819095477388, 5.874371859296483, 5.984924623115578, 6.0954773869346734, 6.206030150753769, 6.316582914572864, 6.42713567839196, 6.5376884422110555, 6.648241206030151, 6.758793969849247, 6.869346733668342, 6.9798994974874375, 7.090452261306533, 7.201005025125628, 7.311557788944724, 7.42211055276382, 7.532663316582915, 7.64321608040201, 7.7537688442211055, 7.864321608040202, 7.974874371859297, 8.085427135678392, 8.195979899497488, 8.306532663316583, 8.417085427135678, 8.527638190954775, 8.638190954773869, 8.748743718592966, 8.859296482412061, 8.969849246231156, 9.080402010050252, 9.190954773869347, 9.301507537688442, 9.412060301507537, 9.522613065326635, 9.633165829145728, 9.743718592964825, 9.85427135678392, 9.964824120603016, 10.075376884422111, 10.185929648241206, 10.296482412060302, 10.407035175879397, 10.517587939698494, 10.628140703517587, 10.738693467336685, 10.84924623115578, 10.959798994974875, 11.07035175879397, 11.180904522613066, 11.291457286432161, 11.402010050251256, 11.512562814070352, 11.623115577889449, 11.733668341708544, 11.84422110552764, 11.954773869346734, 12.06532663316583, 12.175879396984925, 12.28643216080402, 12.396984924623116, 12.507537688442211, 12.618090452261308, 12.728643216080403, 12.839195979899499, 12.949748743718594, 13.06030150753769, 13.170854271356784, 13.28140703517588, 13.391959798994975, 13.50251256281407, 13.613065326633166, 13.723618090452263, 13.834170854271358, 13.944723618090453, 14.055276381909549, 14.165829145728644, 14.27638190954774, 14.386934673366834, 14.49748743718593, 14.608040201005025, 14.718592964824122, 14.829145728643217, 14.939698492462313, 15.050251256281408, 15.160804020100503, 15.271356783919598, 15.381909547738694, 15.492462311557789, 15.603015075376884, 15.713567839195981, 15.824120603015077, 15.934673366834172, 16.04522613065327, 16.155778894472363, 16.266331658291456, 16.376884422110553, 16.48743718592965, 16.597989949748744, 16.70854271356784, 16.819095477386938, 16.92964824120603, 17.040201005025125, 17.150753768844222, 17.26130653266332, 17.371859296482413, 17.482412060301506, 17.592964824120603, 17.7035175879397, 17.814070351758794, 17.92462311557789, 18.035175879396988, 18.14572864321608, 18.256281407035175, 18.366834170854272, 18.47738693467337, 18.587939698492463, 18.69849246231156, 18.809045226130657, 18.91959798994975, 19.030150753768844, 19.14070351758794, 19.251256281407038, 19.36180904522613, 19.47236180904523, 19.582914572864322, 19.69346733668342, 19.804020100502512, 19.91457286432161, 20.025125628140703, 20.1356783919598, 20.246231155778897, 20.35678391959799, 20.467336683417088, 20.57788944723618, 20.68844221105528, 20.798994974874372, 20.90954773869347, 21.020100502512562, 21.13065326633166, 21.241206030150757, 21.35175879396985, 21.462311557788947, 21.57286432160804, 21.683417085427138, 21.79396984924623, 21.90452261306533, 22.015075376884422, 22.12562814070352, 22.236180904522616, 22.34673366834171, 22.457286432160807, 22.5678391959799, 22.678391959798997, 22.78894472361809, 22.899497487437188, 23.01005025125628, 23.12060301507538, 23.231155778894475, 23.34170854271357, 23.452261306532666, 23.56281407035176, 23.673366834170857, 23.78391959798995, 23.894472361809047, 24.00502512562814, 24.115577889447238, 24.22613065326633, 24.33668341708543, 24.447236180904525, 24.55778894472362, 24.668341708542716, 24.77889447236181, 24.889447236180906, 25.0] | corresponding reference height
rotorse.rp.cdf.k | input |  | 2 | shape or form factor
rotorse.rp.cdf.xbar | input | m/s | 10 | mean value of distribution
rotorse.rp.gust.V_mean | input | m/s | 10 | IEC average wind speed for turbine class
rotorse.rp.gust.V_hub | input | m/s | 10.6738 | hub height wind speed
rotorse.rp.gust.turbulence_class | input | n/a | B | IEC turbulence class
rotorse.rp.v_min | input | m/s | 3 | cut-in wind speed
rotorse.rp.v_max | input | m/s | 25 | cut-out wind speed
rotorse.rp.rated_power | input | W | 15000000 | electrical rated power
rotorse.rp.omega_min | input | rpm | 5 | minimum allowed rotor rotation speed
rotorse.rp.omega_max | input | rpm | 9.072 | maximum allowed rotor rotation speed
rotorse.rp.max_allowable_blade_tip_speed | input | m/s | 95 | maximum allowed blade tip speed
rotorse.rp.powercurve.peak_thrust_shaving | input |  | 1 | Scalar applied to the max torque within RotorSE for peak thrust shaving. Only used if `peak_thrust_shaving` is True.
rotorse.rp.powercurve.gearbox_efficiency | input |  | 1
rotorse.rp.powercurve.generator_efficiency | input |  | [0.9568584909020469, 0.9590899879090706, 0.9609494170612093, 0.9624065250878532, 0.9635504823051874, 0.9644916301262719, 0.9652281082750442, 0.9657821890742118, 0.9661963484716866, 0.9653886721226638, 0.9643335868240731, 0.9633643148606208, 0.9624699349421239, 0.9616212513247432, 0.960846784580589, 0.9600974069215029, 0.9593876427713663, 0.9587432829530653, 0.9581014695456225, 0.9574868026032064] | Generator efficiency at various rpm values to support table lookup
rotorse.rp.powercurve.lss_rpm | input | rpm | [5.000011692174984, 5.132513882834138, 5.265016073493292, 5.397518264152446, 5.5300204548116, 5.662522645470754, 5.795024836129908, 5.927527026789063, 6.060029217448217, 6.192531408107371, 6.325033598766525, 6.457535789425679, 6.590037980084833, 6.722540170743987, 6.855042361403141, 6.987544552062295, 7.120046742721449, 7.252548933380604, 7.385051124039758, 7.517553314698912] | Low speed shaft RPM values at which the generator efficiency values are given
rotorse.rp.drivetrainType | input | n/a | direct_drive
rotorse.rp.powercurve.V | output | m/s | [3.0, 4.272046072021935, 5.304031475548529, 6.080106111341955, 6.588350372834853, 6.82095821746675, 6.867559376486635, 7.192653799388591, 7.791248412775406, 8.6541494974404, 9.768103893234573, 10.67380403841165, 11.116002552239781, 12.677143313907283, 14.42754886624012, 16.340335009504354, 18.386123566365413, 20.533493596628738, 22.7494639864494, 25.0] | wind vector
rotorse.rp.powercurve.Omega | output | rpm | [5.000011692174984, 5.000011692174984, 5.000011692174984, 5.000011692174984, 5.000011692174984, 5.000011692174984, 5.000011692174984, 5.122530796838724, 5.548843452420226, 6.1633923385626, 6.956738696928212, 7.517553314698912, 7.517553314698912, 7.517553314698912, 7.517553314698912, 7.517553314698912, 7.517553314698912, 7.517553314698912, 7.517553314698912, 7.517553314698912] | rotor rotational speed
rotorse.rp.powercurve.P | output | W | [47269.25110693452, 752652.4518462159, 1710855.9892869228, 2703150.150403395, 3494977.260566778, 3897156.9115101746, 3980838.200834914, 4593808.598770139, 5867837.650438267, 8057076.385951999, 11522510.571059473, 15000000.0, 15000005.053099334, 15000064.675194018, 15000000.70488545, 14999969.55214329, 15000153.66598213, 15000086.998604883, 15000029.070362473, 15000000.803659264] | rotor electrical power
rotorse.rs.aero_gust.V_load | input | m/s | 19.7207
rotorse.rs.Omega_load | input | rpm | 7.5176
rotorse.rs.pitch_load | input | deg | 0
rotorse.rs.aero_gust.azimuth_load | input | deg | 0
rotorse.rs.aero_hub_loads.V_load | input | m/s | 19.7207
rotorse.rs.aero_hub_loads.nSector | input | n/a | 4
rotorse.rs.brs.rootD | input | m | 5.2 | Blade root outer diameter / Chord at blade span station 0
rotorse.rs.brs.layer_thickness | input | m | [[0.001, 0.001, 0.001, 0.001, 0.001, 0.001, 0.001, 0.001, 0.001, 0.001, 0.001, 0.001, 0.001, 0.001, 0.001, 0.001, 0.001, 0.001, 0.001, 0.001, 0.001, 0.001, 0.001, 0.001, 0.001, 0.001, 0.001, 0.001, 0.001, 0.001], [0.05, 0.0408222184063085, 0.03227313926048303, 0.024145972694482237, 0.015705569687762155, 0.008780100035772388, 0.00479635850055312, 0.0031297240664340336, 0.0022826917804419063, 0.0020369729079713524, 0.0020007460905738872, 0.002000037059269053, 0.002000000495532114, 0.0020000000000000608, 0.002, 0.002, 0.002, 0.002, 0.002, 0.002, 0.002, 0.002, 0.002, 0.002, 0.0017994981851164914, 0.0013159487984171954, 0.0010438809038808864, 0.001001931909619958, 0.001, 0.001], [0.0001, 0.004419878334477179, 0.015090822119312248, 0.030382105124484426, 0.04744079152205518, 0.06353773283159729, 0.07594813593145543, 0.08316374510452554, 0.08936990874530398, 0.09447030393782439, 0.09767621042889293, 0.09829737923548582, 0.09732816699112329, 0.09510225437702131, 0.09225052519827547, 0.08925817046710618, 0.08634924135483835, 0.08326351521775043, 0.07969892747853398, 0.07545926234514862, 0.06996616697984069, 0.06112109490616299, 0.04860983245173956, 0.03553265093318574, 0.024710213639477004, 0.01776948594807157, 0.01195955439742918, 0.006954287330510351, 0.003327560264074706, 0.0010000000000001236], [0.0001, 0.004419878334477179, 0.015090822119312248, 0.030382105124484426, 0.04744079152205518, 0.06353773283159729, 0.07594813593145543, 0.08316374510452554, 0.08936990874530398, 0.09447030393782439, 0.09767621042889293, 0.09829737923548582, 0.09732816699112329, 0.09510225437702131, 0.09225052519827547, 0.08925817046710618, 0.08634924135483835, 0.08326351521775043, 0.07969892747853398, 0.07545926234514862, 0.06996616697984069, 0.06112109490616299, 0.04860983245173956, 0.03553265093318574, 0.024710213639477004, 0.01776948594807157, 0.01195955439742918, 0.006954287330510351, 0.003327560264074706, 0.0010000000000001236], [0.0, 0.0, 0.0, 0.002996816779346709, 0.0029458128078817744, 0.002896551724137931, 0.0028472906403940877, 0.0027980295566502455, 0.0027487684729064037, 0.0026995073891625623, 0.002650246305418719, 0.0026009852216748765, 0.0025517241379310347, 0.0025024630541871933, 0.0024532019704433497, 0.0024039408866995075, 0.002354679802955666, 0.002305418719211824, 0.0022561576354679803, 0.002206896551724138, 0.002157635467980296, 0.002108374384236454, 0.0020591133004926104, 0.002012755077250901, 0.0, 0.0, 0.0, 0.0, 0.0, 0.0], [0.0, 0.0, 0.0, 0.014603445589732792, 0.027047460650643354, 0.03045990214853375, 0.03, 0.03, 0.03, 0.03, 0.03, 0.03, 0.03, 0.03, 0.03, 0.03, 0.029771622514482537, 0.022712924291608143, 0.01506313277081732, 0.007701969096218487, 0.004634878249282575, 0.0031057808675626557, 0.0020040105889382307, 0.0002636147262998891, 0.0, 0.0, 0.0, 0.0, 0.0, 0.0], [0.0, 0.0, 0.0, 0.014603445589732792, 0.027047460650643354, 0.03045990214853375, 0.03, 0.03, 0.03, 0.03, 0.03, 0.03, 0.03, 0.03, 0.03, 0.03, 0.029771622514482537, 0.022712924291608143, 0.01506313277081732, 0.007701969096218487, 0.004634878249282575, 0.0031057808675626557, 0.0020040105889382307, 0.0002636147262998891, 0.0, 0.0, 0.0, 0.0, 0.0, 0.0], [0.0, 0.0, 0.0, 0.059824922864068986, 0.05701970443349754, 0.054310344827586204, 0.05160098522167486, 0.048891625615763545, 0.04618226600985221, 0.0434729064039409, 0.04076354679802956, 0.03805418719211823, 0.03534482758620689, 0.03263546798029556, 0.02992610837438424, 0.027216748768472895, 0.02450738916256158, 0.021798029556650257, 0.019088669950738914, 0.016379310344827588, 0.013669950738916255, 0.010960591133004929, 0.008251231527093606, 0.005630111038532382, 0.0, 0.0, 0.0, 0.0, 0.0, 0.0], [0.0, 0.0, 0.0, 0.059824922864068986, 0.05701970443349754, 0.054310344827586204, 0.05160098522167486, 0.048891625615763545, 0.04618226600985221, 0.0434729064039409, 0.04076354679802956, 0.03805418719211823, 0.03534482758620689, 0.03263546798029556, 0.02992610837438424, 0.027216748768472895, 0.02450738916256158, 0.021798029556650257, 0.019088669950738914, 0.016379310344827588, 0.013669950738916255, 0.010960591133004929, 0.008251231527093606, 0.005630111038532382, 0.0, 0.0, 0.0, 0.0, 0.0, 0.0], [0.0, 0.0, 0.0, 0.059824922864068986, 0.05701970443349754, 0.054310344827586204, 0.05160098522167486, 0.048891625615763545, 0.04618226600985221, 0.0434729064039409, 0.04076354679802956, 0.03805418719211823, 0.03534482758620689, 0.03263546798029556, 0.02992610837438424, 0.027216748768472895, 0.02450738916256158, 0.021798029556650257, 0.019088669950738914, 0.016379310344827588, 0.013669950738916255, 0.010960591133004929, 0.008251231527093606, 0.005630111038532382, 0.0, 0.0, 0.0, 0.0, 0.0, 0.0], [0.0, 0.0, 0.0, 0.059824922864068986, 0.05701970443349754, 0.054310344827586204, 0.05160098522167486, 0.048891625615763545, 0.04618226600985221, 0.0434729064039409, 0.04076354679802956, 0.03805418719211823, 0.03534482758620689, 0.03263546798029556, 0.02992610837438424, 0.027216748768472895, 0.02450738916256158, 0.021798029556650257, 0.019088669950738914, 0.016379310344827588, 0.013669950738916255, 0.010960591133004929, 0.008251231527093606, 0.005630111038532382, 0.0, 0.0, 0.0, 0.0, 0.0, 0.0], [0.05, 0.0408222184063085, 0.03227313926048303, 0.024145972694482237, 0.015705569687762155, 0.008780100035772388, 0.00479635850055312, 0.0031297240664340336, 0.0022826917804419063, 0.0020369729079713524, 0.0020007460905738872, 0.002000037059269053, 0.002000000495532114, 0.0020000000000000608, 0.002, 0.002, 0.002, 0.002, 0.002, 0.002, 0.002, 0.002, 0.002, 0.002, 0.0017994981851164914, 0.0013159487984171954, 0.0010438809038808864, 0.001001931909619958, 0.001, 0.001], [0.0, 0.0, 0.0, 0.001996067786251817, 0.0019330628803245443, 0.001872210953346856, 0.001811359026369168, 0.001750507099391481, 0.0016896551724137933, 0.0016288032454361057, 0.0015679513184584176, 0.0015070993914807298, 0.0014462474645030427, 0.001385395537525355, 0.0013245436105476676, 0.0012636916835699796, 0.0012028397565922919, 0.0011419878296146041, 0.0010811359026369164, 0.001020283975659229, 0.0009594320486815414, 0.0008985801217038539, 0.0008377281947261663, 0.0007768762677484787, 0.0007160243407707911, 0.0006551724137931035, 0.000594320486815416, 0.0005380493880995532, 0.0, 0.0], [0.0, 0.0, 0.0, 0.04290038391837936, 0.041304259634888436, 0.03976267748478701, 0.038221095334685595, 0.036679513184584164, 0.035137931034482754, 0.03359634888438133, 0.032054766734279906, 0.0305131845841785, 0.02897160243407708, 0.02743002028397566, 0.025888438133874248, 0.02434685598377282, 0.022805273833671404, 0.021263691683569976, 0.020037030057826286, 0.02, 0.02, 0.02, 0.02, 0.02, 0.02, 0.02, 0.02, 0.02, 0.0, 0.0], [0.0, 0.0, 0.0, 0.001996067786251817, 0.0019330628803245443, 0.001872210953346856, 0.001811359026369168, 0.001750507099391481, 0.0016896551724137933, 0.0016288032454361057, 0.0015679513184584176, 0.0015070993914807298, 0.0014462474645030427, 0.001385395537525355, 0.0013245436105476676, 0.0012636916835699796, 0.0012028397565922919, 0.0011419878296146041, 0.0010811359026369164, 0.001020283975659229, 0.0009594320486815414, 0.0008985801217038539, 0.0008377281947261663, 0.0007768762677484787, 0.0007160243407707911, 0.0006551724137931035, 0.000594320486815416, 0.0005380493880995532, 0.0, 0.0], [0.0, 0.0, 0.0, 0.001996067786251817, 0.0019330628803245443, 0.001872210953346856, 0.001811359026369168, 0.001750507099391481, 0.0016896551724137933, 0.0016288032454361057, 0.0015679513184584176, 0.0015070993914807298, 0.0014462474645030427, 0.001385395537525355, 0.0013245436105476676, 0.0012636916835699796, 0.0012028397565922919, 0.0011419878296146041, 0.0010811359026369164, 0.001020283975659229, 0.0009594320486815414, 0.0008985801217038539, 0.0008377281947261663, 0.0007768762677484787, 0.0007160243407707911, 0.0006551724137931035, 0.000594320486815416, 0.0005380493880995532, 0.0, 0.0], [0.0, 0.0, 0.0, 0.04290038391837936, 0.041304259634888436, 0.03976267748478701, 0.038221095334685595, 0.036679513184584164, 0.035137931034482754, 0.03359634888438133, 0.032054766734279906, 0.0305131845841785, 0.02897160243407708, 0.02743002028397566, 0.025888438133874248, 0.02434685598377282, 0.022805273833671404, 0.021263691683569976, 0.020037030057826286, 0.02, 0.02, 0.02, 0.02, 0.02, 0.02, 0.02, 0.02, 0.02, 0.0, 0.0], [0.0, 0.0, 0.0, 0.001996067786251817, 0.0019330628803245443, 0.001872210953346856, 0.001811359026369168, 0.001750507099391481, 0.0016896551724137933, 0.0016288032454361057, 0.0015679513184584176, 0.0015070993914807298, 0.0014462474645030427, 0.001385395537525355, 0.0013245436105476676, 0.0012636916835699796, 0.0012028397565922919, 0.0011419878296146041, 0.0010811359026369164, 0.001020283975659229, 0.0009594320486815414, 0.0008985801217038539, 0.0008377281947261663, 0.0007768762677484787, 0.0007160243407707911, 0.0006551724137931035, 0.000594320486815416, 0.0005380493880995532, 0.0, 0.0]] | 2D array of the thickness of the layers of the blade structure. The first dimension represents each layer, the second dimension represents each entry along blade span.
rotorse.rs.brs.layer_start_nd | input |  | [[0.0, 0.0, 0.0, 0.0, 0.0, 0.0, 0.0, 0.0, 0.0, 0.0, 0.0, 0.0, 0.0, 0.0, 0.0, 0.0, 0.0, 0.0, 0.0, 0.0, 0.0, 0.0, 0.0, 0.0, 0.0, 0.0, 0.0, 0.0, 0.0, 0.0], [0.0, 0.0, 0.0, 0.0, 0.0, 0.0, 0.0, 0.0, 0.005258518184427406, 0.01, 0.01, 0.01, 0.01, 0.01, 0.01, 0.01, 0.01, 0.01, 0.01, 0.01, 0.01, 0.01, 0.01, 0.01, 0.01, 0.01, 0.01, 0.01, 0.01, 0.01], [0.21972971318816067, 0.22976098652308571, 0.2295286062933169, 0.23267810779776843, 0.24298295944428294, 0.2623500446107045, 0.27090002859053136, 0.2761611026958766, 0.28324177661580113, 0.28653991141688673, 0.2886968185091356, 0.28725386355274524, 0.2914472743123232, 0.29228358868415116, 0.29226799794853325, 0.29090760562759743, 0.29127924127605265, 0.2843078189827025, 0.2816227861304419, 0.2824131244911994, 0.2729924902194028, 0.2684806511989201, 0.26343871989838635, 0.25914262351295164, 0.24777946369664167, 0.2420453940901392, 0.22844950064264827, 0.22231819958711785, 0.22463104703426198, 0.16764908950518048], [0.7222920300401903, 0.7176246242195645, 0.7132481558523217, 0.6971747247519217, 0.6827894814259637, 0.6719475019938582, 0.6641180301051983, 0.649440360885181, 0.6458885671645186, 0.6406894698675377, 0.6349498904414249, 0.6316153812041028, 0.6238885472207212, 0.6192584050068177, 0.613677268406438, 0.6096274429325803, 0.6040393353158142, 0.6045407890769601, 0.6008850549594132, 0.5939110205997511, 0.5960496484984011, 0.5921510029064695, 0.5886166862073133, 0.5845570833048461, 0.5864599611520521, 0.5807258915455498, 0.5807899874398788, 0.5817296730708333, 0.5910299577160575, 0.5485060764295165], [0.49999933459621543, 0.4999613786563075, 0.49968187267419334, 0.4707932463675792, 0.46901665107361684, 0.4691410070559485, 0.4696599289611836, 0.4689553670654596, 0.46769375824994097, 0.4666910932526923, 0.4650261546034342, 0.4630436551449999, 0.46156092590295694, 0.45989889271987977, 0.4572109749917459, 0.45463737156003003, 0.4522824999671613, 0.4494806802924329, 0.4464103652614179, 0.443267356329434, 0.4397193249182455, 0.4365853467565232, 0.43566314197592076, 0.43591142395648763, 0.49683998400205737, 0.4968399840020574, 0.4968399840020575, 0.49683998400205703, 0.49683998400205726, 0.4968399840020574], [0.0, 0.0, 0.0, 0.0, 0.0, 0.0, 0.0, 0.0, 0.0, 0.0, 0.0, 0.0, 0.0, 0.0, 0.0, 0.0, 0.0, 0.0, 0.0, 0.0, 0.0, 0.0, 0.0, 0.0, 0.0, 0.0, 0.0, 0.0, 0.0, 0.0], [1.0, 1.0, 1.0, 0.9469392535112678, 0.9444459787923614, 0.9436563703509959, 0.942696614072415, 0.9412382341558871, 0.9382984508350876, 0.93547172348605, 0.9321153926105189, 0.9283566330674886, 0.925066649646418, 0.9218054910022205, 0.9177270648757416, 0.9136857736597153, 0.909774550633955, 0.9054303366967935, 0.900901041328783, 0.8960728223226877, 0.8906399465993167, 0.8846900094636095, 0.8783663667938416, 0.8715066131866114, 1.0, 1.0, 1.0, 1.0, 1.0, 1.0], [0.0, 0.0, 0.0, 0.05306074648873214, 0.05555402120763862, 0.056343629649004086, 0.057303385927584945, 0.05876176584411291, 0.06170154916491246, 0.06452827651395002, 0.06788460738948111, 0.07164336693251135, 0.07493335035358195, 0.07819450899777942, 0.0822729351242584, 0.08631422634028468, 0.09022544936604499, 0.09456966330320647, 0.09909895867121703, 0.10392717767731233, 0.10936005340068333, 0.11530999053639045, 0.1216336332061584, 0.12849338681338868, 0.0, 0.0, 0.0, 0.0, 0.0, 0.0], [0.2748247981341305, 0.28530701566134137, 0.28889126721291136, 0.29635100358424704, 0.3096477848934493, 0.32996240018950945, 0.3396640917036333, 0.3466752217088121, 0.3572836356136961, 0.3639738432336268, 0.37015834737651293, 0.3732259038717589, 0.38136729473662156, 0.38611699948148653, 0.3909955200976434, 0.3944846772359391, 0.39954978051530665, 0.3977914149465503, 0.4005415365359024, 0.40712573770397426, 0.40422455430022286, 0.4068526398425886, 0.4093990797457765, 0.41333468768901804, 0.41151684823541296, 0.4172509178419156, 0.4172702954526671, 0.4234015965081973, 0.40711387466489274, 0.4497199879473941], [0.49999933459621543, 0.4999613786563075, 0.49968187267419334, 0.5273913759555602, 0.528274273695098, 0.5292408786815529, 0.5307835406172743, 0.5316345839658467, 0.5335087440258477, 0.5355212548675724, 0.5374364024855475, 0.5394632465396787, 0.5414898329467778, 0.5433063689841778, 0.5449687724576215, 0.5467058796563338, 0.5485229792909426, 0.5503549878158531, 0.5521159211773827, 0.5541185864940362, 0.5562075073685684, 0.557930751122299, 0.5580964501846599, 0.5577685440476264, 0.49683998400205737, 0.4968399840020574, 0.4968399840020575, 0.49683998400205703, 0.49683998400205726, 0.4968399840020574], [0.77738711498616, 0.7731706533578201, 0.772610816771916, 0.7608476205384002, 0.7494543068751299, 0.7395598575726631, 0.7328820932183001, 0.7199544798981163, 0.7199304261624135, 0.7181234016842777, 0.7164114193088023, 0.7175874215231165, 0.7138085676450197, 0.713091815804153, 0.7124047905555481, 0.7132045145409219, 0.7123098745550682, 0.7180243850408078, 0.7198038053648738, 0.7186236338125259, 0.7272817125792213, 0.730522991550138, 0.7345770460547034, 0.7387491474809126, 0.7501973456908233, 0.7559314152973261, 0.7696107822498975, 0.7828130699919128, 0.7735127853466883, 0.8305769748717302], [0.0, 0.0, 0.0, 0.0, 0.0, 0.0, 0.004146131452704074, 0.07368567796957642, 0.08, 0.08, 0.08, 0.08, 0.08, 0.08, 0.08, 0.08, 0.08, 0.08, 0.08, 0.08, 0.08, 0.08, 0.08, 0.08, 0.08, 0.08, 0.08, 0.08, 0.08, 0.08], [0.0, 0.0, 0.0, 0.0, 0.0, 0.0, 0.0, 0.0, 0.0, 0.0, 0.0, 0.0, 0.0, 0.0, 0.0, 0.0, 0.0, 0.0, 0.0, 0.0, 0.0, 0.0, 0.0, 0.0, 0.0, 0.0, 0.0, 0.0, 0.0, 0.0], [0.0, 0.0, 0.0, 0.0, 0.0, 0.0, 0.0, 0.0, 0.0, 0.0, 0.0, 0.0, 0.0, 0.0, 0.0, 0.0, 0.0, 0.0, 0.0, 0.0, 0.0, 0.0, 0.0, 0.0, 0.0, 0.0, 0.0, 0.0, 0.0, 0.0], [0.0, 0.0, 0.0, 0.0, 0.0, 0.0, 0.0, 0.0, 0.0, 0.0, 0.0, 0.0, 0.0, 0.0, 0.0, 0.0, 0.0, 0.0, 0.0, 0.0, 0.0, 0.0, 0.0, 0.0, 0.0, 0.0, 0.0, 0.0, 0.0, 0.0], [0.0, 0.0, 0.0, 0.0, 0.0, 0.0, 0.0, 0.0, 0.0, 0.0, 0.0, 0.0, 0.0, 0.0, 0.0, 0.0, 0.0, 0.0, 0.0, 0.0, 0.0, 0.0, 0.0, 0.0, 0.0, 0.0, 0.0, 0.0, 0.0, 0.0], [0.0, 0.0, 0.0, 0.0, 0.0, 0.0, 0.0, 0.0, 0.0, 0.0, 0.0, 0.0, 0.0, 0.0, 0.0, 0.0, 0.0, 0.0, 0.0, 0.0, 0.0, 0.0, 0.0, 0.0, 0.0, 0.0, 0.0, 0.0, 0.0, 0.0], [0.0, 0.0, 0.0, 0.0, 0.0, 0.0, 0.0, 0.0, 0.0, 0.0, 0.0, 0.0, 0.0, 0.0, 0.0, 0.0, 0.0, 0.0, 0.0, 0.0, 0.0, 0.0, 0.0, 0.0, 0.0, 0.0, 0.0, 0.0, 0.0, 0.0]] | 2D array of the non-dimensional start point defined along the outer profile of a layer. The TE suction side is 0, the TE pressure side is 1. The first dimension represents each layer, the second dimension represents each entry along blade span.
rotorse.rs.brs.layer_end_nd | input |  | [[1.0, 1.0, 1.0, 1.0, 1.0, 1.0, 1.0, 1.0, 1.0, 1.0, 1.0, 1.0, 1.0, 1.0, 1.0, 1.0, 1.0, 1.0, 1.0, 1.0, 1.0, 1.0, 1.0, 1.0, 1.0, 1.0, 1.0, 1.0, 1.0, 1.0], [1.0, 1.0, 1.0, 1.0, 1.0, 1.0, 1.0, 1.0, 0.9947414818155725, 0.99, 0.99, 0.99, 0.99, 0.99, 0.99, 0.99, 0.99, 0.99, 0.99, 0.99, 0.99, 0.99, 0.99, 0.99, 0.99, 0.99, 0.99, 0.99, 0.99, 0.99], [0.2748247981341305, 0.28530701566134137, 0.28889126721291136, 0.29635100358424704, 0.3096477848934493, 0.32996240018950945, 0.3396640917036333, 0.3466752217088121, 0.3572836356136961, 0.3639738432336268, 0.37015834737651293, 0.3732259038717589, 0.38136729473662156, 0.38611699948148653, 0.3909955200976434, 0.3944846772359391, 0.39954978051530665, 0.3977914149465503, 0.4005415365359024, 0.40712573770397426, 0.40422455430022286, 0.4068526398425886, 0.4093990797457765, 0.41333468768901804, 0.41151684823541296, 0.4172509178419156, 0.4172702954526671, 0.4234015965081973, 0.40711387466489274, 0.4497199879473941], [0.77738711498616, 0.7731706533578201, 0.772610816771916, 0.7608476205384002, 0.7494543068751299, 0.7395598575726631, 0.7328820932183001, 0.7199544798981163, 0.7199304261624135, 0.7181234016842777, 0.7164114193088023, 0.7175874215231165, 0.7138085676450197, 0.713091815804153, 0.7124047905555481, 0.7132045145409219, 0.7123098745550682, 0.7180243850408078, 0.7198038053648738, 0.7186236338125259, 0.7272817125792213, 0.730522991550138, 0.7345770460547034, 0.7387491474809126, 0.7501973456908233, 0.7559314152973261, 0.7696107822498975, 0.7828130699919128, 0.7735127853466883, 0.8305769748717302], [0.49999933459621543, 0.4999613786563075, 0.49968187267419334, 0.5273913759555602, 0.528274273695098, 0.5292408786815529, 0.5307835406172743, 0.5316345839658467, 0.5335087440258477, 0.5355212548675724, 0.5374364024855475, 0.5394632465396787, 0.5414898329467778, 0.5433063689841778, 0.5449687724576215, 0.5467058796563338, 0.5485229792909426, 0.5503549878158531, 0.5521159211773827, 0.5541185864940362, 0.5562075073685684, 0.557930751122299, 0.5580964501846599, 0.5577685440476264, 0.49683998400205737, 0.4968399840020574, 0.4968399840020575, 0.49683998400205703, 0.49683998400205726, 0.4968399840020574], [0.0, 0.0, 0.0, 0.05306074648873214, 0.05555402120763862, 0.056343629649004086, 0.057303385927584945, 0.05876176584411291, 0.06170154916491246, 0.06452827651395002, 0.06788460738948111, 0.07164336693251135, 0.07493335035358195, 0.07819450899777942, 0.0822729351242584, 0.08631422634028468, 0.09022544936604499, 0.09456966330320647, 0.09909895867121703, 0.10392717767731233, 0.10936005340068333, 0.11530999053639045, 0.1216336332061584, 0.12849338681338868, 0.0, 0.0, 0.0, 0.0, 0.0, 0.0], [1.0, 1.0, 1.0, 1.0, 1.0, 1.0, 1.0, 1.0, 1.0, 1.0, 1.0, 1.0, 1.0, 1.0, 1.0, 1.0, 1.0, 1.0, 1.0, 1.0, 1.0, 1.0, 1.0, 1.0, 1.0, 1.0, 1.0, 1.0, 1.0, 1.0], [0.21972971318816067, 0.22976098652308571, 0.2295286062933169, 0.23267810779776843, 0.24298295944428294, 0.2623500446107045, 0.27090002859053136, 0.2761611026958766, 0.28324177661580113, 0.28653991141688673, 0.2886968185091356, 0.28725386355274524, 0.2914472743123232, 0.29228358868415116, 0.29226799794853325, 0.29090760562759743, 0.29127924127605265, 0.2843078189827025, 0.2816227861304419, 0.2824131244911994, 0.2729924902194028, 0.2684806511989201, 0.26343871989838635, 0.25914262351295164, 0.24777946369664167, 0.2420453940901392, 0.22844950064264827, 0.22231819958711785, 0.22463104703426198, 0.16764908950518048], [0.49999933459621543, 0.4999613786563075, 0.49968187267419334, 0.4707932463675792, 0.46901665107361684, 0.4691410070559485, 0.4696599289611836, 0.4689553670654596, 0.46769375824994097, 0.4666910932526923, 0.4650261546034342, 0.4630436551449999, 0.46156092590295694, 0.45989889271987977, 0.4572109749917459, 0.45463737156003003, 0.4522824999671613, 0.4494806802924329, 0.4464103652614179, 0.443267356329434, 0.4397193249182455, 0.4365853467565232, 0.43566314197592076, 0.43591142395648763, 0.49683998400205737, 0.4968399840020574, 0.4968399840020575, 0.49683998400205703, 0.49683998400205726, 0.4968399840020574], [0.7222920300401903, 0.7176246242195645, 0.7132481558523217, 0.6971747247519217, 0.6827894814259637, 0.6719475019938582, 0.6641180301051983, 0.649440360885181, 0.6458885671645186, 0.6406894698675377, 0.6349498904414249, 0.6316153812041028, 0.6238885472207212, 0.6192584050068177, 0.613677268406438, 0.6096274429325803, 0.6040393353158142, 0.6045407890769601, 0.6008850549594132, 0.5939110205997511, 0.5960496484984011, 0.5921510029064695, 0.5886166862073133, 0.5845570833048461, 0.5864599611520521, 0.5807258915455498, 0.5807899874398788, 0.5817296730708333, 0.5910299577160575, 0.5485060764295165], [1.0, 1.0, 1.0, 0.9469392535112678, 0.9444459787923614, 0.9436563703509959, 0.942696614072415, 0.9412382341558871, 0.9382984508350876, 0.93547172348605, 0.9321153926105189, 0.9283566330674886, 0.925066649646418, 0.9218054910022205, 0.9177270648757416, 0.9136857736597153, 0.909774550633955, 0.9054303366967935, 0.900901041328783, 0.8960728223226877, 0.8906399465993167, 0.8846900094636095, 0.8783663667938416, 0.8715066131866114, 1.0, 1.0, 1.0, 1.0, 1.0, 1.0], [1.0, 1.0, 1.0, 1.0, 1.0, 1.0, 0.995853868547296, 0.9263143220304236, 0.92, 0.92, 0.92, 0.92, 0.92, 0.92, 0.92, 0.92, 0.92, 0.92, 0.92, 0.92, 0.92, 0.92, 0.92, 0.92, 0.92, 0.92, 0.92, 0.92, 0.92, 0.92], [0.0, 0.0, 0.0, 0.0, 0.0, 0.0, 0.0, 0.0, 0.0, 0.0, 0.0, 0.0, 0.0, 0.0, 0.0, 0.0, 0.0, 0.0, 0.0, 0.0, 0.0, 0.0, 0.0, 0.0, 0.0, 0.0, 0.0, 0.0, 0.0, 0.0], [0.0, 0.0, 0.0, 0.0, 0.0, 0.0, 0.0, 0.0, 0.0, 0.0, 0.0, 0.0, 0.0, 0.0, 0.0, 0.0, 0.0, 0.0, 0.0, 0.0, 0.0, 0.0, 0.0, 0.0, 0.0, 0.0, 0.0, 0.0, 0.0, 0.0], [0.0, 0.0, 0.0, 0.0, 0.0, 0.0, 0.0, 0.0, 0.0, 0.0, 0.0, 0.0, 0.0, 0.0, 0.0, 0.0, 0.0, 0.0, 0.0, 0.0, 0.0, 0.0, 0.0, 0.0, 0.0, 0.0, 0.0, 0.0, 0.0, 0.0], [0.0, 0.0, 0.0, 0.0, 0.0, 0.0, 0.0, 0.0, 0.0, 0.0, 0.0, 0.0, 0.0, 0.0, 0.0, 0.0, 0.0, 0.0, 0.0, 0.0, 0.0, 0.0, 0.0, 0.0, 0.0, 0.0, 0.0, 0.0, 0.0, 0.0], [0.0, 0.0, 0.0, 0.0, 0.0, 0.0, 0.0, 0.0, 0.0, 0.0, 0.0, 0.0, 0.0, 0.0, 0.0, 0.0, 0.0, 0.0, 0.0, 0.0, 0.0, 0.0, 0.0, 0.0, 0.0, 0.0, 0.0, 0.0, 0.0, 0.0], [0.0, 0.0, 0.0, 0.0, 0.0, 0.0, 0.0, 0.0, 0.0, 0.0, 0.0, 0.0, 0.0, 0.0, 0.0, 0.0, 0.0, 0.0, 0.0, 0.0, 0.0, 0.0, 0.0, 0.0, 0.0, 0.0, 0.0, 0.0, 0.0, 0.0]] | 2D array of the non-dimensional end point defined along the outer profile of a layer. The TE suction side is 0, the TE pressure side is 1. The first dimension represents each layer, the second dimension represents each entry along blade span.
rotorse.rs.brs.root_M | input | N*m | [24115580.179020587, -102784038.07632115, -0.0] | Blade root moment in blade c.s.
rotorse.rs.brs.s_f | input |  | 2.5 | Safety factor
rotorse.rs.brs.d_f | input | m | 0.03 | Diameter of the fastener
rotorse.rs.brs.sigma_max | input | Pa | 675000000 | Max stress on bolt
rotorse.rs.constr.strainU_spar | input |  | [-0.0018115804517411453, -0.0020300299238613963, -0.0016857233564055716, -0.003104691131543562, -0.0037090028255289094, -0.0037995362758614384, -0.0038112873926037317, -0.0039449259671096425, -0.003891426294002849, -0.0036354263165834623, -0.0034627868540407945, -0.003492083526812036, -0.0033893712263554218, -0.003265764156012903, -0.0032803602995951186, -0.003277434455605176, -0.0031535181524946563, -0.0030834535125186364, -0.002970463534154877, -0.0027936108196674526, -0.0026546646526997677, -0.00261365655760172, -0.0026286103245380444, -0.00263109683310644, -0.002621471007188207, -0.0023622884324572143, -0.0019566144878132036, -0.0014066184010594403, -0.000603960207240182, 1.0156571694118283e-06] | strain in spar cap on upper surface at location xu,yu_strain with loads P_strain
rotorse.rs.constr.strainL_spar | input |  | [0.0017826118640679948, 0.0019986210188460835, 0.001821898563661462, 0.0031005663712595, 0.0036894121309440347, 0.003756291129108206, 0.0036751453270050982, 0.003664732006862161, 0.00372847418179132, 0.0034326171886868754, 0.0032747889285606154, 0.003292604159753186, 0.0031915890039056804, 0.003071089372467771, 0.0031090150130690573, 0.003091975880111874, 0.002980929543758024, 0.0029196016537248364, 0.002822759698160585, 0.002667968173695288, 0.0025501165917680884, 0.0025167455825856203, 0.0025315053047608757, 0.0025490341128547, 0.0025359787512697868, 0.0022903864163865777, 0.0019062036316802005, 0.0013739357194681467, 0.0005774056533534918, -1.0215626361330078e-06] | strain in spar cap on lower surface at location xl,yl_strain with loads P_strain
rotorse.rs.constr.strainU_te | input |  | [7.677333109195533e-05, 4.808169163469377e-05, 0.0018655825185655266, -0.0006036022559302854, -0.0005082503767041413, -0.0004707171992434977, 0.0004110009372923113, 0.0005409764055688933, 0.0004366622617596692, 0.0006674415247319058, 0.0007367359661243255, 0.0008118856786815243, 0.0008263972903585854, 0.0008559126708805171, 0.0002718567040063256, 0.00030037823529145664, 0.00031036372549562405, 0.0004967957101624374, 0.0007482012100297325, 0.0011062160674827149, 0.0013085964464964325, 0.0014421121201869359, 0.0015364406423225042, 0.0017722632115407485, -0.0007227011370212625, -0.0006065161437694847, -0.0004499281453947754, -0.00012131611826312512, -8.219204264075994e-05, -5.874273119820567e-08] | strain in trailing edge on upper surface at location xu,yu_strain with loads P_strain
rotorse.rs.constr.strainL_te | input |  | [7.677333109195533e-05, 4.808169163469377e-05, 0.0018655825185655266, 0.0003666864403656836, 0.0005419074988286283, 0.0004839433733587474, 0.0006570948729087746, 0.0013176312931203484, 0.0008970001104000994, 0.0011827731315277143, 0.0012292029119681171, 0.0013016540906127159, 0.0012641298122200134, 0.001240495222195533, 0.0009263125466858109, 0.0009030314138527757, 0.0008642032439180466, 0.0009993855668265395, 0.0011918711048457494, 0.0015189914144906648, 0.0016745521781491666, 0.001760322658805858, 0.0018272995692357788, 0.002061357759231817, -0.0007227011370212625, -0.0006065161437694847, -0.0004499281453947754, -0.00012131611826312512, -8.219204264075994e-05, -5.874273119820567e-08] | strain in trailing edge on lower surface at location xl,yl_strain with loads P_strain
rotorse.rs.constr.max_strainU_spar | input |  | 0.004 | maximum strain in spar cap suction side
rotorse.rs.constr.max_strainL_spar | input |  | 0.004 | maximum strain in spar cap pressure side
rotorse.rs.constr.max_strainU_te | input |  | 0.004 | maximum strain in spar cap suction side
rotorse.rs.constr.max_strainL_te | input |  | 0.004 | maximum strain in spar cap pressure side
rotorse.s | input |  | [0.0, 0.034482758620689655, 0.06896551724137931, 0.10344827586206896, 0.13793103448275862, 0.1724137931034483, 0.20689655172413793, 0.24137931034482757, 0.27586206896551724, 0.3103448275862069, 0.3448275862068966, 0.3793103448275862, 0.41379310344827586, 0.4482758620689655, 0.48275862068965514, 0.5172413793103449, 0.5517241379310345, 0.5862068965517241, 0.6206896551724138, 0.6551724137931034, 0.6896551724137931, 0.7241379310344828, 0.7586206896551724, 0.7931034482758621, 0.8275862068965517, 0.8620689655172413, 0.896551724137931, 0.9310344827586207, 0.9655172413793103, 1.0] | 1D array of the non-dimensional spanwise grid defined along blade axis (0-blade root, 1-blade tip)
rotorse.rs.constr.s_opt_spar_cap_ss | input |  | [0.0, 0.034482758620689655, 0.06896551724137931, 0.10344827586206896, 0.13793103448275862, 0.1724137931034483, 0.20689655172413793, 0.24137931034482757, 0.27586206896551724, 0.3103448275862069, 0.3448275862068966, 0.3793103448275862, 0.41379310344827586, 0.4482758620689655, 0.48275862068965514, 0.5172413793103449, 0.5517241379310345, 0.5862068965517241, 0.6206896551724138, 0.6551724137931034, 0.6896551724137931, 0.7241379310344828, 0.7586206896551724, 0.7931034482758621, 0.8275862068965517, 0.8620689655172413, 0.896551724137931, 0.9310344827586207, 0.9655172413793103, 1.0] | 1D array of the non-dimensional spanwise grid defined along blade axis to optimize the blade spar cap suction side
rotorse.rs.constr.s_opt_spar_cap_ps | input |  | [0.0, 0.034482758620689655, 0.06896551724137931, 0.10344827586206896, 0.13793103448275862, 0.1724137931034483, 0.20689655172413793, 0.24137931034482757, 0.27586206896551724, 0.3103448275862069, 0.3448275862068966, 0.3793103448275862, 0.41379310344827586, 0.4482758620689655, 0.48275862068965514, 0.5172413793103449, 0.5517241379310345, 0.5862068965517241, 0.6206896551724138, 0.6551724137931034, 0.6896551724137931, 0.7241379310344828, 0.7586206896551724, 0.7931034482758621, 0.8275862068965517, 0.8620689655172413, 0.896551724137931, 0.9310344827586207, 0.9655172413793103, 1.0] | 1D array of the non-dimensional spanwise grid defined along blade axis to optimize the blade spar cap pressure side
rotorse.rs.constr.s_opt_te_ss | input |  | [0.0, 0.034482758620689655, 0.06896551724137931, 0.10344827586206896, 0.13793103448275862, 0.1724137931034483, 0.20689655172413793, 0.24137931034482757, 0.27586206896551724, 0.3103448275862069, 0.3448275862068966, 0.3793103448275862, 0.41379310344827586, 0.4482758620689655, 0.48275862068965514, 0.5172413793103449, 0.5517241379310345, 0.5862068965517241, 0.6206896551724138, 0.6551724137931034, 0.6896551724137931, 0.7241379310344828, 0.7586206896551724, 0.7931034482758621, 0.8275862068965517, 0.8620689655172413, 0.896551724137931, 0.9310344827586207, 0.9655172413793103, 1.0] | 1D array of the non-dimensional spanwise grid defined along blade axis to optimize the blade trailing edge suction side
rotorse.rs.constr.s_opt_te_ps | input |  | [0.0, 0.034482758620689655, 0.06896551724137931, 0.10344827586206896, 0.13793103448275862, 0.1724137931034483, 0.20689655172413793, 0.24137931034482757, 0.27586206896551724, 0.3103448275862069, 0.3448275862068966, 0.3793103448275862, 0.41379310344827586, 0.4482758620689655, 0.48275862068965514, 0.5172413793103449, 0.5517241379310345, 0.5862068965517241, 0.6206896551724138, 0.6551724137931034, 0.6896551724137931, 0.7241379310344828, 0.7586206896551724, 0.7931034482758621, 0.8275862068965517, 0.8620689655172413, 0.896551724137931, 0.9310344827586207, 0.9655172413793103, 1.0] | 1D array of the non-dimensional spanwise grid defined along blade axis to optimize the blade trailing edge pressure side
rotorse.rs.constr.rated_Omega | input | rpm | 7.5176 | rotor rotation speed at rated
rotorse.rs.constr.flap_mode_freqs | input | Hz | [0.5497874510712987, 1.6099278033341922, 3.252474390368725, 5.577411595973023, 8.500843206170094] | Frequencies associated with mode shapes in the flap direction
rotorse.rs.constr.edge_mode_freqs | input | Hz | [0.7305798174598573, 2.2598325611990275, 4.545096024128753, 7.8428279004023915, 12.189349136167115] | Frequencies associated with mode shapes in the edge direction
rotorse.rs.constr.tors_mode_freqs | input | Hz | [0.0, 0.0, 0.0, 0.0, 0.0] | Frequencies associated with mode shapes in the torsional direction
rotorse.rs.constr.blade_number | input | n/a | 3
rotorse.blade_cg_hubcs | output | m | 31.3955 | Position of the blade center of gravity in the hub coordinate system.
rotorse.rs.x_az | output | m | [0.0, 0.034295923985786604, 0.08329262571797669, 0.1392555188551465, 0.19190331656176873, 0.232028257864551, 0.24918042933165166, 0.2496141741724728, 0.24625256887234165, 0.2404720106240574, 0.23297926741790076, 0.2179571400171469, 0.17712118065470675, 0.10030156784192272, 1.126605912840715e-05, -0.11231262929473985, -0.24379916019447512, -0.4153387722179258, -0.6207684349190539, -0.8462432424369124, -1.0798464372334413, -1.3290155919297535, -1.6021369821922977, -1.8948995248383433, -2.201796716438755, -2.5227281124194536, -2.8639215886652067, -3.2248356445430946, -3.6046563533868463, -3.9999999999999996] | location of blade in azimuth x-coordinate system (prebend)
rotorse.rs.y_az | output | m | [0.0, 0.0, 0.0, 0.0, 0.0, 0.0, 0.0, 0.0, 0.0, 0.0, 0.0, 0.0, 0.0, 0.0, 0.0, 0.0, 0.0, 0.0, 0.0, 0.0, 0.0, 0.0, 0.0, 0.0, 0.0, 0.0, 0.0, 0.0, 0.0, 0.0] | location of blade in azimuth y-coordinate system (sweep)
rotorse.rs.z_az | output | m | [3.97, 8.004482758623, 12.038965517246, 16.073448275868998, 20.107931034492, 24.142413793114997, 28.176896551737997, 32.211379310361, 36.245862068984, 40.280344827606996, 44.314827586229995, 48.349310344852995, 52.38379310347599, 56.418275862098994, 60.452758620721994, 64.48724137934501, 68.521724137968, 72.556206896591, 76.59068965521399, 80.62517241383698, 84.65965517246, 88.69413793108299, 92.72862068970598, 96.76310344832899, 100.79758620695198, 104.83206896557498, 108.86655172419799, 112.90103448282098, 116.93551724144399, 120.97000000006697] | location of blade in azimuth z-coordinate system (from root to tip)
rotorse.rs.frame.Px_af | input | N/m | [2118.8225921770286, 2275.054947516623, 2559.38336120494, 3329.4584946601067, 4049.74254133135, 4823.49840244413, 5761.8168959285, 6677.690102247635, 7657.8917855225445, 8479.586773044293, 9210.34909811431, 10073.100154962112, 11088.752166460092, 12147.642402047344, 12982.08109700472, 13713.677418270781, 15029.611753324049, 16592.473070600605, 17929.644994544447, 18815.26434152081, 19326.321194777665, 19596.471015203108, 19773.624417921565, 20019.49473683084, 20176.269438416835, 20169.532582271226, 19852.76478092941, 19135.08883385041, 17754.90215837532, 4985.868485118674] | distributed load (force per unit length) in airfoil x-direction
rotorse.rs.frame.Py_af | input | N/m | [672.5702771056748, 740.9579506831625, 518.0100395650276, 39.26152657685145, -583.307586961455, -1098.0350829362972, -1507.0314107606287, -1783.3243646428225, -2074.7229377377707, -2294.1218291994196, -2449.5310997314864, -2640.5780188008735, -2866.719173649505, -3115.1950046606266, -3245.0764234048174, -3343.6999349191174, -3634.0048022069004, -4055.448218961011, -4389.716729916793, -4555.55220003905, -4640.631449668939, -4675.911243813417, -4742.951038330531, -4843.116874896533, -4882.540062542721, -4800.907977330983, -4597.436935519472, -4247.963220695347, -3656.228064854921, -1071.6427539009123] | distributed load (force per unit length) in airfoil y-direction
rotorse.rs.frame.Pz_af | input | N/m | [-23412.743174250172, -12575.219622505603, -4575.133743738759, 245.69633565045478, 3097.4699966381995, 4281.956312073113, 4859.651962622669, 5468.727869923925, 6251.742786332274, 7296.1692195010455, 8340.447438780691, 9234.935595708397, 10055.253714064063, 10769.420102913271, 11342.381596763338, 11859.921806831586, 12324.711906778668, 11984.315300053422, 11409.752662298282, 10675.160310034405, 10181.094785358346, 9449.3541997814, 8273.648518698117, 6804.156681032739, 5267.004358907691, 4023.2361188903137, 3054.306553253595, 2320.9928770198158, 1528.5438438957194, 364.6082008872067] | distributed load (force per unit length) in airfoil z-direction
rotorse.A | output | m**2 | [1.6500549405531004, 1.3470252749927347, 1.0209135872901074, 1.7172950148943782, 1.3649353142117875, 1.1350433633032972, 0.9795819314094001, 0.8702635704512605, 0.7820514723866195, 0.7247115816931864, 0.6694607477822213, 0.6113273052064095, 0.5638243076669699, 0.5195587567786399, 0.4720208465739359, 0.42996558838711185, 0.39391235899613286, 0.34846080426929854, 0.3058155176653745, 0.26745196361788687, 0.2344508895069328, 0.20019484244667196, 0.1626707306198268, 0.12611347376524568, 0.08929026908266025, 0.06882437056401085, 0.0528660458435647, 0.03986645099519884, 0.016000152935547903, 0.0035272610318142048] | airfoil cross section material area
rotorse.rs.strains.EI11 | input | N*m**2 | [152446991049.18304, 123885047568.03477, 84803828125.82063, 51967220959.441696, 32456874871.023705, 26342156780.461147, 21989454553.920063, 17369654360.247375, 14250058470.272732, 13288491528.429928, 11876521835.775455, 9550242974.53098, 8330915490.384179, 7344108672.762073, 5860519769.746851, 4691453875.999728, 3893511175.102698, 3073186835.0508604, 2467045910.190836, 1990522398.8921082, 1538679021.733619, 1108817390.6150167, 765489833.9646316, 516122274.36669225, 328180733.88362217, 207253433.3285444, 120154268.1309808, 59196015.88254207, 22249173.22682201, 186098.77470657782] | stiffness w.r.t principal axis 1
rotorse.rs.strains.EI22 | input | N*m**2 | [152571124293.20737, 126444753164.26672, 87707621195.90631, 67731393400.00129, 53837025198.91332, 42840091020.696594, 35202951592.130775, 31231787175.84693, 27975258562.74571, 26064008093.164024, 23920501536.473064, 21361471369.7762, 19871049930.242424, 18187182605.843292, 16413881278.262154, 14772951595.972473, 13459456142.874731, 9757656887.432646, 6657558259.354765, 4129716272.4677706, 2860530769.278645, 2168994433.187558, 1613063143.316117, 1019347992.3663373, 668165925.1572412, 444068716.29850763, 287819059.9876035, 180099889.51249593, 89074557.17637582, 1605237.424342437] | stiffness w.r.t principal axis 2
rotorse.rs.strains.alpha | input | deg | [88.85051242035692, 89.95121752560682, 4.562823199670413, 4.626812762515332, 4.055298113575005, 2.17633519180749, 2.5916260571227463, 5.5620716159214, 1.852244547831354, 1.675019980277868, 1.5857492091409606, 1.5645247301366698, 1.4639679961707803, 1.56449506513563, 1.452184175422554, 1.362817278923424, 1.3532096146085368, 1.4316623949126033, 1.4810034035645143, 1.5491310044301747, 1.462987458091612, 1.4386078734254453, 1.5148106144143754, 1.8774533487131821, 1.749136074786217, 1.5865880614606154, 1.369736792148525, -0.4672003758401419, 0.9752220276139614, 0.8035368719684406] | Angle between blade c.s. and principal axes
rotorse.rs.strains.M1 | input | N*m | [3202295.3659617235, 3107314.031439694, -61056462.93638367, -87224169.56753749, -81600043.42591761, -76017395.17954205, -70369562.96552655, -64864220.10699315, -59463651.848422185, -54098325.148568794, -49012620.51877698, -44133050.49263436, -39465962.274905026, -35025505.25799275, -30812701.608691562, -26827405.661949243, -23086992.038560193, -19603527.38894717, -16386959.657777533, -13447662.097840691, -10790720.809253056, -8420002.224311957, -6339685.12992864, -4553357.186514359, -3060135.2124331384, -1864382.9956656357, -970101.0859592471, -373043.16872476926, -66207.17502993463, 3.659457151161405] | distribution along blade span of bending moment w.r.t principal axis 1
rotorse.rs.strains.M2 | input | N*m | [105526648.04609783, 99504277.673349, 70906537.96826914, 8556433.773105059, 5559473.698271352, 1405999.1915494883, -1446028.1029492181, -795092.0807169919, -2164188.582631535, -4703843.733144508, -5108517.719638556, -5202598.160643391, -5106928.249335278, -4841712.674049403, -4499548.567394775, -4146884.4757300126, -3724612.8362795743, -3246661.984829899, -2762809.7936906056, -2304965.952236213, -1896901.2905569782, -1535337.4656679656, -1198423.6505963148, -875599.1384871033, -596872.7580945569, -370160.19579063955, -193816.0685893723, -79591.56341274182, -14534.817354884652, 0.19431863522004278] | distribution along blade span of bending moment w.r.t principal axis 2
rotorse.rs.strains.F3 | input | N | [652479.0748141276, 725075.4644639351, 759671.8566705501, 768405.374475158, 761661.4032194406, 746775.322758144, 728334.4976600783, 707499.6687477096, 683856.6574872112, 656527.2569305602, 624984.4353490365, 589530.6567194187, 550617.7002341641, 508609.319317917, 464004.4934450432, 417199.858640587, 368413.63150002545, 319376.47064036905, 272185.00234020175, 227634.41345236654, 185562.3279152388, 145962.98556085557, 110211.41964349132, 79795.85741567748, 55445.41912532108, 36704.7678291653, 22427.65965276683, 11584.385774960385, 3818.943585343062, 1.7053025658242404e-11] | axial resultant along blade span
rotorse.xu_spar | output |  | [2.5989978325607495, 2.5600377819805873, 2.264340637935578, 1.8264766009298186, 1.4505317493037004, 1.2922363765750413, 1.1565553536250868, 1.0169274828737567, 0.9078381608785491, 0.8623157705610648, 0.8086838356711696, 0.7275687074117079, 0.6880947139638379, 0.6573386288259909, 0.5991991782326039, 0.550815215493739, 0.5110029068671134, 0.4661874714467012, 0.43363400724669887, 0.40358156760367836, 0.37140184200033727, 0.3387300737373372, 0.3128951577116421, 0.29525333781026347, 0.27765043355780095, 0.2594457856618273, 0.23946356851773032, 0.2192065625992284, 0.19785759725158775, 0.05128385115370537] | x-position of midpoint of spar cap on upper surface for strain calculation
rotorse.xl_spar | output |  | [-2.5993838935782265, -2.5611094256645788, -2.265648521883506, -1.8605511047615169, -1.493312956786658, -1.3260828394213129, -1.1856061669158897, -1.0410037858349368, -0.9200021672747242, -0.8759034650722926, -0.8258043635730351, -0.7421453437717257, -0.7021965170266211, -0.6726238964959742, -0.6171404031516131, -0.56413609977262, -0.5246028260311226, -0.47642810298857335, -0.4406041392985526, -0.4075110708911035, -0.3734344360709939, -0.33958374045237333, -0.3130192118344843, -0.29534853672110795, -0.2783739559811527, -0.26017041241377764, -0.24069283535189256, -0.22023427619569913, -0.19990913020701356, -0.05234106578301106] | x-position of midpoint of spar cap on lower surface for strain calculation
rotorse.yu_spar | output |  | [0.04388568881167254, -0.12165811955262518, -0.1460243065781226, -0.2538912737150394, -0.3924266880856786, -0.49595897327709926, -0.44472235080228417, -0.34920866251481164, -0.3619435467512573, -0.3427897020176829, -0.3210692193190299, -0.30077028088618674, -0.2958181146315664, -0.28908309034642343, -0.2806691548639766, -0.2710249242599221, -0.264066613195614, -0.19979769539074432, -0.13800307168549097, -0.08203709864184805, -0.05376077331598372, -0.041810417526816135, -0.0355710058520895, -0.02274599444878056, -0.026721482701805077, -0.024222230105633402, -0.02249718406262957, -0.04472782851577539, -0.05089815342889892, -0.018635627444266945] | y-position of midpoint of spar cap on upper surface for strain calculation
rotorse.yl_spar | output |  | [-0.0024910222136753646, -0.0724397772590466, -0.09947131364997386, -0.3197983606858128, -0.46853756386034373, -0.4679835393087428, -0.4276013897928803, -0.43725585850347515, -0.3566899668584824, -0.32999129671094996, -0.3072400321757569, -0.286615770166758, -0.27987416391760456, -0.2738671712122187, -0.26897561361646893, -0.2639002720936796, -0.2588038981185885, -0.19994982658517602, -0.14217666349979563, -0.08716346812009812, -0.05901682075118897, -0.04939876468999027, -0.04547033096226094, -0.032232186896528514, -0.034913939931643045, -0.03146160152798427, -0.028304256525336746, -0.019680751037851163, -0.05556602539221844, -0.018863186537573462] | y-position of midpoint of spar cap on lower surface for strain calculation
rotorse.xu_te | output |  | [8.027883552662911e-06, 7.188288000175769e-05, -0.0021992724905428177, 0.35677312567246316, 0.26885024989392925, 0.22692959285103081, 0.05380116104024886, 0.16777885783665936, 0.05924041805988306, 0.06794064143642682, 0.06426980794163717, 0.05851765832876963, 0.05333297829564651, 0.04983078015762884, 0.12539747549557997, 0.10706989584184565, 0.09657457575727632, 0.08055892041875767, 0.06599909105558657, 0.05676307807119109, 0.04168624714069924, 0.02461899385451457, 0.014198287293522786, 0.012413642844995902, -0.03462388034161442, -0.032381357222084683, -0.030278132504041093, -0.028356321296123508, -0.025703977842704694, -0.007053633935906409] | x-position of midpoint of trailing-edge panel on upper surface for strain calculation
rotorse.xl_te | output |  | [8.027883552662911e-06, 7.188288000175769e-05, -0.0021992724905428177, -0.219447512862393, -0.14736807391533746, -0.10301871594344911, -0.023104406725959023, -0.03983447698482555, -0.051147670250919375, -0.05881054395556635, -0.05526978794583084, -0.04764939319761166, -0.039209086821553364, -0.030926108613297813, 0.0013533265143113303, 0.002056151028155001, 0.003531179838115385, 0.0021130770532650466, -0.0004436171135492606, -0.003893918430671356, -0.010023524928405761, -0.016867608561966965, -0.020556721533708935, -0.01999261881818448, -0.03462388034161442, -0.032381357222084683, -0.030278132504041093, -0.028356321296123508, -0.025703977842704694, -0.007053633935906409] | x-position of midpoint of trailing-edge panel on lower surface for strain calculation
rotorse.yu_te | output |  | [-2.5998404384227674, -2.592535221298832, -2.5222608889858082, 2.630791131559927, 2.665333636779735, 2.830966045466082, 3.3185036792028217, 3.0898993255779437, 3.3656016881290065, 3.2460734504279163, 3.1365845070094545, 2.993850813667253, 2.9159034291647608, 2.81403781680981, 2.3347247891158966, 2.234790288598707, 2.1595441971046654, 2.0854460191827746, 2.0468454793946287, 2.028298918956115, 1.9146275305110565, 1.8249193068115694, 1.7302076264267727, 1.6480962520461342, -0.8786729868568013, -0.8203550568869681, -0.7915905557112962, -0.7505305048629923, -0.7186746114180859, -0.20144440356093746] | y-position of midpoint of trailing-edge panel on upper surface for strain calculation
rotorse.yl_te | output |  | [-2.5998404384227674, -2.592535221298832, -2.5222608889858082, 2.674415143285753, 2.709738768472506, 2.86718566229534, 3.3205448220244564, 3.104148160378314, 3.366635298242867, 3.246769244990489, 3.1367077895797792, 2.9939698891356157, 2.9161274146064127, 2.8144605215195133, 2.3429337337790326, 2.2420343684302804, 2.1664814660278484, 2.091544836759451, 2.0522925668435357, 2.0337690670676656, 1.9197464798638013, 1.8293847447449827, 1.7341652506403715, 1.6518119961595528, -0.8786729868568013, -0.8203550568869681, -0.7915905557112962, -0.7505305048629923, -0.7186746114180859, -0.20144440356093746] | y-position of midpoint of trailing-edge panel on lower surface for strain calculation
rotorse.rs.tip_pos.dx_tip | input | m | 26.9741 | deflection at tip in blade x-direction
rotorse.rs.tip_pos.dy_tip | input | m | -3.8967 | deflection at tip in blade y-direction
rotorse.rs.tip_pos.dz_tip | input | m | -0.0022022 | deflection at tip in blade z-direction
rotorse.rs.tip_pos.3d_curv_tip | input | deg | 9.5966 | total coning angle including precone and curvature
rotorse.rs.tip_pos.dynamicFactor | input |  | 1 | a dynamic amplification factor to adjust the static deflection calculation
rotorse.rs.tot_loads_gust.aeroloads_Px | input | N/m | [383.754352589282, 473.7401643103895, 865.0094149249671, 1561.0562427246177, 2465.299616943017, 3436.6434841869745, 4493.851622998704, 5456.8504751342825, 6433.648577997504, 7216.359385784207, 7904.324662170835, 8704.019576774755, 9615.30198139212, 10570.896058551958, 11346.811783367682, 12025.457417202613, 13239.90251603675, 14784.903299680322, 16173.720441981184, 17177.146340319825, 17778.902115928016, 18165.23149943281, 18535.387880554274, 19036.748854768335, 19457.221431901347, 19645.49481229751, 19470.36594687325, 18849.963554014685, 17572.296905846168, 4940.374950395298] | distributed loads in blade-aligned x-direction
rotorse.rs.tot_loads_gust.aeroloads_Py | input | N/m | [78.2123288048239, 106.51688854028131, -149.02514527614326, -729.6388436995728, -1388.6295117530324, -1913.1346786987378, -2336.91784451213, -2617.47907689349, -2893.3603355290206, -3057.3839689142687, -3140.4209928556866, -3269.034607629615, -3439.283226849237, -3625.963451694804, -3679.19367521007, -3694.0922464886953, -3910.517640395684, -4255.753540580891, -4500.826963338811, -4561.571395685614, -4520.499826434206, -4391.199829637076, -4267.328331080531, -4193.565152095444, -4125.452063106189, -4032.2869286862274, -3864.3005307277717, -3595.0874854700455, -3139.64547001909, -963.2869444077613] | distributed loads in blade-aligned y-direction
rotorse.rs.tot_loads_gust.aeroloads_Pz | input | N/m | [0.0, 0.0, 0.0, 0.0, 0.0, 0.0, 0.0, 0.0, 0.0, 0.0, 0.0, 0.0, 0.0, 0.0, 0.0, 0.0, 0.0, 0.0, 0.0, 0.0, 0.0, 0.0, 0.0, 0.0, 0.0, 0.0, 0.0, 0.0, 0.0, 0.0] | distributed loads in blade-aligned z-direction
rotorse.rs.tot_loads_gust.aeroloads_Omega | input | rpm | 7.5176 | rotor rotation speed
rotorse.rs.tot_loads_gust.aeroloads_pitch | input | deg | 0 | pitch angle
rotorse.rs.tot_loads_gust.aeroloads_azimuth | input | deg | 0 | azimuthal angle
rotorse.rs.3d_curv | output | deg | [3.512957549534031, 3.4085821069029105, 3.254749798499825, 3.228828360976388, 3.3412737500056826, 3.5932991532583505, 3.875127380295053, 4.02079002599361, 4.064916266479481, 4.094250425498985, 4.159872115970393, 4.396624417641125, 4.835368054554597, 5.257402282977954, 5.509369564752248, 5.730702749192062, 6.150652047650395, 6.674776056291082, 7.056826340656846, 7.2562885026691575, 7.423955715600131, 7.703460404377466, 8.01161358514138, 8.250213174137519, 8.4490822598129, 8.691049529511922, 8.972941634344675, 9.245049623985551, 9.487395606863775, 9.596612163960621] | total cone angle from precone and curvature
rotorse.rs.tot_loads_gust.dynamicFactor | input |  | 1 | a dynamic amplification factor to adjust the static deflection calculation
rotorse.stall_check.aoa_along_span | input | deg | [53.5331148776632, 43.55570592803775, 31.53066520672428, 19.891700155166223, 14.69359845846738, 11.866832462800332, 9.872301181819086, 8.700863256185334, 8.133573684186302, 7.851200767065671, 7.67364685470147, 7.518962120438683, 7.380207176103202, 7.281407585787328, 7.195508031696939, 7.1333220653789695, 7.087127375893885, 7.0449665430839294, 7.0177401000653, 7.026844483482875, 7.099405060176072, 7.267482726596305, 7.507939362603161, 7.712935334930111, 7.793844660630333, 7.6799107322872375, 7.4531484121057465, 7.062500922122732, 6.284104073390591, 7.085435584064812] | Angle of attack along blade span
rotorse.stall_check.stall_margin | input | deg | 5 | Minimum margin from the stall angle
rotorse.stall_check.min_s | input |  | 0.25 | Minimum nondimensional coordinate along blade span where to define the constraint (blade root typically stalls)
financese.plant_aep | output | USD/kW/h | 2648604532.0079
financese.capacity_factor | output |  | 0.50392 | Capacity factor of the wind farm
financese.lcoe | output | USD/kW/h | 0.073399 | Levelized cost of energy: LCOE is the cost that, if assigned to every unit of electricity by an asset over an evaluation period, will equal the total costs during that same period when discounted to the base year.
financese.lvoe | output | USD/kW/h | 0.04 | Levelized value of energy: LVOE is the discounted sum of total value divided by the discounted sum of electrical energy generated.
financese.value_factor | output |  | 0.56338 | Value factor is the LVOE divided by a benchmark price.
financese.nvoc | output | USD/kW/year | -147.4357 | Net value of capacity: NVOC is the difference in an asset’s total annualized value and annualized cost, divided by the installed capacity of the asset. NVOC ≥ 0 for economic viability.
financese.nvoe | output | USD/kW/h | -0.033399 | Net value of energy: NVOE is the difference between LVOE and LCOE. NVOE ≥ 0 for economic viability.
financese.slcoe | output | USD/kW/h | 0.1044 | System LCOE: SLCOE is the negative of NVOE but further adjusted by a benchmark price. System LCOE ≤ benchmark price for economic viability.
financese.bcr | output |  | 0.54496 | Benefit cost ratio: BCR is the discounted sum of total value divided by the discounted sum of total cost. A higher BCR is more competitive. BCR ≥ 1 for economic viability
financese.cbr | output |  | 1.835 | Cost benefit ratio: CBR is the inverse of BCR. CBR ≤ 1 for economic viability. A lower CBR is more competitive.
financese.roi | output |  | -0.45504 | Return on investment: ROI can also be expressed as BCR – 1. A higher ROI is more competitive. ROI ≥ 0 for economic viability.
financese.pm | output |  | -0.83498 | Profit margin: PM can also be expressed as 1 - CBR. A higher PM is more competitive. PM ≥ 0 for economic viability.
financese.plcoe | output | USD/kW/h | 0.13028 | Profitability adjusted PLCOE is the product of a benchmark price and CBR, which is equal to LCOE divided by value factor. A lower PLCOE is more competitive. PLCOE ≤ benchmark price for economic viability.
orbit.bos_capex | output | USD | 933858467.6231 | Sum of system and installation capex
orbit.soft_capex | output | USD | 387000000 | Project costs associated with commissioning, decommissioning and financing
orbit.project_capex | output | USD | 151250000 | costs associated with the lease area, the development of the construction operations plan,and any environmental review and other upfront project costs.
orbit.total_capex | output | USD | 1472108467.6231 | Total capex of bos + soft + project
orbit.total_capex_kW | output | USD/kW | 2453.5141 | Total capex of bos + soft + project per rated project capacity in kW
orbit.installation_time | output | h | 9070.121 | Total balance of system installation time.
orbit.installation_capex | output | USD | 183219420.1092 | Total balance of system installation cost.
orbit.capacity | output | MW | 600 | Wind plant capacity, in MW.
orbit.layout | output | n/a | id substation_id name latitude longitude string order \ 0 oss1 oss1 substation-1 0.000000 0.000000 1 t0 oss1 turbine-0 15.205091 1.689455 0 0 2 t1 oss1 turbine-1 15.205091 3.378909 0 1 3 t2 oss1 turbine-2 15.205091 5.068364 0 2 4 t3 oss1 turbine-3 15.205091 6.757818 0 3 5 t4 oss1 turbine-4 13.515636 1.689455 1 0 6 t5 oss1 turbine-5 13.515636 3.378909 1 1 7 t6 oss1 turbine-6 13.515636 5.068364 1 2 8 t7 oss1 turbine-7 13.515636 6.757818 1 3 9 t8 oss1 turbine-8 11.826182 1.689455 2 0 10 t9 oss1 turbine-9 11.826182 3.378909 2 1 11 t10 oss1 turbine-10 11.826182 5.068364 2 2 12 t11 oss1 turbine-11 11.826182 6.757818 2 3 13 t12 oss1 turbine-12 10.136727 1.689455 3 0 14 t13 oss1 turbine-13 10.136727 3.378909 3 1 15 t14 oss1 turbine-14 10.136727 5.068364 3 2 16 t15 oss1 turbine-15 10.136727 6.757818 3 3 17 t16 oss1 turbine-16 8.447273 1.689455 4 0 18 t17 oss1 turbine-17 8.447273 3.378909 4 1 19 t18 oss1 turbine-18 8.447273 5.068364 4 2 20 t19 oss1 turbine-19 8.447273 6.757818 4 3 21 t20 oss1 turbine-20 6.757818 1.689455 5 0 22 t21 oss1 turbine-21 6.757818 3.378909 5 1 23 t22 oss1 turbine-22 6.757818 5.068364 5 2 24 t23 oss1 turbine-23 6.757818 6.757818 5 3 25 t24 oss1 turbine-24 5.068364 1.689455 6 0 26 t25 oss1 turbine-25 5.068364 3.378909 6 1 27 t26 oss1 turbine-26 5.068364 5.068364 6 2 28 t27 oss1 turbine-27 5.068364 6.757818 6 3 29 t28 oss1 turbine-28 3.378909 1.689455 7 0 30 t29 oss1 turbine-29 3.378909 3.378909 7 1 31 t30 oss1 turbine-30 3.378909 5.068364 7 2 32 t31 oss1 turbine-31 3.378909 6.757818 7 3 33 t32 oss1 turbine-32 1.689455 1.689455 8 0 34 t33 oss1 turbine-33 1.689455 3.378909 8 1 35 t34 oss1 turbine-34 1.689455 5.068364 8 2 36 t35 oss1 turbine-35 1.689455 6.757818 8 3 37 t36 oss1 turbine-36 0.000000 1.689455 9 0 38 t37 oss1 turbine-37 0.000000 3.378909 9 1 39 t38 oss1 turbine-38 0.000000 5.068364 9 2 40 t39 oss1 turbine-39 0.000000 6.757818 9 3 cable_type euclidean_distance cable_length type \ 0 substation 1 XLPE_630mm_66kV 7.788001 7.848001 turbine 2 XLPE_185mm_66kV 1.689455 1.749455 turbine 3 XLPE_185mm_66kV 1.689455 1.749455 turbine 4 XLPE_185mm_66kV 1.689455 1.749455 turbine 5 XLPE_630mm_66kV 6.149707 6.209707 turbine 6 XLPE_185mm_66kV 1.689455 1.749455 turbine 7 XLPE_185mm_66kV 1.689455 1.749455 turbine 8 XLPE_185mm_66kV 1.689455 1.749455 turbine 9 XLPE_630mm_66kV 4.548996 4.608996 turbine 10 XLPE_185mm_66kV 1.689455 1.749455 turbine 11 XLPE_185mm_66kV 1.689455 1.749455 turbine 12 XLPE_185mm_66kV 1.689455 1.749455 turbine 13 XLPE_630mm_66kV 3.045707 3.105707 turbine 14 XLPE_185mm_66kV 1.689455 1.749455 turbine 15 XLPE_185mm_66kV 1.689455 1.749455 turbine 16 XLPE_185mm_66kV 1.689455 1.749455 turbine 17 XLPE_630mm_66kV 1.888868 1.948868 turbine 18 XLPE_185mm_66kV 1.689455 1.749455 turbine 19 XLPE_185mm_66kV 1.689455 1.749455 turbine 20 XLPE_185mm_66kV 1.689455 1.749455 turbine 21 XLPE_630mm_66kV 1.888868 1.948868 turbine 22 XLPE_185mm_66kV 1.689455 1.749455 turbine 23 XLPE_185mm_66kV 1.689455 1.749455 turbine 24 XLPE_185mm_66kV 1.689455 1.749455 turbine 25 XLPE_630mm_66kV 3.045707 3.105707 turbine 26 XLPE_185mm_66kV 1.689455 1.749455 turbine 27 XLPE_185mm_66kV 1.689455 1.749455 turbine 28 XLPE_185mm_66kV 1.689455 1.749455 turbine 29 XLPE_630mm_66kV 4.548996 4.608996 turbine 30 XLPE_185mm_66kV 1.689455 1.749455 turbine 31 XLPE_185mm_66kV 1.689455 1.749455 turbine 32 XLPE_185mm_66kV 1.689455 1.749455 turbine 33 XLPE_630mm_66kV 6.149707 6.209707 turbine 34 XLPE_185mm_66kV 1.689455 1.749455 turbine 35 XLPE_185mm_66kV 1.689455 1.749455 turbine 36 XLPE_185mm_66kV 1.689455 1.749455 turbine 37 XLPE_630mm_66kV 7.788001 7.848001 turbine 38 XLPE_185mm_66kV 1.689455 1.749455 turbine 39 XLPE_185mm_66kV 1.689455 1.749455 turbine 40 XLPE_185mm_66kV 1.689455 1.749455 turbine subassembly upstream_cable 0 base_substation base_export 1 base_turbine base_array 2 base_turbine base_array 3 base_turbine base_array 4 base_turbine base_array 5 base_turbine base_array 6 base_turbine base_array 7 base_turbine base_array 8 base_turbine base_array 9 base_turbine base_array 10 base_turbine base_array 11 base_turbine base_array 12 base_turbine base_array 13 base_turbine base_array 14 base_turbine base_array 15 base_turbine base_array 16 base_turbine base_array 17 base_turbine base_array 18 base_turbine base_array 19 base_turbine base_array 20 base_turbine base_array 21 base_turbine base_array 22 base_turbine base_array 23 base_turbine base_array 24 base_turbine base_array 25 base_turbine base_array 26 base_turbine base_array 27 base_turbine base_array 28 base_turbine base_array 29 base_turbine base_array 30 base_turbine base_array 31 base_turbine base_array 32 base_turbine base_array 33 base_turbine base_array 34 base_turbine base_array 35 base_turbine base_array 36 base_turbine base_array 37 base_turbine base_array 38 base_turbine base_array 39 base_turbine base_array 40 base_turbine base_array | Farm layout to be used by WOMBAT.
wombat.total_opex | output | USD | 1862546449.3363 | Total operational expenditure (fixed costs, port fees, labor, servicing equipment, and materials)
wombat.annual_opex_per_kW | output | USD/kW/year | 124.1698 | Average annual operational expenditure (fixed costs, port fees, labor, servicing equipment, and materials) per kW
wombat.materials_opex | output | USD | 0 | Cost of all replaced and consumable materials for repairs and servicing
wombat.equipment_opex | output | USD | 0 | Direct cost for renting and operating servicing equipment
wombat.time_availability | output | unitless | 0.94381 | Project-level uptime based on time.
wombat.energy_availability | output | unitless | 0.94069 | Project-level uptime based on capacity to produce energy.
wombat.net_capacity_factor | output | unitless | 0.39038 | Ratio of actual energy produced (internal IEC power curve-based w/o unmodeled losses) to theoretical maximum of energy production.
wombat.gross_capacity_factor | output | USD | 0.415 | Ratio of potential to produce energy (internal IEC power curve-based w/o unmodeled losses) to theoretical maximum of energy production.
wombat.scheduled_task_completion_rate | output | USD | 0.9618 | Completion rate for all scheduled (maintenance) tasks.
wombat.unscheduled_task_completion_rate | output | USD | 0.99892 | Completion rate for all unscheduled (failure) events.
wombat.combined_task_completion_rate | output | USD | 0.98456 | Completion rate for all maintenance and failure events.
wombat.total_equipment_cost | output | USD | 1120639524.6203 | Cost of all direct repair related equipment (vessels, cranes, port equipment).
wombat.direct_labor | output | USD | 0 | Cost of labor accrued through repair operations.
wombat.indirect_labor | output | USD | 76925547.9452 | Fixed cost of labor for life of the farm.
wombat.total_materials | output | USD | 921309567.1102 | Total cost of materials for un/scheduled maintenance activities.
wombat.total_fixed_costs | output | USD | 710641964.3836 | Total cost of annualized fixed operational costs.
wombat.equipment_cost_breakdown | output | n/a | Cable Laying Vessel Crew Transfer Vessel 1 Crew Transfer Vessel 2 \ 0 188917363.063276 25724648.343282 25724654.146253 Crew Transfer Vessel 3 Diving Support Vessel Heavy Lift Vessel 0 25724628.819196 17405582.684243 837142647.564009 | Data frame of equipment costs by activity type.
wombat.equipment_utilization_rate | output | n/a | Cable Laying Vessel Crew Transfer Vessel 1 Crew Transfer Vessel 2 \ 0 0.892938 0.999751 0.999751 Crew Transfer Vessel 3 Diving Support Vessel Heavy Lift Vessel \ 0 0.999751 0.918033 0.945776 Tugboat 1 Tugboat 2 0 0.0 0.0 | Data frame of utilization ratio of each servicing equipment.
wombat.equipment_dispatch_summary | output | n/a | N Mobilizations Average Charter Days agent Cable Laying Vessel 41 19.105667 Crew Transfer Vessel 1 1 8034.499991 Crew Transfer Vessel 2 1 8034.000068 Crew Transfer Vessel 3 1 8034.499993 Diving Support Vessel 113 4.997415 Heavy Lift Vessel 87 24.04046 | Data frame of mobilization and chartering periods by servicing equipment.
wombat.vessel_crew_hours_at_sea | output | n/a | agent Total Crew Hours at Sea Crew Transfer Vessel 1 \ 0 405214.599516 88563.636783 agent Crew Transfer Vessel 2 Crew Transfer Vessel 3 Heavy Lift Vessel \ 0 87638.474033 87822.383466 60299.608475 agent Cable Laying Vessel Diving Support Vessel 0 32260.135788 48630.360972 | Data frame of the vessel hours at sea (or crew if crew data are provided).
wombat.total_tows | output | n/a | total_tows 0 0 | Total number of times turbines are towed between site and port for repair.
wombat.materials_by_subassembly | output | n/a | total_cost subassembly array cable 192990188.378221 ballast pump 20732.204769 drive_train 40609285.458789 electrical system 7255250.063386 export cable 848224.052714 generator 109485400.961519 hydraulic pitch system 8464751.929322 power converter 502996689.945084 rotor_blades 33484828.993142 supporting_structure 17426139.014033 transformer 287272.113094 yaw_system 7440803.996097 | Cost of materials required for un/scheduled maintenance activities by subassembly.
wombat.process_times | output | n/a | time_to_completion \ subassembly task array cable array cable major repair 21455.377485 array cable replacement 13814.468168 ballast pump minor ballast pump repair 17485.524067 drive_train main shaft major repair 18048.173405 main shaft minor repair 635044.468185 main shaft replacement 4197.544424 electrical system power electrical system major repair 71575.96795 power electrical system major replacement 1138.978624 power electrical system minor repair 1091783.925112 export cable export cable subsea inspection 5302.893971 generator annual turbine inspection 4018549.208346 direct drive generator major repair 142774.489363 direct drive generator major replacement 8513.403405 direct drive generator minor repair 1246832.146435 hydraulic pitch system major pitch system repair 385431.348542 minor pitch system repair 2208813.454214 power converter power converter major repair 561142.424843 power converter minor repair 1044558.839182 power converter replacement 52548.502791 rotor_blades blades major repair 27230.568261 blades major replacement 1653.599781 blades minor repair 1163886.764291 supporting_structure structural annual inspection 4280086.362474 structural subsea inspection 400513.233717 transformer oss annual inspection 53190.775708 yaw_system yaw system major repair 1166.413172 yaw system major replacement 650.700875 yaw system minor repair 296896.756799 process_time \ subassembly task array cable array cable major repair 10018.656154 array cable replacement 8711.320599 ballast pump minor ballast pump repair 136.67105 drive_train main shaft major repair 3329.478257 main shaft minor repair 6850.21968 main shaft replacement 2271.517938 electrical system power electrical system major repair 2199.495888 power electrical system major replacement 320.500498 power electrical system minor repair 10504.245258 export cable export cable subsea inspection 982.758137 generator annual turbine inspection 73349.419572 direct drive generator major repair 5772.483955 direct drive generator major replacement 5694.655957 direct drive generator minor repair 24038.207219 hydraulic pitch system major pitch system repair 24366.085716 minor pitch system repair 45216.154904 power converter power converter major repair 29211.006217 power converter minor repair 23501.004675 power converter replacement 29864.111144 rotor_blades blades major repair 1500.414564 blades major replacement 1653.000498 blades minor repair 27221.341247 supporting_structure structural annual inspection 73862.523128 structural subsea inspection 10994.224138 transformer oss annual inspection 2400.64217 yaw_system yaw system major repair 1059.038393 yaw system major replacement 410.694209 yaw system minor repair 5521.90005 downtime \ subassembly task array cable array cable major repair 0.0 array cable replacement 0.0 ballast pump minor ballast pump repair 134.237296 drive_train main shaft major repair 3287.434943 main shaft minor repair 6555.0533 main shaft replacement 2271.517253 electrical system power electrical system major repair 2180.534998 power electrical system major replacement 320.5 power electrical system minor repair 10083.40114 export cable export cable subsea inspection 0.0 generator annual turbine inspection 72013.229142 direct drive generator major repair 5762.750329 direct drive generator major replacement 5694.655267 direct drive generator minor repair 23412.413448 hydraulic pitch system major pitch system repair 24202.281732 minor pitch system repair 44292.726147 power converter power converter major repair 28877.591228 power converter minor repair 22991.813868 power converter replacement 29864.104617 rotor_blades blades major repair 1480.791156 blades major replacement 1653.0 blades minor repair 26632.629811 supporting_structure structural annual inspection 72513.186753 structural subsea inspection 9675.473294 transformer oss annual inspection 2378.155371 yaw_system yaw system major repair 1055.794625 yaw system major replacement 410.694209 yaw system minor repair 5292.442684 time_to_start \ subassembly task array cable array cable major repair 11704.127485 array cable replacement 5115.021371 ballast pump minor ballast pump repair 17356.224271 drive_train main shaft major repair 14889.924047 main shaft minor repair 629041.044076 main shaft replacement 2018.739041 electrical system power electrical system major repair 69449.679216 power electrical system major replacement 819.228624 power electrical system minor repair 1082570.465293 export cable export cable subsea inspection 4480.830217 generator annual turbine inspection 3947512.290909 direct drive generator major repair 137050.420173 direct drive generator major replacement 2879.261601 direct drive generator minor repair 1225235.035398 hydraulic pitch system major pitch system repair 361784.06159 minor pitch system repair 2166262.45991 power converter power converter major repair 533279.627173 power converter minor repair 1023257.296849 power converter replacement 23522.586172 rotor_blades blades major repair 25763.400717 blades major replacement 0.849781 blades minor repair 1139009.694009 supporting_structure structural annual inspection 4208504.574687 structural subsea inspection 391606.507373 transformer oss annual inspection 50969.987176 yaw_system yaw system major repair 185.367656 yaw system major replacement 240.256667 yaw system minor repair 292188.918095 N subassembly task array cable array cable major repair 31 array cable replacement 16 ballast pump minor ballast pump repair 7 drive_train main shaft major repair 28 main shaft minor repair 229 main shaft replacement 9 electrical system power electrical system major repair 21 power electrical system major replacement 3 power electrical system minor repair 356 export cable export cable subsea inspection 12 generator annual turbine inspection 914 direct drive generator major repair 34 direct drive generator major replacement 11 direct drive generator minor repair 525 hydraulic pitch system major pitch system repair 179 minor pitch system repair 752 power converter power converter major repair 304 power converter minor repair 475 power converter replacement 88 rotor_blades blades major repair 13 blades major replacement 1 blades minor repair 426 supporting_structure structural annual inspection 924 structural subsea inspection 360 transformer oss annual inspection 24 yaw_system yaw system major repair 7 yaw system major replacement 1 yaw system minor repair 156 | Time (hours) it takes to complete repairs and maintenance, both from request submission to completion, and start to end of repair.
wombat.request_summary | output | n/a | total_requests \ subassembly task array cable array cable major repair 31 array cable replacement 16 ballast pump minor ballast pump repair 7 drive_train main shaft major repair 28 main shaft minor repair 229 main shaft replacement 9 electrical system power electrical system major repair 21 power electrical system major replacement 3 power electrical system minor repair 356 export cable export cable subsea inspection 12 generator annual turbine inspection 922 direct drive generator major repair 34 direct drive generator major replacement 11 direct drive generator minor repair 527 hydraulic pitch system major pitch system repair 179 minor pitch system repair 752 power converter power converter major repair 311 power converter minor repair 483 power converter replacement 91 rotor_blades blades major repair 13 blades major replacement 1 blades minor repair 426 supporting_structure structural annual inspection 926 structural subsea inspection 446 transformer oss annual inspection 24 yaw_system yaw system major repair 7 yaw system major replacement 1 yaw system minor repair 156 canceled_requests \ subassembly task array cable array cable major repair 0 array cable replacement 0 ballast pump minor ballast pump repair 0 drive_train main shaft major repair 0 main shaft minor repair 0 main shaft replacement 0 electrical system power electrical system major repair 0 power electrical system major replacement 0 power electrical system minor repair 0 export cable export cable subsea inspection 0 generator annual turbine inspection 7 direct drive generator major repair 0 direct drive generator major replacement 0 direct drive generator minor repair 1 hydraulic pitch system major pitch system repair 0 minor pitch system repair 0 power converter power converter major repair 7 power converter minor repair 8 power converter replacement 0 rotor_blades blades major repair 0 blades major replacement 0 blades minor repair 0 supporting_structure structural annual inspection 0 structural subsea inspection 0 transformer oss annual inspection 0 yaw_system yaw system major repair 0 yaw system major replacement 0 yaw system minor repair 0 incomplete_requests \ subassembly task array cable array cable major repair 0 array cable replacement 0 ballast pump minor ballast pump repair 0 drive_train main shaft major repair 0 main shaft minor repair 0 main shaft replacement 0 electrical system power electrical system major repair 0 power electrical system major replacement 0 power electrical system minor repair 0 export cable export cable subsea inspection 0 generator annual turbine inspection 1 direct drive generator major repair 0 direct drive generator major replacement 0 direct drive generator minor repair 1 hydraulic pitch system major pitch system repair 0 minor pitch system repair 0 power converter power converter major repair 0 power converter minor repair 0 power converter replacement 3 rotor_blades blades major repair 0 blades major replacement 0 blades minor repair 0 supporting_structure structural annual inspection 2 structural subsea inspection 86 transformer oss annual inspection 0 yaw_system yaw system major repair 0 yaw system major replacement 0 yaw system minor repair 0 completed_requests subassembly task array cable array cable major repair 31 array cable replacement 16 ballast pump minor ballast pump repair 7 drive_train main shaft major repair 28 main shaft minor repair 229 main shaft replacement 9 electrical system power electrical system major repair 21 power electrical system major replacement 3 power electrical system minor repair 356 export cable export cable subsea inspection 12 generator annual turbine inspection 914 direct drive generator major repair 34 direct drive generator major replacement 11 direct drive generator minor repair 525 hydraulic pitch system major pitch system repair 179 minor pitch system repair 752 power converter power converter major repair 304 power converter minor repair 475 power converter replacement 88 rotor_blades blades major repair 13 blades major replacement 1 blades minor repair 426 supporting_structure structural annual inspection 924 structural subsea inspection 360 transformer oss annual inspection 24 yaw_system yaw system major repair 7 yaw system major replacement 1 yaw system minor repair 156 | Number of repair and maintenance requests submitted, canceled, not completed, and completed for each category.
fixedse.env.Px | output | N/m | [0.0, 0.0, 0.0, 39780.224360664746, 40357.70972736948, 42109.654555063426, 45095.483386883585, 49417.69395581757, 55228.02852878309, 62738.3516545017, 72239.16932547612, 84130.76656805225, 98975.27954541944, 671.1418359728364, 790.6391482700008, 870.7119027224605, 903.3875572454202, 932.760677936014, 959.5284541385604]
fixedse.env.Py | output | N/m | [0.0, 0.0, 0.0, 0.0, 0.0, 0.0, 0.0, 0.0, 0.0, 0.0, 0.0, 0.0, 0.0, 0.0, 0.0, 0.0, 0.0, 0.0, 0.0]
fixedse.env.Pz | output | N/m | [0.0, 0.0, 0.0, 0.0, 0.0, 0.0, 0.0, 0.0, 0.0, 0.0, 0.0, 0.0, 0.0, 0.0, 0.0, 0.0, 0.0, 0.0, 0.0]
fixedse.env.qdyn | output | N/m**2 | [0.0, 0.0, 0.0, 311498.54869554273, 278134.9396194766, 245058.5478327782, 212283.10666938507, 179832.15784285896, 147740.07664219118, 116053.60352767853, 84833.98919294041, 54159.90737294958, 24131.351741137194, 95.53831375868394, 112.83004743435774, 124.36170651833179, 129.0487797729378, 133.25145800872227, 137.07194492805118]
fixedse.env.wave.U | output | m/s | [0.0, 0.0, 0.0, 0.7092317320808468, 0.71904559328753, 0.7487587718389053, 0.7991935688168971, 0.871745748328328, 0.9684231647535391, 1.0919013293639568, 1.2455974540939296, 1.4337650216004714, 1.6616114988018782, 0.0, 0.0, 0.0, 0.0, 0.0, 0.0]
fixedse.env.wave.W | output | m/s | [0.0, 0.0, 0.0, -0.0, -0.11839305484621224, -0.24006259311960265, -0.36837577369839386, -0.5068836157720216, -0.6594192719665255, -0.830204109407065, -1.0239645344712294, -1.2460627943143963, -1.5026453750503561, 0.0, 0.0, 0.0, 0.0, 0.0, 0.0]
fixedse.env.wave.V | output | m/s | [0.0, 0.0, 0.0, 0.7092317320808468, 0.7287273019875365, 0.7863013080372012, 0.880006290367392, 1.008400540294696, 1.1716130770318856, 1.3716732031876813, 1.6124566305796137, 1.8995669571088043, 2.2402892438501887, 0.0, 0.0, 0.0, 0.0, 0.0, 0.0]
fixedse.env.wave.A | output | m/s**2 | [0.0, 0.0, 0.0, 0.47155919559745035, 0.47808430761232146, 0.49784022368677694, 0.5313736813949995, 0.5796127066129972, 0.6438922962869622, 0.7259913639734891, 0.8281819706056379, 0.9532922029278418, 1.1047844397367845, 0.0, 0.0, 0.0, 0.0, 0.0, 0.0]
fixedse.env.wave.p | output | N/m**2 | [0.0, 0.0, 0.0, 311240.7562500252, 277869.9635047982, 244771.21998734528, 211955.76760966046, 179442.6882598731, 147259.43188635015, 115442.5761647318, 84038.8387713972, 53106.37027765252, 22716.363445, 0.0, 0.0, 0.0, 0.0, 0.0, 0.0]
fixedse.env.wave.phase_speed | output | m/s | 13.3378
fixedse.env.waveLoads.waveLoads_Px | output | N/m | [0.0, 0.0, 0.0, 39780.224360664746, 40357.70972736948, 42109.654555063426, 45095.483386883585, 49417.69395581757, 55228.02852878309, 62738.3516545017, 72239.16932547612, 84130.76656805225, 98975.27954541944, 0.0, 0.0, 0.0, 0.0, 0.0, 0.0]
fixedse.env.waveLoads.waveLoads_Py | output | N/m | [0.0, 0.0, 0.0, 0.0, 0.0, 0.0, 0.0, 0.0, 0.0, 0.0, 0.0, 0.0, 0.0, 0.0, 0.0, 0.0, 0.0, 0.0, 0.0]
fixedse.env.waveLoads.waveLoads_Pz | output | N/m | [0.0, 0.0, 0.0, 0.0, 0.0, 0.0, 0.0, 0.0, 0.0, 0.0, 0.0, 0.0, 0.0, 0.0, 0.0, 0.0, 0.0, 0.0, 0.0]
fixedse.env.waveLoads.waveLoads_qdyn | output | N/m**2 | [0.0, 0.0, 0.0, 257.792445517579, 264.97611467843575, 287.3278454329242, 327.3390597246228, 389.4695829858647, 480.64475584102087, 611.0273629467227, 795.1504215432055, 1053.5370952970625, 1414.9882961371948, 0.0, 0.0, 0.0, 0.0, 0.0, 0.0]
fixedse.env.waveLoads.waveLoads_pt | output | N/m**2 | [0.0, 0.0, 0.0, 311498.54869554273, 278134.9396194766, 245058.5478327782, 212283.10666938507, 179832.15784285896, 147740.07664219118, 116053.60352767853, 84833.98919294041, 54159.90737294958, 24131.351741137194, 0.0, 0.0, 0.0, 0.0, 0.0, 0.0]
fixedse.env.waveLoads.waveLoads_z | output | m | [-75.0, -60.0, -45.0, -30.0, -26.666666666666664, -23.333333333333336, -19.999999999999993, -16.666666666666664, -13.333333333333329, -10.0, -6.666666666666657, -3.3333333333333286, 0.0, 3.3333333333333286, 6.666666666666671, 10.0, 11.666666666666657, 13.333333333333343, 15.0]
fixedse.env.waveLoads.waveLoads_beta | output | deg | 0
fixedse.env.wind.U | output | m/s | [0.0, 0.0, 0.0, 0.0, 0.0, 0.0, 0.0, 0.0, 0.0, 0.0, 0.0, 0.0, 0.0, 12.489232179054929, 13.572484015161283, 14.249193691091996, 14.515229427865474, 14.749691550353417, 14.959643394639373]
fixedse.env.windLoads.windLoads_Px | output | N/m | [0.0, 0.0, 0.0, 0.0, 0.0, 0.0, 0.0, 0.0, 0.0, 0.0, 0.0, 0.0, 0.0, 671.1418359728364, 790.6391482700008, 870.7119027224605, 903.3875572454202, 932.760677936014, 959.5284541385604]
fixedse.env.windLoads.windLoads_Py | output | N/m | [0.0, 0.0, 0.0, 0.0, 0.0, 0.0, 0.0, 0.0, 0.0, 0.0, 0.0, 0.0, 0.0, 0.0, 0.0, 0.0, 0.0, 0.0, 0.0]
fixedse.env.windLoads.windLoads_Pz | output | N/m | [0.0, 0.0, 0.0, 0.0, 0.0, 0.0, 0.0, 0.0, 0.0, 0.0, 0.0, 0.0, 0.0, 0.0, 0.0, 0.0, 0.0, 0.0, 0.0]
fixedse.env.windLoads.windLoads_qdyn | output | N/m**2 | [0.0, 0.0, 0.0, 0.0, 0.0, 0.0, 0.0, 0.0, 0.0, 0.0, 0.0, 0.0, 0.0, 95.53831375868394, 112.83004743435774, 124.36170651833179, 129.0487797729378, 133.25145800872227, 137.07194492805118]
fixedse.env.windLoads.windLoads_z | output | m | [-75.0, -60.0, -45.0, -30.0, -26.666666666666664, -23.333333333333336, -19.999999999999993, -16.666666666666664, -13.333333333333329, -10.0, -6.666666666666657, -3.3333333333333286, 0.0, 3.3333333333333286, 6.666666666666671, 10.0, 11.666666666666657, 13.333333333333343, 15.0]
fixedse.env.windLoads.windLoads_beta | output | deg | 0
fixedse.g2e.Px | output | N/m | [0.0, 0.0, 0.0, 0.0, 0.0, 0.0, 0.0, 0.0, 0.0, 0.0, 0.0, 0.0, 0.0, 0.0, 0.0, 0.0, 0.0, 0.0, 0.0]
fixedse.g2e.Py | output | N/m | [0.0, 0.0, 0.0, 0.0, 0.0, 0.0, 0.0, 0.0, 0.0, 0.0, 0.0, 0.0, 0.0, 0.0, 0.0, 0.0, 0.0, 0.0, 0.0]
fixedse.g2e.Pz | output | N/m | [0.0, 0.0, 0.0, -39780.224360664746, -40357.70972736948, -42109.654555063426, -45095.483386883585, -49417.69395581757, -55228.02852878309, -62738.3516545017, -72239.16932547612, -84130.76656805225, -98975.27954541944, -671.1418359728364, -790.6391482700008, -870.7119027224605, -903.3875572454202, -932.760677936014, -959.5284541385604]
fixedse.g2e.qdyn | output | Pa | [0.0, 0.0, 0.0, 311498.54869554273, 278134.9396194766, 245058.5478327782, 212283.10666938507, 179832.15784285896, 147740.07664219118, 116053.60352767853, 84833.98919294041, 54159.90737294958, 24131.351741137194, 95.53831375868394, 112.83004743435774, 124.36170651833179, 129.0487797729378, 133.25145800872227, 137.07194492805118]
fixedse.monopile.section_L | output | m | [15.0, 15.0, 15.0, 3.3333333333333357, 3.3333333333333286, 3.333333333333343, 3.3333333333333286, 3.3333333333333357, 3.3333333333333286, 3.333333333333343, 3.3333333333333286, 3.3333333333333286, 3.3333333333333286, 3.333333333333343, 3.3333333333333286, 1.6666666666666572, 1.6666666666666856, 1.6666666666666572, 4.333333333333332, 4.333333333333332, 4.333333333333336, 4.333333333333329, 4.333333333333336, 4.333333333333336, 4.333333333333329, 4.333333333333336, 4.333333333333336, 4.333333333333336, 4.333333333333329, 4.333333333333336, 4.333333333333343, 4.333333333333314, 4.333333333333343, 4.333333333333329, 4.333333333333343, 4.333333333333329, 4.333333333333329, 4.333333333333343, 4.333333333333329, 4.333333333333329, 4.333333333333343, 4.333333333333329, 4.333333333333329, 4.333333333333343, 4.333333333333329, 4.128666666666675, 4.128666666666646, 4.128666666666675]
fixedse.f1 | output | Hz | 0.17447
fixedse.f2 | output | Hz | 0.17541
fixedse.structural_frequencies | output | Hz | [0.17446923007635248, 0.17541222628321246, 0.7511913330089504, 0.8640732442852685, 0.9489717760088586, 1.8933817989901904]
fixedse.fore_aft_freqs | output | Hz | [0.17541222628321246, 0.9489717760088586, 2.000030507886736]
fixedse.side_side_freqs | output | Hz | [0.17446923007635248, 0.8640732442852685, 1.8933817989901904]
fixedse.torsion_freqs | output | Hz | [4.034975513405302, 0.0, 0.0]
fixedse.fore_aft_modes | output |  | [[0.8886278310739738, 0.8788564278316813, -2.7875450391658876, 3.4590283563918676, -1.4389675761317513], [-3.797437108330708, -2.0020038191441474, 12.63735142756313, -9.438031896661762, 3.600121396573368], [-4.910997904185178, 0.965938447449166, 23.72866173226785, -19.148176710016305, 0.3645744344845409]]
fixedse.side_side_modes | output |  | [[0.8833242574085743, 0.8749951555175944, -2.770639075991875, 3.4392020625189703, -1.4268823994533806], [-4.011811746102175, -2.2487359906484503, 13.192294927304859, -10.62879199973406, 4.697044809179973], [-4.659643076529531, 0.45757393610353414, 21.419947990832487, -15.723453316540825, -0.4944255338655924]]
fixedse.torsion_modes | output |  | [[0.7646972448761197, 1.2055241509142405, -7.965362619154117, 13.887946665159642, -6.892805441796281], [0.0, 0.0, 0.0, 0.0, 0.0], [0.0, 0.0, 0.0, 0.0, 0.0]]
fixedse.tower_fore_aft_modes | output |  | [[1.023117597360179, 0.15130469010940595, -0.585956063762615, 0.5838628597334113, -0.17232908344038164], [3.489591551645833, -0.46921431947195175, -3.189755571451154, 1.6040596178596378, -0.43468127858236455], [-2.0992783726079867, 1.803054715477121, 3.5580252444402922, -2.397543808672236, 0.1357422213628089]]
fixedse.tower_side_side_modes | output |  | [[1.0209797363698432, 0.15176294156545939, -0.5840940189192991, 0.5827870049318665, -0.17143566394787038], [2.971010448811246, -0.3191150330893389, -2.59397634814104, 1.3823601743808993, -0.44027924196176577], [-2.5714629517058656, 1.9110728659417366, 4.0990792588577305, -2.5205169376971326, 0.08182776460353033]]
fixedse.tower_torsion_modes | output |  | [[1.081196565786158, -0.24258818951836045, -1.769092438465647, 3.047538858190143, -1.1170547959922938], [0.0, 0.0, 0.0, 0.0, 0.0], [0.0, 0.0, 0.0, 0.0, 0.0]]
fixedse.monopile.monopile_deflection | output | m | [[2.9424633315397054e-05], [0.0002821834018510505], [0.0009464403733532932], [0.006559226787227366], [0.01249057498990207], [0.020055260883899462], [0.029219672033582614], [0.04001852558442652], [0.05246174379714558], [0.06651297209039182], [0.0822143737030547], [0.09957784570354072], [0.11856376862554013], [0.13922014013957743], [0.1615590533448509], [0.1855371665368097], [0.19814514152370766], [0.21116997296807558], [0.2246058938285015], [0.2614850973914723], [0.3011059079515105], [0.34336278228457845], [0.38828235525183424], [0.43584655882539375], [0.4859587411056255], [0.5386702574650518], [0.5940286273601357], [0.6520294259915398], [0.7127556522465776], [0.7762665319583818], [0.8425776815759513], [0.9117919124179101], [0.9839754948812053], [1.0591436538891044], [1.1374165009516586], [1.2188617496709477], [1.3034806520505486], [1.3913616656755794], [1.4824184700724237], [1.576430992393724], [1.6733527881907584], [1.7728377329697778], [1.8743849991997705], [1.9776823922925006], [2.082115502829249], [2.1870162342624133], [2.286673614892124], [2.385596006889337], [2.4832629582956276]]
fixedse.monopile.top_deflection | output | m | 2.4833
fixedse.monopile.monopile_Fz | output | N | [[-30417178.302563876], [-28294603.979013633], [-25876661.494653262], [-25272750.7166777], [-24664996.379773375], [-24049424.716810063], [-23454286.55641717], [-22842429.706813026], [-22208593.7747137], [-21580564.65428347], [-20917238.064050794], [-20209796.89398669], [-19673949.664871983], [-19300107.090850763], [-18925935.22622169], [-18749247.229741354], [-18572508.043079816], [-18395722.540201914]]
fixedse.monopile.monopile_Vx | output | N | [[-928290.8089399126], [-7195768.238462925], [-19379238.345712792], [3818862.318810135], [3819014.1978411973], [3819170.055623293], [3819286.8406638503], [3819463.436463475], [3819655.500436783], [3819796.2875454426], [3820041.5795015693], [3820324.3633719683], [3820155.3136787415], [3819576.640421331], [3819669.8201903105], [3818992.4388207793], [3819014.7401555777], [3819036.7281594872]]
fixedse.monopile.monopile_Vy | output | N | [[-7969.158756260663], [-62001.24827884052], [-169888.91461187473], [23996.01983538596], [23997.33618043922], [23998.693782035494], [23999.72116138041], [24001.273895059247], [24002.969864733517], [24004.22899826104], [24006.411817745306], [24008.936866407283], [24007.51057353709], [24002.47075099405], [24003.334918092005], [23997.360425135586], [23997.569963352755], [23997.777490174398]]
fixedse.monopile.monopile_Mxx | output | N*m | [[-53374.26424142012], [-832468.4298002344], [-4538383.364950761], [-5446524.428740963], [-5364918.1453122385], [-5283007.150382768], [-5200800.4764758535], [-5118308.78204032], [-5035556.646627136], [-4952554.856796697], [-4869315.905593544], [-4785869.7330871], [-4702233.585557878], [-4618389.803299263], [-4534326.159973592], [-4492224.666161522], [-4450069.659451768], [-4407863.008383974]]
fixedse.monopile.monopile_Myy | output | N*m | [[6261224.511516943], [97522370.08850238], [525610511.1348635], [628208846.5994418], [615289925.4077091], [602336146.051292], [589348702.9044371], [576329120.0370789], [563280421.2374353], [550203983.1785965], [537101538.0798521], [523976674.85470676], [510831477.796299], [497664236.9687443], [484473727.1190233], [477871223.0906372], [471263153.32941437], [464649750.85271645]]
fixedse.monopile.monopile_Mzz | output | N*m | [[1044507.0179490438], [2520443.6611486697], [5037456.136866465], [9635163.44298504], [9635120.995500816], [9635078.278239345], [9635160.066403544], [9635115.140884291], [9635068.95374899], [9635161.22166391], [9635109.851043472], [9635055.593806341], [9635148.538085759], [9635100.70909268], [9635067.340695404], [9635135.083522484], [9635118.368355146], [9635101.648403164]]
fixedse.monopile.mudline_F | output | N | [[3818862.318810135], [23996.01983538596], [-25876661.494653225]]
fixedse.monopile.mudline_M | output | N*m | [[-5527803.350534964], [641090071.6573906], [9635163.44298504]]
fixedse.monopile.monopile_tower_z_full | output | m | [-75.0, -60.0, -45.0, -30.0, -26.666666666666664, -23.333333333333336, -19.999999999999993, -16.666666666666664, -13.333333333333329, -10.0, -6.666666666666657, -3.3333333333333286, 0.0, 3.3333333333333286, 6.666666666666671, 10.0, 11.666666666666657, 13.333333333333343, 15.0, 19.333333333333332, 23.666666666666664, 28.0, 32.33333333333333, 36.666666666666664, 41.0, 45.33333333333333, 49.666666666666664, 54.0, 58.333333333333336, 62.666666666666664, 67.0, 71.33333333333334, 75.66666666666666, 80.0, 84.33333333333333, 88.66666666666667, 93.0, 97.33333333333333, 101.66666666666667, 106.0, 110.33333333333333, 114.66666666666667, 119.0, 123.33333333333333, 127.66666666666667, 132.0, 136.12866666666667, 140.25733333333332, 144.386]
fixedse.monopile.monopile_tower_outer_diameter_full | output | m | [10.0, 10.0, 10.0, 10.0, 10.0, 10.0, 10.0, 10.0, 10.0, 10.0, 10.0, 10.0, 10.0, 10.0, 10.0, 10.0, 10.0, 10.0, 10.0, 10.0, 10.0, 10.0, 9.975333333333333, 9.950666666666667, 9.926, 9.765, 9.604, 9.443, 9.239666666666666, 9.036333333333333, 8.833, 8.605666666666666, 8.378333333333334, 8.151, 7.897333333333333, 7.643666666666666, 7.39, 7.229666666666667, 7.069333333333333, 6.909, 6.855333333333333, 6.801666666666667, 6.748, 6.689333333333334, 6.6306666666666665, 6.572, 6.548, 6.524, 6.5]
fixedse.monopile.monopile_tower_t_full | output | m | [0.055341, 0.055341, 0.055341, 0.055341, 0.055341, 0.055341, 0.051509, 0.051509, 0.051509, 0.047517000000000004, 0.047517000000000004, 0.047517000000000004, 0.043527, 0.043527, 0.043527, 0.041058, 0.041058, 0.041058, 0.039496, 0.039496, 0.039496, 0.036456, 0.036456, 0.036456, 0.033779, 0.033779, 0.033779, 0.032192, 0.032192, 0.032192, 0.030708, 0.030708, 0.030708, 0.029101000000000002, 0.029101000000000002, 0.029101000000000002, 0.027213, 0.027213, 0.027213, 0.024009, 0.024009, 0.024009, 0.020825999999999997, 0.020825999999999997, 0.020825999999999997, 0.023998, 0.023998, 0.023998]
fixedse.monopile.monopile_tower_rho_sec | output | kg/m**3 | [8346.0, 8346.0, 8346.0, 8346.0, 8346.0, 8346.0, 8346.0, 8346.0, 8346.0, 8346.0, 8346.0, 8346.0, 8346.0, 8346.0, 8346.0, 8346.0, 8346.0, 8346.0, 8346.0, 8346.0, 8346.0, 8346.0, 8346.0, 8346.0, 8346.0, 8346.0, 8346.0, 8346.0, 8346.0, 8346.0, 8346.0, 8346.0, 8346.0, 8346.0, 8346.0, 8346.0, 8346.0, 8346.0, 8346.0, 8346.0, 8346.0, 8346.0, 8346.0, 8346.0, 8346.0, 8346.0, 8346.0, 8346.0]
fixedse.monopile.monopile_tower_E_sec | output | Pa | [200000000000.0, 200000000000.0, 200000000000.0, 200000000000.0, 200000000000.0, 200000000000.0, 200000000000.0, 200000000000.0, 200000000000.0, 200000000000.0, 200000000000.0, 200000000000.0, 200000000000.0, 200000000000.0, 200000000000.0, 200000000000.0, 200000000000.0, 200000000000.0, 200000000000.0, 200000000000.0, 200000000000.0, 200000000000.0, 200000000000.0, 200000000000.0, 200000000000.0, 200000000000.0, 200000000000.0, 200000000000.0, 200000000000.0, 200000000000.0, 200000000000.0, 200000000000.0, 200000000000.0, 200000000000.0, 200000000000.0, 200000000000.0, 200000000000.0, 200000000000.0, 200000000000.0, 200000000000.0, 200000000000.0, 200000000000.0, 200000000000.0, 200000000000.0, 200000000000.0, 200000000000.0, 200000000000.0, 200000000000.0]
fixedse.monopile.monopile_tower_G_sec | output | Pa | [79300000000.0, 79300000000.0, 79300000000.0, 79300000000.0, 79300000000.0, 79300000000.0, 79300000000.0, 79300000000.0, 79300000000.0, 79300000000.0, 79300000000.0, 79300000000.0, 79300000000.0, 79300000000.0, 79300000000.0, 79300000000.0, 79300000000.0, 79300000000.0, 79300000000.0, 79300000000.0, 79300000000.0, 79300000000.0, 79300000000.0, 79300000000.0, 79300000000.0, 79300000000.0, 79300000000.0, 79300000000.0, 79300000000.0, 79300000000.0, 79300000000.0, 79300000000.0, 79300000000.0, 79300000000.0, 79300000000.0, 79300000000.0, 79300000000.0, 79300000000.0, 79300000000.0, 79300000000.0, 79300000000.0, 79300000000.0, 79300000000.0, 79300000000.0, 79300000000.0, 79300000000.0, 79300000000.0, 79300000000.0]
fixedse.monopile.monopile_tower_A_sec | output | m**2 | [1.7289672661980555, 1.7289672661980555, 1.7289672661980555, 1.7289672661980555, 1.7289672661980555, 1.7289672661980555, 1.6098677583112344, 1.6098677583112344, 1.6098677583112344, 1.4856972882015405, 1.4856972882015405, 1.4856972882015405, 1.3614889737379103, 1.3614889737379103, 1.3614889737379103, 1.2845791424772182, 1.2845791424772182, 1.2845791424772182, 1.2359027572170638, 1.2359027572170638, 1.2359027572170638, 1.1397111802381514, 1.1368861093275973, 1.1340610384170544, 1.0412184416654726, 1.0241331444879271, 1.0070478473103817, 0.9414721025335463, 0.9209081585570014, 0.9003442145804452, 0.8382092995438504, 0.8162779920255897, 0.7943466845073179, 0.7309367885335645, 0.7077456971252258, 0.6845546057168872, 0.6226069491808739, 0.6088997060527718, 0.5951924629246641, 0.5172868156659352, 0.5132389269388606, 0.5091910382117861, 0.43821833935581467, 0.43437996658440287, 0.43054159381299106, 0.4927618738974252, 0.4909524673254044, 0.48914306075338354]
fixedse.monopile.monopile_tower_Asx_sec | output | m**2 | [1.0524230245144457, 1.0524230245144457, 1.0524230245144457, 1.0524230245144457, 1.0524230245144457, 1.0524230245144457, 0.9797550530919895, 0.9797550530919895, 0.9797550530919895, 0.9040208878001328, 0.9040208878001328, 0.9040208878001328, 0.8282918784442489, 0.8282918784442489, 0.8282918784442489, 0.7814145263851895, 0.7814145263851895, 0.7814145263851895, 0.7517512956057671, 0.7517512956057671, 0.7517512956057671, 0.6931478636013552, 0.6914325374036028, 0.6897172113927035, 0.6331840899865142, 0.6228102177138944, 0.6124363523446187, 0.5725304488474783, 0.5600444109939321, 0.5475583844854482, 0.5097513887316534, 0.49643512662108097, 0.4831188798424268, 0.4445353548041378, 0.4304541960838555, 0.4163730585596197, 0.3786686071342062, 0.3703458561111041, 0.36202311396971615, 0.3145798068696419, 0.31212200589969924, 0.3096642057151512, 0.2664489254101458, 0.2641183286666998, 0.2617877325850941, 0.2996882893188872, 0.29858965420200495, 0.2974910192638158]
fixedse.monopile.monopile_tower_Asy_sec | output | m**2 | [1.0524230245144457, 1.0524230245144457, 1.0524230245144457, 1.0524230245144457, 1.0524230245144457, 1.0524230245144457, 0.9797550530919895, 0.9797550530919895, 0.9797550530919895, 0.9040208878001328, 0.9040208878001328, 0.9040208878001328, 0.8282918784442489, 0.8282918784442489, 0.8282918784442489, 0.7814145263851895, 0.7814145263851895, 0.7814145263851895, 0.7517512956057671, 0.7517512956057671, 0.7517512956057671, 0.6931478636013552, 0.6914325374036028, 0.6897172113927035, 0.6331840899865142, 0.6228102177138944, 0.6124363523446187, 0.5725304488474783, 0.5600444109939321, 0.5475583844854482, 0.5097513887316534, 0.49643512662108097, 0.4831188798424268, 0.4445353548041378, 0.4304541960838555, 0.4163730585596197, 0.3786686071342062, 0.3703458561111041, 0.36202311396971615, 0.3145798068696419, 0.31212200589969924, 0.3096642057151512, 0.2664489254101458, 0.2641183286666998, 0.2617877325850941, 0.2996882893188872, 0.29858965420200495, 0.2974910192638158]
fixedse.monopile.monopile_tower_J0_sec | output | kg*m**2 | [42.74841535785223, 42.74841535785223, 42.74841535785223, 42.74841535785223, 42.74841535785223, 42.74841535785223, 39.83421619808651, 39.83421619808651, 39.83421619808651, 36.791130066989844, 36.791130066989844, 36.791130066989844, 33.74220642896866, 33.74220642896866, 33.74220642896866, 31.85185005543049, 31.85185005543049, 31.85185005543049, 30.654466817307082, 30.654466817307082, 30.654466817307082, 28.215807684842453, 28.006508542668254, 27.79824699854971, 25.059787753138437, 23.846314739292716, 22.672661558304473, 20.397263466013463, 19.08968379611055, 17.839215780507278, 15.819765758552357, 14.610234347704596, 13.46398135098401, 11.680721074424447, 10.603818546617472, 9.595227751454653, 8.255347803461845, 7.722022331506515, 7.212176133699875, 6.082633801179947, 5.940955395619287, 5.8014942677628145, 4.914783371290985, 4.786765708968642, 4.66099060562047, 5.262684253710853, 5.204924139095013, 5.147588207410906]
fixedse.monopile.monopile_tower_Ixx_sec | output | kg*m**2 | [21.374207678926116, 21.374207678926116, 21.374207678926116, 21.374207678926116, 21.374207678926116, 21.374207678926116, 19.917108099043254, 19.917108099043254, 19.917108099043254, 18.395565033494922, 18.395565033494922, 18.395565033494922, 16.87110321448433, 16.87110321448433, 16.87110321448433, 15.925925027715245, 15.925925027715245, 15.925925027715245, 15.327233408653541, 15.327233408653541, 15.327233408653541, 14.107903842421226, 14.003254271334127, 13.899123499274856, 12.529893876569218, 11.923157369646358, 11.336330779152236, 10.198631733006732, 9.544841898055274, 8.919607890253639, 7.909882879276179, 7.305117173852298, 6.731990675492005, 5.840360537212224, 5.301909273308736, 4.797613875727326, 4.1276739017309225, 3.8610111657532573, 3.6060880668499373, 3.0413169005899734, 2.9704776978096437, 2.9007471338814073, 2.4573916856454927, 2.393382854484321, 2.330495302810235, 2.6313421268554267, 2.6024620695475065, 2.573794103705453]
fixedse.monopile.monopile_tower_Iyy_sec | output | kg*m**2 | [21.374207678926116, 21.374207678926116, 21.374207678926116, 21.374207678926116, 21.374207678926116, 21.374207678926116, 19.917108099043254, 19.917108099043254, 19.917108099043254, 18.395565033494922, 18.395565033494922, 18.395565033494922, 16.87110321448433, 16.87110321448433, 16.87110321448433, 15.925925027715245, 15.925925027715245, 15.925925027715245, 15.327233408653541, 15.327233408653541, 15.327233408653541, 14.107903842421226, 14.003254271334127, 13.899123499274856, 12.529893876569218, 11.923157369646358, 11.336330779152236, 10.198631733006732, 9.544841898055274, 8.919607890253639, 7.909882879276179, 7.305117173852298, 6.731990675492005, 5.840360537212224, 5.301909273308736, 4.797613875727326, 4.1276739017309225, 3.8610111657532573, 3.6060880668499373, 3.0413169005899734, 2.9704776978096437, 2.9007471338814073, 2.4573916856454927, 2.393382854484321, 2.330495302810235, 2.6313421268554267, 2.6024620695475065, 2.573794103705453]
fixedse.monopile.monopile_tower_sigma_y_full | output | Pa | [345000000.0, 345000000.0, 345000000.0, 345000000.0, 345000000.0, 345000000.0, 345000000.0, 345000000.0, 345000000.0, 345000000.0, 345000000.0, 345000000.0, 345000000.0, 345000000.0, 345000000.0, 345000000.0, 345000000.0, 345000000.0, 345000000.0, 345000000.0, 345000000.0, 345000000.0, 345000000.0, 345000000.0, 345000000.0, 345000000.0, 345000000.0, 345000000.0, 345000000.0, 345000000.0, 345000000.0, 345000000.0, 345000000.0, 345000000.0, 345000000.0, 345000000.0, 345000000.0, 345000000.0, 345000000.0, 345000000.0, 345000000.0, 345000000.0, 345000000.0, 345000000.0, 345000000.0, 345000000.0, 345000000.0, 345000000.0]
fixedse.monopile.monopile_tower_bending_height | output | m | 174.386
fixedse.monopile.monopile_tower_qdyn | output | Pa | [[0.0], [0.0], [0.0], [311498.54869554273], [278134.9396194766], [245058.5478327782], [212283.10666938507], [179832.15784285896], [147740.07664219118], [116053.60352767853], [84833.98919294041], [54159.90737294958], [24131.351741137194], [95.53831375868394], [112.83004743435774], [124.36170651833179], [129.0487797729378], [133.25145800872227], [137.07194492805118], [145.68011989682242], [152.92538250629715], [159.22255931724732], [164.81729720629824], [169.868094929133], [174.48367446515587], [178.7421221079412], [182.70156865903243], [186.40655284074901], [189.89201521968016], [193.18591337490815], [196.3109955724135], [199.28603998020682], [202.12674276991453], [204.84636876112847], [207.4562373723021], [209.9660917893631], [212.38438368828298], [214.71849581950656], [216.97491814800287], [219.1593887855023], [221.27700788908624], [223.33233055899473], [225.32944324719782], [227.27202709155972], [229.16341078916068], [231.00661502968717], [232.72046428998962], [234.39525270468775], [236.032982049329]]
fixedse.monopile.monopile_tower_Fz | output | N | [[-30417178.302563876], [-28294603.979013633], [-25876661.494653262], [-25272750.7166777], [-24664996.379773375], [-24049424.716810063], [-23454286.55641717], [-22842429.706813026], [-22208593.7747137], [-21580564.65428347], [-20917238.064050794], [-20209796.89398669], [-19673949.664871983], [-19300107.090850763], [-18925935.22622169], [-18749247.229741354], [-18572508.043079816], [-18395722.540201914], [-16972653.16650303], [-16530086.887552226], [-16087280.74172685], [-15678383.478313439], [-15270312.680178672], [-14863093.50132295], [-14488666.476242296], [-14120215.023630759], [-13757790.037488004], [-13418601.11674448], [-13086707.725025497], [-12762131.983690888], [-12459625.994550236], [-12164946.35137034], [-11878107.420635285], [-11613826.261588706], [-11357853.03385845], [-11110201.27586073], [-10884621.291712765], [-10663979.684350992], [-10448251.16414143], [-10260207.565519553], [-10073623.704310223], [-9888467.686603753], [-9728476.67053736], [-9569844.476260277], [-9412574.443814067], [-9241710.214814248], [-9071450.820665533], [2.652814146131277e-08]]
fixedse.monopile.monopile_tower_Vx | output | N | [[-928290.8089399126], [-7195768.238462925], [-19379238.345712792], [3818862.318810135], [3819014.1978411973], [3819170.055623293], [3819286.8406638503], [3819463.436463475], [3819655.500436783], [3819796.2875454426], [3820041.5795015693], [3820324.3633719683], [3820155.3136787415], [3819576.640421331], [3819669.8201903105], [3818992.4388207793], [3819014.7401555777], [3819036.7281594872], [3820206.939011872], [3820347.309441805], [3820483.127762556], [3820443.460170746], [3820563.7377507687], [3820678.8109151125], [3820601.5324304104], [3820677.8194578886], [3820749.853412986], [3820701.044436097], [3820756.619328141], [3820807.89129138], [3820740.388724804], [3820778.8902584314], [3820812.3874869347], [3820711.440314293], [3820730.1507794857], [3820742.6565805674], [3820612.0876443386], [3820642.7790859938], [3820664.7461088896], [3820427.582317114], [3820466.3196671605], [3820493.995149076], [3820231.4693714976], [3820236.068370402], [3820228.136286497], [3820386.6501558423], [3820364.144125104], [2007.0544008016586]]
fixedse.monopile.monopile_tower_Vy | output | N | [[-7969.158756260663], [-62001.24827884052], [-169888.91461187473], [23996.01983538596], [23997.33618043922], [23998.693782035494], [23999.72116138041], [24001.273895059247], [24002.969864733517], [24004.22899826104], [24006.411817745306], [24008.936866407283], [24007.51057353709], [24002.47075099405], [24003.334918092005], [23997.360425135586], [23997.569963352755], [23997.777490174398], [24008.251794075593], [24009.599900647998], [24010.921163259074], [24010.66595996078], [24011.87574416399], [24013.053288738243], [24012.4731025761], [24013.32710568048], [24014.160995049402], [24013.877691202797], [24014.600562589243], [24015.307442937978], [24014.892791456543], [24015.533826060593], [24016.15906039346], [24015.475036065094], [24016.031418204308], [24016.571611970663], [24015.659387276508], [24016.49710061401], [24017.299225824885], [24015.259430911392], [24016.37659650203], [24017.43105205521], [24015.021736296825], [24015.947975767776], [24016.79982264992], [24019.971776794642], [24020.704478117637], [29.46249797195196]]
fixedse.monopile.monopile_tower_Mxx | output | N*m | [[-53374.26424142012], [-832468.4298002344], [-4538383.364950761], [-5446524.428740963], [-5364918.1453122385], [-5283007.150382768], [-5200800.4764758535], [-5118308.78204032], [-5035556.646627136], [-4952554.856796697], [-4869315.905593544], [-4785869.7330871], [-4702233.585557878], [-4618389.803299263], [-4534326.159973592], [-4492224.666161522], [-4450069.659451768], [-4407863.008383974], [-4298164.358933248], [-4188164.008412823], [-4077896.931683056], [-3967377.078551762], [-3856608.247947842], [-3745620.1008818373], [-3634420.14293506], [-3522997.3927204832], [-3411361.9953441173], [-3299511.11448133], [-3187432.506237507], [-3075129.2837924436], [-2962591.252105966], [-2849799.417116821], [-2736751.070717074], [-2623426.318606414], [-2509794.2272537574], [-2395842.936850168], [-2281542.968086265], [-2166867.7547414154], [-2051827.1820356585], [-1936395.205400508], [-1820548.5854266062], [-1704331.0675202534], [-1587737.4534322582], [-1470749.696594052], [-1353414.3023849018], [-1241384.2099026814], [-1129215.9301735684], [-2.8133392333984375e-05]]
fixedse.monopile.monopile_tower_Myy | output | N*m | [[6261224.511516943], [97522370.08850238], [525610511.1348635], [628208846.5994418], [615289925.4077091], [602336146.051292], [589348702.9044371], [576329120.0370789], [563280421.2374353], [550203983.1785965], [537101538.0798521], [523976674.85470676], [510831477.796299], [497664236.9687443], [484473727.1190233], [477871223.0906372], [471263153.32941437], [464649750.85271645], [447461499.04671097], [430242982.65382004], [412998428.0885229], [395729750.96026325], [378437979.17593193], [361126709.6827984], [343797214.42308426], [326449108.1480036], [309084088.2384815], [291702594.8027172], [274304334.3367243], [256890507.71158695], [239461156.09650612], [222015746.8275118], [204555302.98953724], [187079544.40116787], [169587630.2427039], [152080520.1554141], [134558125.42387915], [117020989.91861391], [99472428.44106674], [81913754.17353725], [64347010.259904385], [46778057.22745848], [29210604.208166122], [11648633.45771432], [-5901241.452637434], [-22603781.10709715], [-39282496.90375614], [0.0019135475158691406]]
fixedse.monopile.monopile_tower_Mzz | output | N*m | [[1044507.0179490438], [2520443.6611486697], [5037456.136866465], [9635163.44298504], [9635120.995500816], [9635078.278239345], [9635160.066403544], [9635115.140884291], [9635068.95374899], [9635161.22166391], [9635109.851043472], [9635055.593806341], [9635148.538085759], [9635100.70909268], [9635067.340695404], [9635135.083522484], [9635118.368355146], [9635101.648403164], [9635057.041684275], [9635013.5383233], [9634970.022582142], [9635059.987380883], [9635020.542408079], [9634980.99014496], [9635079.368749402], [9635063.879009128], [9635048.584641114], [9635120.486281963], [9635115.38104487], [9635111.027513908], [9635194.909829624], [9635199.585855031], [9635205.717341095], [9635319.482508207], [9635338.815213785], [9635360.932774069], [9635513.219236359], [9635517.015722819], [9635521.995385202], [9635799.262634719], [9635774.093558373], [9635748.872607056], [9636086.958641453], [9636066.426001117], [9636045.910783209], [9635665.993048439], [9635632.251059992], [0.0]]
fixedse.post.axial_stress | output | Pa | [[19057407.477793775], [39178958.69814874], [137925510.2835818], [161577660.37618223], [158204013.81147182], [154817691.6580434], [162525207.29077977], [158876643.4218906], [155207117.73647794], [164079602.1898688], [160071762.76631775], [156028137.52601552], [165849167.1417313], [161672214.71854955], [157488124.8857076], [164631608.96049657], [162419364.3921014], [160205409.73799047]]
fixedse.post.shear_stress | output | Pa | [[1004252.6205720315], [7132387.947118036], [19003830.277641356], [4755671.241858244], [4755810.595738364], [4755953.698798656], [5107690.2853689045], [5107864.897554394], [5108055.139785357], [5534864.952160816], [5535129.314980072], [5535434.759459859], [6039938.525092378], [6039232.778767489], [6039340.334791177], [6399869.796807885], [6399895.713734978], [6399921.228923643]]
fixedse.post.hoop_stress | output | Pa | [[-0.0], [-0.0], [-13993905.26811978], [-26488968.288761277], [-23504186.876517646], [-20545828.592362933], [-18933366.88715894], [-15816893.293523517], [-12737332.568225102], [-10519026.619225139], [-7278102.535280944], [-4099545.5593868704], [-1385429.5994758387], [-11915.672813844092], [-13563.956245850832], [-15366.678449793884], [-15905.748299075462], [-16392.268809306082]]
fixedse.post.hoop_stress_euro | output | Pa | [[0.0], [0.0], [0.0], [0.0], [0.0], [0.0], [0.0], [0.0], [0.0], [0.0], [0.0], [0.0], [0.0], [0.0], [0.0], [0.0], [0.0], [0.0]]
fixedse.post.constr_stress | output |  | [[0.09734717049084302], [0.2089744819864452], [0.7584996583460692], [0.8979145524067219], [0.8717456508396318], [0.8457111308227895], [0.880033631633928], [0.8524738632759936], [0.8250706389080702], [0.8640436020483004], [0.8348325171646146], [0.8058155573435963], [0.8488830490492598], [0.8241693577200007], [0.8029349039672846], [0.8394090484019147], [0.8281826057211852], [0.8169480603475913]]
fixedse.post.constr_shell_buckling | output |  | [[0.09522960706781017], [0.13615898867348764], [0.6957676111044473], [0.22698086436517384], [0.207012964460754], [0.1874604173791592], [0.19844792727394753], [0.1764955104904728], [0.15536719238986338], [0.1618492294158558], [0.13861836128728255], [0.11765522674480298], [0.1191630464979086], [0.11054621125170254], [0.1091558028360504], [0.10574119734617703], [0.1050359793257466], [0.10433184274368616]]
fixedse.post.constr_global_buckling | output |  | [[0.13700119419036888], [0.3153842629802198], [1.1809839242360192], [1.387825598707529], [1.3583314417400383], [1.3287522261712148], [1.396130539910219], [1.3642311038725121], [1.3321786621590455], [1.4097395455103812], [1.3746930016699912], [1.3393722551285268], [1.4252238360373883], [1.3887038075670188], [1.3521469570977482], [1.4146114852211777], [1.3952652911488446], [1.375910947736656]]
fixedse.post_monopile_tower.axial_stress | output | Pa | [[19057407.477793775], [39178958.69814874], [137925510.2835818], [161577660.37618223], [158204013.81147182], [154817691.6580434], [162525207.29077977], [158876643.4218906], [155207117.73647794], [164079602.1898688], [160071762.76631775], [156028137.52601552], [165849167.1417313], [161672214.71854955], [157488124.8857076], [164631608.96049657], [162419364.3921014], [160205409.73799047], [159709162.6548075], [153734018.60139143], [147750188.45336217], [153841596.59992498], [148063739.10929105], [142221798.44296986], [148993849.49157524], [146373186.13352084], [143498119.27648792], [147852349.63273013], [145525675.57346243], [142846048.4861087], [146857771.32075828], [143957209.00416037], [140527801.49453294], [144417416.37931445], [140335701.71835226], [135383408.18520188], [136646160.64074045], [125876974.95881973], [113971529.89436623], [112541473.38713375], [93617231.54449451], [74082393.72635451], [62190845.96558915], [38366881.144847], [30437055.648239117], [46973268.87097607], [67825990.70735978], [0.0024210653182805807]]
fixedse.post_monopile_tower.shear_stress | output | Pa | [[1004252.6205720315], [7132387.947118036], [19003830.277641356], [4755671.241858244], [4755810.595738364], [4755953.698798656], [5107690.2853689045], [5107864.897554394], [5108055.139785357], [5534864.952160816], [5535129.314980072], [5535434.759459859], [6039938.525092378], [6039232.778767489], [6039340.334791177], [6399869.796807885], [6399895.713734978], [6399921.228923643], [6653401.837390447], [6653581.473770887], [6653755.0526879355], [7217119.360059742], [7239461.169862777], [7261927.947223143], [7926786.819665325], [8091202.17250517], [8262299.339782059], [8879788.227238495], [9128479.80275379], [9390882.71566981], [10150750.521597825], [10496747.774720889], [10866008.910508536], [11904543.139913622], [12406616.835115377], [12950566.480584756], [14355753.956330536], [14777184.806577679], [15222646.988778949], [17595970.928835947], [17778191.39474718], [17963969.885667715], [20924278.48241811], [21167897.55985907], [21416871.96056935], [18753607.10818253], [18844845.19716269], [6747.33187264259]]
fixedse.post_monopile_tower.hoop_stress | output | Pa | [[-0.0], [-0.0], [-13993905.26811978], [-26488968.288761277], [-23504186.876517646], [-20545828.592362933], [-18933366.88715894], [-15816893.293523517], [-12737332.568225102], [-10519026.619225139], [-7278102.535280944], [-4099545.5593868704], [-1385429.5994758387], [-11915.672813844092], [-13563.956245850832], [-15366.678449793884], [-15905.748299075462], [-16392.268809306082], [-17826.824695516083], [-18826.345079933926], [-19680.162694482868], [-22112.881807262467], [-22782.73309736129], [-23382.495200094196], [-25650.204017125918], [-25816.27798930059], [-25923.895703447604], [-27204.092271414385], [-27089.292889693337], [-26928.16821452927], [-27982.89065466706], [-27651.351173809264], [-27281.162716485374], [-28318.497736972786], [-27760.496216193478], [-27167.85773025564], [-28574.836610522958], [-28246.09920154348], [-27894.26778850955], [-31452.603716656984], [-31502.147548689252], [-31538.556583441004], [-36390.23977033586], [-36377.056226067114], [-36350.62217277824], [-31574.726205179253], [-31688.666589932214], [-31795.76764668442]]
fixedse.post_monopile_tower.hoop_stress_euro | output | Pa | [[0.0], [0.0], [0.0], [0.0], [0.0], [0.0], [0.0], [0.0], [0.0], [0.0], [0.0], [0.0], [0.0], [0.0], [0.0], [0.0], [0.0], [0.0], [0.0], [0.0], [0.0], [0.0], [0.0], [0.0], [0.0], [0.0], [0.0], [0.0], [0.0], [0.0], [0.0], [0.0], [0.0], [0.0], [0.0], [0.0], [0.0], [0.0], [0.0], [0.0], [0.0], [0.0], [0.0], [0.0], [0.0], [0.0], [0.0], [0.0]]
fixedse.post_monopile_tower.constr_stress | output |  | [[0.09734717049084302], [0.2089744819864452], [0.7584996583460692], [0.8979145524067219], [0.8717456508396318], [0.8457111308227895], [0.880033631633928], [0.8524738632759936], [0.8250706389080702], [0.8640436020483004], [0.8348325171646146], [0.8058155573435963], [0.8488830490492598], [0.8241693577200007], [0.8029349039672846], [0.8394090484019147], [0.8281826057211852], [0.8169480603475913], [0.8145910324940889], [0.7842802496893672], [0.753931640986311], [0.7852207969844814], [0.7559476535600639], [0.7263591951906105], [0.7612013263996916], [0.7480644448505989], [0.7336553188441945], [0.7562457173553601], [0.7447077203956012], [0.7314153190806213], [0.7524643641914691], [0.7381909143533814], [0.7213101287851326], [0.7421664738649798], [0.7222722012958712], [0.6981465143709581], [0.7065989836153194], [0.65350395747649], [0.5951494886502057], [0.5931918850318166], [0.5014028167902745], [0.4088169930332776], [0.36624115976282423], [0.2700236939871021], [0.24415108942784322], [0.29058348029794445], [0.3829738421075093], [0.00017232326166301235]]
fixedse.post_monopile_tower.constr_shell_buckling | output |  | [[0.09522960706781017], [0.13615898867348764], [0.6957676111044473], [0.22698086436517384], [0.207012964460754], [0.1874604173791592], [0.19844792727394753], [0.1764955104904728], [0.15536719238986338], [0.1618492294158558], [0.13861836128728255], [0.11765522674480298], [0.1191630464979086], [0.11054621125170254], [0.1091558028360504], [0.10574119734617703], [0.1050359793257466], [0.10433184274368616], [0.12644502426431978], [0.12453930187500786], [0.12263916175662408], [0.14006855472547416], [0.13820883652641336], [0.13636038412033877], [0.1559304016814938], [0.15492614626619045], [0.15401242798768558], [0.16807114969396503], [0.16766086959181395], [0.16740708943534216], [0.18308859839277244], [0.18341537537371827], [0.18397950682958555], [0.20460182975934385], [0.20610639907448583], [0.20799914308509634], [0.2374166900737149], [0.23847365796052827], [0.2397616377345873], [0.3044177090093431], [0.30371049085580204], [0.3030526564509354], [0.3999367474368371], [0.3994137337699473], [0.3989597912212958], [0.29829183602042564], [0.2971743959070461], [0.0008702153412475055]]
fixedse.post_monopile_tower.constr_global_buckling | output |  | [[0.24877390998885102], [0.4360113224126551], [1.3586020516256645], [1.5758890188874723], [1.5386026240003488], [1.5013292201131951], [1.5839192679309477], [1.5435946307448607], [1.5030970434546127], [1.597711105591181], [1.5529308147326744], [1.507656495889773], [1.6129871303651173], [1.5693671358896693], [1.525869678687495], [1.603890052570893], [1.5808787864635792], [1.5579023426829686], [1.543837368424662], [1.4826028434016596], [1.421637670045847], [1.490124363314835], [1.4326668721398927], [1.3747955871214237], [1.4553582935887792], [1.4384480234547359], [1.4195812867680875], [1.4841684897715912], [1.4775246315583992], [1.469159888044795], [1.543189383319565], [1.5416147506324513], [1.5370457836294897], [1.6366815729952182], [1.641103507650851], [1.6414812202720548], [1.7456656733460565], [1.6644735404534057], [1.5698387550023796], [1.6757330231611856], [1.44914071866107], [1.2138009533396419], [1.1610270767839816], [0.8486654492724914], [0.7501044440407365], [0.9062458329409412], [1.166534815671512], [2.014041452557721e-11]]
tcons.constr_tower_f_NPmargin | output |  | -0.11457 | constraint on tower frequency such that ratio of 3P/f is above or below gamma with constraint <= 0
tcons.constr_tower_f_1Pmargin | output |  | -0.088502 | constraint on tower frequency such that ratio of 1P/f is above or below gamma with constraint <= 0
tcons.tip_deflection_ratio | output |  | 1.1517
tcons.blade_tip_tower_clearance | output | m | 31.9768
towerse.env.Px | output | N/m | [959.5284541385604, 1020.0903180479446, 1071.3543972936088, 1116.1431327920789, 1153.1566178202693, 1186.2186092649156, 1216.0945490386869, 1225.2956641030519, 1231.4447359934063, 1234.9632490957194, 1230.3272429727372, 1223.5328325508683, 1214.8290581759475, 1201.011508010052, 1185.6197681026636, 1168.8071862240524, 1146.8960840092673, 1123.762124792411, 1099.4914417935609, 1087.848002597223, 1075.3671970605753, 1062.0989876615085, 1064.1273813298774, 1065.7089105019732, 1066.8697658410535, 1066.861576270174, 1066.465730203226, 1065.7022779712493, 1069.686790407251, 1073.4390616444016, 1076.9700228468482]
towerse.env.Py | output | N/m | [0.0, 0.0, 0.0, 0.0, 0.0, 0.0, 0.0, 0.0, 0.0, 0.0, 0.0, 0.0, 0.0, 0.0, 0.0, 0.0, 0.0, 0.0, 0.0, 0.0, 0.0, 0.0, 0.0, 0.0, 0.0, 0.0, 0.0, 0.0, 0.0, 0.0, 0.0]
towerse.env.Pz | output | N/m | [0.0, 0.0, 0.0, 0.0, 0.0, 0.0, 0.0, 0.0, 0.0, 0.0, 0.0, 0.0, 0.0, 0.0, 0.0, 0.0, 0.0, 0.0, 0.0, 0.0, 0.0, 0.0, 0.0, 0.0, 0.0, 0.0, 0.0, 0.0, 0.0, 0.0, 0.0]
towerse.env.qdyn | output | N/m**2 | [137.07194492805118, 145.68011989682242, 152.92538250629715, 159.22255931724732, 164.81729720629824, 169.868094929133, 174.48367446515587, 178.7421221079412, 182.70156865903243, 186.40655284074901, 189.89201521968016, 193.18591337490815, 196.3109955724135, 199.28603998020682, 202.12674276991453, 204.84636876112847, 207.4562373723021, 209.9660917893631, 212.38438368828298, 214.71849581950656, 216.97491814800287, 219.1593887855023, 221.27700788908624, 223.33233055899473, 225.32944324719782, 227.27202709155972, 229.16341078916068, 231.00661502968717, 232.72046428998962, 234.39525270468775, 236.032982049329]
towerse.env.wind.U | output | m/s | [14.959643394639373, 15.422227261621384, 15.80107888366589, 16.12312621315425, 16.403946623499156, 16.65339800732635, 16.878130976184362, 17.082853181751922, 17.271024154973716, 17.445263802182915, 17.607605741567994, 17.75966139477307, 17.90273017931422, 18.037875796029606, 18.16598043978458, 18.287784202537416, 18.403914285173233, 18.514907034960935, 18.621224830417354, 18.723269199080462, 18.82139113676962, 18.915899317683483, 19.007066693961807, 19.09513585072236, 19.180323388867755, 19.262823540741117, 19.342811174841376, 19.420444309833027, 19.492351793271023, 19.562365063171587, 19.63058762983885]
towerse.env.windLoads.windLoads_Px | output | N/m | [959.5284541385604, 1020.0903180479446, 1071.3543972936088, 1116.1431327920789, 1153.1566178202693, 1186.2186092649156, 1216.0945490386869, 1225.2956641030519, 1231.4447359934063, 1234.9632490957194, 1230.3272429727372, 1223.5328325508683, 1214.8290581759475, 1201.011508010052, 1185.6197681026636, 1168.8071862240524, 1146.8960840092673, 1123.762124792411, 1099.4914417935609, 1087.848002597223, 1075.3671970605753, 1062.0989876615085, 1064.1273813298774, 1065.7089105019732, 1066.8697658410535, 1066.861576270174, 1066.465730203226, 1065.7022779712493, 1069.686790407251, 1073.4390616444016, 1076.9700228468482]
towerse.env.windLoads.windLoads_Py | output | N/m | [0.0, 0.0, 0.0, 0.0, 0.0, 0.0, 0.0, 0.0, 0.0, 0.0, 0.0, 0.0, 0.0, 0.0, 0.0, 0.0, 0.0, 0.0, 0.0, 0.0, 0.0, 0.0, 0.0, 0.0, 0.0, 0.0, 0.0, 0.0, 0.0, 0.0, 0.0]
towerse.env.windLoads.windLoads_Pz | output | N/m | [0.0, 0.0, 0.0, 0.0, 0.0, 0.0, 0.0, 0.0, 0.0, 0.0, 0.0, 0.0, 0.0, 0.0, 0.0, 0.0, 0.0, 0.0, 0.0, 0.0, 0.0, 0.0, 0.0, 0.0, 0.0, 0.0, 0.0, 0.0, 0.0, 0.0, 0.0]
towerse.env.windLoads.windLoads_qdyn | output | N/m**2 | [137.07194492805118, 145.68011989682242, 152.92538250629715, 159.22255931724732, 164.81729720629824, 169.868094929133, 174.48367446515587, 178.7421221079412, 182.70156865903243, 186.40655284074901, 189.89201521968016, 193.18591337490815, 196.3109955724135, 199.28603998020682, 202.12674276991453, 204.84636876112847, 207.4562373723021, 209.9660917893631, 212.38438368828298, 214.71849581950656, 216.97491814800287, 219.1593887855023, 221.27700788908624, 223.33233055899473, 225.32944324719782, 227.27202709155972, 229.16341078916068, 231.00661502968717, 232.72046428998962, 234.39525270468775, 236.032982049329]
towerse.env.windLoads.windLoads_z | output | m | [15.0, 19.333333333333332, 23.666666666666664, 28.0, 32.33333333333333, 36.666666666666664, 41.0, 45.33333333333333, 49.666666666666664, 54.0, 58.333333333333336, 62.666666666666664, 67.0, 71.33333333333334, 75.66666666666666, 80.0, 84.33333333333333, 88.66666666666667, 93.0, 97.33333333333333, 101.66666666666667, 106.0, 110.33333333333333, 114.66666666666667, 119.0, 123.33333333333333, 127.66666666666667, 132.0, 136.12866666666667, 140.25733333333332, 144.386]
towerse.env.windLoads.windLoads_beta | output | deg | 0
towerse.g2e.Px | output | N/m | [0.0, 0.0, 0.0, 0.0, 0.0, 0.0, 0.0, 0.0, 0.0, 0.0, 0.0, 0.0, 0.0, 0.0, 0.0, 0.0, 0.0, 0.0, 0.0, 0.0, 0.0, 0.0, 0.0, 0.0, 0.0, 0.0, 0.0, 0.0, 0.0, 0.0, 0.0]
towerse.g2e.Py | output | N/m | [0.0, 0.0, 0.0, 0.0, 0.0, 0.0, 0.0, 0.0, 0.0, 0.0, 0.0, 0.0, 0.0, 0.0, 0.0, 0.0, 0.0, 0.0, 0.0, 0.0, 0.0, 0.0, 0.0, 0.0, 0.0, 0.0, 0.0, 0.0, 0.0, 0.0, 0.0]
towerse.g2e.Pz | output | N/m | [-959.5284541385604, -1020.0903180479446, -1071.3543972936088, -1116.1431327920789, -1153.1566178202693, -1186.2186092649156, -1216.0945490386869, -1225.2956641030519, -1231.4447359934063, -1234.9632490957194, -1230.3272429727372, -1223.5328325508683, -1214.8290581759475, -1201.011508010052, -1185.6197681026636, -1168.8071862240524, -1146.8960840092673, -1123.762124792411, -1099.4914417935609, -1087.848002597223, -1075.3671970605753, -1062.0989876615085, -1064.1273813298774, -1065.7089105019732, -1066.8697658410535, -1066.861576270174, -1066.465730203226, -1065.7022779712493, -1069.686790407251, -1073.4390616444016, -1076.9700228468482]
towerse.g2e.qdyn | output | Pa | [137.07194492805118, 145.68011989682242, 152.92538250629715, 159.22255931724732, 164.81729720629824, 169.868094929133, 174.48367446515587, 178.7421221079412, 182.70156865903243, 186.40655284074901, 189.89201521968016, 193.18591337490815, 196.3109955724135, 199.28603998020682, 202.12674276991453, 204.84636876112847, 207.4562373723021, 209.9660917893631, 212.38438368828298, 214.71849581950656, 216.97491814800287, 219.1593887855023, 221.27700788908624, 223.33233055899473, 225.32944324719782, 227.27202709155972, 229.16341078916068, 231.00661502968717, 232.72046428998962, 234.39525270468775, 236.032982049329]
towerse.post.axial_stress | output | Pa | [[161262113.3346453], [155481405.38596427], [149686785.35680693], [156142595.56669766], [150571499.9294819], [144933001.67239618], [152177170.29739797], [149868981.08816907], [147320175.28268543], [152238321.37089467], [150332576.18334135], [148101830.09115607], [152883784.74086574], [150560319.5000972], [147756180.69736317], [152784013.46236598], [149547945.64150047], [145529903.24081156], [148441700.82497966], [138542275.63263324], [127564515.23716323], [128791770.18099749], [110498330.80355752], [91598566.2745261], [83102549.12429301], [60008287.70295296], [36150775.78031609], [26981555.21494954], [47262181.129424214], [67934865.39606512]]
towerse.post.shear_stress | output | Pa | [[6651012.4843211025], [6651193.7869938295], [6651368.329041024], [7214731.636223812], [7237075.311973037], [7259544.395087551], [7924403.1128084455], [8088821.403666799], [8259922.544458147], [8877414.06627218], [9126110.951650815], [9388520.171996031], [10148393.15330441], [10494398.833009569], [10863669.740628082], [11902212.667352648], [12404299.5549413], [12948264.58240724], [14353467.18792916], [14774920.00155686], [15220405.252325885], [17593749.809835304], [17776002.31328054], [17961812.71274686], [20922148.63425823], [21165808.139640886], [21414825.013905466], [18751703.646955363], [18842978.238580063], [18935055.979679964]]
towerse.post.hoop_stress | output | Pa | [[-17826.824695516083], [-18826.345079933926], [-19680.162694482868], [-22112.881807262467], [-22782.73309736129], [-23382.495200094196], [-25650.204017125918], [-25816.27798930059], [-25923.895703447604], [-27204.092271414385], [-27089.292889693337], [-26928.16821452927], [-27982.89065466706], [-27651.351173809264], [-27281.162716485374], [-28318.497736972786], [-27760.496216193478], [-27167.85773025564], [-28574.836610522958], [-28246.09920154348], [-27894.26778850955], [-31452.603716656984], [-31502.147548689252], [-31538.556583441004], [-36390.23977033586], [-36377.056226067114], [-36350.62217277824], [-31574.726205179253], [-31688.666589932214], [-31795.76764668442]]
towerse.post.hoop_stress_euro | output | Pa | [[0.0], [0.0], [0.0], [0.0], [0.0], [0.0], [0.0], [0.0], [0.0], [0.0], [0.0], [0.0], [0.0], [0.0], [0.0], [0.0], [0.0], [0.0], [0.0], [0.0], [0.0], [0.0], [0.0], [0.0], [0.0], [0.0], [0.0], [0.0], [0.0], [0.0]]
towerse.post.constr_stress | output |  | [[0.8224690382293719], [0.7931429864470321], [0.7637519668828513], [0.7968863188962906], [0.7686580390958708], [0.7400965364287223], [0.7773259680915353], [0.7657663869832856], [0.7530024466473866], [0.7784385617649868], [0.7690195363107465], [0.7579833873159618], [0.7829072365942072], [0.77152497931912], [0.7577683595096267], [0.7843201173108297], [0.7686244902931058], [0.7491116473611652], [0.7657052000091961], [0.7167514698499168], [0.6626968419147847], [0.673325368364994], [0.5835899172101056], [0.49217631598587924], [0.46126854556375213], [0.3577961828738957], [0.26354059260933654], [0.2148440674888464], [0.29224049130164403], [0.38381806753811293]]
towerse.post.constr_shell_buckling | output |  | [[0.1264277241866242], [0.12452086355118863], [0.12261973195000324], [0.1400467613989902], [0.13818624272465885], [0.13633707332966047], [0.15590477918522402], [0.15490043888078847], [0.15398671399975414], [0.16804427858398066], [0.16763434066662564], [0.16738096346098014], [0.18306173943715798], [0.18338920927885624], [0.18395408460966936], [0.2045759877756059], [0.20608165035130174], [0.2079755375304686], [0.23739268306781441], [0.23845046823800087], [0.23973929854958811], [0.30439355116273553], [0.30368665526549543], [0.30302916030543886], [0.3999104899694057], [0.39938808553455535], [0.39893479671158344], [0.2982716264512383], [0.29715441705716755], [0.29605599142064426]]
towerse.post.constr_global_buckling | output |  | [[1.7382323457569935], [1.6741895342992832], [1.6101177468432954], [1.6828208520618506], [1.6216575088187424], [1.5598257567248273], [1.6429391983430548], [1.6206347622751824], [1.59576774867753], [1.655999239460999], [1.6399987976363326], [1.6207014664587382], [1.6831886695537135], [1.6651215011943117], [1.642313361639723], [1.7143144220529523], [1.6908499049398242], [1.6598768052226789], [1.7161846692102198], [1.6130564587845133], [1.497290541397348], [1.5403850086369524], [1.3265295890403375], [1.1052273277385969], [1.0255290167005215], [0.7493356421004376], [0.46308215425134513], [0.34800619192305127], [0.5893368244294197], [0.8347928201448402]]
towerse.tower.f1 | output | Hz | 0.23755
towerse.tower.f2 | output | Hz | 0.24017
towerse.tower.structural_frequencies | output | Hz | [0.23754991639407583, 0.2401662592614034, 0.7751930943939084, 1.093011354184922, 1.2427067650818746, 3.1631166021159642]
towerse.tower.fore_aft_modes | output |  | [[0.9726464736022035, -0.33979998089531754, 0.2637071169752773, 0.6463241953694073, -0.5428778050516763], [57.80776760768003, -114.16967796239877, 229.64615784644334, -262.8703512588354, 90.5861037671119], [-78.80300517269824, 107.33098907132648, -49.42200674941297, 118.43755420809107, -96.54353135730679]]
towerse.tower.side_side_modes | output |  | [[0.9598203028327383, -0.31341665697667637, 0.20764279175313907, 0.7062229991791203, -0.5602694367884286], [28.53506576483527, -55.95386061264223, 113.91854280169572, -127.85921892565243, 42.35947097176299], [-75.51311769169507, 106.04770377364197, -63.68468060801169, 132.50422846443612, -98.35413393837091]]
towerse.tower.torsion_modes | output |  | [[6.780635757426312, -24.807661961964012, 42.9741916186799, -34.115826157143374, 10.168660743001066], [0.0, 0.0, 0.0, 0.0, 0.0], [0.0, 0.0, 0.0, 0.0, 0.0]]
towerse.tower.fore_aft_freqs | output | Hz | [0.2401662592614034, 1.2427067650818746, 3.2358333239722437]
towerse.tower.side_side_freqs | output | Hz | [0.23754991639407583, 1.093011354184922, 3.1631166021159642]
towerse.tower.torsion_freqs | output | Hz | [4.991619081634705, 0.0, 0.0]
towerse.tower.tower_deflection | output | m | [[0.0], [0.0016970440709830367], [0.0061651044112144], [0.013302293452621987], [0.023139624039968304], [0.0356652502514049], [0.05078654336818085], [0.06856068176614978], [0.08904407223261546], [0.1122395704055535], [0.13823972943239496], [0.16711583446751566], [0.19889455784117305], [0.23369351346020562], [0.27159705399413536], [0.3126374853594574], [0.35695891419176407], [0.4046585437923225], [0.45576621752735497], [0.5104094677241167], [0.5685421735484635], [0.6299752124705418], [0.6947155542067439], [0.7624681264655551], [0.8327532700982009], [0.9053167509989255], [0.979609106086367], [1.0549898383674803], [1.1270853052561605], [1.1989719993780774], [1.2701063822002228]]
towerse.tower.top_deflection | output | m | 1.2701
towerse.tower.tower_Fz | output | N | [[-16973017.663902096], [-16530211.518076573], [-16087199.33913765], [-15678126.609907923], [-15269905.49995698], [-14862551.319117464], [-14488040.474077923], [-14119556.09550716], [-13757110.372095335], [-13417923.848242622], [-13086054.974774215], [-12761512.477273548], [-12459054.796192657], [-12164437.806807429], [-11877667.95491701], [-11613469.858061977], [-11357593.251688354], [-11110043.1769538], [-10884540.22846918], [-10663950.367137128], [-10448277.07858246], [-10260257.589215696], [-10073665.984849699], [-9888504.085150976], [-9728510.5962599], [-9569879.269199574], [-9412611.723193644], [-9241740.911077341], [-9071465.705274666], [-8901787.013061522]]
towerse.tower.tower_Vx | output | N | [[3818410.7991390824], [3818552.4238035157], [3818688.9691007286], [3818788.4759921134], [3818914.141665697], [3819034.899545014], [3819092.270372987], [3819195.1161296666], [3819294.281305641], [3819341.826559186], [3819430.018442154], [3819514.3206062317], [3819538.7741098404], [3819612.8486680984], [3819682.3439823985], [3819675.5127267838], [3819732.7148504257], [3819784.25178504], [3819746.1981404424], [3819804.052559495], [3819853.2177338004], [3819728.8888867497], [3819783.0834628344], [3819826.020099461], [3819663.9940583706], [3819684.2343143225], [3819692.2903766036], [3819816.226431668], [3819806.710885465], [3819786.045174718]]
towerse.tower.tower_Vy | output | N | [[23992.208121656615], [23993.55534952355], [23994.871005202527], [23995.849156414857], [23997.094978227746], [23998.311180094955], [23998.92649279721], [24000.00603914121], [24001.07045659516], [24001.64024766162], [24002.64235686697], [24003.63189592492], [24004.031671886332], [24004.977415265515], [24005.910757348873], [24006.061718021054], [24006.94747815607], [24007.821307125036], [24007.731190993916], [24008.79334601853], [24009.819056869484], [24008.793566076085], [24010.02627718076], [24011.19316998683], [24009.69388882164], [24010.735369332135], [24011.705489808694], [24014.51514908392], [24015.341185493395], [24016.09645921644]]
towerse.tower.tower_Mxx | output | N*m | [[-4301920.092075191], [-4197252.876043222], [-4092178.920315506], [-3986711.6954810955], [-3880865.034769045], [-3774668.450538434], [-3668129.308438219], [-3561246.2267085984], [-3454030.7036609054], [-3346481.192570843], [-3238591.9219986834], [-3130367.6127618253], [-3021799.497085009], [-2912874.3626453765], [-2803590.980069317], [-2693930.5476017483], [-2583867.394916255], [-2473390.665452063], [-2362471.285668552], [-2251087.2403783314], [-2139248.4644628875], [-2026927.596810829], [-1914107.0273993276], [-1800830.3616558649], [-1687090.0039963387], [-1572871.8884771578], [-1458222.0872420557], [-1348673.6331803538], [-1238909.6329528354], [-1128972.7094710395]]
towerse.tower.tower_Myy | output | N*m | [[452221264.03339887], [435599357.7155362], [418935310.570217], [402230989.6098957], [385488547.35923266], [368711584.4888811], [351901355.6248956], [335058533.9189439], [318184967.97447586], [301281227.0573635], [284347717.80843973], [267385809.65603924], [250395674.37274075], [233377386.258636], [216332108.78680706], [199259632.31987953], [182159635.49920702], [165033139.4217782], [147880017.23114038], [130701238.98004913], [113500093.04387093], [96277644.41182852], [79036465.85439849], [61782421.43498397], [44518866.60925245], [27250107.39078355], [9982723.044993639], [-6460398.601221323], [-22889266.888408422], [-39299065.88135314]]
towerse.tower.tower_Mzz | output | N*m | [[9635057.090297382], [9635013.574162852], [9634970.03483636], [9635059.978701053], [9635020.514951175], [9634980.946513098], [9635079.305469621], [9635063.804727867], [9635048.505126618], [9635120.398551138], [9635115.291671418], [9635110.9394086], [9635194.820011333], [9635199.500815608], [9635205.63953907], [9635319.409440143], [9635338.754014121], [9635360.886654256], [9635513.18837497], [9635516.999542754], [9635521.989398748], [9635799.268723503], [9635774.10540456], [9635748.88269912], [9636086.968737341], [9636066.435494216], [9636045.920605693], [9635666.002243275], [9635632.25865902], [9635598.413342644]]
towerse.tower.turbine_F | output | N | [[3818324.139981728], [23991.435116476787], [-17415583.942852926]]
towerse.tower.turbine_M | output | N*m | [[-4406146.110185088], [468796837.13123953], [9633344.967881588]]
towerse.turbine_mass | output | kg | 1804993.0869
towerse.turbine_center_of_mass | output | m | [-3.839193464060281, -0.05228676025823503, 103.21460047469584]
towerse.turbine_I_base | output | kg*m**2 | [23649743676.806335, 23542479082.25791, 268019942.9197344, 848.4313921991852, 19029032.47282536, 170120.79265189238]
fixedse.constr_d_to_t | output |  | [180.69785511645978, 180.69785511645978, 194.14082975790637, 210.45099648546835, 229.74245870379303, 243.5578937113352]
fixedse.constr_taper | output |  | [1.0, 1.0, 1.0, 1.0, 1.0, 1.0]
fixedse.slope | output |  | [1.0, 1.0, 1.0, 1.0, 1.0, 1.0]
fixedse.thickness_slope | output |  | [1.0, 0.9307565819193726, 0.9224989807606438, 0.9160300524022981, 0.9432765869460333]
fixedse.member.ca_usr_grid_full | output |  | [0.0, 0.0, 0.0, 0.0, 0.0, 0.0, 0.0, 0.0, 0.0, 0.0, 0.0, 0.0, 0.0, 0.0, 0.0, 0.0, 0.0, 0.0, 0.0]
fixedse.member.cd_usr_grid_full | output |  | [0.0, 0.0, 0.0, 0.0, 0.0, 0.0, 0.0, 0.0, 0.0, 0.0, 0.0, 0.0, 0.0, 0.0, 0.0, 0.0, 0.0, 0.0, 0.0]
fixedse.member.nu_full | output |  | [0.26103404791929385, 0.26103404791929385, 0.26103404791929385, 0.26103404791929385, 0.26103404791929385, 0.26103404791929385, 0.26103404791929385, 0.26103404791929385, 0.26103404791929385, 0.26103404791929385, 0.26103404791929385, 0.26103404791929385, 0.26103404791929385, 0.26103404791929385, 0.26103404791929385, 0.26103404791929385, 0.26103404791929385, 0.26103404791929385]
fixedse.member.nodes_r | output | m | [5.0, 5.0, 5.0, 5.0, 5.0, 5.0, 5.0, 5.0, 5.0, 5.0, 5.0, 5.0, 5.0, 5.0, 5.0, 5.0, 5.0, 5.0, 5.0]
fixedse.member.center_of_buoyancy | output | m | [0.0, 0.0, -37.5]
fixedse.member.displacement | output | m**3 | 5890.4862
fixedse.member.buoyancy_force | output | N | 59208153.0822
fixedse.member.idx_cb | output |  | 2
fixedse.member.Awater | output | m**2 | 78.5398
fixedse.member.Iwaterx | output | m**4 | 490.8739
fixedse.member.Iwatery | output | m**4 | 490.8739
fixedse.member.added_mass | output | kg | [6037748.381117885, 6037748.381117885, 170833.3333333333, 2830337489.1583962, 2830337489.1583962, 0.0]
fixedse.member.waterline_centroid | output | m | [0.0, 0.0]
fixedse.member.z_dim | output | m | [-75.0, -60.0, -45.0, -30.0, -26.666666666666664, -23.333333333333336, -19.999999999999993, -16.666666666666664, -13.333333333333329, -10.0, -6.666666666666657, -3.3333333333333286, 0.0, 3.3333333333333286, 6.666666666666671, 10.0, 11.666666666666657, 13.333333333333343, 15.0]
fixedse.member.d_eff | output | m | [10.0, 10.0, 10.0, 10.0, 10.0, 10.0, 10.0, 10.0, 10.0, 10.0, 10.0, 10.0, 10.0, 10.0, 10.0, 10.0, 10.0, 10.0, 10.0]
fixedse.monopile_section_height | output | m | [45.0, 10.000000000000007, 9.999999999999993, 10.0, 10.0, 5.0]
fixedse.member.sigma_ult | output | Pa | [450000000.0, 450000000.0, 450000000.0, 450000000.0, 450000000.0, 450000000.0]
fixedse.member.wohler_exp | output |  | [3.0, 3.0, 3.0, 3.0, 3.0, 3.0]
fixedse.member.wohler_A | output |  | [450000000.0, 450000000.0, 450000000.0, 450000000.0, 450000000.0, 450000000.0]
fixedse.member.ballast_density | output | kg/m**3 | []
fixedse.member.ballast_unit_cost | output | USD/kg | []
fixedse.z_param | output | m | [-75.0, -30.0, -19.999999999999993, -10.0, 0.0, 10.0, 15.0]
fixedse.member.sec_loc | output |  | [0.0, 0.42307692307692313, 0.5769230769230769, 0.7307692307692307, 0.8846153846153846, 1.0] | normalized sectional location
fixedse.member.str_tw | output | deg | [0.0, 0.0, 0.0, 0.0, 0.0, 0.0] | structural twist of section
fixedse.member.tw_iner | output | deg | [0.0, 0.0, 0.0, 0.0, 0.0, 0.0] | inertial twist of section
fixedse.member.mass_den | output | kg/m | [14429.960803688971, 14429.960803688971, 13435.956310865562, 12399.629567330057, 11362.9869748166, 10721.097523114862] | sectional mass per unit length
fixedse.member.foreaft_iner | output | kg*m | [178389.13728831735, 178389.13728831735, 166228.184194615, 153529.38576954862, 140806.22742808622, 132917.77028131144] | sectional fore-aft intertia per unit length about the Y_G inertia axis
fixedse.member.sideside_iner | output | kg*m | [178389.13728831735, 178389.13728831735, 166228.184194615, 153529.38576954862, 140806.22742808622, 132917.77028131144] | sectional side-side intertia per unit length about the Y_G inertia axis
fixedse.member.foreaft_stff | output | N*m**2 | [4274841535785.223, 4274841535785.223, 3983421619808.651, 3679113006698.9844, 3374220642896.8657, 3185185005543.049] | sectional fore-aft bending stiffness per unit length about the Y_E elastic axis
fixedse.member.sideside_stff | output | N*m**2 | [4274841535785.223, 4274841535785.223, 3983421619808.651, 3679113006698.9844, 3374220642896.8657, 3185185005543.049] | sectional side-side bending stiffness per unit length about the Y_E elastic axis
fixedse.member.tor_stff | output | N*m**2 | [3389949337877.682, 3389949337877.682, 3158853344508.2603, 2917536614312.2944, 2675756969817.2144, 2525851709395.6377] | sectional torsional stiffness
fixedse.member.axial_stff | output | N | [345793453239.6111, 345793453239.6111, 321973551662.2469, 297139457640.3081, 272297794747.58206, 256915828495.44363] | sectional axial stiffness
fixedse.member.cg_offst | output | m | [0.0, 0.0, 0.0, 0.0, 0.0, 0.0] | offset from the sectional center of mass
fixedse.member.sc_offst | output | m | [0.0, 0.0, 0.0, 0.0, 0.0, 0.0] | offset from the sectional shear center
fixedse.member.tc_offst | output | m | [0.0, 0.0, 0.0, 0.0, 0.0, 0.0] | offset from the sectional tension center
fixedse.member.axial_load2stress | output | m**2 | [[0.15043605771780225, 0.15043605771780225, 0.5783799494359245, 0.23392679977231376, 0.23392679977231376, 0.0], [0.15043605771780225, 0.15043605771780225, 0.5783799494359245, 0.23392679977231376, 0.23392679977231376, 0.0], [0.15043605771780225, 0.15043605771780225, 0.621169033814932, 0.2510404610516816, 0.2510404610516816, 0.0], [0.15043605771780225, 0.15043605771780225, 0.6730846235914689, 0.2718046437223279, 0.2718046437223279, 0.0], [0.15043605771780225, 0.15043605771780225, 0.7344899733227676, 0.2963647330251264, 0.2963647330251264, 0.0], [0.15043605771780225, 0.15043605771780225, 0.7784650761739539, 0.31395350607884326, 0.31395350607884326, 0.0]]
fixedse.member.shear_load2stress | output | m**2 | [[0.9501882576745867, 0.9501882576745867, 0.0, 0.0, 0.0, 0.11696339988615688], [0.9501882576745867, 0.9501882576745867, 0.0, 0.0, 0.0, 0.11696339988615688], [1.0206632737888106, 1.0206632737888106, 0.0, 0.0, 0.0, 0.1255202305258408], [1.106169131150747, 1.106169131150747, 0.0, 0.0, 0.0, 0.13590232186116394], [1.2073038816682162, 1.2073038816682162, 0.0, 0.0, 0.0, 0.1481823665125632], [1.2797304967262169, 1.2797304967262169, 0.0, 0.0, 0.0, 0.15697675303942163]]
fixedse.member.labor_hours | output | h | 957.7035
fixedse.member.shell_cost | output | USD | 3108099.1388
fixedse.member.shell_mass | output | kg | 1219239.0603
fixedse.member.shell_z_cg | output | m | 42.9346
fixedse.member.shell_I_base | output | kg*m**2 | [3047479221.719735, 3047479221.719735, 30163258.75237303, 0.0, 0.0, 0.0]
fixedse.member.section_D | output | m | [10.0, 10.0, 10.0, 10.0, 10.0, 10.0, 10.0, 10.0, 10.0, 10.0, 10.0, 10.0, 10.0, 10.0, 10.0, 10.0, 10.0, 10.0]
fixedse.member.section_t | output | m | [0.055341, 0.055341, 0.055341, 0.055341, 0.055341, 0.055341, 0.051509, 0.051509, 0.051509, 0.047517000000000004, 0.047517000000000004, 0.047517000000000004, 0.043527, 0.043527, 0.043527, 0.041058, 0.041058, 0.041058]
fixedse.member.section_sigma_y | output | Pa | [345000000.0, 345000000.0, 345000000.0, 345000000.0, 345000000.0, 345000000.0, 345000000.0, 345000000.0, 345000000.0, 345000000.0, 345000000.0, 345000000.0, 345000000.0, 345000000.0, 345000000.0, 345000000.0, 345000000.0, 345000000.0]
fixedse.monopile_mass | output | kg | 1319239.0603
fixedse.monopile_cost | output | USD | 3108099.1388
fixedse.monopile_z_cg | output | m | 46.5022
fixedse.monopile_I_base | output | kg*m**2 | [3858729221.719735, 3858729221.719735, 32663258.75237303, 0.0, 0.0, 0.0]
fixedse.structural_mass | output | kg | 2172699.1777
fixedse.structural_cost | output | USD | 5502972.5126
fixedse.z_start | output | m | -75
fixedse.constr_diam_consistency | output |  | 1
fixedse.soil.z_k | output | N/m | [-45.0, -40.0, -35.0, -30.0, -25.0, -20.0, -15.0, -10.0, -5.0, -0.0]
fixedse.soil.k | output | N/m | [[31548631578.947376, 18725777777777.785, 31548631578.947376, 18725777777777.785, 19786666666.666668, 93333333333.33333], [28436210526.315796, 13268888888888.893, 28436210526.315796, 13268888888888.893, 18106666666.666668, 93333333333.33333], [25323789473.684216, 9006666666666.67, 25323789473.684216, 9006666666666.67, 16426666666.666668, 93333333333.33333], [22211368421.05263, 5789777777777.779, 22211368421.05263, 5789777777777.779, 14746666666.666668, 93333333333.33333], [19098947368.421055, 3468888888888.8896, 19098947368.421055, 3468888888888.8896, 13066666666.666666, 93333333333.33333], [15986526315.789476, 1894666666666.6672, 15986526315.789476, 1894666666666.6672, 11386666666.666668, 93333333333.33333], [12874105263.157896, 917777777777.778, 12874105263.157896, 917777777777.778, 9706666666.666668, 93333333333.33333], [9761684210.526316, 388888888888.8889, 9761684210.526316, 388888888888.8889, 8026666666.666667, 93333333333.33333], [6649263157.894737, 158666666666.6667, 6649263157.894737, 158666666666.6667, 6346666666.666666, 93333333333.33333], [3536842105.263158, 77777777777.77779, 3536842105.263158, 77777777777.77779, 4666666666.666667, 93333333333.33333]]
rotorse.ccblade.CP | output |  | 0.45944 | Rotor power coefficient
rotorse.ccblade.CM | output |  | 0.16978 | Blade flapwise moment coefficient
rotorse.ccblade.local_airfoil_velocities | output | m/s | [4.783336554002146, 5.346160384250402, 6.189592330434634, 7.230251842274032, 8.4001736730789, 9.673427533736911, 11.004588909639727, 12.378770209022772, 13.778483619834788, 15.197059106761621, 16.630644411202702, 18.07466773696373, 19.52583893251474, 20.984175316314126, 22.446260322863374, 23.912870638113944, 25.382044617305095, 26.85531969708682, 28.328702468024787, 29.80202512402445, 31.280393251473864, 32.75604927947437, 34.23267027304728, 35.71057459710992, 37.19118428428809, 38.6742974912723, 40.15680155858815, 41.63656606608401, 43.10572867518758, 44.19969314494413] | Local relative velocities for the airfoils
rotorse.ccblade.P | output | W | 0 | Rotor aerodynamic power
rotorse.ccblade.T | output | N*m | 0 | Rotor aerodynamic thrust
rotorse.ccblade.Q | output | N*m | 0 | Rotor aerodynamic torque
rotorse.ccblade.M | output | N*m | 0 | Blade root flapwise moment
rotorse.ccblade.a | output |  | [0.07331912917356892, 0.03848272135522338, 0.057511283124689755, 0.16947905384434248, 0.2228377752825103, 0.2569048674712186, 0.2896089326118226, 0.303924099149083, 0.30724564459575054, 0.30691468813791506, 0.30579760107635984, 0.30434879538257237, 0.30288221241676483, 0.30078456159954725, 0.2995135185584662, 0.2984278533881202, 0.2972088914213908, 0.29557313496539994, 0.2939360208506172, 0.2922018438835758, 0.29080737047674105, 0.2929312369621751, 0.29749151652047207, 0.3013811507661466, 0.2998335736574987, 0.2924754397882993, 0.28820963074874034, 0.29530830485531867, 0.3419278111548423, 0.1487853458400097] | Axial induction along blade span
rotorse.ccblade.ap | output |  | [-0.07326081988764281, -0.026859674085096576, 0.015233334431612415, 0.07141102336355053, 0.06349362860810559, 0.05172244587492182, 0.04357945552738689, 0.03554343356558305, 0.0285710372692806, 0.023205251241126934, 0.019219088418036354, 0.016170495905274248, 0.013782070363373465, 0.011905008940132305, 0.010378789344193862, 0.009143054527872714, 0.008102366726981391, 0.007291581293131919, 0.006549988990096946, 0.005856829249882987, 0.005353943812153528, 0.00488654201415574, 0.00451673269034167, 0.004186747694705769, 0.003852329550457684, 0.0035143308633634367, 0.0032299767601168595, 0.0030375097771515426, 0.0030224706123470955, 0.001676340923975583] | Tangential induction along blade span
rotorse.ccblade.alpha | output | deg | [53.5331148776632, 43.55570592803775, 31.53066520672428, 19.891700155166216, 14.693598458467376, 11.866832462800328, 9.872301181819083, 8.700863256185329, 8.133573684186295, 7.851200767065671, 7.673646854701473, 7.518962120438688, 7.380207176103202, 7.281407585787331, 7.195508031696939, 7.1333220653789695, 7.087127375893888, 7.044966543083928, 7.017740100065303, 7.026844483482874, 7.099405060176074, 7.267482726596306, 7.507939362603159, 7.712935334930111, 7.793844660630332, 7.679910732287235, 7.453148412105742, 7.062500922122732, 6.284104073390591, 7.085435584064812] | Angles of attack along blade span
rotorse.ccblade.cl | output |  | [9.999999999997819e-05, 0.053769987412967346, 0.5152270479013111, 1.6771313307439029, 1.8372701979809023, 1.7876852089145605, 1.7257454588602388, 1.6244002818704575, 1.5400209268803766, 1.4812430956858702, 1.4368994980692844, 1.3933337955524547, 1.3530453645436258, 1.3199565253489467, 1.2956318854730795, 1.276744772524592, 1.2610084947567768, 1.2472385571249367, 1.2370399738759243, 1.2310809458863559, 1.2311652388943202, 1.2436895080668477, 1.2648601076044828, 1.286871290110487, 1.29571522335779, 1.283255249412646, 1.2583296522640013, 1.2150067392771553, 1.1273227566977093, 1.2175632569687573] | Lift coefficients along blade span
rotorse.ccblade.cd | output |  | [0.35, 0.36049354319748095, 0.33453647984506096, 0.19767897419486938, 0.11317453854571918, 0.06899899073612248, 0.03389856458749089, 0.01907443918804902, 0.01661369935758409, 0.016794962735556584, 0.01633810246366585, 0.015737144129326863, 0.01529301635251767, 0.01424245270423966, 0.013760995032011418, 0.013086325952649648, 0.012730065884398822, 0.01091971885668378, 0.01047522059149145, 0.011481971561316494, 0.01021998953203832, 0.010776524980656888, 0.010832845000398094, 0.010829699936933078, 0.01085746241129634, 0.010818097944016461, 0.01073431428559306, 0.01057399048688062, 0.010201300932547, 0.010583934046640198] | Drag coefficients along blade span
rotorse.ccblade.cl_n_opt | output |  | [9.999999999997819e-05, 0.05376998741296733, 0.515227047901311, 1.6771313307439029, 1.837270197980902, 1.7876852089145605, 1.7257454588602388, 1.6244002818704577, 1.5400209268803768, 1.4812430956858702, 1.4368994980692844, 1.3933337955524547, 1.3530453645436258, 1.3199565253489467, 1.2956318854730795, 1.276744772524592, 1.2610084947567768, 1.2472385571249367, 1.2370399738759243, 1.2310809458863559, 1.2311652388943202, 1.2436895080668477, 1.2648601076044828, 1.286871290110487, 1.29571522335779, 1.283255249412646, 1.2583296522640013, 1.2150067392771553, 1.12732275669771, 1.2175632569687573] | Lift coefficients along blade span
rotorse.ccblade.cd_n_opt | output |  | [0.35, 0.36049354319748095, 0.33453647984506096, 0.19767897419486938, 0.11317453854571932, 0.06899899073612248, 0.033898564587490916, 0.019074439188049068, 0.016613699357584097, 0.016794962735556584, 0.01633810246366585, 0.015737144129326863, 0.01529301635251767, 0.014242452704239662, 0.01376099503201142, 0.01308632595264965, 0.012730065884398824, 0.010919718856683785, 0.010475220591491452, 0.011481971561316494, 0.010219989532038324, 0.010776524980656886, 0.010832845000398094, 0.010829699936933078, 0.01085746241129634, 0.010818097944016461, 0.01073431428559306, 0.01057399048688062, 0.010201300932547001, 0.010583934046640198] | Drag coefficients along blade span
rotorse.ccblade.Px_b | output | N/m | [25.766662322953778, 34.235268745238656, 84.28424086024246, 296.6602636412692, 459.40653423960805, 611.6981450806005, 773.9218639945103, 914.8235881786952, 1041.2000655444836, 1162.4005819195265, 1282.7603569896248, 1403.0644191646095, 1523.9046252534195, 1642.9569053858054, 1764.4968711248969, 1886.9288107406496, 2009.0719726897705, 2129.247917990136, 2248.8368285787574, 2367.213264626802, 2485.558706387596, 2619.3376202656036, 2762.3256841685857, 2893.2216793716098, 2972.695492997329, 2972.257013899042, 2909.3233194893546, 2769.7727951480874, 2499.8691533452825, 744.1870520747628] | Distributed loads in blade-aligned x-direction
rotorse.ccblade.Py_b | output | N/m | [9.816645813151936, 14.161480640904653, -19.844079855264596, -147.92896109302902, -193.23153646250398, -217.61741736660608, -239.45753462457895, -250.76688245604618, -254.67180892000303, -256.22215110421627, -257.9059966119541, -259.5018359375388, -260.8268658220159, -262.7520998365022, -264.0642194330285, -265.68642795359443, -266.82816142223976, -270.348384211211, -271.6575867836399, -270.16220309311257, -272.9994532721891, -272.53072232780636, -272.93709989424275, -272.4035352745788, -269.122799181861, -261.2292938051848, -247.21938084129928, -223.62725714878007, -179.33933425394724, -69.62575889524393] | Distributed loads in blade-aligned y-direction
rotorse.ccblade.Pz_b | output | N/m | [0.0, 0.0, 0.0, 0.0, 0.0, 0.0, 0.0, 0.0, 0.0, 0.0, 0.0, 0.0, 0.0, 0.0, 0.0, 0.0, 0.0, 0.0, 0.0, 0.0, 0.0, 0.0, 0.0, 0.0, 0.0, 0.0, 0.0, 0.0, 0.0, 0.0] | Distributed loads in blade-aligned z-direction
rotorse.ccblade.Px_af | output | N/m | [22.179151497556084, 29.2103214379176, 86.56050078367002, 322.7788883195615, 488.95129057987384, 640.0557144804756, 800.6982271956005, 939.2743374642927, 1062.685262131975, 1180.9145087634975, 1298.615497243398, 1416.610293560437, 1535.4030445692413, 1652.5961575197618, 1772.369173726645, 1893.1186395005534, 2013.650443874718, 2132.360791305344, 2250.4783260169065, 2367.2995744855584, 2483.815069859328, 2615.1094312301775, 2754.9848248087287, 2882.90625269958, 2960.5677228734326, 2960.2072480987254, 2898.264917330594, 2760.570934096643, 2493.614743676275, 742.5024763681048] | Distributed loads in airfoil x-direction
rotorse.ccblade.Py_af | output | N/m | [16.38208354069942, 22.789433549234246, 2.2136997921453805, -75.52535209423569, -96.5371732856517, -108.9065810557242, -123.19623136704077, -132.47620845224014, -140.1975049561129, -149.21738020483093, -159.96070414897747, -170.72270897361238, -181.2552110445522, -193.05957389964448, -204.66223935512878, -217.2358892481551, -229.73756562367117, -244.5861827957374, -257.7057045496214, -269.40486418344364, -288.4328052177764, -310.4919101074455, -339.111281130167, -365.7689300113267, -379.97938550154095, -373.7988080743116, -354.0339935073996, -317.64540718090007, -251.78143453840175, -85.74489701840184] | Distributed loads in airfoil y-direction
rotorse.ccblade.Pz_af | output | N/m | [0.0, 0.0, 0.0, 0.0, 0.0, 0.0, 0.0, 0.0, 0.0, 0.0, 0.0, 0.0, 0.0, 0.0, 0.0, 0.0, 0.0, 0.0, 0.0, 0.0, 0.0, 0.0, 0.0, 0.0, 0.0, 0.0, 0.0, 0.0, 0.0, 0.0] | Distributed loads in airfoil z-direction
rotorse.ccblade.LiftF | output | N/m | [0.007878088239145598, 5.465583789605525, 72.62307776178426, 329.21806630627884, 497.4473174433988, 648.7718646548353, 809.9640943735591, 948.5052328720103, 1071.830959877633, 1190.228037040528, 1308.3456460009265, 1426.7695261719093, 1545.96592344895, 1663.7378966451372, 1784.0459846940382, 1905.4417287014062, 2026.6101972166082, 2146.2599685495716, 2265.104196587118, 2382.476126879994, 2500.4199579477145, 2633.378418783576, 2775.675184570905, 2905.9141994936167, 2984.7479019735542, 2983.608529382786, 2919.7019110856922, 2778.6805681633346, 2506.1911438197053, 747.408792822393] | Distributed lift force
rotorse.ccblade.DragF | output | N/m | [27.573308837020722, 36.643260687884116, 47.154102038903474, 38.80405096539296, 30.642401245245537, 25.04054050229348, 15.910005746041008, 11.137775329077556, 11.562880100356608, 13.49531051799056, 14.876395496676167, 16.114787242202794, 17.47353249734863, 17.951885422101498, 18.948474645860074, 19.530318104424907, 20.458927469428318, 18.790756039438747, 19.180840250149345, 22.220734733779977, 20.756162526871663, 22.818129548793024, 23.77216173166744, 24.454799065636962, 25.01073350739273, 25.152415555860216, 24.906826186167876, 24.18236948325017, 22.678873375608276, 6.49701387080718] | Distributed drag force
rotorse.ccblade.L_n_opt | output | N/m | [0.007878088239145598, 5.465583789605523, 72.62307776178423, 329.21806630627884, 497.44731744339856, 648.7718646548353, 809.964094373559, 948.5052328720099, 1071.8309598776325, 1190.2280370405279, 1308.3456460009265, 1426.769526171909, 1545.96592344895, 1663.737896645137, 1784.0459846940378, 1905.4417287014057, 2026.6101972166077, 2146.259968549571, 2265.1041965871177, 2382.476126879994, 2500.419957947714, 2633.3784187835754, 2775.675184570905, 2905.9141994936163, 2984.7479019735542, 2983.608529382786, 2919.7019110856922, 2778.6805681633346, 2506.191143819707, 747.408792822393] | Distributed lift force
rotorse.ccblade.D_n_opt | output | N/m | [27.573308837020722, 36.643260687884116, 47.154102038903474, 38.80405096539296, 30.64240124524555, 25.04054050229348, 15.910005746041016, 11.137775329077572, 11.562880100356606, 13.495310517990557, 14.876395496676167, 16.11478724220279, 17.47353249734863, 17.951885422101498, 18.94847464586007, 19.530318104424907, 20.458927469428314, 18.790756039438754, 19.180840250149345, 22.220734733779977, 20.756162526871666, 22.818129548793017, 23.77216173166744, 24.45479906563696, 25.01073350739273, 25.152415555860216, 24.906826186167876, 24.18236948325017, 22.678873375608287, 6.49701387080718] | Distributed drag force
rotorse.rc.sect_perimeter | output | m | [16.335395451020794, 16.20277837970874, 15.161045446042797, 14.134742717184896, 13.500372856841471, 13.311176519371728, 13.088231835860194, 12.76340132441986, 12.155286376934269, 11.622811587689958, 11.04815994142752, 10.468519726418025, 10.008894523747255, 9.591466326891297, 9.115999069040884, 8.689181746740157, 8.312510552951055, 7.930661628723072, 7.568192542651158, 7.2165916246538035, 6.858080045481341, 6.504206587054653, 6.166057694986507, 5.836876267330607, 5.496605716070482, 5.136685446194374, 4.7600399458007665, 4.368620976700205, 3.9658867809548175, 1.0422911460333801] | Perimeter of the section along the blade span
rotorse.rc.layer_volume | output | m**3 | [1.0893711000619117, 10.658905978407304, 6.100033967179257, 6.100033967179255, 0.1686481715711287, 1.3856956498016761, 1.3856956498016761, 6.282282453493213, 3.4302417749935934, 3.448536641841085, 6.259589962552458, 10.455200636806998, 0.20305264926969163, 4.270403853103822, 0.20305264926969163, 0.19855431701592866, 4.172253540551824, 0.19855431701592866] | Volumes of each layer used in the blade, ignoring the scrap factor
rotorse.rc.mat_volume | output | m**3 | [1.0893711000619117, 0.0, 0.0, 0.0, 2.9400394711744813, 12.200067934358511, 0.8032139325712405, 21.114106615214304, 27.863308226535995, 0.0, 0.0] | Volumes of each material used in the blade, ignoring the scrap factor. For laminates, this is the wet volume
rotorse.rc.mat_mass | output | kg | [1345.3733085764609, 0.0, 0.0, 0.0, 5703.676574078494, 14884.082879917383, 1558.2350291882067, 40961.36683351575, 3622.2300694496794, 0.0, 328.4692764051301] | Masses of each material used in the blade, ignoring the scrap factor. For laminates, this is the wet mass.
rotorse.rc.mat_cost | output | USD | [9727.049021007813, 0.0, 0.0, 0.0, 7946.8051745814155, 70948.08737211565, 3482.974430644626, 87284.3820663747, 47088.990902845835, 90070.429333331, 2956.2234876461707] | Costs of each material used in the blade, ignoring the scrap factor. For laminates, this is the cost of the dry fabric.
rotorse.rc.mat_cost_scrap | output | USD | [12158.811276259767, 0.0, 0.0, 0.0, 8344.145433310487, 74495.49174072144, 4005.4205952413195, 100377.0393763309, 56506.789083415, 90070.429333331, 2956.2234876461707] | Same as mat_cost, now including the scrap factor.
rotorse.rc.total_labor_hours | output | h | 3224.7079 | Total amount of labor hours per blade.
rotorse.rc.total_skin_mold_gating_ct | output | h | 24.4994 | Total amount of gating cycle time per blade. This is the cycle time required in the main mold that cannot be parallelized unless the number of molds is increased.
rotorse.rc.total_non_gating_ct | output | h | 286.7483 | Total amount of non-gating cycle time per blade. This cycle time can happen in parallel.
rotorse.rc.total_metallic_parts_cost | output | USD | 8885.379 | Cost of the metallic parts (bolts, nuts, lightining protection system), excluding the blade joint.
rotorse.rc.total_consumable_cost_w_waste | output | USD | 15449.1997 | Cost of the consumables including the waste.
rotorse.rc.total_blade_mat_cost_w_waste | output | USD | 373248.929 | Total blade material costs including the waste per blade.
rotorse.rc.total_cost_labor | output | USD | 190723.8347 | Total labor costs per blade.
rotorse.rc.total_cost_utility | output | USD | 4097.0521 | Total utility costs per blade.
rotorse.rc.blade_variable_cost | output | USD | 568069.8158 | Total blade variable costs per blade (material, labor, utility).
rotorse.rc.total_cost_equipment | output | USD | 26972.5116 | Total equipment cost per blade.
rotorse.rc.total_cost_tooling | output | USD | 40421.4711 | Total tooling cost per blade.
rotorse.rc.total_cost_building | output | USD | 3217.0541 | Total builting cost per blade.
rotorse.rc.total_maintenance_cost | output | USD | 21116.905 | Total maintenance cost per blade.
rotorse.rc.total_labor_overhead | output | USD | 57217.1504 | Total labor overhead cost per blade.
rotorse.rc.cost_capital | output | USD | 42338.1739 | Cost of capital per blade.
rotorse.rc.blade_fixed_cost | output | USD | 191283.2661 | Total blade fixed cost per blade (equipment, tooling, building, maintenance, labor, capital).
rotorse.rc.total_blade_cost | output | USD | 759353.0819 | Total blade cost (variable and fixed)
rotorse.re.K | output |  | [[[13739764866.571093, 0.0, 0.0, 0.0, 0.0, 326950417.21732354], [0.0, 13749701955.881006, 0.0, 0.0, 0.0, -110381.00618563419], [0.0, 0.0, 46955011241.63457, -1117337935.9095125, 376949.36243940284, 0.0], [0.0, 0.0, -1117337935.9095125, 152473629095.77475, 2480765.656882592, 0.0], [0.0, 0.0, 376949.36243940284, 2480765.656882592, 152571074339.60297, 0.0], [326950417.21732354, -110381.00618563419, 0.0, 0.0, 0.0, 89293075818.47322]], [[10960334161.788054, 0.0, 0.0, 0.0, 0.0, -1018814821.4342645], [0.0, 11389266091.64108, 0.0, 0.0, 0.0, -818693.2477735236], [0.0, 0.0, 38929541654.14363, 3618684744.7736535, 2798367.5712568047, 0.0], [0.0, 0.0, 3618684744.7736535, 124221423260.1514, 2439491.644625251, 0.0], [0.0, 0.0, 2798367.5712568047, 2439491.644625251, 126444751509.87332, 0.0], [-1018814821.4342645, -818693.2477735236, 0.0, 0.0, 0.0, 71938254933.29504]], [[7517672193.305653, 0.0, 0.0, 0.0, 0.0, -1097765851.8477519], [0.0, 8836930491.723883, 0.0, 0.0, 0.0, 19434818.13128735], [0.0, 0.0, 31245046116.98807, 4562548590.131537, -68716370.3908664, 0.0], [0.0, 0.0, 4562548590.131537, 88355489221.03151, 220236548.95107943, 0.0], [0.0, 0.0, -68716370.3908664, 220236548.9510794, 84822356031.07463, 0.0], [-1097765851.8477519, 19434818.13128735, 0.0, 0.0, 0.0, 45369727706.38949]], [[4413443892.920329, 0.0, 0.0, 0.0, 0.0, -1212385771.7366962], [0.0, 6009273717.135966, 0.0, 0.0, 0.0, 78702452.61393265], [0.0, 0.0, 27422489197.020782, 7637766655.163805, -354378058.33950967, 0.0], [0.0, 0.0, 7637766655.163805, 69755703555.02304, 1168758727.5443482, 0.0], [0.0, 0.0, -354378058.33950967, 1168758727.5443482, 52074375668.77544, 0.0], [-1212385771.7366962, 78702452.61393265, 0.0, 0.0, 0.0, 23534275475.091522]], [[2038585873.4872255, 0.0, 0.0, 0.0, 0.0, -890554185.2576847], [0.0, 3497909383.8537207, 0.0, 0.0, 0.0, 70973140.69818738], [0.0, 0.0, 24256967800.6135, 10717354821.315233, -487739676.0301984, 0.0], [0.0, 0.0, 10717354821.315233, 58464701928.54419, 1292683950.807664, 0.0], [0.0, 0.0, -487739676.0301984, 1292683950.8076637, 32573607731.037987, 0.0], [-890554185.2576847, 70973140.69818738, 0.0, 0.0, 0.0, 10875181525.605946]], [[927172094.7670317, 0.0, 0.0, 0.0, 0.0, -439832882.34393114], [0.0, 2011143277.0788863, 0.0, 0.0, 0.0, 43334531.30510768], [0.0, 0.0, 22335949244.081696, 10601658797.388206, -476918567.07406867, 0.0], [0.0, 0.0, 10601658797.388206, 47848327790.51394, 399690060.0158626, 0.0], [0.0, 0.0, -476918567.07406867, 399690060.01586246, 26376130907.835907, 0.0], [-439832882.34393114, 43334531.30510768, 0.0, 0.0, 0.0, 5159247929.53969]], [[423905459.1971466, 0.0, 0.0, 0.0, 0.0, -197649674.96624357], [0.0, 1098106891.9120796, 0.0, 0.0, 0.0, 21188354.848485053], [0.0, 0.0, 21761454468.810127, 9926078182.210417, -418234014.8694185, 0.0], [0.0, 0.0, 9926078182.210417, 39701297413.35896, 406110637.14159906, 0.0], [0.0, 0.0, -418234014.8694185, 406110637.141599, 22024508474.295856, 0.0], [-197649674.96624357, 21188354.848485053, 0.0, 0.0, 0.0, 2296454172.788788]], [[223328618.67709336, 0.0, 0.0, 0.0, 0.0, -87649349.62250216], [0.0, 617595595.7288517, 0.0, 0.0, 0.0, 10402632.98790427], [0.0, 0.0, 21757806873.5628, 8213222796.448619, -367492818.81639117, 0.0], [0.0, 0.0, 8213222796.448619, 34197037111.986336, 1198510618.7528672, 0.0], [0.0, 0.0, -367492818.81639117, 1198510618.7528672, 17506085998.194576, 0.0], [-87649349.62250216, 10402632.98790427, 0.0, 0.0, 0.0, 1097016972.7170649]], [[143282313.73303077, 0.0, 0.0, 0.0, 0.0, -55622555.64882008], [0.0, 410775070.00794786, 0.0, 0.0, 0.0, 7673191.425498852], [0.0, 0.0, 22361958843.933144, 8738872332.535141, -416670633.928781, 0.0], [0.0, 0.0, 8738872332.535141, 31375850134.346638, 280561764.4887911, 0.0], [0.0, 0.0, -416670633.928781, 280561764.4887911, 14272161246.987545, 0.0], [-55622555.64882008, 7673191.425498852, 0.0, 0.0, 0.0, 626758485.4751564]], [[124128190.90812133, 0.0, 0.0, 0.0, 0.0, -42553472.22266866], [0.0, 359957327.81142694, 0.0, 0.0, 0.0, 3387438.8802819867], [0.0, 0.0, 23197564568.99342, 7445507689.536766, -216153607.48431766, 0.0], [0.0, 0.0, 7445507689.536766, 28431725008.385136, 303944716.3496479, 0.0], [0.0, 0.0, -216153607.48431766, 303944716.3496479, 13301421082.615047, 0.0], [-42553472.22266866, 3387438.8802819867, 0.0, 0.0, 0.0, 490050643.1745491]], [[117367905.59130464, 0.0, 0.0, 0.0, 0.0, -35112933.73633625], [0.0, 339976983.31566846, 0.0, 0.0, 0.0, 2361897.1365889385], [0.0, 0.0, 23746808473.953648, 6624115939.698449, -162824027.36071783, 0.0], [0.0, 0.0, 6624115939.698449, 25749348815.067062, 287789658.3778208, 0.0], [0.0, 0.0, -162824027.36071783, 287789658.3778208, 11886861297.971973, 0.0], [-35112933.73633625, 2361897.1365889385, 0.0, 0.0, 0.0, 411597741.1227347]], [[106498134.0644944, 0.0, 0.0, 0.0, 0.0, -33226970.845404513], [0.0, 309178643.8672943, 0.0, 0.0, 0.0, 1603167.133662927], [0.0, 0.0, 23770041614.73873, 7014696868.490194, -121885198.93567675, 0.0], [0.0, 0.0, 7014696868.490194, 23415970113.995686, 286412360.1987255, 0.0], [0.0, 0.0, -121885198.93567675, 286412360.1987255, 9559672425.319202, 0.0], [-33226970.845404513, 1603167.133662927, 0.0, 0.0, 0.0, 330938553.96336186]], [[97905222.90543084, 0.0, 0.0, 0.0, 0.0, -27269689.480570666], [0.0, 281776009.4204296, 0.0, 0.0, 0.0, 902562.3274508785], [0.0, 0.0, 23485639556.588146, 6202852631.970124, -74204645.7196682, 0.0], [0.0, 0.0, 6202852631.970124, 21496886067.25255, 275150734.322295, 0.0], [0.0, 0.0, -74204645.7196682, 275150734.32229507, 8338682316.302584, 0.0], [-27269689.480570666, 902562.3274508785, 0.0, 0.0, 0.0, 280677585.9308816]], [[93755092.33698553, 0.0, 0.0, 0.0, 0.0, -25097403.098089483], [0.0, 267513104.28350252, 0.0, 0.0, 0.0, 182852.83465200197], [0.0, 0.0, 22950049906.703545, 5864183205.380102, -15211273.310708955, 0.0], [0.0, 0.0, 5864183205.380102, 19674112654.970848, 292048399.43878794, 0.0], [0.0, 0.0, -15211273.310708955, 292048399.4387879, 7352201280.231839, 0.0], [-25097403.098089483, 182852.83465200197, 0.0, 0.0, 0.0, 248654893.85633564]], [[83652290.63489607, 0.0, 0.0, 0.0, 0.0, -22517440.242145333], [0.0, 236279974.3670373, 0.0, 0.0, 0.0, 834314.9327472977], [0.0, 0.0, 22277528563.099213, 5768656043.865544, -78124965.52983634, 0.0], [0.0, 0.0, 5768656043.865544, 17898535165.957333, 247140013.80468982, 0.0], [0.0, 0.0, -78124965.52983634, 247140013.8046898, 5867571645.270332, 0.0], [-22517440.242145333, 834314.9327472977, 0.0, 0.0, 0.0, 202112973.15391964]], [[73950551.38004132, 0.0, 0.0, 0.0, 0.0, -19918782.29368387], [0.0, 207150810.58774406, 0.0, 0.0, 0.0, 1510944.1483183717], [0.0, 0.0, 21585534237.801914, 5631875889.836133, -156700094.71089315, 0.0], [0.0, 0.0, 5631875889.836133, 16235121499.435366, 198826225.5881342, 0.0], [0.0, 0.0, -156700094.71089315, 198826225.58813417, 4698294017.241065, 0.0], [-19918782.29368387, 1510944.1483183717, 0.0, 0.0, 0.0, 163185816.86670953]], [[68729643.8389261, 0.0, 0.0, 0.0, 0.0, -16703696.375550495], [0.0, 189928060.85455772, 0.0, 0.0, 0.0, 1886996.4948535878], [0.0, 0.0, 20904106275.59175, 4937456623.677159, -206923466.03254133, 0.0], [0.0, 0.0, 4937456623.677159, 14619348590.152193, 176974966.2294625, 0.0], [0.0, 0.0, -206923466.03254133, 176974966.2294625, 3900894390.625447, 0.0], [-16703696.375550495, 1886996.4948535878, 0.0, 0.0, 0.0, 139137029.30442497]], [[67588031.09156917, 0.0, 0.0, 0.0, 0.0, -14710138.367467511], [0.0, 194197152.33667368, 0.0, 0.0, 0.0, 2806811.6220768043], [0.0, 0.0, 19717986014.228493, 4207327080.26187, -284381302.5953605, 0.0], [0.0, 0.0, 4207327080.26187, 10650863680.071638, 106279547.74739042, 0.0], [0.0, 0.0, -284381302.5953605, 106279547.74739042, 3081460941.8136907, 0.0], [-14710138.367467511, 2806811.6220768043, 0.0, 0.0, 0.0, 109849964.74157937]], [[68355387.33421314, 0.0, 0.0, 0.0, 0.0, -10580492.250707805], [0.0, 205083272.26433605, 0.0, 0.0, 0.0, 3899084.953694356], [0.0, 0.0, 18403731957.03181, 2855593954.579303, -349836584.7416093, 0.0], [0.0, 0.0, 2855593954.579303, 7097841377.33602, 53987723.432537615, 0.0], [0.0, 0.0, -349836584.7416093, 53987723.432537615, 2476495175.866803, 0.0], [-10580492.250707805, 3899084.953694356, 0.0, 0.0, 0.0, 85043151.61113203]], [[74058807.24051495, 0.0, 0.0, 0.0, 0.0, -5083427.113505936], [0.0, 231249262.5985969, 0.0, 0.0, 0.0, 5270217.381420644], [0.0, 0.0, 16978207392.948053, 1148875958.348195, -386731306.11798584, 0.0], [0.0, 0.0, 1148875958.348195, 4205878563.1099215, 31641123.744093485, 0.0], [0.0, 0.0, -386731306.11798584, 31641123.74409349, 2000894819.628085, 0.0], [-5083427.113505936, 5270217.381420644, 0.0, 0.0, 0.0, 65385420.212635666]], [[71825484.34913915, 0.0, 0.0, 0.0, 0.0, -5342218.737577703], [0.0, 225462934.1009335, 0.0, 0.0, 0.0, 6491338.603756494], [0.0, 0.0, 15587557886.834518, 1161162626.5111954, -448760492.18192947, 0.0], [0.0, 0.0, 1161162626.5111954, 2946167314.62316, 307945.3230728395, 0.0], [0.0, 0.0, -448760492.18192947, 307945.32307284325, 1552460320.631061, 0.0], [-5342218.737577703, 6491338.603756494, 0.0, 0.0, 0.0, 49041322.286252804]], [[62722552.39675012, 0.0, 0.0, 0.0, 0.0, -3466942.0243511214], [0.0, 193864271.3102662, 0.0, 0.0, 0.0, 6810581.546247346], [0.0, 0.0, 13612820160.957462, 753680421.1292439, -478204265.50811726, 0.0], [0.0, 0.0, 753680421.1292439, 2210053972.450698, 132195.21980318427, 0.0], [0.0, 0.0, -478204265.50811726, 132195.21980318055, 1126284442.0377302, 0.0], [-3466942.0243511214, 6810581.546247346, 0.0, 0.0, 0.0, 36422755.23570955]], [[52494239.11110726, 0.0, 0.0, 0.0, 0.0, -2179842.032209367], [0.0, 160529264.31824443, 0.0, 0.0, 0.0, 6100474.624968538], [0.0, 0.0, 10912899644.659468, 453874921.9709974, -414698752.4920999, 0.0], [0.0, 0.0, 453874921.9709974, 1631347755.7376082, 5150464.834855683, 0.0], [0.0, 0.0, -414698752.4920999, 5150464.834855683, 781841019.9087495, 0.0], [-2179842.032209367, 6100474.624968538, 0.0, 0.0, 0.0, 27726951.12757001]], [[37945424.09243346, 0.0, 0.0, 0.0, 0.0, -556706.8524988844], [0.0, 117022982.39662452, 0.0, 0.0, 0.0, 4273066.506050377], [0.0, 0.0, 8056466003.168923, 118568997.56135125, -294165595.08419305, 0.0], [0.0, 0.0, 118568997.56135125, 1020552851.8600646, 12148461.47734864, 0.0], [0.0, 0.0, -294165595.08419305, 12148461.477348639, 527403269.9555076, 0.0], [-556706.8524988844, 4273066.506050377, 0.0, 0.0, 0.0, 17396183.474660855]], [[27697245.960107688, 0.0, 0.0, 0.0, 0.0, -1080950.684250115], [0.0, 83039919.7766809, 0.0, 0.0, 0.0, 2875164.2459250605], [0.0, 0.0, 5646138034.460254, 221068638.21730736, -195482515.7654115, 0.0], [0.0, 0.0, 221068638.21730736, 676504788.7672771, 2718767.9866425907, 0.0], [0.0, 0.0, -195482515.7654115, 2718767.98664259, 335265553.74478155, 0.0], [-1080950.684250115, 2875164.2459250605, 0.0, 0.0, 0.0, 11575501.302242115]], [[21216264.259670127, 0.0, 0.0, 0.0, 0.0, -374704.29427546065], [0.0, 62072150.42437572, 0.0, 0.0, 0.0, 2009980.4764346855], [0.0, 0.0, 4048197882.6726356, 71799111.76988855, -131086500.63541886, 0.0], [0.0, 0.0, 71799111.76988855, 445160583.5394772, 4229385.128029447, 0.0], [0.0, 0.0, -131086500.63541886, 4229385.128029447, 211679747.71917006, 0.0], [-374704.29427546065, 2009980.4764346855, 0.0, 0.0, 0.0, 7965099.036657485]], [[16123113.809877684, 0.0, 0.0, 0.0, 0.0, -456450.5304149948], [0.0, 45970831.298114665, 0.0, 0.0, 0.0, 1391910.9213652352], [0.0, 0.0, 2750364869.5109353, 78327783.54733925, -83279385.7323852, 0.0], [0.0, 0.0, 78327783.54733925, 289953877.7018306, 1635020.0432454022, 0.0], [0.0, 0.0, -83279385.7323852, 1635020.0432454022, 122771722.57329234, 0.0], [-456450.5304149948, 1391910.9213652352, 0.0, 0.0, 0.0, 5569128.876267998]], [[12083389.500470987, 0.0, 0.0, 0.0, 0.0, -364621.31299243495], [0.0, 33845842.44302957, 0.0, 0.0, 0.0, 959743.5828525203], [0.0, 0.0, 1653827651.6601572, 50339538.686912365, -46903241.61641532, 0.0], [0.0, 0.0, 50339538.686912365, 181623981.50073603, -2413477.3530814247, 0.0], [0.0, 0.0, -46903241.61641532, -2413477.3530814247, 60534250.147814795, 0.0], [-364621.31299243495, 959743.5828525203, 0.0, 0.0, 0.0, 4156388.991805996]], [[8479469.710347421, 0.0, 0.0, 0.0, 0.0, -368517.3393377502], [0.0, 22813464.836554952, 0.0, 0.0, 0.0, 586396.7946741311], [0.0, 0.0, 772219704.6907939, 33560630.63820706, -19849118.179072075, 0.0], [0.0, 0.0, 33560630.63820706, 90513742.50964502, 274562.48064702214, 0.0], [0.0, 0.0, -19849118.179072075, 274562.480647022, 22778732.555319354, 0.0], [-368517.3393377502, 586396.7946741311, 0.0, 0.0, 0.0, 2906543.4492421015]], [[2034020.0404669598, 0.0, 0.0, 0.0, 0.0, -35297.35552417019], [0.0, 3427381.320143336, 0.0, 0.0, 0.0, 24175.493191054742], [0.0, 0.0, 125351052.49187341, 2175278.7962299557, -884180.4377582651, 0.0], [0.0, 0.0, 2175278.7962299557, 1642707.0110566441, 4556.287208748196, 0.0], [0.0, 0.0, -884180.4377582651, 4556.287208748199, 192614.56169475324, 0.0], [-35297.35552417019, 24175.493191054742, 0.0, 0.0, 0.0, 47690.52575537131]]] | Stiffness matrix at the center of the windIO reference axes.
rotorse.re.I | output |  | [[[3189.1630053030526, 0.0, 0.0, 0.0, 0.0, 75.91329326563095], [0.0, 3189.1630053030526, 0.0, 0.0, 0.0, -0.02569371120346445], [0.0, 0.0, 3189.1630053030526, -75.91329326563095, 0.025693711203462942, 0.0], [0.0, 0.0, -75.91329326563095, 10361.829639805646, 0.14945900243294477, 0.0], [0.0, 0.0, 0.025693711203462942, 0.1494590024329078, 10360.908851507571, 0.0], [75.91329326563095, -0.025693711203462238, 0.0, 0.0, 0.0, 20722.73849131322]], [[2595.841681639742, 0.0, 0.0, 0.0, 0.0, -246.33856877467167], [0.0, 2595.841681639742, 0.0, 0.0, 0.0, -0.17898802949101447], [0.0, 0.0, 2595.8416816397425, 246.33856877467173, 0.1789880294910176, 0.0], [0.0, 0.0, 246.33856877467173, 8435.83209522042, -41.32854428556534, 0.0], [0.0, 0.0, 0.1789880294910176, -41.32854428556552, 8287.579807344453, 0.0], [-246.33856877467167, -0.17898802949102277, 0.0, 0.0, 0.0, 16723.411902564876]], [[1950.1270826098053, 0.0, 0.0, 0.0, 0.0, -306.77621117799424], [0.0, 1950.1270826098053, 0.0, 0.0, 0.0, 4.2098390214868004], [0.0, 0.0, 1950.1270826098055, 306.7762111779943, -4.209839021486803, 0.0], [0.0, 0.0, 306.7762111779943, 5929.34038623889, -281.35877251698815, 0.0], [0.0, 0.0, -4.209839021486803, -281.35877251698776, 4986.829480304761, 0.0], [-306.77621117799424, 4.209839021486802, 0.0, 0.0, 0.0, 10916.16986654365]], [[1630.3639667933805, 0.0, 0.0, 0.0, 0.0, -461.1199689484844], [0.0, 1630.3639667933808, 0.0, 0.0, 0.0, 23.295595198168268], [0.0, 0.0, 1630.3639667933808, 461.1199689484845, -23.295595198168268, 0.0], [0.0, 0.0, 461.1199689484845, 4586.9579277920375, -505.9066766974287, 0.0], [0.0, 0.0, -23.295595198168268, -505.9066766974287, 2730.1288266804927, 0.0], [-461.1199689484844, 23.295595198168268, 0.0, 0.0, 0.0, 7317.086754472531]], [[1171.1756569293616, 0.0, 0.0, 0.0, 0.0, -607.366349515912], [0.0, 1171.1756569293618, 0.0, 0.0, 0.0, 32.44829223080792], [0.0, 0.0, 1171.1756569293618, 607.3663495159121, -32.44829223080792, 0.0], [0.0, 0.0, 607.3663495159121, 3582.250459645645, -504.0972008690494, 0.0], [0.0, 0.0, -32.44829223080792, -504.0972008690493, 1309.9538764238112, 0.0], [-607.366349515912, 32.44829223080792, 0.0, 0.0, 0.0, 4892.204336069456]], [[833.8846194236975, 0.0, 0.0, 0.0, 0.0, -599.8771474274895], [0.0, 833.8846194236974, 0.0, 0.0, 0.0, 27.62962331559688], [0.0, 0.0, 833.8846194236974, 599.8771474274894, -27.629623315596884, 0.0], [0.0, 0.0, 599.8771474274894, 2780.3524747764895, -352.0932545171855, 0.0], [0.0, 0.0, -27.629623315596884, -352.09325451718547, 752.9221473651859, 0.0], [-599.8771474274895, 27.62962331559689, 0.0, 0.0, 0.0, 3533.274622141676]], [[637.5096104669854, 0.0, 0.0, 0.0, 0.0, -535.8357081336701], [0.0, 637.5096104669854, 0.0, 0.0, 0.0, 23.025836849321767], [0.0, 0.0, 637.5096104669854, 535.8357081336701, -23.025836849321763, 0.0], [0.0, 0.0, 535.8357081336701, 2201.560709501968, -248.71226163502155, 0.0], [0.0, 0.0, -23.025836849321763, -248.7122616350215, 473.48692024643003, 0.0], [-535.8357081336701, 23.025836849321745, 0.0, 0.0, 0.0, 2675.0476297483983]], [[540.7568401389406, 0.0, 0.0, 0.0, 0.0, -453.50823987891374], [0.0, 540.7568401389406, 0.0, 0.0, 0.0, 19.309941837150948], [0.0, 0.0, 540.7568401389406, 453.50823987891374, -19.30994183715095, 0.0], [0.0, 0.0, 453.50823987891374, 1803.2032911220658, -195.73135207241586, 0.0], [0.0, 0.0, -19.30994183715095, -195.7313520724159, 324.5992306539419, 0.0], [-453.50823987891374, 19.30994183715095, 0.0, 0.0, 0.0, 2127.8025217760082]], [[495.9416686218484, 0.0, 0.0, 0.0, 0.0, -433.084252513548], [0.0, 495.94166862184835, 0.0, 0.0, 0.0, 16.768884601364636], [0.0, 0.0, 495.9416686218484, 433.084252513548, -16.768884601364636, 0.0], [0.0, 0.0, 433.084252513548, 1587.0963626790804, -144.35580446827913, 0.0], [0.0, 0.0, -16.768884601364636, -144.3558044682791, 235.69163136200464, 0.0], [-433.084252513548, 16.768884601364633, 0.0, 0.0, 0.0, 1822.7879940410849]], [[483.22938197957876, 0.0, 0.0, 0.0, 0.0, -404.6491354617933], [0.0, 483.22938197957876, 0.0, 0.0, 0.0, 12.40002898718248], [0.0, 0.0, 483.22938197957876, 404.6491354617933, -12.400028987182482, 0.0], [0.0, 0.0, 404.6491354617933, 1426.9271858872928, -111.60443263150441, 0.0], [0.0, 0.0, -12.400028987182482, -111.60443263150441, 205.32538221928766, 0.0], [-404.6491354617933, 12.400028987182482, 0.0, 0.0, 0.0, 1632.2525681065804]], [[474.1559692576679, 0.0, 0.0, 0.0, 0.0, -375.4996610169723], [0.0, 474.1559692576679, 0.0, 0.0, 0.0, 10.773206470212822], [0.0, 0.0, 474.1559692576679, 375.4996610169723, -10.773206470212823, 0.0], [0.0, 0.0, 375.4996610169723, 1270.6220676685907, -87.2599372778273, 0.0], [0.0, 0.0, -10.773206470212823, -87.2599372778273, 176.27885826947997, 0.0], [-375.4996610169723, 10.773206470212829, 0.0, 0.0, 0.0, 1446.9009259380707]], [[460.0586828942959, 0.0, 0.0, 0.0, 0.0, -361.06625775654004], [0.0, 460.0586828942959, 0.0, 0.0, 0.0, 9.470637275552582], [0.0, 0.0, 460.0586828942959, 361.06625775654004, -9.470637275552585, 0.0], [0.0, 0.0, 361.06625775654004, 1139.0856829175787, -68.96666534675494, 0.0], [0.0, 0.0, -9.470637275552585, -68.96666534675494, 138.1939626355086, 0.0], [-361.06625775654004, 9.47063727555259, 0.0, 0.0, 0.0, 1277.2796455530874]], [[446.0171910376322, 0.0, 0.0, 0.0, 0.0, -337.0590964638405], [0.0, 446.0171910376322, 0.0, 0.0, 0.0, 8.087880550067348], [0.0, 0.0, 446.0171910376322, 337.0590964638405, -8.087880550067347, 0.0], [0.0, 0.0, 337.0590964638405, 1031.949074639462, -55.52593931516173, 0.0], [0.0, 0.0, -8.087880550067347, -55.52593931516173, 117.73006407533472, 0.0], [-337.0590964638405, 8.087880550067347, 0.0, 0.0, 0.0, 1149.6791387147966]], [[430.5680222737705, 0.0, 0.0, 0.0, 0.0, -317.69373636119116], [0.0, 430.5680222737705, 0.0, 0.0, 0.0, 6.964612468555169], [0.0, 0.0, 430.56802227377045, 317.69373636119116, -6.964612468555169, 0.0], [0.0, 0.0, 317.69373636119116, 933.3869714141649, -44.70448126152882, 0.0], [0.0, 0.0, -6.964612468555169, -44.70448126152881, 102.16730175662124, 0.0], [-317.69373636119116, 6.9646124685551705, 0.0, 0.0, 0.0, 1035.5542731707862]], [[412.660070054337, 0.0, 0.0, 0.0, 0.0, -301.9493226837356], [0.0, 412.66007005433704, 0.0, 0.0, 0.0, 7.447400364022697], [0.0, 0.0, 412.66007005433704, 301.94932268373566, -7.447400364022696, 0.0], [0.0, 0.0, 301.94932268373566, 839.3451123203165, -35.67418366284517, 0.0], [0.0, 0.0, -7.447400364022696, -35.67418366284517, 80.33492309042836, 0.0], [-301.9493226837356, 7.447400364022694, 0.0, 0.0, 0.0, 919.6800354107447]], [[395.8660601982442, 0.0, 0.0, 0.0, 0.0, -285.29222023593104], [0.0, 395.8660601982442, 0.0, 0.0, 0.0, 8.091328584884009], [0.0, 0.0, 395.8660601982442, 285.29222023593104, -8.091328584884009, 0.0], [0.0, 0.0, 285.29222023593104, 752.4970581925031, -28.401493838776915, 0.0], [0.0, 0.0, -8.091328584884009, -28.401493838776915, 63.435924863179714, 0.0], [-285.29222023593104, 8.091328584884009, 0.0, 0.0, 0.0, 815.9329830556826]], [[380.21654417064974, 0.0, 0.0, 0.0, 0.0, -261.24735644460264], [0.0, 380.21654417064974, 0.0, 0.0, 0.0, 8.420135182573707], [0.0, 0.0, 380.21654417064974, 261.24735644460264, -8.420135182573707, 0.0], [0.0, 0.0, 261.24735644460264, 669.2135029702845, -22.858254871486054, 0.0], [0.0, 0.0, -8.420135182573707, -22.858254871486054, 52.27530822190155, 0.0], [-261.24735644460264, 8.420135182573707, 0.0, 0.0, 0.0, 721.488811192186]], [[343.8272783271039, 0.0, 0.0, 0.0, 0.0, -202.6168932659568], [0.0, 343.82727832710395, 0.0, 0.0, 0.0, 8.317668046384826], [0.0, 0.0, 343.82727832710395, 202.61689326595683, -8.317668046384826, 0.0], [0.0, 0.0, 202.61689326595683, 485.6831299989929, -15.273364688815514, 0.0], [0.0, 0.0, -8.317668046384826, -15.273364688815514, 40.78907940204998, 0.0], [-202.6168932659568, 8.317668046384826, 0.0, 0.0, 0.0, 526.4722094010428]], [[305.873735133298, 0.0, 0.0, 0.0, 0.0, -138.24587927177464], [0.0, 305.873735133298, 0.0, 0.0, 0.0, 8.063147392233498], [0.0, 0.0, 305.873735133298, 138.24587927177464, -8.063147392233498, 0.0], [0.0, 0.0, 138.24587927177464, 321.67760079039647, -9.266640635851061, 0.0], [0.0, 0.0, -8.063147392233498, -9.266640635851061, 32.432073503560744, 0.0], [-138.24587927177464, 8.063147392233498, 0.0, 0.0, 0.0, 354.1096742939572]], [[268.4725401502033, 0.0, 0.0, 0.0, 0.0, -78.03529669008876], [0.0, 268.4725401502033, 0.0, 0.0, 0.0, 7.506288048598556], [0.0, 0.0, 268.4725401502033, 78.03529669008876, -7.506288048598556, 0.0], [0.0, 0.0, 78.03529669008876, 189.84797817409088, -4.754566648558653, 0.0], [0.0, 0.0, -7.506288048598556, -4.754566648558653, 26.098226386511556, 0.0], [-78.03529669008876, 7.506288048598556, 0.0, 0.0, 0.0, 215.94620456060244]], [[241.12136497813404, 0.0, 0.0, 0.0, 0.0, -58.15583175915869], [0.0, 241.12136497813404, 0.0, 0.0, 0.0, 7.74764413248804], [0.0, 0.0, 241.12136497813407, 58.155831759158694, -7.747644132488042, 0.0], [0.0, 0.0, 58.155831759158694, 130.26880363302246, -2.7548811492344627, 0.0], [0.0, 0.0, -7.747644132488042, -2.7548811492344627, 20.194718854911766, 0.0], [-58.15583175915869, 7.74764413248804, 0.0, 0.0, 0.0, 150.46352248793423]], [[211.54010335218308, 0.0, 0.0, 0.0, 0.0, -42.395177782904526], [0.0, 211.5401033521831, 0.0, 0.0, 0.0, 7.8097216199432475], [0.0, 0.0, 211.54010335218308, 42.395177782904526, -7.809721619943246, 0.0], [0.0, 0.0, 42.395177782904526, 96.04996191680128, -1.4346365245823158, 0.0], [0.0, 0.0, -7.809721619943246, -1.4346365245823158, 14.78286313846058, 0.0], [-42.395177782904526, 7.8097216199432475, 0.0, 0.0, 0.0, 110.83282505526184]], [[175.63689290881354, 0.0, 0.0, 0.0, 0.0, -30.796436218052563], [0.0, 175.6368929088135, 0.0, 0.0, 0.0, 6.839109688312792], [0.0, 0.0, 175.6368929088135, 30.79643621805256, -6.839109688312792, 0.0], [0.0, 0.0, 30.79643621805256, 71.42183574690668, -0.5179199150063736, 0.0], [0.0, 0.0, -6.839109688312792, -0.5179199150063732, 10.53313230716072, 0.0], [-30.796436218052563, 6.839109688312792, 0.0, 0.0, 0.0, 81.95496805406741]], [[137.32265859242122, 0.0, 0.0, 0.0, 0.0, -17.613370427320344], [0.0, 137.32265859242122, 0.0, 0.0, 0.0, 5.132892115217214], [0.0, 0.0, 137.32265859242122, 17.613370427320344, -5.132892115217214, 0.0], [0.0, 0.0, 17.613370427320344, 46.373059843849774, 0.014208598950118612, 0.0], [0.0, 0.0, -5.132892115217214, 0.014208598950118834, 7.460165549965193, 0.0], [-17.613370427320344, 5.132892115217214, 0.0, 0.0, 0.0, 53.83322539381497]], [[101.30208542552921, 0.0, 0.0, 0.0, 0.0, -15.064465651221214], [0.0, 101.3020854255292, 0.0, 0.0, 0.0, 3.6006033192265408], [0.0, 0.0, 101.30208542552921, 15.064465651221214, -3.600603319226541, 0.0], [0.0, 0.0, 15.064465651221214, 31.530713727846724, 0.03985016154784282, 0.0], [0.0, 0.0, -3.600603319226541, 0.03985016154784293, 4.949119486796645, 0.0], [-15.064465651221214, 3.6006033192265408, 0.0, 0.0, 0.0, 36.47983321464337]], [[73.9195616189364, 0.0, 0.0, 0.0, 0.0, -9.093095842027779], [0.0, 73.9195616189364, 0.0, 0.0, 0.0, 2.4566694843396877], [0.0, 0.0, 73.9195616189364, 9.093095842027779, -2.4566694843396877, 0.0], [0.0, 0.0, 9.093095842027779, 20.283319472825454, 0.09436262668367851, 0.0], [0.0, 0.0, -2.4566694843396877, 0.09436262668367845, 3.1541225838010467, 0.0], [-9.093095842027779, 2.4566694843396877, 0.0, 0.0, 0.0, 23.437442056626498]], [[53.7254625452753, 0.0, 0.0, 0.0, 0.0, -6.520780190693775], [0.0, 53.7254625452753, 0.0, 0.0, 0.0, 1.6667653730616172], [0.0, 0.0, 53.725462545275306, 6.520780190693776, -1.6667653730616174, 0.0], [0.0, 0.0, 6.520780190693776, 13.479771027947313, 0.05859894518422784, 0.0], [0.0, 0.0, -1.6667653730616174, 0.05859894518422787, 1.918782190388746, 0.0], [-6.520780190693775, 1.6667653730616172, 0.0, 0.0, 0.0, 15.39855321833606]], [[39.1597130038487, 0.0, 0.0, 0.0, 0.0, -4.82476890648196], [0.0, 39.1597130038487, 0.0, 0.0, 0.0, 1.133929249894984], [0.0, 0.0, 39.1597130038487, 4.82476890648196, -1.133929249894984, 0.0], [0.0, 0.0, 4.82476890648196, 9.651133019826537, 0.07162329813123267, 0.0], [0.0, 0.0, -1.133929249894984, 0.07162329813123267, 1.1020212591369443, 0.0], [-4.82476890648196, 1.133929249894984, 0.0, 0.0, 0.0, 10.75315427896348]], [[24.777693073407047, 0.0, 0.0, 0.0, 0.0, -3.5687312479984077], [0.0, 24.777693073407047, 0.0, 0.0, 0.0, 0.6551212698830435], [0.0, 0.0, 24.77769307340705, 3.568731247998408, -0.6551212698830436, 0.0], [0.0, 0.0, 3.568731247998408, 6.273541168776931, -0.0027377158121217604, 0.0], [0.0, 0.0, -0.6551212698830436, -0.0027377158121217604, 0.5543775945045897, 0.0], [-3.5687312479984077, 0.6551212698830435, 0.0, 0.0, 0.0, 6.827918763281522]], [[5.685106965064248, 0.0, 0.0, 0.0, 0.0, -0.21615833781363117], [0.0, 5.685106965064249, 0.0, 0.0, 0.0, 0.04006674054301839], [0.0, 0.0, 5.685106965064248, 0.21615833781363117, -0.040066740543018384, 0.0], [0.0, 0.0, 0.21615833781363117, 0.11083283967984589, -0.0005166035144195029, 0.0], [0.0, 0.0, -0.040066740543018384, -0.0005166035144195029, 0.007365525430655324, 0.0], [-0.21615833781363117, 0.04006674054301839, 0.0, 0.0, 0.0, 0.1181983651105012]]] | Inertia matrix at the center of the windIO reference axes.
rotorse.re.precomp.z | output | m | [3.97, 8.004482758623, 12.038965517246, 16.073448275868998, 20.107931034492, 24.142413793114997, 28.176896551737997, 32.211379310361, 36.245862068984, 40.280344827606996, 44.314827586229995, 48.349310344852995, 52.38379310347599, 56.418275862098994, 60.452758620721994, 64.48724137934501, 68.521724137968, 72.556206896591, 76.59068965521399, 80.62517241383698, 84.65965517246, 88.69413793108299, 92.72862068970598, 96.76310344832899, 100.79758620695198, 104.83206896557498, 108.86655172419799, 112.90103448282098, 116.93551724144399, 120.97000000006697] | locations of properties along beam
rotorse.re.precomp.x_sc | output | m | [-8.027883553140335e-06, -7.188288000153753e-05, 0.0021992724905417664, 0.013270766426354781, 0.020473120901108952, 0.021742363016620924, 0.019371667858364874, 0.01679736417011603, 0.018726565589930827, 0.009503391860558326, 0.007037783248826385, 0.005242809409172007, 0.0032466644283180718, 0.0007042578893667664, 0.0035551920122193605, 0.0073283703646633185, 0.00997194507723202, 0.014484394252766873, 0.019015405068738916, 0.022802303761295842, 0.028792652825154058, 0.0351323742830731, 0.03800373237593317, 0.03651654503575507, 0.03462541978891899, 0.03238126856759698, 0.030276869479301388, 0.028352225731800542, 0.02570397784270476, 0.007053633935906399] | X-coordinate of the shear-center offset with respect to the XR-YR axes
rotorse.re.precomp.y_sc | output | m | [-0.02379592521359636, 0.09295472258375495, 0.14602470334171977, 0.27852200434064106, 0.44182582544567556, 0.47464554479131005, 0.45613119272138225, 0.37748394606941005, 0.3907918976832398, 0.3209607485903353, 0.2789476298241937, 0.2951066296888894, 0.26411257045074216, 0.25551940972761095, 0.25894506329669, 0.26090972907092774, 0.23619553778495084, 0.21337509202135876, 0.15516385270370228, 0.06766768315160196, 0.07449291511481286, 0.05536548725523114, 0.04159068045614382, 0.014717246682939323, 0.039153955653944715, 0.017736067714774484, 0.028479051785324522, 0.03043820112475454, 0.043459951143884824, 0.017353494470028326] | Chordwise offset of the section shear-center with respect to the reference frame, XR-YR
rotorse.re.sc_ss_mats | output |  | [[1.0, 0.0, 0.0, 0.0, 0.0, 1.0, 0.0, 1.0, 0.0, 0.0, 0.0], [1.0, 0.0, 0.0, 0.0, 0.0, 1.0, 0.0, 1.0, 0.0, 0.0, 0.0], [1.0, 0.0, 0.0, 0.0, 0.0, 1.0, 0.0, 1.0, 0.0, 0.0, 0.0], [1.0, 0.0, 0.0, 0.0, 0.0, 1.0, 0.0, 1.0, 0.0, 0.0, 0.0], [1.0, 0.0, 0.0, 0.0, 0.0, 1.0, 0.0, 1.0, 0.0, 0.0, 0.0], [1.0, 0.0, 0.0, 0.0, 0.0, 1.0, 0.0, 1.0, 0.0, 0.0, 0.0], [1.0, 0.0, 0.0, 0.0, 0.0, 1.0, 0.0, 1.0, 0.0, 0.0, 0.0], [1.0, 0.0, 0.0, 0.0, 0.0, 1.0, 0.0, 1.0, 0.0, 0.0, 0.0], [1.0, 0.0, 0.0, 0.0, 0.0, 1.0, 0.0, 1.0, 0.0, 0.0, 0.0], [1.0, 0.0, 0.0, 0.0, 0.0, 1.0, 0.0, 1.0, 0.0, 0.0, 0.0], [1.0, 0.0, 0.0, 0.0, 0.0, 1.0, 0.0, 1.0, 0.0, 0.0, 0.0], [1.0, 0.0, 0.0, 0.0, 0.0, 1.0, 0.0, 1.0, 0.0, 0.0, 0.0], [1.0, 0.0, 0.0, 0.0, 0.0, 1.0, 0.0, 1.0, 0.0, 0.0, 0.0], [1.0, 0.0, 0.0, 0.0, 0.0, 1.0, 0.0, 1.0, 0.0, 0.0, 0.0], [1.0, 0.0, 0.0, 0.0, 0.0, 1.0, 0.0, 1.0, 0.0, 0.0, 0.0], [1.0, 0.0, 0.0, 0.0, 0.0, 1.0, 0.0, 1.0, 0.0, 0.0, 0.0], [1.0, 0.0, 0.0, 0.0, 0.0, 1.0, 0.0, 1.0, 0.0, 0.0, 0.0], [1.0, 0.0, 0.0, 0.0, 0.0, 1.0, 0.0, 1.0, 0.0, 0.0, 0.0], [1.0, 0.0, 0.0, 0.0, 0.0, 1.0, 0.0, 1.0, 0.0, 0.0, 0.0], [1.0, 0.0, 0.0, 0.0, 0.0, 1.0, 0.0, 1.0, 0.0, 0.0, 0.0], [1.0, 0.0, 0.0, 0.0, 0.0, 1.0, 0.0, 1.0, 0.0, 0.0, 0.0], [1.0, 0.0, 0.0, 0.0, 0.0, 1.0, 0.0, 1.0, 0.0, 0.0, 0.0], [1.0, 0.0, 0.0, 0.0, 0.0, 1.0, 0.0, 1.0, 0.0, 0.0, 0.0], [1.0, 0.0, 0.0, 0.0, 0.0, 1.0, 0.0, 1.0, 0.0, 0.0, 0.0], [1.0, 0.0, 0.0, 0.0, 0.0, 1.0, 0.0, 1.0, 0.0, 0.0, 0.0], [1.0, 0.0, 0.0, 0.0, 0.0, 1.0, 0.0, 1.0, 0.0, 0.0, 0.0], [1.0, 0.0, 0.0, 0.0, 0.0, 1.0, 0.0, 1.0, 0.0, 0.0, 0.0], [1.0, 0.0, 0.0, 0.0, 0.0, 1.0, 0.0, 1.0, 0.0, 0.0, 0.0], [1.0, 0.0, 0.0, 0.0, 0.0, 1.0, 0.0, 1.0, 0.0, 0.0, 0.0], [1.0, 0.0, 0.0, 0.0, 0.0, 1.0, 0.0, 1.0, 0.0, 0.0, 0.0]] | spar cap, suction side, boolean of materials in each composite layer spanwise, passed as floats for differentiablity, used for Fatigue Analysis
rotorse.re.sc_ps_mats | output |  | [[1.0, 0.0, 0.0, 0.0, 0.0, 1.0, 0.0, 1.0, 0.0, 0.0, 0.0], [1.0, 0.0, 0.0, 0.0, 0.0, 1.0, 0.0, 1.0, 0.0, 0.0, 0.0], [1.0, 0.0, 0.0, 0.0, 0.0, 1.0, 0.0, 1.0, 0.0, 0.0, 0.0], [1.0, 0.0, 0.0, 0.0, 0.0, 1.0, 0.0, 1.0, 0.0, 0.0, 0.0], [1.0, 0.0, 0.0, 0.0, 0.0, 1.0, 0.0, 1.0, 0.0, 0.0, 0.0], [1.0, 0.0, 0.0, 0.0, 0.0, 1.0, 0.0, 1.0, 0.0, 0.0, 0.0], [1.0, 0.0, 0.0, 0.0, 0.0, 1.0, 0.0, 1.0, 0.0, 0.0, 0.0], [1.0, 0.0, 0.0, 0.0, 0.0, 1.0, 0.0, 1.0, 0.0, 0.0, 0.0], [1.0, 0.0, 0.0, 0.0, 0.0, 1.0, 0.0, 1.0, 0.0, 0.0, 0.0], [1.0, 0.0, 0.0, 0.0, 0.0, 1.0, 0.0, 1.0, 0.0, 0.0, 0.0], [1.0, 0.0, 0.0, 0.0, 0.0, 1.0, 0.0, 1.0, 0.0, 0.0, 0.0], [1.0, 0.0, 0.0, 0.0, 0.0, 1.0, 0.0, 1.0, 0.0, 0.0, 0.0], [1.0, 0.0, 0.0, 0.0, 0.0, 1.0, 0.0, 1.0, 0.0, 0.0, 0.0], [1.0, 0.0, 0.0, 0.0, 0.0, 1.0, 0.0, 1.0, 0.0, 0.0, 0.0], [1.0, 0.0, 0.0, 0.0, 0.0, 1.0, 0.0, 1.0, 0.0, 0.0, 0.0], [1.0, 0.0, 0.0, 0.0, 0.0, 1.0, 0.0, 1.0, 0.0, 0.0, 0.0], [1.0, 0.0, 0.0, 0.0, 0.0, 1.0, 0.0, 1.0, 0.0, 0.0, 0.0], [1.0, 0.0, 0.0, 0.0, 0.0, 1.0, 0.0, 1.0, 0.0, 0.0, 0.0], [1.0, 0.0, 0.0, 0.0, 0.0, 1.0, 0.0, 1.0, 0.0, 0.0, 0.0], [1.0, 0.0, 0.0, 0.0, 0.0, 1.0, 0.0, 1.0, 0.0, 0.0, 0.0], [1.0, 0.0, 0.0, 0.0, 0.0, 1.0, 0.0, 1.0, 0.0, 0.0, 0.0], [1.0, 0.0, 0.0, 0.0, 0.0, 1.0, 0.0, 1.0, 0.0, 0.0, 0.0], [1.0, 0.0, 0.0, 0.0, 0.0, 1.0, 0.0, 1.0, 0.0, 0.0, 0.0], [1.0, 0.0, 0.0, 0.0, 0.0, 1.0, 0.0, 1.0, 0.0, 0.0, 0.0], [1.0, 0.0, 0.0, 0.0, 0.0, 1.0, 0.0, 1.0, 0.0, 0.0, 0.0], [1.0, 0.0, 0.0, 0.0, 0.0, 1.0, 0.0, 1.0, 0.0, 0.0, 0.0], [1.0, 0.0, 0.0, 0.0, 0.0, 1.0, 0.0, 1.0, 0.0, 0.0, 0.0], [1.0, 0.0, 0.0, 0.0, 0.0, 1.0, 0.0, 1.0, 0.0, 0.0, 0.0], [1.0, 0.0, 0.0, 0.0, 0.0, 1.0, 0.0, 1.0, 0.0, 0.0, 0.0], [1.0, 0.0, 0.0, 0.0, 0.0, 1.0, 0.0, 1.0, 0.0, 0.0, 0.0]] | spar cap, pressure side, boolean of materials in each composite layer spanwise, passed as floats for differentiablity, used for Fatigue Analysis
rotorse.re.te_ss_mats | output |  | [[0.0, 0.0, 0.0, 0.0, 0.0, 0.0, 0.0, 0.0, 0.0, 0.0, 0.0], [0.0, 0.0, 0.0, 0.0, 0.0, 0.0, 0.0, 0.0, 0.0, 0.0, 0.0], [0.0, 0.0, 0.0, 0.0, 0.0, 0.0, 0.0, 0.0, 0.0, 0.0, 0.0], [1.0, 0.0, 0.0, 0.0, 1.0, 0.0, 0.0, 1.0, 0.0, 0.0, 0.0], [1.0, 0.0, 0.0, 0.0, 1.0, 0.0, 0.0, 1.0, 0.0, 0.0, 0.0], [1.0, 0.0, 0.0, 0.0, 1.0, 0.0, 0.0, 1.0, 0.0, 0.0, 0.0], [1.0, 0.0, 0.0, 0.0, 1.0, 0.0, 0.0, 1.0, 0.0, 0.0, 0.0], [1.0, 0.0, 0.0, 0.0, 1.0, 0.0, 0.0, 1.0, 0.0, 0.0, 0.0], [1.0, 0.0, 0.0, 0.0, 1.0, 0.0, 0.0, 0.0, 0.0, 0.0, 0.0], [1.0, 0.0, 0.0, 0.0, 1.0, 0.0, 0.0, 0.0, 0.0, 0.0, 0.0], [1.0, 0.0, 0.0, 0.0, 1.0, 0.0, 0.0, 0.0, 0.0, 0.0, 0.0], [1.0, 0.0, 0.0, 0.0, 1.0, 0.0, 0.0, 0.0, 0.0, 0.0, 0.0], [1.0, 0.0, 0.0, 0.0, 1.0, 0.0, 0.0, 0.0, 0.0, 0.0, 0.0], [1.0, 0.0, 0.0, 0.0, 1.0, 0.0, 0.0, 0.0, 0.0, 0.0, 0.0], [1.0, 0.0, 0.0, 0.0, 1.0, 0.0, 0.0, 1.0, 0.0, 0.0, 0.0], [1.0, 0.0, 0.0, 0.0, 1.0, 0.0, 0.0, 1.0, 0.0, 0.0, 0.0], [1.0, 0.0, 0.0, 0.0, 1.0, 0.0, 0.0, 1.0, 0.0, 0.0, 0.0], [1.0, 0.0, 0.0, 0.0, 1.0, 0.0, 0.0, 1.0, 0.0, 0.0, 0.0], [1.0, 0.0, 0.0, 0.0, 1.0, 0.0, 0.0, 1.0, 0.0, 0.0, 0.0], [1.0, 0.0, 0.0, 0.0, 1.0, 0.0, 0.0, 1.0, 0.0, 0.0, 0.0], [1.0, 0.0, 0.0, 0.0, 1.0, 0.0, 0.0, 1.0, 0.0, 0.0, 0.0], [1.0, 0.0, 0.0, 0.0, 1.0, 0.0, 0.0, 1.0, 0.0, 0.0, 0.0], [1.0, 0.0, 0.0, 0.0, 1.0, 0.0, 0.0, 1.0, 0.0, 0.0, 0.0], [1.0, 0.0, 0.0, 0.0, 1.0, 0.0, 0.0, 1.0, 0.0, 0.0, 0.0], [0.0, 0.0, 0.0, 0.0, 0.0, 0.0, 0.0, 0.0, 0.0, 0.0, 0.0], [0.0, 0.0, 0.0, 0.0, 0.0, 0.0, 0.0, 0.0, 0.0, 0.0, 0.0], [0.0, 0.0, 0.0, 0.0, 0.0, 0.0, 0.0, 0.0, 0.0, 0.0, 0.0], [0.0, 0.0, 0.0, 0.0, 0.0, 0.0, 0.0, 0.0, 0.0, 0.0, 0.0], [0.0, 0.0, 0.0, 0.0, 0.0, 0.0, 0.0, 0.0, 0.0, 0.0, 0.0], [0.0, 0.0, 0.0, 0.0, 0.0, 0.0, 0.0, 0.0, 0.0, 0.0, 0.0]] | trailing edge reinforcement, suction side, boolean of materials in each composite layer spanwise, passed as floats for differentiablity, used for Fatigue Analysis
rotorse.re.te_ps_mats | output |  | [[0.0, 0.0, 0.0, 0.0, 0.0, 0.0, 0.0, 0.0, 0.0, 0.0, 0.0], [0.0, 0.0, 0.0, 0.0, 0.0, 0.0, 0.0, 0.0, 0.0, 0.0, 0.0], [0.0, 0.0, 0.0, 0.0, 0.0, 0.0, 0.0, 0.0, 0.0, 0.0, 0.0], [1.0, 0.0, 0.0, 0.0, 1.0, 0.0, 0.0, 1.0, 0.0, 0.0, 0.0], [1.0, 0.0, 0.0, 0.0, 1.0, 0.0, 0.0, 1.0, 0.0, 0.0, 0.0], [1.0, 0.0, 0.0, 0.0, 1.0, 0.0, 0.0, 1.0, 0.0, 0.0, 0.0], [1.0, 0.0, 0.0, 0.0, 1.0, 0.0, 0.0, 1.0, 0.0, 0.0, 0.0], [1.0, 0.0, 0.0, 0.0, 1.0, 0.0, 0.0, 1.0, 0.0, 0.0, 0.0], [1.0, 0.0, 0.0, 0.0, 1.0, 0.0, 0.0, 0.0, 0.0, 0.0, 0.0], [1.0, 0.0, 0.0, 0.0, 1.0, 0.0, 0.0, 0.0, 0.0, 0.0, 0.0], [1.0, 0.0, 0.0, 0.0, 1.0, 0.0, 0.0, 0.0, 0.0, 0.0, 0.0], [1.0, 0.0, 0.0, 0.0, 1.0, 0.0, 0.0, 0.0, 0.0, 0.0, 0.0], [1.0, 0.0, 0.0, 0.0, 1.0, 0.0, 0.0, 0.0, 0.0, 0.0, 0.0], [1.0, 0.0, 0.0, 0.0, 1.0, 0.0, 0.0, 0.0, 0.0, 0.0, 0.0], [1.0, 0.0, 0.0, 0.0, 1.0, 0.0, 0.0, 1.0, 0.0, 0.0, 0.0], [1.0, 0.0, 0.0, 0.0, 1.0, 0.0, 0.0, 1.0, 0.0, 0.0, 0.0], [1.0, 0.0, 0.0, 0.0, 1.0, 0.0, 0.0, 1.0, 0.0, 0.0, 0.0], [1.0, 0.0, 0.0, 0.0, 1.0, 0.0, 0.0, 1.0, 0.0, 0.0, 0.0], [1.0, 0.0, 0.0, 0.0, 1.0, 0.0, 0.0, 1.0, 0.0, 0.0, 0.0], [1.0, 0.0, 0.0, 0.0, 1.0, 0.0, 0.0, 1.0, 0.0, 0.0, 0.0], [1.0, 0.0, 0.0, 0.0, 1.0, 0.0, 0.0, 1.0, 0.0, 0.0, 0.0], [1.0, 0.0, 0.0, 0.0, 1.0, 0.0, 0.0, 1.0, 0.0, 0.0, 0.0], [1.0, 0.0, 0.0, 0.0, 1.0, 0.0, 0.0, 1.0, 0.0, 0.0, 0.0], [1.0, 0.0, 0.0, 0.0, 1.0, 0.0, 0.0, 1.0, 0.0, 0.0, 0.0], [0.0, 0.0, 0.0, 0.0, 0.0, 0.0, 0.0, 0.0, 0.0, 0.0, 0.0], [0.0, 0.0, 0.0, 0.0, 0.0, 0.0, 0.0, 0.0, 0.0, 0.0, 0.0], [0.0, 0.0, 0.0, 0.0, 0.0, 0.0, 0.0, 0.0, 0.0, 0.0, 0.0], [0.0, 0.0, 0.0, 0.0, 0.0, 0.0, 0.0, 0.0, 0.0, 0.0, 0.0], [0.0, 0.0, 0.0, 0.0, 0.0, 0.0, 0.0, 0.0, 0.0, 0.0, 0.0], [0.0, 0.0, 0.0, 0.0, 0.0, 0.0, 0.0, 0.0, 0.0, 0.0, 0.0]] | trailing edge reinforcement, pressure side, boolean of materials in each composite layer spanwise, passed as floats for differentiablity, used for Fatigue Analysis
rotorse.blade_mass | output | kg | 68233.0936 | mass of one blade
rotorse.blade_moment_of_inertia | output | kg*m**2 | 116168777.5869 | mass moment of inertia of blade about hub
rotorse.mass_all_blades | output | kg | 204699.2808 | mass of all blades
rotorse.I_all_blades | output | kg*m**2 | [348506332.76071006, 174253166.38035503, 174253166.38035503, 0.0, 0.0, 0.0] | mass moments of inertia of all blades in hub c.s. order:Ixx, Iyy, Izz, Ixy, Ixz, Iyz
rotorse.total_bc.total_blade_cost | output | USD | 759353.0819 | Total blade cost (variable and fixed). For segmented blades, this is the total of inner+outer+joint
rotorse.wt_class.V_mean | output | m/s | 10
rotorse.wt_class.V_extreme1 | output | m/s | 40
rotorse.wt_class.V_extreme50 | output | m/s | 70
towerse.total_mass_den | output | kg/m | [10314.844411733615, 9488.451468448127, 8547.41522389624, 7685.8994913167335, 6812.656121445571, 5906.845588207135, 5081.876946716433, 4283.492084231731, 3625.335201113426, 4097.489292297825]
towerse.constr_d_to_t | output |  | [253.19019647559244, 273.2883475971034, 286.70179697445155, 283.8593439363817, 276.54031522730236, 267.01831552180334, 262.7236982324624, 284.4141780165771, 319.79256698357824, 272.3560296691391]
towerse.constr_taper | output |  | [1.0, 0.9926, 0.9513399153737658, 0.9354018849941756, 0.9227895392278953, 0.9066372224266961, 0.9349120433017591, 0.9766970618034448, 0.973918197984588, 0.9890444309190505]
towerse.slope | output |  | [1.0, 0.9926, 0.9513399153737658, 0.9354018849941756, 0.9227895392278953, 0.9066372224266961, 0.9349120433017591, 0.9766970618034448, 0.973918197984588, 0.9890444309190505]
towerse.thickness_slope | output |  | [0.9230301802714199, 0.9265690147026553, 0.9530181473696674, 0.9539015904572565, 0.9476683600364727, 0.9351225043812927, 0.8822621541175173, 0.8674247157316005, 1.1523096129837704]
towerse.member.ca_usr_grid_full | output |  | [0.0, 0.0, 0.0, 0.0, 0.0, 0.0, 0.0, 0.0, 0.0, 0.0, 0.0, 0.0, 0.0, 0.0, 0.0, 0.0, 0.0, 0.0, 0.0, 0.0, 0.0, 0.0, 0.0, 0.0, 0.0, 0.0, 0.0, 0.0, 0.0, 0.0, 0.0]
towerse.member.cd_usr_grid_full | output |  | [0.0, 0.0, 0.0, 0.0, 0.0, 0.0, 0.0, 0.0, 0.0, 0.0, 0.0, 0.0, 0.0, 0.0, 0.0, 0.0, 0.0, 0.0, 0.0, 0.0, 0.0, 0.0, 0.0, 0.0, 0.0, 0.0, 0.0, 0.0, 0.0, 0.0, 0.0]
towerse.member.nu_full | output |  | [0.26103404791929385, 0.26103404791929385, 0.26103404791929385, 0.26103404791929385, 0.26103404791929385, 0.26103404791929385, 0.26103404791929385, 0.26103404791929385, 0.26103404791929385, 0.26103404791929385, 0.26103404791929385, 0.26103404791929385, 0.26103404791929385, 0.26103404791929385, 0.26103404791929385, 0.26103404791929385, 0.26103404791929385, 0.26103404791929385, 0.26103404791929385, 0.26103404791929385, 0.26103404791929385, 0.26103404791929385, 0.26103404791929385, 0.26103404791929385, 0.26103404791929385, 0.26103404791929385, 0.26103404791929385, 0.26103404791929385, 0.26103404791929385, 0.26103404791929385]
towerse.member.nodes_r | output | m | [5.0, 5.0, 5.0, 5.0, 4.987666666666667, 4.975333333333333, 4.963, 4.8825, 4.802, 4.7215, 4.619833333333333, 4.518166666666667, 4.4165, 4.302833333333333, 4.189166666666667, 4.0755, 3.9486666666666665, 3.821833333333333, 3.695, 3.6148333333333333, 3.5346666666666664, 3.4545, 3.4276666666666666, 3.4008333333333334, 3.374, 3.344666666666667, 3.3153333333333332, 3.286, 3.274, 3.262, 3.25]
towerse.member.center_of_buoyancy | output | m | [0.0, 0.0, 0.0]
towerse.member.displacement | output | m**3 | 0
towerse.member.buoyancy_force | output | N | 0
towerse.member.idx_cb | output |  | 0
towerse.member.Awater | output | m**2 | 0
towerse.member.Iwaterx | output | m**4 | 0
towerse.member.Iwatery | output | m**4 | 0
towerse.member.added_mass | output | kg | [0.0, 0.0, 0.0, 0.0, 0.0, 0.0]
towerse.member.waterline_centroid | output | m | [0.0, 0.0]
towerse.member.z_dim | output | m | [15.0, 19.333333333333332, 23.666666666666664, 28.0, 32.33333333333333, 36.666666666666664, 41.0, 45.33333333333333, 49.666666666666664, 54.0, 58.333333333333336, 62.666666666666664, 67.0, 71.33333333333334, 75.66666666666666, 80.0, 84.33333333333333, 88.66666666666667, 93.0, 97.33333333333333, 101.66666666666667, 106.0, 110.33333333333333, 114.66666666666667, 119.0, 123.33333333333333, 127.66666666666667, 132.0, 136.12866666666667, 140.25733333333332, 144.386]
towerse.member.d_eff | output | m | [10.0, 10.0, 10.0, 10.0, 9.975333333333333, 9.950666666666667, 9.926, 9.765, 9.604, 9.443, 9.239666666666666, 9.036333333333333, 8.833, 8.605666666666666, 8.378333333333334, 8.151, 7.897333333333333, 7.643666666666666, 7.39, 7.229666666666667, 7.069333333333333, 6.909, 6.855333333333333, 6.801666666666667, 6.748, 6.689333333333334, 6.6306666666666665, 6.572, 6.548, 6.524, 6.5]
towerse.tower_section_height | output | m | [13.0, 13.0, 13.0, 13.0, 13.0, 13.0, 13.0, 13.0, 13.0, 12.385999999999996]
towerse.member.sigma_ult | output | Pa | [450000000.0, 450000000.0, 450000000.0, 450000000.0, 450000000.0, 450000000.0, 450000000.0, 450000000.0, 450000000.0, 450000000.0]
towerse.member.wohler_exp | output |  | [3.0, 3.0, 3.0, 3.0, 3.0, 3.0, 3.0, 3.0, 3.0, 3.0]
towerse.member.wohler_A | output |  | [450000000.0, 450000000.0, 450000000.0, 450000000.0, 450000000.0, 450000000.0, 450000000.0, 450000000.0, 450000000.0, 450000000.0]
towerse.member.ballast_density | output | kg/m**3 | []
towerse.member.ballast_unit_cost | output | USD/kg | []
towerse.z_param | output | m | [15.0, 28.0, 41.0, 54.0, 67.0, 80.0, 93.0, 106.0, 119.0, 132.0, 144.386]
towerse.member.sec_loc | output |  | [0.0, 0.1114034260838268, 0.2228068521676536, 0.3342102782514804, 0.4456137043353072, 0.557017130419134, 0.6684205565029608, 0.7798239825867876, 0.8912274086706145, 1.0] | normalized sectional location
towerse.member.str_tw | output | deg | [0.0, 0.0, 0.0, 0.0, 0.0, 0.0, 0.0, 0.0, 0.0, 0.0] | structural twist of section
towerse.member.tw_iner | output | deg | [0.0, 0.0, 0.0, 0.0, 0.0, 0.0, 0.0, 0.0, 0.0, 0.0] | inertial twist of section
towerse.member.mass_den | output | kg/m | [10314.844411733615, 9488.451468448127, 8547.41522389624, 7685.8994913167335, 6812.656121445571, 5906.845588207135, 5081.876946716433, 4283.492084231731, 3625.335201113426, 4097.489292297825] | sectional mass per unit length
towerse.member.foreaft_iner | output | kg*m | [127921.09002862245, 116871.16014855463, 99510.6714070685, 79661.25048116932, 60968.507932971275, 44249.73479503471, 32223.999189376686, 24791.606865919286, 19975.173303526142, 21720.14843244349] | sectional fore-aft intertia per unit length about the Y_G inertia axis
towerse.member.sideside_iner | output | kg*m | [127921.09002862245, 116871.16014855463, 99510.6714070685, 79661.25048116932, 60968.507932971275, 44249.73479503471, 32223.999189376686, 24791.606865919286, 19975.173303526142, 21720.14843244349] | sectional side-side intertia per unit length about the Y_G inertia axis
towerse.member.foreaft_stff | output | N*m**2 | [3065446681730.708, 2800650854266.825, 2384631473929.2715, 1908968379611.055, 1461023434770.4597, 1060381854661.7472, 772202233150.6515, 594095539561.9287, 478676570896.8642, 520492413909.5013] | sectional fore-aft bending stiffness per unit length about the Y_E elastic axis
towerse.member.sideside_stff | output | N*m**2 | [3065446681730.708, 2800650854266.825, 2384631473929.2715, 1908968379611.055, 1461023434770.4597, 1060381854661.7472, 772202233150.6515, 594095539561.9287, 478676570896.8642, 520492413909.5013] | sectional side-side bending stiffness per unit length about the Y_E elastic axis
towerse.member.tor_stff | output | N*m**2 | [2430899218612.4517, 2220916127433.5923, 1891012758825.9124, 1513811925031.5667, 1158591583772.9744, 840882810746.7655, 612356370888.4666, 471117762872.6095, 379590520721.2133, 412750484230.2345] | sectional torsional stiffness
towerse.member.axial_stff | output | N | [247180551443.41275, 227377221865.51944, 204826628897.58542, 184181631711.40027, 163255598405.11795, 141549139425.04517, 121779941210.55435, 102647785387.77213, 86875993316.88057, 98190493465.08087] | sectional axial stiffness
towerse.member.cg_offst | output | m | [0.0, 0.0, 0.0, 0.0, 0.0, 0.0, 0.0, 0.0, 0.0, 0.0] | offset from the sectional center of mass
towerse.member.sc_offst | output | m | [0.0, 0.0, 0.0, 0.0, 0.0, 0.0, 0.0, 0.0, 0.0, 0.0] | offset from the sectional shear center
towerse.member.tc_offst | output | m | [0.0, 0.0, 0.0, 0.0, 0.0, 0.0, 0.0, 0.0, 0.0, 0.0] | offset from the sectional tension center
towerse.member.axial_load2stress | output | m**2 | [[0.1448636066206094, 0.1448636066206094, 0.8091251469102179, 0.32621673244546995, 0.32621673244546995, 0.0], [0.1448636066206094, 0.1448636066206094, 0.8795955828780796, 0.35573873783021726, 0.35573873783021726, 0.0], [0.1448636066206094, 0.1448636066206094, 0.9764355400293251, 0.40612145339348327, 0.40612145339348327, 0.0], [0.1448636066206094, 0.1448636066206094, 1.0858846136914782, 0.47868786605369723, 0.47868786605369723, 0.0], [0.1448636066206094, 0.1448636066206094, 1.2250728425478006, 0.5812363989448378, 0.5812363989448378, 0.0], [0.1448636066206094, 0.1448636066206094, 1.4129368840557766, 0.732802052943345, 0.732802052943345, 0.0], [0.1448636066206094, 0.1448636066206094, 1.6423065901650027, 0.9258584983404445, 0.9258584983404445, 0.0], [0.1448636066206094, 0.1448636066206094, 1.9484102773816385, 1.1493942548424392, 1.1493942548424392, 0.0], [0.1448636066206094, 0.1448636066206094, 2.3021319511190983, 1.3913361139697322, 1.3913361139697322, 0.0], [0.1448636066206094, 0.1448636066206094, 2.0368570616372885, 1.2557339598683226, 1.2557339598683226, 0.0]]
towerse.member.shear_load2stress | output | m**2 | [[1.3302271719986756, 1.3302271719986756, 0.0, 0.0, 0.0, 0.16310836622273497], [1.446272696039296, 1.446272696039296, 0.0, 0.0, 0.0, 0.17786936891510863], [1.6056255526292256, 1.6056255526292256, 0.0, 0.0, 0.0, 0.20306072669674163], [1.7855726802545213, 1.7855726802545213, 0.0, 0.0, 0.0, 0.23934393302684862], [2.0143618901554485, 2.0143618901554485, 0.0, 0.0, 0.0, 0.2906181994724189], [2.3231275455035707, 2.3231275455035707, 0.0, 0.0, 0.0, 0.3664010264716725], [2.7001787207793115, 2.7001787207793115, 0.0, 0.0, 0.0, 0.46292924917022227], [3.20387534713381, 3.20387534713381, 0.0, 0.0, 0.0, 0.5746971274212196], [3.786181765756723, 3.786181765756723, 0.0, 0.0, 0.0, 0.6956680569848661], [3.3490778596215853, 3.3490778596215853, 0.0, 0.0, 0.0, 0.6278669799341613]]
towerse.member.labor_hours | output | h | 1170.5385
towerse.tower_cost | output | USD | 2394873.3739
towerse.member.section_D | output | m | [10.0, 10.0, 10.0, 9.987666666666666, 9.963000000000001, 9.938333333333333, 9.845500000000001, 9.6845, 9.523499999999999, 9.341333333333333, 9.138, 8.934666666666667, 8.719333333333333, 8.492, 8.264666666666667, 8.024166666666666, 7.7705, 7.516833333333333, 7.309833333333334, 7.1495, 6.989166666666666, 6.8821666666666665, 6.8285, 6.7748333333333335, 6.7186666666666675, 6.66, 6.601333333333333, 6.5600000000000005, 6.536, 6.5120000000000005]
towerse.member.section_t | output | m | [0.039496, 0.039496, 0.039496, 0.036456, 0.036456, 0.036456, 0.033779, 0.033779, 0.033779, 0.032192, 0.032192, 0.032192, 0.030708, 0.030708, 0.030708, 0.029101000000000002, 0.029101000000000002, 0.029101000000000002, 0.027213, 0.027213, 0.027213, 0.024009, 0.024009, 0.024009, 0.020825999999999997, 0.020825999999999997, 0.020825999999999997, 0.023998, 0.023998, 0.023998]
towerse.member.section_sigma_y | output | Pa | [345000000.0, 345000000.0, 345000000.0, 345000000.0, 345000000.0, 345000000.0, 345000000.0, 345000000.0, 345000000.0, 345000000.0, 345000000.0, 345000000.0, 345000000.0, 345000000.0, 345000000.0, 345000000.0, 345000000.0, 345000000.0, 345000000.0, 345000000.0, 345000000.0, 345000000.0, 345000000.0, 345000000.0, 345000000.0, 345000000.0, 345000000.0, 345000000.0, 345000000.0, 345000000.0]
towerse.height_constraint | output | m | 5.614
towerse.transition_piece_height | output | m | 15
towerse.z_start | output | m | 15
af_3d.cl_corrected | output |  | [[[0.0001, 0.0001, 0.0001], [9.999999999998899e-05, 9.999999999998899e-05, 9.999999999998899e-05], [9.999999999998899e-05, 9.999999999998899e-05, 9.999999999998899e-05], [9.999999999998899e-05, 9.999999999998899e-05, 9.999999999998899e-05], [9.999999999998899e-05, 9.999999999998899e-05, 9.999999999998899e-05], [9.999999999998899e-05, 9.999999999998899e-05, 9.999999999998899e-05], [9.999999999998899e-05, 9.999999999998899e-05, 9.999999999998899e-05], [9.999999999998899e-05, 9.999999999998899e-05, 9.999999999998899e-05], [9.999999999998899e-05, 9.999999999998899e-05, 9.999999999998899e-05], [9.999999999998899e-05, 9.999999999998899e-05, 9.999999999998899e-05], [9.999999999998899e-05, 9.999999999998899e-05, 9.999999999998899e-05], [9.999999999998899e-05, 9.999999999998899e-05, 9.999999999998899e-05], [9.999999999998899e-05, 9.999999999998899e-05, 9.999999999998899e-05], [9.999999999998899e-05, 9.999999999998899e-05, 9.999999999998899e-05], [9.999999999998899e-05, 9.999999999998899e-05, 9.999999999998899e-05], [9.999999999998899e-05, 9.999999999998899e-05, 9.999999999998899e-05], [9.999999999998899e-05, 9.999999999998899e-05, 9.999999999998899e-05], [9.999999999998899e-05, 9.999999999998899e-05, 9.999999999998899e-05], [9.999999999998899e-05, 9.999999999998899e-05, 9.999999999998899e-05], [9.999999999998899e-05, 9.999999999998899e-05, 9.999999999998899e-05], [9.999999999998899e-05, 9.999999999998899e-05, 9.999999999998899e-05], [0.00010000000000001674, 0.00010000000000001674, 0.00010000000000001674], [9.999999999998899e-05, 9.999999999998899e-05, 9.999999999998899e-05], [9.999999999998899e-05, 9.999999999998899e-05, 9.999999999998899e-05], [9.999999999998899e-05, 9.999999999998899e-05, 9.999999999998899e-05], [9.999999999998899e-05, 9.999999999998899e-05, 9.999999999998899e-05], [9.999999999998899e-05, 9.999999999998899e-05, 9.999999999998899e-05], [9.999999999998899e-05, 9.999999999998899e-05, 9.999999999998899e-05], [0.00010000000000000286, 0.00010000000000000286, 0.00010000000000000286], [0.00010000000000000286, 0.00010000000000000286, 0.00010000000000000286], [0.0001, 0.0001, 0.0001], [0.00010000000000000286, 0.00010000000000000286, 0.00010000000000000286], [0.00010000000000000286, 0.00010000000000000286, 0.00010000000000000286], [9.999999999998899e-05, 9.999999999998899e-05, 9.999999999998899e-05], [9.999999999998899e-05, 9.999999999998899e-05, 9.999999999998899e-05], [9.999999999998899e-05, 9.999999999998899e-05, 9.999999999998899e-05], [9.999999999998899e-05, 9.999999999998899e-05, 9.999999999998899e-05], [9.999999999998899e-05, 9.999999999998899e-05, 9.999999999998899e-05], [9.999999999998899e-05, 9.999999999998899e-05, 9.999999999998899e-05], [0.00010000000000001674, 0.00010000000000001674, 0.00010000000000001674], [9.999999999998899e-05, 9.999999999998899e-05, 9.999999999998899e-05], [9.999999999998899e-05, 9.999999999998899e-05, 9.999999999998899e-05], [9.999999999998899e-05, 9.999999999998899e-05, 9.999999999998899e-05], [9.999999999998899e-05, 9.999999999998899e-05, 9.999999999998899e-05], [9.999999999998899e-05, 9.999999999998899e-05, 9.999999999998899e-05], [9.999999999998899e-05, 9.999999999998899e-05, 9.999999999998899e-05], [9.999999999998899e-05, 9.999999999998899e-05, 9.999999999998899e-05], [9.999999999998899e-05, 9.999999999998899e-05, 9.999999999998899e-05], [9.999999999998899e-05, 9.999999999998899e-05, 9.999999999998899e-05], [9.999999999998899e-05, 9.999999999998899e-05, 9.999999999998899e-05], [9.999999999998899e-05, 9.999999999998899e-05, 9.999999999998899e-05], [9.999999999998899e-05, 9.999999999998899e-05, 9.999999999998899e-05], [9.999999999998899e-05, 9.999999999998899e-05, 9.999999999998899e-05], [9.999999999998899e-05, 9.999999999998899e-05, 9.999999999998899e-05], [9.999999999998899e-05, 9.999999999998899e-05, 9.999999999998899e-05], [9.999999999998899e-05, 9.999999999998899e-05, 9.999999999998899e-05], [9.999999999998899e-05, 9.999999999998899e-05, 9.999999999998899e-05], [9.999999999998899e-05, 9.999999999998899e-05, 9.999999999998899e-05], [9.999999999998899e-05, 9.999999999998899e-05, 9.999999999998899e-05], [9.999999999998899e-05, 9.999999999998899e-05, 9.999999999998899e-05], [9.999999999998899e-05, 9.999999999998899e-05, 9.999999999998899e-05], [9.999999999998899e-05, 9.999999999998899e-05, 9.999999999998899e-05], [9.999999999998899e-05, 9.999999999998899e-05, 9.999999999998899e-05], [9.999999999998899e-05, 9.999999999998899e-05, 9.999999999998899e-05], [9.999999999998899e-05, 9.999999999998899e-05, 9.999999999998899e-05], [9.999999999998899e-05, 9.999999999998899e-05, 9.999999999998899e-05], [9.999999999998899e-05, 9.999999999998899e-05, 9.999999999998899e-05], [9.999999999998899e-05, 9.999999999998899e-05, 9.999999999998899e-05], [9.999999999998899e-05, 9.999999999998899e-05, 9.999999999998899e-05], [0.00010000000000010001, 0.00010000000000010001, 0.00010000000000010001], [9.999999999998899e-05, 9.999999999998899e-05, 9.999999999998899e-05], [9.999999999987796e-05, 9.999999999987796e-05, 9.999999999987796e-05], [9.999999999998899e-05, 9.999999999998899e-05, 9.999999999998899e-05], [9.999999999998899e-05, 9.999999999998899e-05, 9.999999999998899e-05], [9.999999999998899e-05, 9.999999999998899e-05, 9.999999999998899e-05], [9.999999999998899e-05, 9.999999999998899e-05, 9.999999999998899e-05], [9.999999999998899e-05, 9.999999999998899e-05, 9.999999999998899e-05], [9.999999999998899e-05, 9.999999999998899e-05, 9.999999999998899e-05], [9.999999999998899e-05, 9.999999999998899e-05, 9.999999999998899e-05], [9.999999999998899e-05, 9.999999999998899e-05, 9.999999999998899e-05], [9.999999999998899e-05, 9.999999999998899e-05, 9.999999999998899e-05], [9.999999999998899e-05, 9.999999999998899e-05, 9.999999999998899e-05], [9.999999999998899e-05, 9.999999999998899e-05, 9.999999999998899e-05], [9.999999999998899e-05, 9.999999999998899e-05, 9.999999999998899e-05], [9.999999999993348e-05, 9.999999999993348e-05, 9.999999999993348e-05], [9.999999999998899e-05, 9.999999999998899e-05, 9.999999999998899e-05], [9.999999999998899e-05, 9.999999999998899e-05, 9.999999999998899e-05], [9.999999999998899e-05, 9.999999999998899e-05, 9.999999999998899e-05], [9.999999999998899e-05, 9.999999999998899e-05, 9.999999999998899e-05], [9.999999999998899e-05, 9.999999999998899e-05, 9.999999999998899e-05], [9.999999999998899e-05, 9.999999999998899e-05, 9.999999999998899e-05], [9.999999999998899e-05, 9.999999999998899e-05, 9.999999999998899e-05], [0.00010000000000000286, 0.00010000000000000286, 0.00010000000000000286], [0.00010000000000000286, 0.00010000000000000286, 0.00010000000000000286], [9.99999999999994e-05, 9.99999999999994e-05, 9.99999999999994e-05], [0.00010000000000000286, 0.00010000000000000286, 0.00010000000000000286], [9.999999999998899e-05, 9.999999999998899e-05, 9.999999999998899e-05], [9.999999999998899e-05, 9.999999999998899e-05, 9.999999999998899e-05], [9.999999999998899e-05, 9.999999999998899e-05, 9.999999999998899e-05], [9.999999999998899e-05, 9.999999999998899e-05, 9.999999999998899e-05], [9.999999999998899e-05, 9.999999999998899e-05, 9.999999999998899e-05], [9.999999999998899e-05, 9.999999999998899e-05, 9.999999999998899e-05], [9.999999999998899e-05, 9.999999999998899e-05, 9.999999999998899e-05], [9.999999999998899e-05, 9.999999999998899e-05, 9.999999999998899e-05], [9.999999999998899e-05, 9.999999999998899e-05, 9.999999999998899e-05], [9.999999999998899e-05, 9.999999999998899e-05, 9.999999999998899e-05], [9.999999999998899e-05, 9.999999999998899e-05, 9.999999999998899e-05], [9.999999999998899e-05, 9.999999999998899e-05, 9.999999999998899e-05], [9.999999999998899e-05, 9.999999999998899e-05, 9.999999999998899e-05], [9.999999999998899e-05, 9.999999999998899e-05, 9.999999999998899e-05], [9.999999999998899e-05, 9.999999999998899e-05, 9.999999999998899e-05], [9.999999999998899e-05, 9.999999999998899e-05, 9.999999999998899e-05], [9.999999999998899e-05, 9.999999999998899e-05, 9.999999999998899e-05], [9.999999999998899e-05, 9.999999999998899e-05, 9.999999999998899e-05], [9.999999999998899e-05, 9.999999999998899e-05, 9.999999999998899e-05], [9.999999999998899e-05, 9.999999999998899e-05, 9.999999999998899e-05], [9.999999999998899e-05, 9.999999999998899e-05, 9.999999999998899e-05], [9.999999999998899e-05, 9.999999999998899e-05, 9.999999999998899e-05], [9.999999999998899e-05, 9.999999999998899e-05, 9.999999999998899e-05], [9.999999999998899e-05, 9.999999999998899e-05, 9.999999999998899e-05], [9.999999999998899e-05, 9.999999999998899e-05, 9.999999999998899e-05], [9.999999999998899e-05, 9.999999999998899e-05, 9.999999999998899e-05], [9.999999999998899e-05, 9.999999999998899e-05, 9.999999999998899e-05], [9.999999999987796e-05, 9.999999999987796e-05, 9.999999999987796e-05], [9.999999999976694e-05, 9.999999999976694e-05, 9.999999999976694e-05], [9.999999999998899e-05, 9.999999999998899e-05, 9.999999999998899e-05], [9.999999999998899e-05, 9.999999999998899e-05, 9.999999999998899e-05], [9.999999999998899e-05, 9.999999999998899e-05, 9.999999999998899e-05], [9.999999999998899e-05, 9.999999999998899e-05, 9.999999999998899e-05], [9.999999999998899e-05, 9.999999999998899e-05, 9.999999999998899e-05], [9.999999999976694e-05, 9.999999999976694e-05, 9.999999999976694e-05], [9.999999999998899e-05, 9.999999999998899e-05, 9.999999999998899e-05], [9.999999999998899e-05, 9.999999999998899e-05, 9.999999999998899e-05], [9.999999999998899e-05, 9.999999999998899e-05, 9.999999999998899e-05], [9.999999999998899e-05, 9.999999999998899e-05, 9.999999999998899e-05], [9.999999999998899e-05, 9.999999999998899e-05, 9.999999999998899e-05], [9.999999999998899e-05, 9.999999999998899e-05, 9.999999999998899e-05], [9.999999999998899e-05, 9.999999999998899e-05, 9.999999999998899e-05], [9.999999999998899e-05, 9.999999999998899e-05, 9.999999999998899e-05], [9.999999999998899e-05, 9.999999999998899e-05, 9.999999999998899e-05], [9.999999999998899e-05, 9.999999999998899e-05, 9.999999999998899e-05], [9.999999999998899e-05, 9.999999999998899e-05, 9.999999999998899e-05], [9.999999999998899e-05, 9.999999999998899e-05, 9.999999999998899e-05], [9.999999999998899e-05, 9.999999999998899e-05, 9.999999999998899e-05], [9.999999999998899e-05, 9.999999999998899e-05, 9.999999999998899e-05], [9.999999999998899e-05, 9.999999999998899e-05, 9.999999999998899e-05], [9.999999999998899e-05, 9.999999999998899e-05, 9.999999999998899e-05], [9.999999999976694e-05, 9.999999999976694e-05, 9.999999999976694e-05], [9.999999999976694e-05, 9.999999999976694e-05, 9.999999999976694e-05], [9.999999999998899e-05, 9.999999999998899e-05, 9.999999999998899e-05], [9.999999999998899e-05, 9.999999999998899e-05, 9.999999999998899e-05], [9.999999999998899e-05, 9.999999999998899e-05, 9.999999999998899e-05], [9.999999999998899e-05, 9.999999999998899e-05, 9.999999999998899e-05], [9.999999999998899e-05, 9.999999999998899e-05, 9.999999999998899e-05], [9.999999999998899e-05, 9.999999999998899e-05, 9.999999999998899e-05], [9.999999999998899e-05, 9.999999999998899e-05, 9.999999999998899e-05], [9.999999999998899e-05, 9.999999999998899e-05, 9.999999999998899e-05], [9.999999999998899e-05, 9.999999999998899e-05, 9.999999999998899e-05], [9.999999999998899e-05, 9.999999999998899e-05, 9.999999999998899e-05], [9.999999999998899e-05, 9.999999999998899e-05, 9.999999999998899e-05], [9.999999999998899e-05, 9.999999999998899e-05, 9.999999999998899e-05], [9.999999999998899e-05, 9.999999999998899e-05, 9.999999999998899e-05], [9.999999999998899e-05, 9.999999999998899e-05, 9.999999999998899e-05], [9.999999999998899e-05, 9.999999999998899e-05, 9.999999999998899e-05], [9.999999999998899e-05, 9.999999999998899e-05, 9.999999999998899e-05], [9.999999999998899e-05, 9.999999999998899e-05, 9.999999999998899e-05], [9.999999999998899e-05, 9.999999999998899e-05, 9.999999999998899e-05], [9.999999999998899e-05, 9.999999999998899e-05, 9.999999999998899e-05], [0.00010000000000000286, 0.00010000000000000286, 0.00010000000000000286], [9.999999999999999e-05, 9.999999999999999e-05, 9.999999999999999e-05], [0.00010000000000000286, 0.00010000000000000286, 0.00010000000000000286], [9.999999999998899e-05, 9.999999999998899e-05, 9.999999999998899e-05], [9.999999999998899e-05, 9.999999999998899e-05, 9.999999999998899e-05], [9.999999999998899e-05, 9.999999999998899e-05, 9.999999999998899e-05], [9.999999999998899e-05, 9.999999999998899e-05, 9.999999999998899e-05], [9.999999999998899e-05, 9.999999999998899e-05, 9.999999999998899e-05], [9.999999999998899e-05, 9.999999999998899e-05, 9.999999999998899e-05], [9.999999999998899e-05, 9.999999999998899e-05, 9.999999999998899e-05], [9.999999999998899e-05, 9.999999999998899e-05, 9.999999999998899e-05], [9.999999999998899e-05, 9.999999999998899e-05, 9.999999999998899e-05], [9.999999999998899e-05, 9.999999999998899e-05, 9.999999999998899e-05], [9.999999999998899e-05, 9.999999999998899e-05, 9.999999999998899e-05], [9.999999999998899e-05, 9.999999999998899e-05, 9.999999999998899e-05], [9.999999999998899e-05, 9.999999999998899e-05, 9.999999999998899e-05], [9.999999999998899e-05, 9.999999999998899e-05, 9.999999999998899e-05], [9.999999999998899e-05, 9.999999999998899e-05, 9.999999999998899e-05], [9.999999999998899e-05, 9.999999999998899e-05, 9.999999999998899e-05], [9.999999999998899e-05, 9.999999999998899e-05, 9.999999999998899e-05], [9.999999999998899e-05, 9.999999999998899e-05, 9.999999999998899e-05], [9.999999999998899e-05, 9.999999999998899e-05, 9.999999999998899e-05], [9.999999999998899e-05, 9.999999999998899e-05, 9.999999999998899e-05], [9.999999999998899e-05, 9.999999999998899e-05, 9.999999999998899e-05], [9.999999999998899e-05, 9.999999999998899e-05, 9.999999999998899e-05], [9.999999999998899e-05, 9.999999999998899e-05, 9.999999999998899e-05], [9.999999999998899e-05, 9.999999999998899e-05, 9.999999999998899e-05], [9.999999999998899e-05, 9.999999999998899e-05, 9.999999999998899e-05], [9.999999999998899e-05, 9.999999999998899e-05, 9.999999999998899e-05], [9.999999999998899e-05, 9.999999999998899e-05, 9.999999999998899e-05], [9.999999999998899e-05, 9.999999999998899e-05, 9.999999999998899e-05], [0.0001, 0.0001, 0.0001]], [[9.43686830310173e-05, 9.43686830310173e-05, 9.43686830310173e-05], [0.010764676572212542, 0.010764676572212542, 0.010764676572212542], [0.021433814041820265, 0.021433814041820265, 0.021433814041820265], [0.03210173951353826, 0.03210173951353826, 0.03210173951353826], [0.04411510607395258, 0.04411510607395258, 0.04411510607395258], [0.05869586207270039, 0.05869586207270039, 0.05869586207270039], [0.06948570970771595, 0.06948570970771595, 0.06948570970771595], [0.07050617982003982, 0.07050617982003982, 0.07050617982003982], [0.06766854378006354, 0.06766854378006354, 0.06766854378006354], [0.0632621543504322, 0.0632621543504322, 0.0632621543504322], [0.05660007687102736, 0.05660007687102736, 0.05660007687102736], [0.047707844217329064, 0.047707844217329064, 0.047707844217329064], [0.04450030269502896, 0.04450030269502896, 0.04450030269502896], [0.039098282125013595, 0.039098282125013595, 0.039098282125013595], [0.03628172220340414, 0.03628172220340414, 0.03628172220340414], [0.034110963373461756, 0.034110963373461756, 0.034110963373461756], [0.03205886617837077, 0.03205886617837077, 0.03205886617837077], [0.029859764772323716, 0.029859764772323716, 0.029859764772323716], [0.027662550772632, 0.027662550772632, 0.027662550772632], [0.025501919345221946, 0.025501919345221946, 0.025501919345221946], [0.023299676657076652, 0.023299676657076652, 0.023299676657076652], [0.021005029988255156, 0.021005029988255156, 0.021005029988255156], [0.018664719649317242, 0.018664719649317242, 0.018664719649317242], [0.016328906057174068, 0.016328906057174068, 0.016328906057174068], [0.013987850205017426, 0.013987850205017426, 0.013987850205017426], [0.011562075629472743, 0.011562075629472743, 0.011562075629472743], [0.009157615840651962, 0.009157615840651962, 0.009157615840651962], [0.006883861935276248, 0.006883861935276248, 0.006883861935276248], [0.004705047088162889, 0.004705047088162889, 0.004705047088162889], [0.002474192134093347, 0.002474192134093347, 0.002474192134093347], [9.391167709895526e-05, 9.391167709895526e-05, 9.391167709895526e-05], [-0.00228614953971478, -0.00228614953971478, -0.00228614953971478], [-0.004516500478478053, -0.004516500478478053, -0.004516500478478053], [-0.006694854015144965, -0.006694854015144965, -0.006694854015144965], [-0.008968635578049129, -0.008968635578049129, -0.008968635578049129], [-0.011373715497459394, -0.011373715497459394, -0.011373715497459394], [-0.013799574942908588, -0.013799574942908588, -0.013799574942908588], [-0.016138884594952163, -0.016138884594952163, -0.016138884594952163], [-0.01846997612650713, -0.01846997612650713, -0.01846997612650713], [-0.02080514076924663, -0.02080514076924663, -0.02080514076924663], [-0.023097485392139773, -0.023097485392139773, -0.023097485392139773], [-0.025302247491742674, -0.025302247491742674, -0.025302247491742674], [-0.02746797666933551, -0.02746797666933551, -0.02746797666933551], [-0.029669790835861423, -0.029669790835861423, -0.029669790835861423], [-0.031870634089358, -0.031870634089358, -0.031870634089358], [-0.03392271028026405, -0.03392271028026405, -0.03392271028026405], [-0.03609283822923603, -0.03609283822923603, -0.03609283822923603], [-0.038790413894656726, -0.038790413894656726, -0.038790413894656726], [-0.04305150267887777, -0.04305150267887777, -0.04305150267887777], [-0.046764092661440715, -0.046764092661440715, -0.046764092661440715], [-0.04526491052152655, -0.04526491052152655, -0.04526491052152655], [-0.044359590948243724, -0.044359590948243724, -0.044359590948243724], [-0.0438589737832304, -0.0438589737832304, -0.0438589737832304], [-0.04397743808736917, -0.04397743808736917, -0.04397743808736917], [-0.04479663241831692, -0.04479663241831692, -0.04479663241831692], [-0.04599201947968701, -0.04599201947968701, -0.04599201947968701], [-0.04744341789865089, -0.04744341789865089, -0.04744341789865089], [-0.04905030413493369, -0.04905030413493369, -0.04905030413493369], [-0.05071150382610279, -0.05071150382610279, -0.05071150382610279], [-0.052324796807130425, -0.052324796807130425, -0.052324796807130425], [-0.05378778171336031, -0.05378778171336031, -0.05378778171336031], [-0.05515181100791411, -0.05515181100791411, -0.05515181100791411], [-0.056488613596221676, -0.056488613596221676, -0.056488613596221676], [-0.057775494595749405, -0.057775494595749405, -0.057775494595749405], [-0.05895030048028621, -0.05895030048028621, -0.05895030048028621], [-0.0600666928376441, -0.0600666928376441, -0.0600666928376441], [-0.0611155790661323, -0.0611155790661323, -0.0611155790661323], [-0.06138763560823961, -0.06138763560823961, -0.06138763560823961], [-0.059003058196631916, -0.059003058196631916, -0.059003058196631916], [-0.06008062741825711, -0.06008062741825711, -0.06008062741825711], [-0.0585014943403946, -0.0585014943403946, -0.0585014943403946], [-0.05848971624477191, -0.05848971624477191, -0.05848971624477191], [-0.058780552233663776, -0.058780552233663776, -0.058780552233663776], [-0.05674350443077161, -0.05674350443077161, -0.05674350443077161], [-0.05639248501836253, -0.05639248501836253, -0.05639248501836253], [-0.05548401935301832, -0.05548401935301832, -0.05548401935301832], [-0.053420957355162196, -0.053420957355162196, -0.053420957355162196], [-0.05160289932568182, -0.05160289932568182, -0.05160289932568182], [-0.05054000669102282, -0.05054000669102282, -0.05054000669102282], [-0.04754577491004289, -0.04754577491004289, -0.04754577491004289], [-0.0456762794142726, -0.0456762794142726, -0.0456762794142726], [-0.042640211658977564, -0.042640211658977564, -0.042640211658977564], [-0.04139681788544629, -0.04139681788544629, -0.04139681788544629], [-0.04062879419157951, -0.04062879419157951, -0.04062879419157951], [-0.03650459745024639, -0.03650459745024639, -0.03650459745024639], [-0.0326916333253274, -0.0326916333253274, -0.0326916333253274], [-0.027981660988625385, -0.027981660988625385, -0.027981660988625385], [-0.022866938447157918, -0.022866938447157918, -0.022866938447157918], [-0.0181435454661686, -0.0181435454661686, -0.0181435454661686], [-0.013489312547600432, -0.013489312547600432, -0.013489312547600432], [-0.009068160155611652, -0.009068160155611652, -0.009068160155611652], [-0.004145091174566833, -0.004145091174566833, -0.004145091174566833], [-8.055387945459652e-05, -8.055387945459652e-05, -8.055387945459652e-05], [5.2526338285642776e-05, 5.2526338285642776e-05, 5.2526338285642776e-05], [0.002800152490761723, 0.002800152490761723, 0.002800152490761723], [0.009372409710531729, 0.009372409710531729, 0.009372409710531729], [0.011983235979543316, 0.011983235979543316, 0.011983235979543316], [0.014282807787121661, 0.014282807787121661, 0.014282807787121661], [0.016406547891484123, 0.016406547891484123, 0.016406547891484123], [0.018385460701156826, 0.018385460701156826, 0.018385460701156826], [0.020871279983380665, 0.020871279983380665, 0.020871279983380665], [0.02370034497848942, 0.02370034497848942, 0.02370034497848942], [0.026683263800842662, 0.026683263800842662, 0.026683263800842662], [0.02954566691367076, 0.02954566691367076, 0.02954566691367076], [0.032494278717969075, 0.032494278717969075, 0.032494278717969075], [0.035421008479682166, 0.035421008479682166, 0.035421008479682166], [0.03839442032965697, 0.03839442032965697, 0.03839442032965697], [0.041324429700371666, 0.041324429700371666, 0.041324429700371666], [0.0443293389346015, 0.0443293389346015, 0.0443293389346015], [0.047288444098696786, 0.047288444098696786, 0.047288444098696786], [0.05023980742169122, 0.05023980742169122, 0.05023980742169122], [0.05329434140114392, 0.05329434140114392, 0.05329434140114392], [0.05636203731326573, 0.05636203731326573, 0.05636203731326573], [0.05929159717242036, 0.05929159717242036, 0.05929159717242036], [0.0624461290373124, 0.0624461290373124, 0.0624461290373124], [0.06529725363793872, 0.06529725363793872, 0.06529725363793872], [0.06715624269883469, 0.06715624269883469, 0.06715624269883469], [0.0694269000894547, 0.0694269000894547, 0.0694269000894547], [0.07064742054428731, 0.07064742054428731, 0.07064742054428731], [0.07148793379626714, 0.07148793379626714, 0.07148793379626714], [0.07358723937239764, 0.07358723937239764, 0.07358723937239764], [0.077153165584044, 0.077153165584044, 0.077153165584044], [0.08160510700734568, 0.08160510700734568, 0.08160510700734568], [0.08444578010765921, 0.08444578010765921, 0.08444578010765921], [0.08745606454764751, 0.08745606454764751, 0.08745606454764751], [0.08986972216375318, 0.08986972216375318, 0.08986972216375318], [0.09164493298159365, 0.09164493298159365, 0.09164493298159365], [0.09338191455225184, 0.09338191455225184, 0.09338191455225184], [0.09694277787144373, 0.09694277787144373, 0.09694277787144373], [0.09827624667424578, 0.09827624667424578, 0.09827624667424578], [0.09833418140422684, 0.09833418140422684, 0.09833418140422684], [0.09987901205386115, 0.09987901205386115, 0.09987901205386115], [0.10047756334063199, 0.10047756334063199, 0.10047756334063199], [0.09984850869359388, 0.09984850869359388, 0.09984850869359388], [0.0987959401051215, 0.0987959401051215, 0.0987959401051215], [0.09832487237293916, 0.09832487237293916, 0.09832487237293916], [0.09857354322021708, 0.09857354322021708, 0.09857354322021708], [0.0990575948676882, 0.0990575948676882, 0.0990575948676882], [0.09929402073165822, 0.09929402073165822, 0.09929402073165822], [0.09920431379291308, 0.09920431379291308, 0.09920431379291308], [0.0980175040007097, 0.0980175040007097, 0.0980175040007097], [0.09515446519562636, 0.09515446519562636, 0.09515446519562636], [0.09211957686239824, 0.09211957686239824, 0.09211957686239824], [0.08904337466104925, 0.08904337466104925, 0.08904337466104925], [0.08596696090931677, 0.08596696090931677, 0.08596696090931677], [0.08290311819547169, 0.08290311819547169, 0.08290311819547169], [0.07977855548468998, 0.07977855548468998, 0.07977855548468998], [0.07657070701906557, 0.07657070701906557, 0.07657070701906557], [0.07319849054076719, 0.07319849054076719, 0.07319849054076719], [0.07078719080168584, 0.07078719080168584, 0.07078719080168584], [0.06160720374792687, 0.06160720374792687, 0.06160720374792687], [0.05928720235945821, 0.05928720235945821, 0.05928720235945821], [0.054886023907717074, 0.054886023907717074, 0.054886023907717074], [0.05167735377592478, 0.05167735377592478, 0.05167735377592478], [0.048777812640907824, 0.048777812640907824, 0.048777812640907824], [0.04574239040021983, 0.04574239040021983, 0.04574239040021983], [0.04265270701901676, 0.04265270701901676, 0.04265270701901676], [0.03954405232630254, 0.03954405232630254, 0.03954405232630254], [0.0364232090010457, 0.0364232090010457, 0.0364232090010457], [0.03325025368662868, 0.03325025368662868, 0.03325025368662868], [0.02997212771227946, 0.02997212771227946, 0.02997212771227946], [0.026627907348928788, 0.026627907348928788, 0.026627907348928788], [0.023290233383507206, 0.023290233383507206, 0.023290233383507206], [0.019946052760773568, 0.019946052760773568, 0.019946052760773568], [0.0164815920829015, 0.0164815920829015, 0.0164815920829015], [0.01304746918287081, 0.01304746918287081, 0.01304746918287081], [0.009748418141499588, 0.009748418141499588, 0.009748418141499588], [0.006144856349764749, 0.006144856349764749, 0.006144856349764749], [0.0027522844148626336, 0.0027522844148626336, 0.0027522844148626336], [9.492719599845767e-05, 9.492719599845767e-05, 9.492719599845767e-05], [-0.0028074607587818944, -0.0028074607587818944, -0.0028074607587818944], [-0.004896272083518977, -0.004896272083518977, -0.004896272083518977], [-0.006730608195766205, -0.006730608195766205, -0.006730608195766205], [-0.008969098347629701, -0.008969098347629701, -0.008969098347629701], [-0.01137424381999732, -0.01137424381999732, -0.01137424381999732], [-0.013800040947231421, -0.013800040947231421, -0.013800040947231421], [-0.016139146352893225, -0.016139146352893225, -0.016139146352893225], [-0.018469767995376453, -0.018469767995376453, -0.018469767995376453], [-0.02080442355486083, -0.02080442355486083, -0.02080442355486083], [-0.023096546961465673, -0.023096546961465673, -0.023096546961465673], [-0.025301560941358926, -0.025301560941358926, -0.025301560941358926], [-0.027467779910245814, -0.027467779910245814, -0.027467779910245814], [-0.029670034434867133, -0.029670034434867133, -0.029670034434867133], [-0.031871033335451174, -0.031871033335451174, -0.031871033335451174], [-0.03392310855075571, -0.03392310855075571, -0.03392310855075571], [-0.03609319905262162, -0.03609319905262162, -0.03609319905262162], [-0.038909530464495426, -0.038909530464495426, -0.038909530464495426], [-0.04431155749610132, -0.04431155749610132, -0.04431155749610132], [-0.04751909836479389, -0.04751909836479389, -0.04751909836479389], [-0.056411339504965685, -0.056411339504965685, -0.056411339504965685], [-0.0630735314172331, -0.0630735314172331, -0.0630735314172331], [-0.06748017249115501, -0.06748017249115501, -0.06748017249115501], [-0.07031697327860703, -0.07031697327860703, -0.07031697327860703], [-0.06929592584874988, -0.06929592584874988, -0.06929592584874988], [-0.05849998202084539, -0.05849998202084539, -0.05849998202084539], [-0.043914276177192735, -0.043914276177192735, -0.043914276177192735], [-0.03189918994724225, -0.03189918994724225, -0.03189918994724225], [-0.02123332747782722, -0.02123332747782722, -0.02123332747782722], [-0.01056880779272272, -0.01056880779272272, -0.01056880779272272], [9.436868303101619e-05, 9.436868303101619e-05, 9.436868303101619e-05]], [[5.6433357849407746e-05, 5.6433357849407746e-05, 5.6433357849407746e-05], [0.07322021217164444, 0.07322021217164444, 0.07322021217164444], [0.14637697978483122, 0.14637697978483122, 0.14637697978483122], [0.21952653620496893, 0.21952653620496893, 0.21952653620496893], [0.3007314138272027, 0.3007314138272027, 0.3007314138272027], [0.3973055616407055, 0.3973055616407055, 0.3973055616407055], [0.4711856602032146, 0.4711856602032146, 0.4711856602032146], [0.4865767939084664, 0.4865767939084664, 0.4865767939084664], [0.47887244477479873, 0.47887244477479873, 0.47887244477479873], [0.46177515567266497, 0.46177515567266497, 0.46177515567266497], [0.43127040802812305, 0.43127040802812305, 0.43127040802812305], [0.3688087126744224, 0.3688087126744224, 0.3688087126744224], [0.34387551304026626, 0.34387551304026626, 0.34387551304026626], [0.30299293930150034, 0.30299293930150034, 0.30299293930150034], [0.2813438895599185, 0.2813438895599185, 0.2813438895599185], [0.2644588503436794, 0.2644588503436794, 0.2644588503436794], [0.24846202534674444, 0.24846202534674444, 0.24846202534674444], [0.23139474607146415, 0.23139474607146415, 0.23139474607146415], [0.21433439763926226, 0.21433439763926226, 0.21433439763926226], [0.19752673479168076, 0.19752673479168076, 0.19752673479168076], [0.1803961983274607, 0.1803961983274607, 0.1803961983274607], [0.1625712629243458, 0.1625712629243458, 0.1625712629243458], [0.1443943556482004, 0.1443943556482004, 0.1443943556482004], [0.12623360303487588, 0.12623360303487588, 0.12623360303487588], [0.10802339859307325, 0.10802339859307325, 0.10802339859307325], [0.08919014699679789, 0.08919014699679789, 0.08919014699679789], [0.07051444626772686, 0.07051444626772686, 0.07051444626772686], [0.052802120830213094, 0.052802120830213094, 0.052802120830213094], [0.03581085561266335, 0.03581085561266335, 0.03581085561266335], [0.0184767353274851, 0.0184767353274851, 0.0184767353274851], [5.3697345852224366e-05, 5.3697345852224366e-05, 5.3697345852224366e-05], [-0.01836875699188903, -0.01836875699188903, -0.01836875699188903], [-0.03569887243581323, -0.03569887243581323, -0.03569887243581323], [-0.052686589944956584, -0.052686589944956584, -0.052686589944956584], [-0.07039906784427896, -0.07039906784427896, -0.07039906784427896], [-0.08907930589161438, -0.08907930589161438, -0.08907930589161438], [-0.1079131955909625, -0.1079131955909625, -0.1079131955909625], [-0.1261106443799967, -0.1261106443799967, -0.1261106443799967], [-0.14423694752869742, -0.14423694752869742, -0.14423694752869742], [-0.16237629469942627, -0.16237629469942627, -0.16237629469942627], [-0.18018441298740456, -0.18018441298740456, -0.18018441298740456], [-0.197333361259507, -0.197333361259507, -0.197333361259507], [-0.214178227585996, -0.214178227585996, -0.214178227585996], [-0.2312721346382335, -0.2312721346382335, -0.2312721346382335], [-0.2483521342539059, -0.2483521342539059, -0.2483521342539059], [-0.2643487877302939, -0.2643487877302939, -0.2643487877302939], [-0.2812292218453503, -0.2812292218453503, -0.2812292218453503], [-0.3020076055412313, -0.3020076055412313, -0.3020076055412313], [-0.33438265461245686, -0.33438265461245686, -0.33438265461245686], [-0.3628794530809698, -0.3628794530809698, -0.3628794530809698], [-0.3536786569567276, -0.3536786569567276, -0.3536786569567276], [-0.3477163644661569, -0.3477163644661569, -0.3477163644661569], [-0.3445886927362219, -0.3445886927362219, -0.3445886927362219], [-0.3456548951961622, -0.3456548951961622, -0.3456548951961622], [-0.3514470270199578, -0.3514470270199578, -0.3514470270199578], [-0.35983444412778, -0.35983444412778, -0.35983444412778], [-0.37007529542133705, -0.37007529542133705, -0.37007529542133705], [-0.38155010760541674, -0.38155010760541674, -0.38155010760541674], [-0.3936043322019356, -0.3936043322019356, -0.3936043322019356], [-0.4055270586117103, -0.4055270586117103, -0.4055270586117103], [-0.41654390565026805, -0.41654390565026805, -0.41654390565026805], [-0.4270044184984686, -0.4270044184984686, -0.4270044184984686], [-0.43745236666808207, -0.43745236666808207, -0.43745236666808207], [-0.44710441783962107, -0.44710441783962107, -0.44710441783962107], [-0.45305066928337545, -0.45305066928337545, -0.45305066928337545], [-0.458622917719604, -0.458622917719604, -0.458622917719604], [-0.46377090741883054, -0.46377090741883054, -0.46377090741883054], [-0.46425093720838123, -0.46425093720838123, -0.46425093720838123], [-0.44879644212116665, -0.44879644212116665, -0.44879644212116665], [-0.4540194100559111, -0.4540194100559111, -0.4540194100559111], [-0.44326514758529756, -0.44326514758529756, -0.44326514758529756], [-0.44174476616545233, -0.44174476616545233, -0.44174476616545233], [-0.4419767106581667, -0.4419767106581667, -0.4419767106581667], [-0.42837055562985277, -0.42837055562985277, -0.42837055562985277], [-0.42501834973419, -0.42501834973419, -0.42501834973419], [-0.41840914315649685, -0.41840914315649685, -0.41840914315649685], [-0.40496274506160956, -0.40496274506160956, -0.40496274506160956], [-0.3930567960247829, -0.3930567960247829, -0.3930567960247829], [-0.3857431683939735, -0.3857431683939735, -0.3857431683939735], [-0.36691332679 | Lift coefficient corrected with CCBlade.Polar.
af_3d.cd_corrected | output |  | [[[0.35, 0.35, 0.35], [0.35, 0.35, 0.35], [0.35, 0.35, 0.35], [0.35, 0.35, 0.35], [0.35, 0.35, 0.35], [0.35, 0.35, 0.35], [0.35, 0.35, 0.35], [0.35, 0.35, 0.35], [0.35, 0.35, 0.35], [0.35, 0.35, 0.35], [0.35, 0.35, 0.35], [0.35, 0.35, 0.35], [0.35, 0.35, 0.35], [0.35, 0.35, 0.35], [0.35, 0.35, 0.35], [0.35, 0.35, 0.35], [0.35, 0.35, 0.35], [0.35, 0.35, 0.35], [0.35, 0.35, 0.35], [0.35, 0.35, 0.35], [0.3499999999999999, 0.3499999999999999, 0.3499999999999999], [0.35, 0.35, 0.35], [0.35, 0.35, 0.35], [0.3500000000000001, 0.3500000000000001, 0.3500000000000001], [0.35, 0.35, 0.35], [0.35, 0.35, 0.35], [0.35, 0.35, 0.35], [0.3500000000000001, 0.3500000000000001, 0.3500000000000001], [0.34999999999999987, 0.34999999999999987, 0.34999999999999987], [0.3500000000000001, 0.3500000000000001, 0.3500000000000001], [0.3500000000000001, 0.3500000000000001, 0.3500000000000001], [0.34999999999999987, 0.34999999999999987, 0.34999999999999987], [0.35, 0.35, 0.35], [0.35, 0.35, 0.35], [0.34999999999999987, 0.34999999999999987, 0.34999999999999987], [0.35, 0.35, 0.35], [0.35, 0.35, 0.35], [0.35, 0.35, 0.35], [0.35, 0.35, 0.35], [0.35, 0.35, 0.35], [0.3499999999999999, 0.3499999999999999, 0.3499999999999999], [0.3499999999999999, 0.3499999999999999, 0.3499999999999999], [0.35, 0.35, 0.35], [0.35, 0.35, 0.35], [0.35, 0.35, 0.35], [0.35, 0.35, 0.35], [0.35, 0.35, 0.35], [0.35, 0.35, 0.35], [0.35, 0.35, 0.35], [0.35, 0.35, 0.35], [0.35, 0.35, 0.35], [0.35, 0.35, 0.35], [0.3499999999999999, 0.3499999999999999, 0.3499999999999999], [0.35, 0.35, 0.35], [0.35, 0.35, 0.35], [0.35, 0.35, 0.35], [0.35, 0.35, 0.35], [0.35, 0.35, 0.35], [0.35, 0.35, 0.35], [0.35, 0.35, 0.35], [0.35, 0.35, 0.35], [0.35, 0.35, 0.35], [0.3499999999999999, 0.3499999999999999, 0.3499999999999999], [0.35, 0.35, 0.35], [0.35, 0.35, 0.35], [0.35, 0.35, 0.35], [0.35000000000000003, 0.35000000000000003, 0.35000000000000003], [0.35, 0.35, 0.35], [0.35, 0.35, 0.35], [0.35000000000000003, 0.35000000000000003, 0.35000000000000003], [0.35, 0.35, 0.35], [0.35, 0.35, 0.35], [0.35, 0.35, 0.35], [0.35, 0.35, 0.35], [0.35, 0.35, 0.35], [0.35, 0.35, 0.35], [0.35, 0.35, 0.35], [0.35000000000000003, 0.35000000000000003, 0.35000000000000003], [0.35000000000000003, 0.35000000000000003, 0.35000000000000003], [0.35, 0.35, 0.35], [0.35, 0.35, 0.35], [0.35, 0.35, 0.35], [0.35, 0.35, 0.35], [0.35, 0.35, 0.35], [0.35, 0.35, 0.35], [0.35, 0.35, 0.35], [0.35, 0.35, 0.35], [0.35, 0.35, 0.35], [0.3499999999999999, 0.3499999999999999, 0.3499999999999999], [0.35, 0.35, 0.35], [0.35, 0.35, 0.35], [0.35, 0.35, 0.35], [0.35, 0.35, 0.35], [0.35, 0.35, 0.35], [0.35, 0.35, 0.35], [0.35, 0.35, 0.35], [0.35, 0.35, 0.35], [0.35, 0.35, 0.35], [0.35, 0.35, 0.35], [0.35, 0.35, 0.35], [0.35, 0.35, 0.35], [0.35, 0.35, 0.35], [0.35, 0.35, 0.35], [0.35, 0.35, 0.35], [0.35, 0.35, 0.35], [0.35, 0.35, 0.35], [0.35, 0.35, 0.35], [0.35000000000000003, 0.35000000000000003, 0.35000000000000003], [0.35, 0.35, 0.35], [0.35, 0.35, 0.35], [0.35, 0.35, 0.35], [0.35, 0.35, 0.35], [0.35, 0.35, 0.35], [0.35, 0.35, 0.35], [0.35, 0.35, 0.35], [0.35, 0.35, 0.35], [0.35, 0.35, 0.35], [0.35, 0.35, 0.35], [0.35, 0.35, 0.35], [0.35, 0.35, 0.35], [0.35000000000000003, 0.35000000000000003, 0.35000000000000003], [0.35, 0.35, 0.35], [0.35, 0.35, 0.35], [0.35000000000000003, 0.35000000000000003, 0.35000000000000003], [0.35, 0.35, 0.35], [0.35, 0.35, 0.35], [0.35, 0.35, 0.35], [0.3499999999999999, 0.3499999999999999, 0.3499999999999999], [0.35, 0.35, 0.35], [0.3499999999999999, 0.3499999999999999, 0.3499999999999999], [0.35, 0.35, 0.35], [0.35, 0.35, 0.35], [0.35, 0.35, 0.35], [0.35, 0.35, 0.35], [0.35, 0.35, 0.35], [0.35, 0.35, 0.35], [0.35, 0.35, 0.35], [0.35, 0.35, 0.35], [0.35, 0.35, 0.35], [0.35, 0.35, 0.35], [0.35, 0.35, 0.35], [0.35, 0.35, 0.35], [0.35, 0.35, 0.35], [0.35, 0.35, 0.35], [0.35, 0.35, 0.35], [0.35, 0.35, 0.35], [0.35, 0.35, 0.35], [0.35, 0.35, 0.35], [0.35, 0.35, 0.35], [0.35, 0.35, 0.35], [0.35000000000000003, 0.35000000000000003, 0.35000000000000003], [0.35, 0.35, 0.35], [0.35, 0.35, 0.35], [0.35, 0.35, 0.35], [0.35, 0.35, 0.35], [0.35, 0.35, 0.35], [0.35, 0.35, 0.35], [0.35, 0.35, 0.35], [0.35, 0.35, 0.35], [0.35, 0.35, 0.35], [0.35, 0.35, 0.35], [0.35, 0.35, 0.35], [0.35, 0.35, 0.35], [0.35, 0.35, 0.35], [0.35, 0.35, 0.35], [0.34999999999999987, 0.34999999999999987, 0.34999999999999987], [0.35, 0.35, 0.35], [0.34999999999999987, 0.34999999999999987, 0.34999999999999987], [0.35, 0.35, 0.35], [0.35, 0.35, 0.35], [0.3500000000000001, 0.3500000000000001, 0.3500000000000001], [0.34999999999999987, 0.34999999999999987, 0.34999999999999987], [0.3500000000000001, 0.3500000000000001, 0.3500000000000001], [0.3500000000000001, 0.3500000000000001, 0.3500000000000001], [0.35, 0.35, 0.35], [0.35, 0.35, 0.35], [0.3500000000000001, 0.3500000000000001, 0.3500000000000001], [0.35, 0.35, 0.35], [0.3499999999999999, 0.3499999999999999, 0.3499999999999999], [0.35, 0.35, 0.35], [0.35, 0.35, 0.35], [0.35, 0.35, 0.35], [0.35, 0.35, 0.35], [0.35, 0.35, 0.35], [0.35, 0.35, 0.35], [0.35, 0.35, 0.35], [0.35, 0.35, 0.35], [0.35, 0.35, 0.35], [0.3499999999999999, 0.3499999999999999, 0.3499999999999999], [0.35, 0.35, 0.35], [0.35, 0.35, 0.35], [0.35, 0.35, 0.35], [0.35, 0.35, 0.35], [0.3499999999999999, 0.3499999999999999, 0.3499999999999999], [0.35, 0.35, 0.35], [0.35, 0.35, 0.35], [0.3499999999999999, 0.3499999999999999, 0.3499999999999999], [0.35, 0.35, 0.35], [0.35, 0.35, 0.35], [0.35, 0.35, 0.35]], [[0.33918527964994516, 0.33918527964994516, 0.33918527964994516], [0.33910019459378227, 0.33910019459378227, 0.33910019459378227], [0.33883391417701064, 0.33883391417701064, 0.33883391417701064], [0.3383974737722734, 0.3383974737722734, 0.3383974737722734], [0.33809437849299334, 0.33809437849299334, 0.33809437849299334], [0.3378407769543082, 0.3378407769543082, 0.3378407769543082], [0.33685002805040937, 0.33685002805040937, 0.33685002805040937], [0.3362571136591089, 0.3362571136591089, 0.3362571136591089], [0.3380999617001854, 0.3380999617001854, 0.3380999617001854], [0.3416097292340244, 0.3416097292340244, 0.3416097292340244], [0.3449983143004123, 0.3449983143004123, 0.3449983143004123], [0.35000024453549555, 0.35000024453549555, 0.35000024453549555], [0.35120312003832643, 0.35120312003832643, 0.35120312003832643], [0.354537187519861, 0.354537187519861, 0.354537187519861], [0.3578454461907265, 0.3578454461907265, 0.3578454461907265], [0.36138023981367995, 0.36138023981367995, 0.36138023981367995], [0.36493785350896474, 0.36493785350896474, 0.36493785350896474], [0.3683289346053362, 0.3683289346053362, 0.3683289346053362], [0.3718090138260676, 0.3718090138260676, 0.3718090138260676], [0.37527088943783765, 0.37527088943783765, 0.37527088943783765], [0.3784575429610334, 0.3784575429610334, 0.3784575429610334], [0.3815392050115547, 0.3815392050115547, 0.3815392050115547], [0.3846228040659158, 0.3846228040659158, 0.3846228040659158], [0.38736475029854117, 0.38736475029854117, 0.38736475029854117], [0.3897294616717698, 0.3897294616717698, 0.3897294616717698], [0.39221883392156154, 0.39221883392156154, 0.39221883392156154], [0.3943539483862099, 0.3943539483862099, 0.3943539483862099], [0.3956840105013314, 0.3956840105013314, 0.3956840105013314], [0.3971875054279598, 0.3971875054279598, 0.3971875054279598], [0.3986730025247158, 0.3986730025247158, 0.3986730025247158], [0.39923896594055414, 0.39923896594055414, 0.39923896594055414], [0.39867286488365283, 0.39867286488365283, 0.39867286488365283], [0.39718746304103497, 0.39718746304103497, 0.39718746304103497], [0.3956841304621821, 0.3956841304621821, 0.3956841304621821], [0.39435423031549216, 0.39435423031549216, 0.39435423031549216], [0.392219222265653, 0.392219222265653, 0.392219222265653], [0.3897298465619053, 0.3897298465619053, 0.3897298465619053], [0.38736499681649345, 0.38736499681649345, 0.38736499681649345], [0.3846225652805618, 0.3846225652805618, 0.3846225652805618], [0.38153836426633225, 0.38153836426633225, 0.38153836426633225], [0.37845639371163914, 0.37845639371163914, 0.37845639371163914], [0.3752699640181888, 0.3752699640181888, 0.3752699640181888], [0.37180874227215055, 0.37180874227215055, 0.37180874227215055], [0.3683292820824865, 0.3683292820824865, 0.3683292820824865], [0.36493844614035503, 0.36493844614035503, 0.36493844614035503], [0.36138083460863624, 0.36138083460863624, 0.36138083460863624], [0.3578459475094239, 0.3578459475094239, 0.3578459475094239], [0.35451848711653894, 0.35451848711653894, 0.35451848711653894], [0.3509985613067778, 0.3509985613067778, 0.3509985613067778], [0.3498346917962159, 0.3498346917962159, 0.3498346917962159], [0.34826786373437046, 0.34826786373437046, 0.34826786373437046], [0.34907491684217007, 0.34907491684217007, 0.34907491684217007], [0.3496368811418859, 0.3496368811418859, 0.3496368811418859], [0.3497558707133395, 0.3497558707133395, 0.3497558707133395], [0.3493787846515577, 0.3493787846515577, 0.3493787846515577], [0.34884887224313677, 0.34884887224313677, 0.34884887224313677], [0.34822791607038606, 0.34822791607038606, 0.34822791607038606], [0.3475541966640109, 0.3475541966640109, 0.3475541966640109], [0.3468662122978851, 0.3468662122978851, 0.3468662122978851], [0.34620273846027433, 0.34620273846027433, 0.34620273846027433], [0.34560248504517455, 0.34560248504517455, 0.34560248504517455], [0.34505327986375356, 0.34505327986375356, 0.34505327986375356], [0.3445259427682451, 0.3445259427682451, 0.3445259427682451], [0.3440140855231789, 0.3440140855231789, 0.3440140855231789], [0.34351127783951835, 0.34351127783951835, 0.34351127783951835], [0.343011051630779, 0.343011051630779, 0.343011051630779], [0.3425069026428333, 0.3425069026428333, 0.3425069026428333], [0.34206090535855366, 0.34206090535855366, 0.34206090535855366], [0.34209626507649976, 0.34209626507649976, 0.34209626507649976], [0.3417653339633479, 0.3417653339633479, 0.3417653339633479], [0.3417256047142947, 0.3417256047142947, 0.3417256047142947], [0.3415338995884054, 0.3415338995884054, 0.3415338995884054], [0.3413509072554501, 0.3413509072554501, 0.3413509072554501], [0.34133952854602034, 0.34133952854602034, 0.34133952854602034], [0.3411785951958635, 0.3411785951958635, 0.3411785951958635], [0.34106029291518375, 0.34106029291518375, 0.34106029291518375], [0.3410337853534523, 0.3410337853534523, 0.3410337853534523], [0.3409734802196659, 0.3409734802196659, 0.3409734802196659], [0.3408577305793124, 0.3408577305793124, 0.3408577305793124], [0.3408868282443215, 0.3408868282443215, 0.3408868282443215], [0.34079647465980256, 0.34079647465980256, 0.34079647465980256], [0.340800546771544, 0.340800546771544, 0.340800546771544], [0.34065955296895456, 0.34065955296895456, 0.34065955296895456], [0.34057345180501447, 0.34057345180501447, 0.34057345180501447], [0.3405932585085616, 0.3405932585085616, 0.3405932585085616], [0.34060065365265413, 0.34060065365265413, 0.34060065365265413], [0.34061307142980024, 0.34061307142980024, 0.34061307142980024], [0.34067361250730527, 0.34067361250730527, 0.34067361250730527], [0.34071652613358117, 0.34071652613358117, 0.34071652613358117], [0.34074087032059236, 0.34074087032059236, 0.34074087032059236], [0.34079669771419974, 0.34079669771419974, 0.34079669771419974], [0.34083628256519793, 0.34083628256519793, 0.34083628256519793], [0.3408750228925933, 0.3408750228925933, 0.3408750228925933], [0.3409065885628796, 0.3409065885628796, 0.3409065885628796], [0.3409278386863484, 0.3409278386863484, 0.3409278386863484], [0.3409667745048588, 0.3409667745048588, 0.3409667745048588], [0.3409955360748313, 0.3409955360748313, 0.3409955360748313], [0.34100074877056635, 0.34100074877056635, 0.34100074877056635], [0.34102701274731423, 0.34102701274731423, 0.34102701274731423], [0.3410347454926533, 0.3410347454926533, 0.3410347454926533], [0.34105012806387514, 0.34105012806387514, 0.34105012806387514], [0.34106271483703104, 0.34106271483703104, 0.34106271483703104], [0.3410724351197392, 0.3410724351197392, 0.3410724351197392], [0.34107666940939296, 0.34107666940939296, 0.34107666940939296], [0.3410857440614486, 0.3410857440614486, 0.3410857440614486], [0.3411037852543052, 0.3411037852543052, 0.3411037852543052], [0.3410979264232523, 0.3410979264232523, 0.3410979264232523], [0.341108485851321, 0.341108485851321, 0.341108485851321], [0.3411177967682924, 0.3411177967682924, 0.3411177967682924], [0.3411066573257195, 0.3411066573257195, 0.3411066573257195], [0.34112351541245306, 0.34112351541245306, 0.34112351541245306], [0.3411186890359383, 0.3411186890359383, 0.3411186890359383], [0.34111134564832474, 0.34111134564832474, 0.34111134564832474], [0.3411139271915041, 0.3411139271915041, 0.3411139271915041], [0.34109663385003053, 0.34109663385003053, 0.34109663385003053], [0.3410799148661498, 0.3410799148661498, 0.3410799148661498], [0.3410441731814246, 0.3410441731814246, 0.3410441731814246], [0.34098575238180096, 0.34098575238180096, 0.34098575238180096], [0.34088975712412434, 0.34088975712412434, 0.34088975712412434], [0.34077743589682974, 0.34077743589682974, 0.34077743589682974], [0.3406225853591216, 0.3406225853591216, 0.3406225853591216], [0.34038452358704385, 0.34038452358704385, 0.34038452358704385], [0.3401143448360753, 0.3401143448360753, 0.3401143448360753], [0.33995858224107983, 0.33995858224107983, 0.33995858224107983], [0.33982380217635766, 0.33982380217635766, 0.33982380217635766], [0.3397241894521479, 0.3397241894521479, 0.3397241894521479], [0.3397296245236228, 0.3397296245236228, 0.3397296245236228], [0.3397695310310866, 0.3397695310310866, 0.3397695310310866], [0.33966097251020655, 0.33966097251020655, 0.33966097251020655], [0.3397943472747433, 0.3397943472747433, 0.3397943472747433], [0.3399602975942156, 0.3399602975942156, 0.3399602975942156], [0.3399715651075698, 0.3399715651075698, 0.3399715651075698], [0.34003789722357497, 0.34003789722357497, 0.34003789722357497], [0.3401929951079772, 0.3401929951079772, 0.3401929951079772], [0.3403967346294802, 0.3403967346294802, 0.3403967346294802], [0.3405443528170075, 0.3405443528170075, 0.3405443528170075], [0.34058854450862136, 0.34058854450862136, 0.34058854450862136], [0.34057431146702916, 0.34057431146702916, 0.34057431146702916], [0.34056661291445395, 0.34056661291445395, 0.34056661291445395], [0.3405095674351329, 0.3405095674351329, 0.3405095674351329], [0.3406720557633856, 0.3406720557633856, 0.3406720557633856], [0.34119018649456917, 0.34119018649456917, 0.34119018649456917], [0.3417601140417576, 0.3417601140417576, 0.3417601140417576], [0.34234012163516947, 0.34234012163516947, 0.34234012163516947], [0.34290472126746524, 0.34290472126746524, 0.34290472126746524], [0.34346266516079665, 0.34346266516079665, 0.34346266516079665], [0.3440227059513364, 0.3440227059513364, 0.3440227059513364], [0.34459453964066405, 0.34459453964066405, 0.34459453964066405], [0.34517904725972276, 0.34517904725972276, 0.34517904725972276], [0.34591937954744784, 0.34591937954744784, 0.34591937954744784], [0.35001374880555824, 0.35001374880555824, 0.35001374880555824], [0.352490425408448, 0.352490425408448, 0.352490425408448], [0.35532737614278703, 0.35532737614278703, 0.35532737614278703], [0.3585066247303051, 0.3585066247303051, 0.3585066247303051], [0.36176090259694876, 0.36176090259694876, 0.36176090259694876], [0.36501211263920463, 0.36501211263920463, 0.36501211263920463], [0.3683042647986919, 0.3683042647986919, 0.3683042647986919], [0.37176421941936755, 0.37176421941936755, 0.37176421941936755], [0.3752504621396836, 0.3752504621396836, 0.3752504621396836], [0.37845639371157813, 0.37845639371157813, 0.37845639371157813], [0.38153836426633225, 0.38153836426633225, 0.38153836426633225], [0.3846225652805618, 0.3846225652805618, 0.3846225652805618], [0.3873649968164934, 0.3873649968164934, 0.3873649968164934], [0.3897298465619053, 0.3897298465619053, 0.3897298465619053], [0.392219222265653, 0.392219222265653, 0.392219222265653], [0.39435423031549216, 0.39435423031549216, 0.39435423031549216], [0.395684130462182, 0.395684130462182, 0.395684130462182], [0.3971874630410349, 0.3971874630410349, 0.3971874630410349], [0.39867286488365283, 0.39867286488365283, 0.39867286488365283], [0.3992389659405542, 0.3992389659405542, 0.3992389659405542], [0.3986730025247158, 0.3986730025247158, 0.3986730025247158], [0.3971875054279598, 0.3971875054279598, 0.3971875054279598], [0.3956840105013314, 0.3956840105013314, 0.3956840105013314], [0.3943539483862101, 0.3943539483862101, 0.3943539483862101], [0.39221883392156154, 0.39221883392156154, 0.39221883392156154], [0.3897294616717698, 0.3897294616717698, 0.3897294616717698], [0.38736475029854117, 0.38736475029854117, 0.38736475029854117], [0.3846228040659158, 0.3846228040659158, 0.3846228040659158], [0.3815392050115547, 0.3815392050115547, 0.3815392050115547], [0.3784575429610334, 0.3784575429610334, 0.3784575429610334], [0.37527088943783765, 0.37527088943783765, 0.37527088943783765], [0.3718090138260676, 0.3718090138260676, 0.3718090138260676], [0.3683289346053363, 0.3683289346053363, 0.3683289346053363], [0.3649378535089646, 0.3649378535089646, 0.3649378535089646], [0.36138023981368, 0.36138023981368, 0.36138023981368], [0.3578454461907265, 0.3578454461907265, 0.3578454461907265], [0.3545371875198611, 0.3545371875198611, 0.3545371875198611], [0.3512031200383265, 0.3512031200383265, 0.3512031200383265], [0.35000024453549555, 0.35000024453549555, 0.35000024453549555], [0.34499831430041233, 0.34499831430041233, 0.34499831430041233], [0.3416097701434717, 0.3416097701434717, 0.3416097701434717], [0.33810010461912443, 0.33810010461912443, 0.33810010461912443], [0.33625685734579686, 0.33625685734579686, 0.33625685734579686], [0.33685025435405463, 0.33685025435405463, 0.33685025435405463], [0.3378407565496068, 0.3378407565496068, 0.3378407565496068], [0.3380944263388001, 0.3380944263388001, 0.3380944263388001], [0.33839747586972213, 0.33839747586972213, 0.33839747586972213], [0.3388339140284505, 0.3388339140284505, 0.3388339140284505], [0.33910019459378227, 0.33910019459378227, 0.33910019459378227], [0.33918527964994516, 0.33918527964994516, 0.33918527964994516]], [[0.26380162636948223, 0.26380162636948223, 0.26380162636948223], [0.2632522682762653, 0.2632522682762653, 0.2632522682762653], [0.26152166351117856, 0.26152166351117856, 0.26152166351117856], [0.25864582990165313, 0.25864582990165313, 0.25864582990165313], [0.25672791847010495, 0.25672791847010495, 0.25672791847010495], [0.255429800958209, 0.255429800958209, 0.255429800958209], [0.24830801116667556, 0.24830801116667556, 0.24830801116667556], [0.2485140540918329, 0.2485140540918329, 0.2485140540918329], [0.26431365593710915, 0.26431365593710915, 0.26431365593710915], [0.2905647195491715, 0.2905647195491715, 0.2905647195491715], [0.316503491932956, 0.316503491932956, 0.316503491932956], [0.3500207227179009, 0.3500207227179009, 0.3500207227179009], [0.3622521932373033, 0.3622521932373033, 0.3622521932373033], [0.38713349251704854, 0.38713349251704854, 0.38713349251704854], [0.41236850544384396, 0.41236850544384396, 0.41236850544384396], [0.439382024976202, 0.439382024976202, 0.439382024976202], [0.4666713699162072, 0.4666713699162072, 0.4666713699162072], [0.49280100426883516, 0.49280100426883516, 0.49280100426883516], [0.5195708871721123, 0.5195708871721123, 0.5195708871721123], [0.5461951996680043, 0.5461951996680043, 0.5461951996680043], [0.5707668001032375, 0.5707668001032375, 0.5707668001032375], [0.594512294602157, 0.594512294602157, 0.594512294602157], [0.6182214174760574, 0.6182214174760574, 0.6182214174760574], [0.639338358537289, 0.639338358537289, 0.639338358537289], [0.6575755889950055, 0.6575755889950055, 0.6575755889950055], [0.676689000277093, 0.676689000277093, 0.676689000277093], [0.6930958522858717, 0.6930958522858717, 0.6930958522858717], [0.7033720276644219, 0.7033720276644219, 0.7033720276644219], [0.7149115892237404, 0.7149115892237404, 0.7149115892237404], [0.7262978329058346, 0.7262978329058346, 0.7262978329058346], [0.730651224802699, 0.730651224802699, 0.730651224802699], [0.7262967794227007, 0.7262967794227007, 0.7262967794227007], [0.7149112671340248, 0.7149112671340248, 0.7149112671340248], [0.703372935161794, 0.703372935161794, 0.703372935161794], [0.693097983890275, 0.693097983890275, 0.693097983890275], [0.6766919229082791, 0.6766919229082791, 0.6766919229082791], [0.6575784700195367, 0.6575784700195367, 0.6575784700195367], [0.6393401995275164, 0.6393401995275164, 0.6393401995275164], [0.6182196408596126, 0.6182196408596126, 0.6182196408596126], [0.5945060732482051, 0.5945060732482051, 0.5945060732482051], [0.5707583318069982, 0.5707583318069982, 0.5707583318069982], [0.5461884102426017, 0.5461884102426017, 0.5461884102426017], [0.5195689093303714, 0.5195689093303714, 0.5195689093303714], [0.4928035144556308, 0.4928035144556308, 0.4928035144556308], [0.4666756155365762, 0.4666756155365762, 0.4666756155365762], [0.4393862243574619, 0.4393862243574619, 0.4393862243574619], [0.41237196835462403, 0.41237196835462403, 0.41237196835462403], [0.3870083047729595, 0.3870083047729595, 0.3870083047729595], [0.3609800386639618, 0.3609800386639618, 0.3609800386639618], [0.3489114776241673, 0.3489114776241673, 0.3489114776241673], [0.33511314444106793, 0.33511314444106793, 0.33511314444106793], [0.33883355125553916, 0.33883355125553916, 0.33883355125553916], [0.3409887123242364, 0.3409887123242364, 0.3409887123242364], [0.3407383168310098, 0.3407383168310098, 0.3407383168310098], [0.337841265336691, 0.337841265336691, 0.337841265336691], [0.33411339169025717, 0.33411339169025717, 0.33411339169025717], [0.3298697231758615, 0.3298697231758615, 0.3298697231758615], [0.32530644821537646, 0.32530644821537646, 0.32530644821537646], [0.32063149020522785, 0.32063149020522785, 0.32063149020522785], [0.3160677126377915, 0.3160677126377915, 0.3160677126377915], [0.3118516241889136, 0.3118516241889136, 0.3118516241889136], [0.3079265412482667, 0.3079265412482667, 0.3079265412482667], [0.30412724900946636, 0.30412724900946636, 0.30412724900946636], [0.30041909732008376, 0.30041909732008376, 0.30041909732008376], [0.29676516960739824, 0.29676516960739824, 0.29676516960739824], [0.2931265122562199, 0.2931265122562199, 0.2931265122562199], [0.28946222244495473, 0.28946222244495473, 0.28946222244495473], [0.2861978492168966, 0.2861978492168966, 0.2861978492168966], [0.28622416724579064, 0.28622416724579064, 0.28622416724579064], [0.28377137699577215, 0.28377137699577215, 0.28377137699577215], [0.2832970322175625, 0.2832970322175625, 0.2832970322175625], [0.28178859899064496, 0.28178859899064496, 0.28178859899064496], [0.2803418683546202, 0.2803418683546202, 0.2803418683546202], [0.28006418373056985, 0.28006418373056985, 0.28006418373056985], [0.2787760082300942, 0.2787760082300942, 0.2787760082300942], [0.2777804769595231, 0.2777804769595231, 0.2777804769595231], [0.27741072642020437, 0.27741072642020437, 0.27741072642020437], [0.27681633264057715, 0.27681633264057715, 0.27681633264057715], [0.2758506834311946, 0.2758506834311946, 0.2758506834311946], [0.2758677420280331, 0.2758677420280331, 0.2758677420280331], [0.27508933068651686, 0.27508933068651686, 0.27508933068651686], [0.27495143172046904, 0.27495143172046904, 0.27495143172046904], [0.2738475760906141, 0.2738475760906141, 0.2738475760906141], [0.273126856230904, 0.273126856230904, 0.273126856230904], [0.273128922368745, 0.273128922368745, 0.273128922368745], [0.27305659202206617, 0.27305659202206617, 0.27305659202206617], [0.2730327101648059, 0.2730327101648059, 0.2730327101648059], [0.2733474558005626, 0.2733474558005626, 0.2733474558005626], [0.27355439960715944, 0.27355439960715944, 0.27355439960715944], [0.27364760894348533, 0.27364760894348533, 0.27364760894348533], [0.2739600760479905, 0.2739600760479905, 0.2739600760479905], [0.27416944627139095, 0.27416944627139095, 0.27416944627139095], [0.2743807028477314, 0.2743807028477314, 0.2743807028477314], [0.27455606734028204, 0.27455606734028204, 0.27455606734028204], [0.2746714377985102, 0.2746714377985102, 0.2746714377985102], [0.274908717211245, 0.274908717211245, 0.274908717211245], [0.27508383334235526, 0.27508383334235526, 0.27508383334235526], [0.27510799704548766, 0.27510799704548766, 0.27510799704548766], [0.2752753254294048, 0.2752753254294048, 0.2752753254294048], [0.27532234381511006, 0.27532234381511006, 0.27532234381511006], [0.2754234323010507, 0.2754234323010507, 0.2754234323010507], [0.2755071599650648, 0.2755071599650648, 0.2755071599650648], [0.27557415921188344, 0.27557415921188344, 0.27557415921188344], [0.27560752677958594, 0.27560752677958594, 0.27560752677958594], [0.27567456900046133, 0.27567456900046133, 0.27567456900046133], [0.27580256589550783, 0.27580256589550783, 0.27580256589550783], [0.2757745787735512, 0.2757745787735512, 0.2757745787735512], [0.275857039104964, 0.275857039104964, 0.275857039104964], [0.2759333134575198, 0.2759333134575198, 0.2759333134575198], [0.2758766191303357, 0.2758766191303357, 0.2758766191303357], [0.27600739853990613, 0.27600739853990613, 0.27600739853990613], [0.27599773470739314, 0.27599773470739314, 0.27599773470739314], [0.2759752286301095, 0.2759752286301095, 0.2759752286301095], [0.27602293028876607, 0.27602293028876607, 0.27602293028876607], [0.27594474311757883, 0.27594474311757883, 0.27594474311757883], [0.2758781317205268, 0.2758781317205268, 0.2758781317205268], [0.2756966529998938, 0.2756966529998938, 0.2756966529998938], [0.2753818749117684, 0.2753818749117684, 0.2753818749117684], [0.274843381145207, 0.274843381145207, 0.274843381145207], [0.27423715007274035, 0.27423715007274035, 0.27423715007274035], [0.273383597982502, 0.273383597982502, 0.273383597982502], [0.27200665433802723, 0.27200665433802723, 0.27200665433802723], [0.2704375759782586, 0.2704375759782586, 0.2704375759782586], [0.2696276252731572, 0.2696276252731572, 0.2696276252731572], [0.26893423927802895, 0.26893423927802895, 0.26893423927802895], [0.2684872600944199, 0.2684872600944199, 0.2684872600944199], [0.26878556362577694, 0.26878556362577694, 0.26878556362577694], [0.2693613808337359, 0.2693613808337359, 0.2693613808337359], [0.2689061229486489, 0.2689061229486489, 0.2689061229486489], [0.2701553150631827, 0.2701553150631827, 0.2701553150631827], [0.2716367938168929, 0.2716367938168929, 0.2716367938168929], [0.2719985644113688, 0.2719985644113688, 0.2719985644113688], [0.2727181028139713, 0.2727181028139713, 0.2727181028139713], [0.27404481337604514, 0.27404481337604514, 0.27404481337604514], [0.27570081596076323, 0.27570081596076323, 0.27570081596076323], [0.2768967981675084, 0.2768967981675084, 0.2768967981675084], [0.2772361739999091, 0.2772361739999091, 0.2772361739999091], [0.2775638629038069, 0.2775638629038069, 0.2775638629038069], [0.27856735352213025, 0.27856735352213025, 0.27856735352213025], [0.27928423002904473, 0.27928423002904473, 0.27928423002904473], [0.28132484873968855, 0.28132484873968855, 0.28132484873968855], [0.2854983648371817, 0.2854983648371817, 0.2854983648371817], [0.28998478270980343, 0.28998478270980343, 0.28998478270980343], [0.29453346584785467, 0.29453346584785467, 0.29453346584785467], [0.2989909357384762, 0.2989909357384762, 0.2989909357384762], [0.3034087025190877, 0.3034087025190877, 0.3034087025190877], [0.3078372918891506, 0.3078372918891506, 0.3078372918891506], [0.31232175846725185, 0.31232175846725185, 0.31232175846725185], [0.31687241531390065, 0.31687241531390065, 0.31687241531390065], [0.3223576906827061, 0.3223576906827061, 0.3223576906827061], [0.35094518671361297, 0.35094518671361297, 0.35094518671361297], [0.3705484988248884, 0.3705484988248884, 0.3705484988248884], [0.3924940875711706, 0.3924940875711706, 0.3924940875711706], [0.41697359011043006, 0.41697359011043006, 0.41697359011043006], [0.4420799396839465, 0.4420799396839465, 0.4420799396839465], [0.4672036978958625, 0.4672036978958625, 0.4672036978958625], [0.49262282013192965, 0.49262282013192965, 0.49262282013192965], [0.51924472508128, 0.51924472508128, 0.51924472508128], [0.5460453497307005, 0.5460453497307005, 0.5460453497307005], [0.5707583318065489, 0.5707583318065489, 0.5707583318065489], [0.5945060732482051, 0.5945060732482051, 0.5945060732482051], [0.6182196408596126, 0.6182196408596126, 0.6182196408596126], [0.6393401995275165, 0.6393401995275165, 0.6393401995275165], [0.657578470019537, 0.657578470019537, 0.657578470019537], [0.6766919229082791, 0.6766919229082791, 0.6766919229082791], [0.693097983890275, 0.693097983890275, 0.693097983890275], [0.7033729351617938, 0.7033729351617938, 0.7033729351617938], [0.714911267134025, 0.714911267134025, 0.714911267134025], [0.7262967794227003, 0.7262967794227003, 0.7262967794227003], [0.7306512248026995, 0.7306512248026995, 0.7306512248026995], [0.7262978329058346, 0.7262978329058346, 0.7262978329058346], [0.7149115892237404, 0.7149115892237404, 0.7149115892237404], [0.7033720276644218, 0.7033720276644218, 0.7033720276644218], [0.6930958522858719, 0.6930958522858719, 0.6930958522858719], [0.676689000277093, 0.676689000277093, 0.676689000277093], [0.6575755889950055, 0.6575755889950055, 0.6575755889950055], [0.639338358537289, 0.639338358537289, 0.639338358537289], [0.6182214174760574, 0.6182214174760574, 0.6182214174760574], [0.5945122946021572, 0.5945122946021572, 0.5945122946021572], [0.5707668001032374, 0.5707668001032374, 0.5707668001032374], [0.5461951996680041, 0.5461951996680041, 0.5461951996680041], [0.5195708871721121, 0.5195708871721121, 0.5195708871721121], [0.4928010042688352, 0.4928010042688352, 0.4928010042688352], [0.4666713699162071, 0.4666713699162071, 0.4666713699162071], [0.43938202497620216, 0.43938202497620216, 0.43938202497620216], [0.41236850544384385, 0.41236850544384385, 0.41236850544384385], [0.3871334925170486, 0.3871334925170486, 0.3871334925170486], [0.36225219323730345, 0.36225219323730345, 0.36225219323730345], [0.3500207227179009, 0.3500207227179009, 0.3500207227179009], [0.31650349193295607, 0.31650349193295607, 0.31650349193295607], [0.29056491620109653, 0.29056491620109653, 0.29056491620109653], [0.26431434294918876, 0.26431434294918876, 0.26431434294918876], [0.24851282199241573, 0.24851282199241573, 0.24851282199241573], [0.2483098126599846, 0.2483098126599846, 0.2483098126599846], [0.25542965771565584, 0.25542965771565584, 0.25542965771565584], [0.2567282421875068, 0.2567282421875068, 0.2567282421875068], [0.2586458438457494, 0.2586458438457494, 0.2586458438457494], [0.2615216625407428, 0.2615216625407428, 0.2615216625407428], [0.2632522682762653, 0.2632522682762653, 0.2632522682762653], [0.26380162636948223, 0.26380162636948223, 0.26380162636948223]], [[0.16696348382146148, 0.16696348382146148, 0.16696348382146148], [0.16629933418604348, 0.16629933418604348, 0.16629933418604348], [0.16418718181442882, 0.16418718181442882, 0.16418718181442882], [0.16060868401551084, 0.16060868401551084, 0.16060868401551084], [0.15878246612858235, 0.15878246612858235, 0.15878246612858235], [0.1597902501091138, 0.1597902501091138, 0.1597902501091138], [0.15303402084500045, 0.15303402084500045, 0.15303402084500045], [0.16442657934836266, 0.16442657934836266, 0.16442657934836266], [0.19831146749077783, 0.19831146749077783, 0.19831146749077783], [0.24707178193555168, 0.24707178193555168, 0.24707178193555168], [0.29658913661925645, 0.29658913661925645, 0.29658913661925645], [0.3501379788817759, 0.3501379788817759, 0.3501379788817759], [0.3844168389081597, 0.3844168389081597, 0.3844168389081597], [0.43237614579181266, 0.43237614579181266, 0.43237614579181266], [0.48179558481516144, 0.48179558481516144, 0.48179558481516144], [0.5343055659650093, 0.5343055659650093, 0.5343055659650093], [0.5874124790027131, 0.5874124790027131, 0.5874124790027131], [0.6386578746746068, 0.6386578746746068, 0.6386578746746068], [0.6907377296498002, 0.6907377296498002, 0.6907377296498002], [0.7423239429637277, 0.7423239429637277, 0.7423239429637277], [0.79025733251459, 0.79025733251459, 0.79025733251459], [0.8363760391806243, 0.8363760391806243, 0.8363760391806243], [0.8818863579670604, 0.8818863579670604, 0.8818863579670604], [0.9226062835933748, 0.9226062835933748, 0.9226062835933748], [0.9579590778730845, 0.9579590778730845, 0.9579590778730845], [0.9939831616071368, 0.9939831616071368, 0.9939831616071368], [1.0248313039834271, 1.0248313039834271, 1.0248313039834271], [1.044864842832045, 1.044864842832045, 1.044864842832045], [1.0661072495973414, 1.0661072495973414, 1.0661072495973414], [1.0861866068419157, 1.0861866068419157, 1.0861866068419157], [1.0939485922134273, 1.0939485922134273, 1.0939485922134273], [1.0861848646733254, 1.0861848646733254, 1.0861848646733254], [1.0661067199491678, 1.0661067199491678, 1.0661067199491678], [1.0448663298755347, 1.044866329875534 | Drag coefficient corrected with CCBlade.Polar.
af_3d.cm_corrected | output |  | [[[-0.0001, -0.0001, -0.0001], [-9.999999999998899e-05, -9.999999999998899e-05, -9.999999999998899e-05], [-9.999999999998899e-05, -9.999999999998899e-05, -9.999999999998899e-05], [-9.999999999998899e-05, -9.999999999998899e-05, -9.999999999998899e-05], [-9.999999999998899e-05, -9.999999999998899e-05, -9.999999999998899e-05], [-9.999999999998899e-05, -9.999999999998899e-05, -9.999999999998899e-05], [-9.999999999998899e-05, -9.999999999998899e-05, -9.999999999998899e-05], [-9.999999999998899e-05, -9.999999999998899e-05, -9.999999999998899e-05], [-9.999999999998899e-05, -9.999999999998899e-05, -9.999999999998899e-05], [-9.999999999998899e-05, -9.999999999998899e-05, -9.999999999998899e-05], [-9.999999999998899e-05, -9.999999999998899e-05, -9.999999999998899e-05], [-9.999999999998899e-05, -9.999999999998899e-05, -9.999999999998899e-05], [-9.999999999998899e-05, -9.999999999998899e-05, -9.999999999998899e-05], [-9.999999999998899e-05, -9.999999999998899e-05, -9.999999999998899e-05], [-9.999999999998899e-05, -9.999999999998899e-05, -9.999999999998899e-05], [-9.999999999998899e-05, -9.999999999998899e-05, -9.999999999998899e-05], [-9.999999999998899e-05, -9.999999999998899e-05, -9.999999999998899e-05], [-9.999999999998899e-05, -9.999999999998899e-05, -9.999999999998899e-05], [-9.999999999998899e-05, -9.999999999998899e-05, -9.999999999998899e-05], [-9.999999999998899e-05, -9.999999999998899e-05, -9.999999999998899e-05], [-9.999999999998899e-05, -9.999999999998899e-05, -9.999999999998899e-05], [-9.999999999998899e-05, -9.999999999998899e-05, -9.999999999998899e-05], [-9.999999999998899e-05, -9.999999999998899e-05, -9.999999999998899e-05], [-9.999999999998899e-05, -9.999999999998899e-05, -9.999999999998899e-05], [-9.999999999998899e-05, -9.999999999998899e-05, -9.999999999998899e-05], [-9.999999999998899e-05, -9.999999999998899e-05, -9.999999999998899e-05], [-9.999999999998899e-05, -9.999999999998899e-05, -9.999999999998899e-05], [-9.999999999998899e-05, -9.999999999998899e-05, -9.999999999998899e-05], [-9.999999999998899e-05, -9.999999999998899e-05, -9.999999999998899e-05], [-9.999999999998899e-05, -9.999999999998899e-05, -9.999999999998899e-05], [-9.999999999998899e-05, -9.999999999998899e-05, -9.999999999998899e-05], [-9.999999999998899e-05, -9.999999999998899e-05, -9.999999999998899e-05], [-9.999999999998899e-05, -9.999999999998899e-05, -9.999999999998899e-05], [-9.999999999998899e-05, -9.999999999998899e-05, -9.999999999998899e-05], [-9.999999999998899e-05, -9.999999999998899e-05, -9.999999999998899e-05], [-9.999999999998899e-05, -9.999999999998899e-05, -9.999999999998899e-05], [-9.999999999998899e-05, -9.999999999998899e-05, -9.999999999998899e-05], [-9.999999999998899e-05, -9.999999999998899e-05, -9.999999999998899e-05], [-9.999999999998899e-05, -9.999999999998899e-05, -9.999999999998899e-05], [-9.999999999998899e-05, -9.999999999998899e-05, -9.999999999998899e-05], [-9.999999999998899e-05, -9.999999999998899e-05, -9.999999999998899e-05], [-0.00010000000000000286, -0.00010000000000000286, -0.00010000000000000286], [-0.00010000000000000286, -0.00010000000000000286, -0.00010000000000000286], [-0.00010000000000000286, -0.00010000000000000286, -0.00010000000000000286], [-0.00010000000000000286, -0.00010000000000000286, -0.00010000000000000286], [-0.00010000000000000286, -0.00010000000000000286, -0.00010000000000000286], [-0.00010000000000000286, -0.00010000000000000286, -0.00010000000000000286], [-0.00010000000000000286, -0.00010000000000000286, -0.00010000000000000286], [-0.00010000000000000286, -0.00010000000000000286, -0.00010000000000000286], [-0.00010000000000000286, -0.00010000000000000286, -0.00010000000000000286], [-0.00010000000000000286, -0.00010000000000000286, -0.00010000000000000286], [-0.00010000000000000286, -0.00010000000000000286, -0.00010000000000000286], [-0.00010000000000000286, -0.00010000000000000286, -0.00010000000000000286], [-0.00010000000000000286, -0.00010000000000000286, -0.00010000000000000286], [-0.00010000000000000286, -0.00010000000000000286, -0.00010000000000000286], [-0.00010000000000000286, -0.00010000000000000286, -0.00010000000000000286], [-0.00010000000000000286, -0.00010000000000000286, -0.00010000000000000286], [-0.00010000000000000286, -0.00010000000000000286, -0.00010000000000000286], [-9.99999999999994e-05, -9.99999999999994e-05, -9.99999999999994e-05], [-9.99999999999994e-05, -9.99999999999994e-05, -9.99999999999994e-05], [-9.99999999999994e-05, -9.99999999999994e-05, -9.99999999999994e-05], [-9.99999999999994e-05, -9.99999999999994e-05, -9.99999999999994e-05], [-9.99999999999994e-05, -9.99999999999994e-05, -9.99999999999994e-05], [-9.99999999999994e-05, -9.99999999999994e-05, -9.99999999999994e-05], [-0.00010000000000000026, -0.00010000000000000026, -0.00010000000000000026], [-0.00010000000000000005, -0.00010000000000000005, -0.00010000000000000005], [-9.999999999999983e-05, -9.999999999999983e-05, -9.999999999999983e-05], [-9.99999999999994e-05, -9.99999999999994e-05, -9.99999999999994e-05], [-9.99999999999994e-05, -9.99999999999994e-05, -9.99999999999994e-05], [-9.99999999999994e-05, -9.99999999999994e-05, -9.99999999999994e-05], [-9.99999999999994e-05, -9.99999999999994e-05, -9.99999999999994e-05], [-9.99999999999994e-05, -9.99999999999994e-05, -9.99999999999994e-05], [-9.99999999999994e-05, -9.99999999999994e-05, -9.99999999999994e-05], [-9.99999999999994e-05, -9.99999999999994e-05, -9.99999999999994e-05], [-9.99999999999994e-05, -9.99999999999994e-05, -9.99999999999994e-05], [-9.99999999999994e-05, -9.99999999999994e-05, -9.99999999999994e-05], [-9.99999999999994e-05, -9.99999999999994e-05, -9.99999999999994e-05], [-9.99999999999994e-05, -9.99999999999994e-05, -9.99999999999994e-05], [-9.99999999999994e-05, -9.99999999999994e-05, -9.99999999999994e-05], [-9.99999999999994e-05, -9.99999999999994e-05, -9.99999999999994e-05], [-9.99999999999994e-05, -9.99999999999994e-05, -9.99999999999994e-05], [-9.99999999999994e-05, -9.99999999999994e-05, -9.99999999999994e-05], [-9.99999999999994e-05, -9.99999999999994e-05, -9.99999999999994e-05], [-9.99999999999994e-05, -9.99999999999994e-05, -9.99999999999994e-05], [-9.99999999999994e-05, -9.99999999999994e-05, -9.99999999999994e-05], [-9.99999999999994e-05, -9.99999999999994e-05, -9.99999999999994e-05], [-0.00010000000000000286, -0.00010000000000000286, -0.00010000000000000286], [-0.00010000000000000286, -0.00010000000000000286, -0.00010000000000000286], [-0.00010000000000000286, -0.00010000000000000286, -0.00010000000000000286], [-0.00010000000000000286, -0.00010000000000000286, -0.00010000000000000286], [-0.00010000000000000286, -0.00010000000000000286, -0.00010000000000000286], [-0.00010000000000000286, -0.00010000000000000286, -0.00010000000000000286], [-0.00010000000000000286, -0.00010000000000000286, -0.00010000000000000286], [-0.00010000000000000286, -0.00010000000000000286, -0.00010000000000000286], [-0.00010000000000000286, -0.00010000000000000286, -0.00010000000000000286], [-0.00010000000000000286, -0.00010000000000000286, -0.00010000000000000286], [-0.00010000000000000286, -0.00010000000000000286, -0.00010000000000000286], [-0.00010000000000000286, -0.00010000000000000286, -0.00010000000000000286], [-0.00010000000000000286, -0.00010000000000000286, -0.00010000000000000286], [-0.00010000000000000286, -0.00010000000000000286, -0.00010000000000000286], [-0.00010000000000000286, -0.00010000000000000286, -0.00010000000000000286], [-0.00010000000000000286, -0.00010000000000000286, -0.00010000000000000286], [-0.00010000000000000286, -0.00010000000000000286, -0.00010000000000000286], [-0.00010000000000000286, -0.00010000000000000286, -0.00010000000000000286], [-0.00010000000000000286, -0.00010000000000000286, -0.00010000000000000286], [-0.00010000000000000286, -0.00010000000000000286, -0.00010000000000000286], [-0.00010000000000000286, -0.00010000000000000286, -0.00010000000000000286], [-0.00010000000000000286, -0.00010000000000000286, -0.00010000000000000286], [-0.00010000000000000286, -0.00010000000000000286, -0.00010000000000000286], [-0.00010000000000000286, -0.00010000000000000286, -0.00010000000000000286], [-0.00010000000000000286, -0.00010000000000000286, -0.00010000000000000286], [-0.00010000000000000286, -0.00010000000000000286, -0.00010000000000000286], [-9.999999999998899e-05, -9.999999999998899e-05, -9.999999999998899e-05], [-9.999999999998899e-05, -9.999999999998899e-05, -9.999999999998899e-05], [-9.999999999998899e-05, -9.999999999998899e-05, -9.999999999998899e-05], [-9.999999999998899e-05, -9.999999999998899e-05, -9.999999999998899e-05], [-9.999999999998899e-05, -9.999999999998899e-05, -9.999999999998899e-05], [-9.999999999998899e-05, -9.999999999998899e-05, -9.999999999998899e-05], [-0.00010000000000000286, -0.00010000000000000286, -0.00010000000000000286], [-0.00010000000000000286, -0.00010000000000000286, -0.00010000000000000286], [-0.00010000000000000286, -0.00010000000000000286, -0.00010000000000000286], [-0.00010000000000000286, -0.00010000000000000286, -0.00010000000000000286], [-0.00010000000000000286, -0.00010000000000000286, -0.00010000000000000286], [-0.00010000000000000286, -0.00010000000000000286, -0.00010000000000000286], [-0.00010000000000000286, -0.00010000000000000286, -0.00010000000000000286], [-0.00010000000000000286, -0.00010000000000000286, -0.00010000000000000286], [-0.00010000000000000286, -0.00010000000000000286, -0.00010000000000000286], [-0.00010000000000000286, -0.00010000000000000286, -0.00010000000000000286], [-0.00010000000000000286, -0.00010000000000000286, -0.00010000000000000286], [-0.00010000000000000286, -0.00010000000000000286, -0.00010000000000000286], [-0.00010000000000000286, -0.00010000000000000286, -0.00010000000000000286], [-0.00010000000000000286, -0.00010000000000000286, -0.00010000000000000286], [-0.00010000000000000286, -0.00010000000000000286, -0.00010000000000000286], [-0.00010000000000000286, -0.00010000000000000286, -0.00010000000000000286], [-0.00010000000000000286, -0.00010000000000000286, -0.00010000000000000286], [-0.00010000000000000286, -0.00010000000000000286, -0.00010000000000000286], [-0.00010000000000000286, -0.00010000000000000286, -0.00010000000000000286], [-0.00010000000000000286, -0.00010000000000000286, -0.00010000000000000286], [-0.00010000000000000286, -0.00010000000000000286, -0.00010000000000000286], [-0.00010000000000000286, -0.00010000000000000286, -0.00010000000000000286], [-0.00010000000000000286, -0.00010000000000000286, -0.00010000000000000286], [-9.999999999998899e-05, -9.999999999998899e-05, -9.999999999998899e-05], [-9.999999999998899e-05, -9.999999999998899e-05, -9.999999999998899e-05], [-9.999999999998899e-05, -9.999999999998899e-05, -9.999999999998899e-05], [-9.999999999998899e-05, -9.999999999998899e-05, -9.999999999998899e-05], [-9.999999999998899e-05, -9.999999999998899e-05, -9.999999999998899e-05], [-9.999999999998899e-05, -9.999999999998899e-05, -9.999999999998899e-05], [-9.999999999998899e-05, -9.999999999998899e-05, -9.999999999998899e-05], [-9.999999999998899e-05, -9.999999999998899e-05, -9.999999999998899e-05], [-9.999999999998899e-05, -9.999999999998899e-05, -9.999999999998899e-05], [-9.999999999998899e-05, -9.999999999998899e-05, -9.999999999998899e-05], [-9.999999999998899e-05, -9.999999999998899e-05, -9.999999999998899e-05], [-9.999999999998899e-05, -9.999999999998899e-05, -9.999999999998899e-05], [-9.999999999998899e-05, -9.999999999998899e-05, -9.999999999998899e-05], [-9.999999999998899e-05, -9.999999999998899e-05, -9.999999999998899e-05], [-9.999999999998899e-05, -9.999999999998899e-05, -9.999999999998899e-05], [-9.999999999998899e-05, -9.999999999998899e-05, -9.999999999998899e-05], [-9.999999999998899e-05, -9.999999999998899e-05, -9.999999999998899e-05], [-9.999999999998899e-05, -9.999999999998899e-05, -9.999999999998899e-05], [-9.999999999998899e-05, -9.999999999998899e-05, -9.999999999998899e-05], [-9.999999999998899e-05, -9.999999999998899e-05, -9.999999999998899e-05], [-9.999999999998899e-05, -9.999999999998899e-05, -9.999999999998899e-05], [-9.999999999998899e-05, -9.999999999998899e-05, -9.999999999998899e-05], [-9.999999999998899e-05, -9.999999999998899e-05, -9.999999999998899e-05], [-9.999999999998899e-05, -9.999999999998899e-05, -9.999999999998899e-05], [-9.999999999998899e-05, -9.999999999998899e-05, -9.999999999998899e-05], [-9.999999999998899e-05, -9.999999999998899e-05, -9.999999999998899e-05], [-9.999999999998899e-05, -9.999999999998899e-05, -9.999999999998899e-05], [-9.999999999998899e-05, -9.999999999998899e-05, -9.999999999998899e-05], [-9.999999999998899e-05, -9.999999999998899e-05, -9.999999999998899e-05], [-9.999999999998899e-05, -9.999999999998899e-05, -9.999999999998899e-05], [-9.999999999998899e-05, -9.999999999998899e-05, -9.999999999998899e-05], [-9.999999999998899e-05, -9.999999999998899e-05, -9.999999999998899e-05], [-9.999999999998899e-05, -9.999999999998899e-05, -9.999999999998899e-05], [-9.999999999998899e-05, -9.999999999998899e-05, -9.999999999998899e-05], [-9.999999999998899e-05, -9.999999999998899e-05, -9.999999999998899e-05], [-9.999999999998899e-05, -9.999999999998899e-05, -9.999999999998899e-05], [-9.999999999998899e-05, -9.999999999998899e-05, -9.999999999998899e-05], [-9.999999999998899e-05, -9.999999999998899e-05, -9.999999999998899e-05], [-9.999999999998899e-05, -9.999999999998899e-05, -9.999999999998899e-05], [-9.999999999998899e-05, -9.999999999998899e-05, -9.999999999998899e-05], [-9.999999999998899e-05, -9.999999999998899e-05, -9.999999999998899e-05], [-9.999999999998899e-05, -9.999999999998899e-05, -9.999999999998899e-05], [-9.999999999998899e-05, -9.999999999998899e-05, -9.999999999998899e-05], [-9.999999999998899e-05, -9.999999999998899e-05, -9.999999999998899e-05], [-9.999999999998899e-05, -9.999999999998899e-05, -9.999999999998899e-05], [-9.999999999998899e-05, -9.999999999998899e-05, -9.999999999998899e-05], [-9.999999999998899e-05, -9.999999999998899e-05, -9.999999999998899e-05], [-9.999999999998899e-05, -9.999999999998899e-05, -9.999999999998899e-05], [-9.999999999998899e-05, -9.999999999998899e-05, -9.999999999998899e-05], [-9.999999999998899e-05, -9.999999999998899e-05, -9.999999999998899e-05], [-9.999999999998899e-05, -9.999999999998899e-05, -9.999999999998899e-05], [-9.999999999998899e-05, -9.999999999998899e-05, -9.999999999998899e-05], [-9.999999999998899e-05, -9.999999999998899e-05, -9.999999999998899e-05], [-9.999999999998899e-05, -9.999999999998899e-05, -9.999999999998899e-05], [-9.999999999998899e-05, -9.999999999998899e-05, -9.999999999998899e-05], [-9.999999999998899e-05, -9.999999999998899e-05, -9.999999999998899e-05], [-9.999999999998899e-05, -9.999999999998899e-05, -9.999999999998899e-05], [-9.999999999998899e-05, -9.999999999998899e-05, -9.999999999998899e-05], [-0.0001, -0.0001, -0.0001]], [[-9.43686830310173e-05, -9.43686830310173e-05, -9.43686830310173e-05], [0.009259532734700513, 0.009259532734700513, 0.009259532734700513], [0.01466691684084611, 0.01466691684084611, 0.01466691684084611], [0.012520817383751954, 0.012520817383751954, 0.012520817383751954], [0.009141042975208312, 0.009141042975208312, 0.009141042975208312], [0.007294460708086693, 0.007294460708086693, 0.007294460708086693], [0.005116585101333233, 0.005116585101333233, 0.005116585101333233], [0.0029897049744444237, 0.0029897049744444237, 0.0029897049744444237], [0.0003164587431726956, 0.0003164587431726956, 0.0003164587431726956], [0.00028323143434166864, 0.00028323143434166864, 0.00028323143434166864], [0.0002512530955601777, 0.0002512530955601777, 0.0002512530955601777], [0.00022018374651208011, 0.00022018374651208011, 0.00022018374651208011], [0.0001778610256739574, 0.0001778610256739574, 0.0001778610256739574], [0.0001472672180863402, 0.0001472672180863402, 0.0001472672180863402], [0.00013779153204494798, 0.00013779153204494798, 0.00013779153204494798], [0.000131538775211347, 0.000131538775211347, 0.000131538775211347], [0.0001290990461313042, 0.0001290990461313042, 0.0001290990461313042], [0.0001297993732349463, 0.0001297993732349463, 0.0001297993732349463], [0.00013380392205525338, 0.00013380392205525338, 0.00013380392205525338], [0.0001398710944902487, 0.0001398710944902487, 0.0001398710944902487], [0.00014648281739266383, 0.00014648281739266383, 0.00014648281739266383], [0.00015391538907109925, 0.00015391538907109925, 0.00015391538907109925], [0.00016265263625331317, 0.00016265263625331317, 0.00016265263625331317], [0.0001710787738910119, 0.0001710787738910119, 0.0001710787738910119], [0.00017882247588405648, 0.00017882247588405648, 0.00017882247588405648], [0.00018697351171355348, 0.00018697351171355348, 0.00018697351171355348], [0.00019325885639769058, 0.00019325885639769058, 0.00019325885639769058], [0.00019580741945939006, 0.00019580741945939006, 0.00019580741945939006], [0.00019708053637552958, 0.00019708053637552958, 0.00019708053637552958], [0.00019779578953747767, 0.00019779578953747767, 0.00019779578953747767], [0.00019772355468157532, 0.00019772355468157532, 0.00019772355468157532], [0.00019318264293975707, 0.00019318264293975707, 0.00019318264293975707], [0.00017932377790873255, 0.00017932377790873255, 0.00017932377790873255], [0.00016271369476581615, 0.00016271369476581615, 0.00016271369476581615], [0.0001480663999847906, 0.0001480663999847906, 0.0001480663999847906], [0.00013175584906890275, 0.00013175584906890275, 0.00013175584906890275], [0.00011455846914659035, 0.00011455846914659035, 0.00011455846914659035], [9.772553622851288e-05, 9.772553622851288e-05, 9.772553622851288e-05], [8.08598488013755e-05, 8.08598488013755e-05, 8.08598488013755e-05], [6.406485527443717e-05, 6.406485527443717e-05, 6.406485527443717e-05], [4.8251729690862444e-05, 4.8251729690862444e-05, 4.8251729690862444e-05], [3.328588780082166e-05, 3.328588780082166e-05, 3.328588780082166e-05], [1.905583603381642e-05, 1.905583603381642e-05, 1.905583603381642e-05], [6.247368510572775e-06, 6.247368510572775e-06, 6.247368510572775e-06], [-4.821212880371222e-06, -4.821212880371222e-06, -4.821212880371222e-06], [-1.4761945854183052e-05, -1.4761945854183052e-05, -1.4761945854183052e-05], [-2.3933554641432896e-05, -2.3933554641432896e-05, -2.3933554641432896e-05], [-2.927588455289002e-05, -2.927588455289002e-05, -2.927588455289002e-05], [-1.9740400425353327e-05, -1.9740400425353327e-05, -1.9740400425353327e-05], [0.0024306441847435963, 0.0024306441847435963, 0.0024306441847435963], [0.00370920334281543, 0.00370920334281543, 0.00370920334281543], [0.003692649860493412, 0.003692649860493412, 0.003692649860493412], [0.003631745144974007, 0.003631745144974007, 0.003631745144974007], [0.003545665609725336, 0.003545665609725336, 0.003545665609725336], [0.0034435328197136503, 0.0034435328197136503, 0.0034435328197136503], [0.0033062194429168863, 0.0033062194429168863, 0.0033062194429168863], [0.0031323123914392646, 0.0031323123914392646, 0.0031323123914392646], [0.002921959963916178, 0.002921959963916178, 0.002921959963916178], [0.002675310458983015, 0.002675310458983015, 0.002675310458983015], [0.002392512175275169, 0.002392512175275169, 0.002392512175275169], [0.0020363102103168815, 0.0020363102103168815, 0.0020363102103168815], [0.0016604250523456973, 0.0016604250523456973, 0.0016604250523456973], [0.0012684458642625313, 0.0012684458642625313, 0.0012684458642625313], [0.0008610858148301818, 0.0008610858148301818, 0.0008610858148301818], [0.00043905807281144436, 0.00043905807281144436, 0.00043905807281144436], [3.075806969113446e-06, 3.075806969113446e-06, 3.075806969113446e-06], [-0.00044614781393400877, -0.00044614781393400877, -0.00044614781393400877], [-0.0009326956452492471, -0.0009326956452492471, -0.0009326956452492471], [-0.0010451656870926872, -0.0010451656870926872, -0.0010451656870926872], [-0.0011697864613983873, -0.0011697864613983873, -0.0011697864613983873], [-0.0012500122083705031, -0.0012500122083705031, -0.0012500122083705031], [-0.001286461837132831, -0.001286461837132831, -0.001286461837132831], [-0.001323440980739006, -0.001323440980739006, -0.001323440980739006], [-0.0013746977266614994, -0.0013746977266614994, -0.0013746977266614994], [-0.0014260470488933127, -0.0014260470488933127, -0.0014260470488933127], [-0.00148580952668439, -0.00148580952668439, -0.00148580952668439], [-0.001543235099645917, -0.001543235099645917, -0.001543235099645917], [-0.0016401220646364862, -0.0016401220646364862, -0.0016401220646364862], [-0.0016998344361446645, -0.0016998344361446645, -0.0016998344361446645], [-0.0018077362065016273, -0.0018077362065016273, -0.0018077362065016273], [-0.0018792125022329062, -0.0018792125022329062, -0.0018792125022329062], [-0.0019401111243013483, -0.0019401111243013483, -0.0019401111243013483], [-0.0019001535041737252, -0.0019001535041737252, -0.0019001535041737252], [-0.001749558266671506, -0.001749558266671506, -0.001749558266671506], [-0.0019553069175470596, -0.0019553069175470596, -0.0019553069175470596], [-0.0021937982208167523, -0.0021937982208167523, -0.0021937982208167523], [-0.0025154677795477948, -0.0025154677795477948, -0.0025154677795477948], [-0.0028434964976676146, -0.0028434964976676146, -0.0028434964976676146], [-0.0031692979677287007, -0.0031692979677287007, -0.0031692979677287007], [-0.0035322448696210066, -0.0035322448696210066, -0.0035322448696210066], [-0.0037939433019257393, -0.0037939433019257393, -0.0037939433019257393], [-0.004201060018192016, -0.004201060018192016, -0.004201060018192016], [-0.004516016162671833, -0.004516016162671833, -0.004516016162671833], [-0.00470552887370974, -0.00470552887370974, -0.00470552887370974], [-0.004813292185501455, -0.004813292185501455, -0.004813292185501455], [-0.004765143431287181, -0.004765143431287181, -0.004765143431287181], [-0.00475029881688341, -0.00475029881688341, -0.00475029881688341], [-0.004726453396531773, -0.004726453396531773, -0.004726453396531773], [-0.004692408276351678, -0.004692408276351678, -0.004692408276351678], [-0.0046403602212532775, -0.0046403602212532775, -0.0046403602212532775], [-0.004622691824255995, -0.004622691824255995, -0.004622691824255995], [-0.004621909067000456, -0.004621909067000456, -0.004621909067000456], [-0.004635016357760828, -0.004635016357760828, -0.004635016357760828], [-0.004669728387211119, -0.004669728387211119, -0.004669728387211119], [-0.004674725673735105, -0.004674725673735105, -0.004674725673735105], [-0.0047148836805505035, -0.0047148836805505035, -0.0047148836805505035], [-0.004740754962485745, -0.004740754962485745, -0.004740754962485745], [-0.004787544688414007, -0.004787544688414007, -0.004787544688414007], [-0.004814252916209611, -0.004814252916209611, -0.004814252916209611], [-0.0048474663928276766, -0.0048474663928276766, -0.0048474663928276766], [-0.004875664302885928, -0.004875664302885928, -0.004875664302885928], [-0.004903162317245236, -0.004903162317245236, -0.004903162317245236], [-0.004945038575504478, -0.004945038575504478, -0.004945038575504478], [-0.004943246153018935, -0.004943246153018935, -0.004943246153018935], [-0.004966077364112019, -0.004966077364112019, -0.004966077364112019], [-0.004967717851019815, -0.004967717851019815, -0.004967717851019815], [-0.004877439754099284, -0.004877439754099284, -0.004877439754099284], [-0.004794741672811981, -0.004794741672811981, -0.004794741672811981], [-0.004407474218381656, -0.004407474218381656, -0.004407474218381656], [-0.00388694808948054, -0.00388694808948054, -0.00388694808948054], [-0.0034842132410247847, -0.0034842132410247847, -0.0034842132410247847], [-0.0032593050021832, -0.0032593050021832, -0.0032593050021832], [-0.003188444302650596, -0.003188444302650596, -0.003188444302650596], [-0.0030412666164239552, -0.0030412666164239552, -0.0030412666164239552], [-0.0029223097772676865, -0.0029223097772676865, -0.0029223097772676865], [-0.0028447069611331945, -0.0028447069611331945, -0.0028447069611331945], [-0.0027456897662684523, -0.0027456897662684523, -0.0027456897662684523], [-0.002684367468204573, -0.002684367468204573, -0.002684367468204573], [-0.002666604407370877, -0.002666604407370877, -0.002666604407370877], [-0.00258267210638714, -0.00258267210638714, -0.00258267210638714], [-0.0024744098805602396, -0.0024744098805602396, -0.0024744098805602396], [-0.0023609821824806723, -0.0023609821824806723, -0.0023609821824806723], [-0.0022718490228648587, -0.0022718490228648587, -0.0022718490228648587], [-0.002293571975216832, -0.002293571975216832, -0.002293571975216832], [-0.002339459392567531, -0.002339459392567531, -0.002339459392567531], [-0.0024139154004157067, -0.0024139154004157067, -0.0024139154004157067], [-0.002542590015655089, -0.002542590015655089, -0.002542590015655089], [-0.002712086097889456, -0.002712086097889456, -0.002712086097889456], [-0.0028798272822291773, -0.0028798272822291773, -0.0028798272822291773], [-0.0030944327964836328, -0.0030944327964836328, -0.0030944327964836328], [-0.0034586980392018983, -0.0034586980392018983, -0.0034586980392018983], [-0.0039991167808059065, -0.0039991167808059065, -0.0039991167808059065], [-0.004560937424979487, -0.004560937424979487, -0.004560937424979487], [-0.005108013050627254, -0.005108013050627254, -0.005108013050627254], [-0.005655401100557243, -0.005655401100557243, -0.005655401100557243], [-0.006203237877296678, -0.006203237877296678, -0.006203237877296678], [-0.006761329854510036, -0.006761329854510036, -0.006761329854510036], [-0.007338740622393907, -0.007338740622393907, -0.007338740622393907], [-0.007982356193327062, -0.007982356193327062, -0.007982356193327062], [-0.008214152880685388, -0.008214152880685388, -0.008214152880685388], [-0.008894035707374615, -0.008894035707374615, -0.008894035707374615], [-0.00958826001136553, -0.00958826001136553, -0.00958826001136553], [-0.010262826905781796, -0.010262826905781796, -0.010262826905781796], [-0.010684351377290853, -0.010684351377290853, -0.010684351377290853], [-0.011111470262949365, -0.011111470262949365, -0.011111470262949365], [-0.011489636967541326, -0.011489636967541326, -0.011489636967541326], [-0.011938253665008145, -0.011938253665008145, -0.011938253665008145], [-0.012375344843430714, -0.012375344843430714, -0.012375344843430714], [-0.012821693271501892, -0.012821693271501892, -0.012821693271501892], [-0.013289334773325584, -0.013289334773325584, -0.013289334773325584], [-0.013796637387248038, -0.013796637387248038, -0.013796637387248038], [-0.014326694886402421, -0.014326694886402421, -0.014326694886402421], [-0.014864777009394954, -0.014864777009394954, -0.014864777009394954], [-0.015432157913337921, -0.015432157913337921, -0.015432157913337921], [-0.01602515655414824, -0.01602515655414824, -0.01602515655414824], [-0.01660730113824298, -0.01660730113824298, -0.01660730113824298], [-0.017175133327160825, -0.017175133327160825, -0.017175133327160825], [-0.01787957707048122, -0.01787957707048122, -0.01787957707048122], [-0.018479382686724402, -0.018479382686724402, -0.018479382686724402], [-0.018721593135692827, -0.018721593135692827, -0.018721593135692827], [-0.01898720496982248, -0.01898720496982248, -0.01898720496982248], [-0.019139065657790125, -0.019139065657790125, -0.019139065657790125], [-0.01910816455675398, -0.01910816455675398, -0.01910816455675398], [-0.018933290541594067, -0.018933290541594067, -0.018933290541594067], [-0.018817796128117584, -0.018817796128117584, -0.018817796128117584], [-0.01870418519592469, -0.01870418519592469, -0.01870418519592469], [-0.01857928635302878, -0.01857928635302878, -0.01857928635302878], [-0.018388273591732698, -0.018388273591732698, -0.018388273591732698], [-0.018161391093816676, -0.018161391093816676, -0.018161391093816676], [-0.01802644478733076, -0.01802644478733076, -0.01802644478733076], [-0.01797889202370714, -0.01797889202370714, -0.01797889202370714], [-0.017918035365777775, -0.017918035365777775, -0.017918035365777775], [-0.0177695991173526, -0.0177695991173526, -0.0177695991173526], [-0.017577797039487253, -0.017577797039487253, -0.017577797039487253], [-0.01766678121123971, -0.01766678121123971, -0.01766678121123971], [-0.018285197959186813, -0.018285197959186813, -0.018285197959186813], [-0.0190530495951849, -0.0190530495951849, -0.0190530495951849], [-0.021124333921026223, -0.021124333921026223, -0.021124333921026223], [-0.024032897778141993, -0.024032897778141993, -0.024032897778141993], [-0.026502380252309915, -0.026502380252309915, -0.026502380252309915], [-0.030926034199679913, -0.030926034199679913, -0.030926034199679913], [-0.03525488413118624, -0.03525488413118624, -0.03525488413118624], [-0.038751272232803474, -0.038751272232803474, -0.038751272232803474], [-0.036927660050009276, -0.036927660050009276, -0.036927660050009276], [-0.02977410730075608, -0.02977410730075608, -0.02977410730075608], [-0.01958900018470193, -0.01958900018470193, -0.01958900018470193], [-0.013268429784387557, -0.013268429784387557, -0.013268429784387557], [-0.013021560821859969, -0.013021560821859969, -0.013021560821859969], [-0.008097964229800844, -0.008097964229800844, -0.008097964229800844], [-9.436868303101333e-05, -9.436868303101333e-05, -9.436868303101333e-05]], [[-5.6433357849407746e-05, -5.6433357849407746e-05, -5.6433357849407746e-05], [0.06776713486867408, 0.06776713486867408, 0.06776713486867408], [0.11196377505203729, 0.11196377505203729, 0.11196377505203729], [0.10038543025191453, 0.10038543025191453, 0.10038543025191453], [0.0796918367661153, 0.0796918367661153, 0.0796918367661153], [0.06812235552636708, 0.06812235552636708, 0.06812235552636708], [0.05475134785921619, 0.05475134785921619, 0.05475134785921619], [0.04224400727956304, 0.04224400727956304, 0.04224400727956304], [0.027287324601409816, 0.027287324601409816, 0.027287324601409816], [0.02540404782625685, 0.02540404782625685, 0.02540404782625685], [0.023552103431002405, 0.023552103431002405, 0.023552103431002405], [0.021595073719022206, 0.021595073719022206, 0.021595073719022206], [0.018916975690614773, 0.018916975690614773, 0.018916975690614773], [0.01695327467795569, 0.01695327467795569, 0.01695327467795569], [0.016323878893546404, 0.016323878893546404, 0.016323878893546404], [0.015905557598821774, 0.015905557598821774, 0.015905557598821774], [0.015723974668210506, 0.015723974668210506, 0.015723974668210506], [0.015753468962393425, 0.015753468962393425, 0.015753468962393425], [0.01599856964573733, 0.01599856964573733, 0.01599856964573733], [0.016375708849154513, 0.016375708849154513, 0.016375708849154513], [0.016786619407763718, 0.016786619407763718, 0.016786619407763718], [0.017250368633348705, 0.017250368633348705, 0.017250368633348705], [0.01779684774353488, 0.01779684774353488, 0.01779684774353488], [0.018321994308346235, 0.018321994308346235, 0.018321994308346235], [0.018798360768263262, 0.018798360768263262, 0.018798360768263262], [0.019297464121832794, 0.019297464121832794, 0.019297464121832794], [0.019679530362309256, 0.019679530362309256, 0.019679530362309256], [0.019826394162982118, 0.019826394162982118, 0.019826394162982118], [0.019888187314917122, 0.019888187314917122, 0.019888187314917122], [0.01991275239471326, 0.01991275239471326, 0.01991275239471326], [0.019888891975249984, 0.019888891975249984, 0.019888891975249984], [0.019571960031522548, 0.019571960031522548, 0.019571960031522548], [0.018684430801952836, 0.018684430801952836, 0.018684430801952836], [0.017626473516540824, 0.017626473516540824, 0.017626473516540824], [0.016681545598734724, 0.016681545598734724, 0.016681545598734724], [0.01562939802428556, 0.01562939802428556, 0.01562939802428556], [0.014519405377164351, 0.014519405377164351, 0.014519405377164351], [0.013428867599670472, 0.013428867599670472, 0.013428867599670472], [0.01233063153764709, 0.01233063153764709, 0.01233063153764709], [0.011233870335691103, 0.011233870335691103, 0.011233870335691103], [0.010196012581558495, 0.010196012581558495, 0.010196012581558495], [0.009209008597800114, 0.009209008597800114, 0.009209008597800114], [0.008265461077446705, 0.008265461077446705, 0.008265461077446705], [0.007409761438548259, 0.007409761438548259, 0.007409761438548259], [0.006663667840255303, 0.006663667840255303, 0.006663667840255303], [0.005988973639284988, 0.005988973639284988, 0.005988973639284988], [0.00536573365951146, 0.00536573365951146, 0.00536573365951146], [0.004960668129614588, 0.004960668129614588, 0.004960668129614588], [0.0053826685956140305, 0.0053826685956140305, 0.0053826685956140305], [0.019906557758103908, 0.019906557758103908, 0.019906557758103908], [0.02683869069238142, 0.02683869069238142, 0.02683869069238142], [0.026446721915165842, 0.026446721915165842, 0.026446721915165842], [0.025800265841026848, 0.025800265841026848, 0.025800265841026848], [0.024992771460417035, 0.024992771460417035, 0.024992771460417035], [0.02406935405 | Moment coefficient corrected with CCblade.Polar.
airfoils.ac | output |  | [0.5, 0.5, 0.316, 0.25, 0.25, 0.25, 0.25, 0.25, 0.25, 0.25] | 1D array of the aerodynamic centers of each airfoil used along span.
airfoils.rthick_master | output |  | [1.0, 1.0, 0.5, 0.36, 0.33, 0.301, 0.27, 0.241, 0.211, 0.211] | 1D array of the relative thicknesses of each airfoil used along span.
airfoils.aoa | output | deg | [-180.0, -177.0, -174.0, -171.0, -168.0, -165.0, -162.0, -159.0, -156.0, -153.0, -150.0, -147.0, -144.0, -141.0, -138.0, -135.0, -132.0, -129.0, -126.0, -123.0, -120.0, -117.0, -114.0, -111.0, -108.0, -105.0, -102.0, -99.0, -96.0, -93.0, -90.0, -87.0, -84.0, -81.0, -78.0, -75.0, -72.0, -69.0, -66.0, -63.0, -60.0, -57.0, -54.0, -51.0, -48.0, -45.0, -42.0, -39.0, -36.0, -33.0, -30.0, -29.393939393939394, -28.78787878787879, -28.18181818181818, -27.575757575757574, -26.96969696969697, -26.363636363636363, -25.757575757575758, -25.151515151515152, -24.545454545454547, -23.939393939393938, -23.333333333333332, -22.727272727272727, -22.12121212121212, -21.515151515151516, -20.909090909090907, -20.303030303030305, -19.696969696969695, -19.09090909090909, -18.484848484848484, -17.87878787878788, -17.272727272727273, -16.666666666666664, -16.060606060606062, -15.454545454545453, -14.848484848484848, -14.242424242424242, -13.636363636363637, -13.030303030303031, -12.424242424242422, -11.818181818181817, -11.212121212121211, -10.606060606060606, -10.0, -9.393939393939394, -8.787878787878789, -8.18181818181818, -7.575757575757574, -6.969696969696969, -6.363636363636363, -5.757575757575758, -5.151515151515152, -4.545454545454543, -3.9393939393939377, -3.333333333333332, -2.7272727272727266, -2.121212121212121, -1.5151515151515156, -0.9090909090909065, -0.303030303030301, 0.30303030303030454, 0.9090909090909101, 1.5151515151515156, 2.1212121212121247, 2.7272727272727266, 3.3333333333333357, 3.9393939393939377, 4.545454545454547, 5.151515151515156, 5.757575757575758, 6.363636363636367, 6.969696969696969, 7.575757575757578, 8.18181818181818, 8.787878787878789, 9.393939393939398, 10.0, 10.606060606060609, 11.212121212121211, 11.81818181818182, 12.424242424242422, 13.030303030303031, 13.63636363636364, 14.242424242424242, 14.848484848484851, 15.454545454545453, 16.060606060606062, 16.66666666666667, 17.272727272727273, 17.878787878787882, 18.484848484848484, 19.090909090909093, 19.696969696969695, 20.303030303030305, 20.909090909090914, 21.515151515151516, 22.121212121212125, 22.727272727272727, 23.333333333333336, 23.939393939393938, 24.545454545454547, 25.151515151515156, 25.757575757575758, 26.363636363636367, 26.96969696969697, 27.575757575757578, 28.181818181818187, 28.78787878787879, 29.393939393939398, 30.0, 33.0, 36.0, 39.0, 42.0, 45.0, 48.0, 51.0, 54.0, 57.0, 60.0, 63.0, 66.0, 69.0, 72.0, 75.0, 78.0, 81.0, 84.0, 87.0, 90.0, 93.0, 96.0, 99.0, 102.0, 105.0, 108.0, 111.0, 114.0, 117.0, 120.0, 123.0, 126.0, 129.0, 132.0, 135.0, 138.0, 141.0, 144.0, 147.0, 150.0, 153.0, 156.0, 159.0, 162.0, 165.0, 168.0, 171.0, 174.0, 177.0, 180.0] | 1D array of the angles of attack used to define the polars of the airfoils. All airfoils defined in openmdao share this grid.
airfoils.Re | output |  | [3000000.0, 8100000.0, 10000000.0] | 1D array of the Reynolds numbers used to define the polars of the airfoils. All airfoils defined in openmdao share this grid.
airfoils.cl | output |  | [[[0.0001, 0.0001, 0.0001], [0.0001, 0.0001, 0.0001], [0.0001, 0.0001, 0.0001], [0.0001, 0.0001, 0.0001], [0.0001, 0.0001, 0.0001], [0.0001, 0.0001, 0.0001], [0.0001, 0.0001, 0.0001], [0.0001, 0.0001, 0.0001], [0.0001, 0.0001, 0.0001], [0.0001, 0.0001, 0.0001], [0.0001, 0.0001, 0.0001], [0.0001, 0.0001, 0.0001], [0.0001, 0.0001, 0.0001], [0.0001, 0.0001, 0.0001], [0.0001, 0.0001, 0.0001], [0.0001, 0.0001, 0.0001], [0.0001, 0.0001, 0.0001], [0.0001, 0.0001, 0.0001], [0.0001, 0.0001, 0.0001], [0.0001, 0.0001, 0.0001], [0.0001, 0.0001, 0.0001], [0.0001, 0.0001, 0.0001], [0.0001, 0.0001, 0.0001], [0.0001, 0.0001, 0.0001], [0.0001, 0.0001, 0.0001], [0.0001, 0.0001, 0.0001], [0.0001, 0.0001, 0.0001], [0.0001, 0.0001, 0.0001], [0.0001, 0.0001, 0.0001], [0.0001, 0.0001, 0.0001], [0.0001, 0.0001, 0.0001], [0.0001, 0.0001, 0.0001], [0.0001, 0.0001, 0.0001], [0.0001, 0.0001, 0.0001], [0.0001, 0.0001, 0.0001], [0.0001, 0.0001, 0.0001], [0.0001, 0.0001, 0.0001], [0.0001, 0.0001, 0.0001], [0.0001, 0.0001, 0.0001], [0.0001, 0.0001, 0.0001], [0.0001, 0.0001, 0.0001], [0.0001, 0.0001, 0.0001], [0.0001, 0.0001, 0.0001], [0.0001, 0.0001, 0.0001], [0.0001, 0.0001, 0.0001], [0.0001, 0.0001, 0.0001], [0.0001, 0.0001, 0.0001], [0.0001, 0.0001, 0.0001], [0.0001, 0.0001, 0.0001], [0.0001, 0.0001, 0.0001], [0.0001, 0.0001, 0.0001], [0.0001, 0.0001, 0.0001], [0.0001, 0.0001, 0.0001], [0.0001, 0.0001, 0.0001], [0.0001, 0.0001, 0.0001], [0.0001, 0.0001, 0.0001], [0.0001, 0.0001, 0.0001], [0.0001, 0.0001, 0.0001], [0.0001, 0.0001, 0.0001], [0.0001, 0.0001, 0.0001], [0.0001, 0.0001, 0.0001], [0.0001, 0.0001, 0.0001], [0.0001, 0.0001, 0.0001], [0.0001, 0.0001, 0.0001], [0.0001, 0.0001, 0.0001], [0.0001, 0.0001, 0.0001], [0.0001, 0.0001, 0.0001], [0.0001, 0.0001, 0.0001], [0.0001, 0.0001, 0.0001], [0.0001, 0.0001, 0.0001], [0.0001, 0.0001, 0.0001], [0.0001, 0.0001, 0.0001], [0.0001, 0.0001, 0.0001], [0.0001, 0.0001, 0.0001], [0.0001, 0.0001, 0.0001], [0.0001, 0.0001, 0.0001], [0.0001, 0.0001, 0.0001], [0.0001, 0.0001, 0.0001], [0.0001, 0.0001, 0.0001], [0.0001, 0.0001, 0.0001], [0.0001, 0.0001, 0.0001], [0.0001, 0.0001, 0.0001], [0.0001, 0.0001, 0.0001], [0.0001, 0.0001, 0.0001], [0.0001, 0.0001, 0.0001], [0.0001, 0.0001, 0.0001], [0.0001, 0.0001, 0.0001], [0.0001, 0.0001, 0.0001], [0.0001, 0.0001, 0.0001], [0.0001, 0.0001, 0.0001], [0.0001, 0.0001, 0.0001], [0.0001, 0.0001, 0.0001], [0.0001, 0.0001, 0.0001], [0.0001, 0.0001, 0.0001], [0.0001, 0.0001, 0.0001], [0.0001, 0.0001, 0.0001], [0.0001, 0.0001, 0.0001], [0.0001, 0.0001, 0.0001], [0.0001, 0.0001, 0.0001], [0.0001, 0.0001, 0.0001], [0.0001, 0.0001, 0.0001], [0.0001, 0.0001, 0.0001], [0.0001, 0.0001, 0.0001], [0.0001, 0.0001, 0.0001], [0.0001, 0.0001, 0.0001], [0.0001, 0.0001, 0.0001], [0.0001, 0.0001, 0.0001], [0.0001, 0.0001, 0.0001], [0.0001, 0.0001, 0.0001], [0.0001, 0.0001, 0.0001], [0.0001, 0.0001, 0.0001], [0.0001, 0.0001, 0.0001], [0.0001, 0.0001, 0.0001], [0.0001, 0.0001, 0.0001], [0.0001, 0.0001, 0.0001], [0.0001, 0.0001, 0.0001], [0.0001, 0.0001, 0.0001], [0.0001, 0.0001, 0.0001], [0.0001, 0.0001, 0.0001], [0.0001, 0.0001, 0.0001], [0.0001, 0.0001, 0.0001], [0.0001, 0.0001, 0.0001], [0.0001, 0.0001, 0.0001], [0.0001, 0.0001, 0.0001], [0.0001, 0.0001, 0.0001], [0.0001, 0.0001, 0.0001], [0.0001, 0.0001, 0.0001], [0.0001, 0.0001, 0.0001], [0.0001, 0.0001, 0.0001], [0.0001, 0.0001, 0.0001], [0.0001, 0.0001, 0.0001], [0.0001, 0.0001, 0.0001], [0.0001, 0.0001, 0.0001], [0.0001, 0.0001, 0.0001], [0.0001, 0.0001, 0.0001], [0.0001, 0.0001, 0.0001], [0.0001, 0.0001, 0.0001], [0.0001, 0.0001, 0.0001], [0.0001, 0.0001, 0.0001], [0.0001, 0.0001, 0.0001], [0.0001, 0.0001, 0.0001], [0.0001, 0.0001, 0.0001], [0.0001, 0.0001, 0.0001], [0.0001, 0.0001, 0.0001], [0.0001, 0.0001, 0.0001], [0.0001, 0.0001, 0.0001], [0.0001, 0.0001, 0.0001], [0.0001, 0.0001, 0.0001], [0.0001, 0.0001, 0.0001], [0.0001, 0.0001, 0.0001], [0.0001, 0.0001, 0.0001], [0.0001, 0.0001, 0.0001], [0.0001, 0.0001, 0.0001], [0.0001, 0.0001, 0.0001], [0.0001, 0.0001, 0.0001], [0.0001, 0.0001, 0.0001], [0.0001, 0.0001, 0.0001], [0.0001, 0.0001, 0.0001], [0.0001, 0.0001, 0.0001], [0.0001, 0.0001, 0.0001], [0.0001, 0.0001, 0.0001], [0.0001, 0.0001, 0.0001], [0.0001, 0.0001, 0.0001], [0.0001, 0.0001, 0.0001], [0.0001, 0.0001, 0.0001], [0.0001, 0.0001, 0.0001], [0.0001, 0.0001, 0.0001], [0.0001, 0.0001, 0.0001], [0.0001, 0.0001, 0.0001], [0.0001, 0.0001, 0.0001], [0.0001, 0.0001, 0.0001], [0.0001, 0.0001, 0.0001], [0.0001, 0.0001, 0.0001], [0.0001, 0.0001, 0.0001], [0.0001, 0.0001, 0.0001], [0.0001, 0.0001, 0.0001], [0.0001, 0.0001, 0.0001], [0.0001, 0.0001, 0.0001], [0.0001, 0.0001, 0.0001], [0.0001, 0.0001, 0.0001], [0.0001, 0.0001, 0.0001], [0.0001, 0.0001, 0.0001], [0.0001, 0.0001, 0.0001], [0.0001, 0.0001, 0.0001], [0.0001, 0.0001, 0.0001], [0.0001, 0.0001, 0.0001], [0.0001, 0.0001, 0.0001], [0.0001, 0.0001, 0.0001], [0.0001, 0.0001, 0.0001], [0.0001, 0.0001, 0.0001], [0.0001, 0.0001, 0.0001], [0.0001, 0.0001, 0.0001], [0.0001, 0.0001, 0.0001], [0.0001, 0.0001, 0.0001], [0.0001, 0.0001, 0.0001], [0.0001, 0.0001, 0.0001], [0.0001, 0.0001, 0.0001], [0.0001, 0.0001, 0.0001], [0.0001, 0.0001, 0.0001], [0.0001, 0.0001, 0.0001]], [[0.0001, 0.0001, 0.0001], [0.0001, 0.0001, 0.0001], [0.0001, 0.0001, 0.0001], [0.0001, 0.0001, 0.0001], [0.0001, 0.0001, 0.0001], [0.0001, 0.0001, 0.0001], [0.0001, 0.0001, 0.0001], [0.0001, 0.0001, 0.0001], [0.0001, 0.0001, 0.0001], [0.0001, 0.0001, 0.0001], [0.0001, 0.0001, 0.0001], [0.0001, 0.0001, 0.0001], [0.0001, 0.0001, 0.0001], [0.0001, 0.0001, 0.0001], [0.0001, 0.0001, 0.0001], [0.0001, 0.0001, 0.0001], [0.0001, 0.0001, 0.0001], [0.0001, 0.0001, 0.0001], [0.0001, 0.0001, 0.0001], [0.0001, 0.0001, 0.0001], [0.0001, 0.0001, 0.0001], [0.0001, 0.0001, 0.0001], [0.0001, 0.0001, 0.0001], [0.0001, 0.0001, 0.0001], [0.0001, 0.0001, 0.0001], [0.0001, 0.0001, 0.0001], [0.0001, 0.0001, 0.0001], [0.0001, 0.0001, 0.0001], [0.0001, 0.0001, 0.0001], [0.0001, 0.0001, 0.0001], [0.0001, 0.0001, 0.0001], [0.0001, 0.0001, 0.0001], [0.0001, 0.0001, 0.0001], [0.0001, 0.0001, 0.0001], [0.0001, 0.0001, 0.0001], [0.0001, 0.0001, 0.0001], [0.0001, 0.0001, 0.0001], [0.0001, 0.0001, 0.0001], [0.0001, 0.0001, 0.0001], [0.0001, 0.0001, 0.0001], [0.0001, 0.0001, 0.0001], [0.0001, 0.0001, 0.0001], [0.0001, 0.0001, 0.0001], [0.0001, 0.0001, 0.0001], [0.0001, 0.0001, 0.0001], [0.0001, 0.0001, 0.0001], [0.0001, 0.0001, 0.0001], [0.0001, 0.0001, 0.0001], [0.0001, 0.0001, 0.0001], [0.0001, 0.0001, 0.0001], [0.0001, 0.0001, 0.0001], [0.0001, 0.0001, 0.0001], [0.0001, 0.0001, 0.0001], [0.0001, 0.0001, 0.0001], [0.0001, 0.0001, 0.0001], [0.0001, 0.0001, 0.0001], [0.0001, 0.0001, 0.0001], [0.0001, 0.0001, 0.0001], [0.0001, 0.0001, 0.0001], [0.0001, 0.0001, 0.0001], [0.0001, 0.0001, 0.0001], [0.0001, 0.0001, 0.0001], [0.0001, 0.0001, 0.0001], [0.0001, 0.0001, 0.0001], [0.0001, 0.0001, 0.0001], [0.0001, 0.0001, 0.0001], [0.0001, 0.0001, 0.0001], [0.0001, 0.0001, 0.0001], [0.0001, 0.0001, 0.0001], [0.0001, 0.0001, 0.0001], [0.0001, 0.0001, 0.0001], [0.0001, 0.0001, 0.0001], [0.0001, 0.0001, 0.0001], [0.0001, 0.0001, 0.0001], [0.0001, 0.0001, 0.0001], [0.0001, 0.0001, 0.0001], [0.0001, 0.0001, 0.0001], [0.0001, 0.0001, 0.0001], [0.0001, 0.0001, 0.0001], [0.0001, 0.0001, 0.0001], [0.0001, 0.0001, 0.0001], [0.0001, 0.0001, 0.0001], [0.0001, 0.0001, 0.0001], [0.0001, 0.0001, 0.0001], [0.0001, 0.0001, 0.0001], [0.0001, 0.0001, 0.0001], [0.0001, 0.0001, 0.0001], [0.0001, 0.0001, 0.0001], [0.0001, 0.0001, 0.0001], [0.0001, 0.0001, 0.0001], [0.0001, 0.0001, 0.0001], [0.0001, 0.0001, 0.0001], [0.0001, 0.0001, 0.0001], [0.0001, 0.0001, 0.0001], [0.0001, 0.0001, 0.0001], [0.0001, 0.0001, 0.0001], [0.0001, 0.0001, 0.0001], [0.0001, 0.0001, 0.0001], [0.0001, 0.0001, 0.0001], [0.0001, 0.0001, 0.0001], [0.0001, 0.0001, 0.0001], [0.0001, 0.0001, 0.0001], [0.0001, 0.0001, 0.0001], [0.0001, 0.0001, 0.0001], [0.0001, 0.0001, 0.0001], [0.0001, 0.0001, 0.0001], [0.0001, 0.0001, 0.0001], [0.0001, 0.0001, 0.0001], [0.0001, 0.0001, 0.0001], [0.0001, 0.0001, 0.0001], [0.0001, 0.0001, 0.0001], [0.0001, 0.0001, 0.0001], [0.0001, 0.0001, 0.0001], [0.0001, 0.0001, 0.0001], [0.0001, 0.0001, 0.0001], [0.0001, 0.0001, 0.0001], [0.0001, 0.0001, 0.0001], [0.0001, 0.0001, 0.0001], [0.0001, 0.0001, 0.0001], [0.0001, 0.0001, 0.0001], [0.0001, 0.0001, 0.0001], [0.0001, 0.0001, 0.0001], [0.0001, 0.0001, 0.0001], [0.0001, 0.0001, 0.0001], [0.0001, 0.0001, 0.0001], [0.0001, 0.0001, 0.0001], [0.0001, 0.0001, 0.0001], [0.0001, 0.0001, 0.0001], [0.0001, 0.0001, 0.0001], [0.0001, 0.0001, 0.0001], [0.0001, 0.0001, 0.0001], [0.0001, 0.0001, 0.0001], [0.0001, 0.0001, 0.0001], [0.0001, 0.0001, 0.0001], [0.0001, 0.0001, 0.0001], [0.0001, 0.0001, 0.0001], [0.0001, 0.0001, 0.0001], [0.0001, 0.0001, 0.0001], [0.0001, 0.0001, 0.0001], [0.0001, 0.0001, 0.0001], [0.0001, 0.0001, 0.0001], [0.0001, 0.0001, 0.0001], [0.0001, 0.0001, 0.0001], [0.0001, 0.0001, 0.0001], [0.0001, 0.0001, 0.0001], [0.0001, 0.0001, 0.0001], [0.0001, 0.0001, 0.0001], [0.0001, 0.0001, 0.0001], [0.0001, 0.0001, 0.0001], [0.0001, 0.0001, 0.0001], [0.0001, 0.0001, 0.0001], [0.0001, 0.0001, 0.0001], [0.0001, 0.0001, 0.0001], [0.0001, 0.0001, 0.0001], [0.0001, 0.0001, 0.0001], [0.0001, 0.0001, 0.0001], [0.0001, 0.0001, 0.0001], [0.0001, 0.0001, 0.0001], [0.0001, 0.0001, 0.0001], [0.0001, 0.0001, 0.0001], [0.0001, 0.0001, 0.0001], [0.0001, 0.0001, 0.0001], [0.0001, 0.0001, 0.0001], [0.0001, 0.0001, 0.0001], [0.0001, 0.0001, 0.0001], [0.0001, 0.0001, 0.0001], [0.0001, 0.0001, 0.0001], [0.0001, 0.0001, 0.0001], [0.0001, 0.0001, 0.0001], [0.0001, 0.0001, 0.0001], [0.0001, 0.0001, 0.0001], [0.0001, 0.0001, 0.0001], [0.0001, 0.0001, 0.0001], [0.0001, 0.0001, 0.0001], [0.0001, 0.0001, 0.0001], [0.0001, 0.0001, 0.0001], [0.0001, 0.0001, 0.0001], [0.0001, 0.0001, 0.0001], [0.0001, 0.0001, 0.0001], [0.0001, 0.0001, 0.0001], [0.0001, 0.0001, 0.0001], [0.0001, 0.0001, 0.0001], [0.0001, 0.0001, 0.0001], [0.0001, 0.0001, 0.0001], [0.0001, 0.0001, 0.0001], [0.0001, 0.0001, 0.0001], [0.0001, 0.0001, 0.0001], [0.0001, 0.0001, 0.0001], [0.0001, 0.0001, 0.0001], [0.0001, 0.0001, 0.0001], [0.0001, 0.0001, 0.0001], [0.0001, 0.0001, 0.0001], [0.0001, 0.0001, 0.0001], [0.0001, 0.0001, 0.0001], [0.0001, 0.0001, 0.0001], [0.0001, 0.0001, 0.0001], [0.0001, 0.0001, 0.0001], [0.0001, 0.0001, 0.0001], [0.0001, 0.0001, 0.0001], [0.0001, 0.0001, 0.0001]], [[0.0, 0.0, 0.0], [0.1325800013775107, 0.1325800013775107, 0.1325800013775107], [0.26515160729900894, 0.26515160729900894, 0.26515160729900894], [0.3977148170051945, 0.3977148170051945, 0.3977148170051945], [0.5399027537142951, 0.5399027537142951, 0.5399027537142951], [0.7004445687455017, 0.7004445687455017, 0.7004445687455017], [0.8338834697314378, 0.8338834697314378, 0.8338834697314378], [0.8974453884844595, 0.8974453884844595, 0.8974453884844595], [0.9334290699373027, 0.9334290699373027, 0.9334290699373027], [0.9581867791651842, 0.9581867791651842, 0.9581867791651842], [0.9673999999455203, 0.9673999999455203, 0.9673999999455203], [0.9374723365501789, 0.9374723365501789, 0.9374723365501789], [0.870092127769826, 0.870092127769826, 0.870092127769826], [0.7988793364454488, 0.7988793364454488, 0.7988793364454488], [0.7478565144716668, 0.7478565144716668, 0.7478565144716668], [0.7026645965374382, 0.7026645965374382, 0.7026645965374382], [0.6589378839367346, 0.6589378839367346, 0.6589378839367346], [0.6142564905395043, 0.6142564905395043, 0.6142564905395043], [0.5693873157134296, 0.5693873157134296, 0.5693873157134296], [0.5243643418347452, 0.5243643418347452, 0.5243643418347452], [0.4784956484428959, 0.4784956484428959, 0.4784956484428959], [0.431406679309228, 0.431406679309228, 0.431406679309228], [0.38345843602203794, 0.38345843602203794, 0.38345843602203794], [0.33506240971358797, 0.33506240971358797, 0.33506240971358797], [0.28630500669251274, 0.28630500669251274, 0.28630500669251274], [0.2368221022081372, 0.2368221022081372, 0.2368221022081372], [0.18753976387584273, 0.18753976387584273, 0.18753976387584273], [0.13944161786020054, 0.13944161786020054, 0.13944161786020054], [0.09259582518705405, 0.09259582518705405, 0.09259582518705405], [0.04633223451344028, 0.04633223451344028, 0.04633223451344028], [-3.2683899461080633e-06, -3.2683899461080633e-06, -3.2683899461080633e-06], [-0.046337094120789256, -0.046337094120789256, -0.046337094120789256], [-0.09259722783212004, -0.09259722783212004, -0.09259722783212004], [-0.13943983920096806, -0.13943983920096806, -0.13943983920096806], [-0.1875381849554478, -0.1875381849554478, -0.1875381849554478], [-0.23682483455254505, -0.23682483455254505, -0.23682483455254505], [-0.28630832657463906, -0.28630832657463906, -0.28630832657463906], [-0.33505358567171584, -0.33505358567171584, -0.33505358567171584], [-0.3834167641304756, -0.3834167641304756, -0.3834167641304756], [-0.4313292164847331, -0.4313292164847331, -0.4313292164847331], [-0.47840217585045436, -0.47840217585045436, -0.47840217585045436], [-0.5242883894020767, -0.5242883894020767, -0.5242883894020767], [-0.5693468223720684, -0.5693468223720684, -0.5693468223720684], [-0.6142479970729086, -0.6142479970729086, -0.6142479970729086], [-0.6589415049637252, -0.6589415049637252, -0.6589415049637252], [-0.7026680737009079, -0.7026680737009079, -0.7026680737009079], [-0.7478556038561801, -0.7478556038561801, -0.7478556038561801], [-0.798051146691078, -0.798051146691078, -0.798051146691078], [-0.8612865294586914, -0.8612865294586914, -0.8612865294586914], [-0.9239917029757689, -0.9239917029757689, -0.9239917029757689], [-0.9674006432185737, -0.9674006432185737, -0.9674006432185737], [-0.9729461927330637, -0.9729461927330637, -0.9729461927330637], [-0.978442697915981, -0.978442697915981, -0.978442697915981], [-0.9838504691463588, -0.9838504691463588, -0.9838504691463588], [-0.9891298168032295, -0.9891298168032295, -0.9891298168032295], [-0.9942410512656267, -0.9942410512656267, -0.9942410512656267], [-0.9991444829125831, -0.9991444829125831, -0.9991444829125831], [-1.0038004221231316, -1.0038004221231316, -1.0038004221231316], [-1.0081691792763057, -1.0081691792763057, -1.0081691792763057], [-1.012211064751138, -1.012211064751138, -1.012211064751138], [-1.015886388926662, -1.015886388926662, -1.015886388926662], [-1.0191554621819103, -1.0191554621819103, -1.0191554621819103], [-1.0219785948959164, -1.0219785948959164, -1.0219785948959164], [-1.0243160974477123, -1.0243160974477123, -1.0243160974477123], [-1.0261282802163325, -1.0261282802163325, -1.0261282802163325], [-1.0273754535808088, -1.0273754535808088, -1.0273754535808088], [-1.0280179279201749, -1.0280179279201749, -1.0280179279201749], [-1.0230003258020903, -1.0230003258020903, -1.0230003258020903], [-0.9988028958397765, -0.9988028958397765, -0.9988028958397765], [-0.9990640793526068, -0.9990640793526068, -0.9990640793526068], [-0.9798885560854462, -0.9798885560854462, -0.9798885560854462], [-0.9710155768754315, -0.9710155768754315, -0.9710155768754315], [-0.9639469302461257, -0.9639469302461257, -0.9639469302461257], [-0.9408270586711387, -0.9408270586711387, -0.9408270586711387], [-0.9307351228825366, -0.9307351228825366, -0.9307351228825366], [-0.9171434106043295, -0.9171434106043295, -0.9171434106043295], [-0.8957499711512222, -0.8957499711512222, -0.8957499711512222], [-0.8765552134046717, -0.8765552134046717, -0.8765552134046717], [-0.8631933033983712, -0.8631933033983712, -0.8631933033983712], [-0.8363, -0.8363, -0.8363], [-0.8178036537089814, -0.8178036537089814, -0.8178036537089814], [-0.7926824532886931, -0.7926824532886931, -0.7926824532886931], [-0.7796146760939204, -0.7796146760939204, -0.7796146760939204], [-0.7674031139515511, -0.7674031139515511, -0.7674031139515511], [-0.7207915735187238, -0.7207915735187238, -0.7207915735187238], [-0.6630500560728261, -0.6630500560728261, -0.6630500560728261], [-0.593668505717585, -0.593668505717585, -0.593668505717585], [-0.5198306732473119, -0.5198306732473119, -0.5198306732473119], [-0.44165926199301037, -0.44165926199301037, -0.44165926199301037], [-0.3608333840487413, -0.3608333840487413, -0.3608333840487413], [-0.2827029102802687, -0.2827029102802687, -0.2827029102802687], [-0.2011995703709762, -0.2011995703709762, -0.2011995703709762], [-0.12182405457075579, -0.12182405457075579, -0.12182405457075579], [-0.04554583528368595, -0.04554583528368595, -0.04554583528368595], [0.029198437459470233, 0.029198437459470233, 0.029198437459470233], [0.10002496163962073, 0.10002496163962073, 0.10002496163962073], [0.1708824481042952, 0.1708824481042952, 0.1708824481042952], [0.24128197202594598, 0.24128197202594598, 0.24128197202594598], [0.3111451072268486, 0.3111451072268486, 0.3111451072268486], [0.3797802396476168, 0.3797802396476168, 0.3797802396476168], [0.45141330427495, 0.45141330427495, 0.45141330427495], [0.524890719631629, 0.524890719631629, 0.524890719631629], [0.598717141835077, 0.598717141835077, 0.598717141835077], [0.6710102128811839, 0.6710102128811839, 0.6710102128811839], [0.743222677489472, 0.743222677489472, 0.743222677489472], [0.8145920195828228, 0.8145920195828228, 0.8145920195828228], [0.8855847838237313, 0.8855847838237313, 0.8855847838237313], [0.9554959536214027, 0.9554959536214027, 0.9554959536214027], [1.0251013519351029, 1.0251013519351029, 1.0251013519351029], [1.0935382913958653, 1.0935382913958653, 1.0935382913958653], [1.1608718728483594, 1.1608718728483594, 1.1608718728483594], [1.2277683617988215, 1.2277683617988215, 1.2277683617988215], [1.2933108412772178, 1.2933108412772178, 1.2933108412772178], [1.3561625570459135, 1.3561625570459135, 1.3561625570459135], [1.4187799711495321, 1.4187799711495321, 1.4187799711495321], [1.4769256157735429, 1.4769256157735429, 1.4769256157735429], [1.5251840046976148, 1.5251840046976148, 1.5251840046976148], [1.572726388021303, 1.572726388021303, 1.572726388021303], [1.606374633816406, 1.606374633816406, 1.606374633816406], [1.6313542388343059, 1.6313542388343059, 1.6313542388343059], [1.6576044564374066, 1.6576044564374066, 1.6576044564374066], [1.6879340729140553, 1.6879340729140553, 1.6879340729140553], [1.7134217649133885, 1.7134217649133885, 1.7134217649133885], [1.7309719852978553, 1.7309719852978553, 1.7309719852978553], [1.7528539901179092, 1.7528539901179092, 1.7528539901179092], [1.7668415741861518, 1.7668415741861518, 1.7668415741861518], [1.77023644512899, 1.77023644512899, 1.77023644512899], [1.76405410892421, 1.76405410892421, 1.76405410892421], [1.7615632813592463, 1.7615632813592463, 1.7615632813592463], [1.742394851339885, 1.742394851339885, 1.742394851339885], [1.7166647412442297, 1.7166647412442297, 1.7166647412442297], [1.6997130176019344, 1.6997130176019344, 1.6997130176019344], [1.6792082852126724, 1.6792082852126724, 1.6792082852126724], [1.6570372175395607, 1.6570372175395607, 1.6570372175395607], [1.633780417397233, 1.633780417397233, 1.633780417397233], [1.615860428110692, 1.615860428110692, 1.615860428110692], [1.604747011753979, 1.604747011753979, 1.604747011753979], [1.597457442698445, 1.597457442698445, 1.597457442698445], [1.591018658381831, 1.591018658381831, 1.591018658381831], [1.5853503722570266, 1.5853503722570266, 1.5853503722570266], [1.5741440074828073, 1.5741440074828073, 1.5741440074828073], [1.5515132038736013, 1.5515132038736013, 1.5515132038736013], [1.5280732600204323, 1.5280732600204323, 1.5280732600204323], [1.5046291780367615, 1.5046291780367615, 1.5046291780367615], [1.4813463780680147, 1.4813463780680147, 1.4813463780680147], [1.4581877518977873, 1.4581877518977873, 1.4581877518977873], [1.4350525509758718, 1.4350525509758718, 1.4350525509758718], [1.4118521918579265, 1.4118521918579265, 1.4118521918579265], [1.3876713659169446, 1.3876713659169446, 1.3876713659169446], [1.370136300365983, 1.370136300365983, 1.370136300365983], [1.292035972079945, 1.292035972079945, 1.292035972079945], [1.2135128908439352, 1.2135128908439352, 1.2135128908439352], [1.1348004973177914, 1.1348004973177914, 1.1348004973177914], [1.0675787148390283, 1.0675787148390283, 1.0675787148390283], [1.0044208687644398, 1.0044208687644398, 1.0044208687644398], [0.9412317272043439, 0.9412317272043439, 0.9412317272043439], [0.8777620947705083, 0.8777620947705083, 0.8777620947705083], [0.8138735105274609, 0.8138735105274609, 0.8138735105274609], [0.7493168849453805, 0.7493168849453805, 0.7493168849453805], [0.6836031080339586, 0.6836031080339586, 0.6836031080339586], [0.6163327408113992, 0.6163327408113992, 0.6163327408113992], [0.5478288536666345, 0.5478288536666345, 0.5478288536666345], [0.47868612618783923, 0.47868612618783923, 0.47868612618783923], [0.40903397551718684, 0.40903397551718684, 0.40903397551718684], [0.33835059649723004, 0.33835059649723004, 0.33835059649723004], [0.2679529639703219, 0.2679529639703219, 0.2679529639703219], [0.19888781092922678, 0.19888781092922678, 0.19888781092922678], [0.12855003745113455, 0.12855003745113455, 0.12855003745113455], [0.06045091440324923, 0.06045091440324923, 0.06045091440324923], [3.845517693133738e-06, 3.845517693133738e-06, 3.845517693133738e-06], [-0.05036297965572045, -0.05036297965572045, -0.05036297965572045], [-0.09522826505990516, -0.09522826505990516, -0.09522826505990516], [-0.13968842784948682, -0.13968842784948682, -0.13968842784948682], [-0.18754140420256146, -0.18754140420256146, -0.18754140420256146], [-0.2368285098392035, -0.2368285098392035, -0.2368285098392035], [-0.28631156790334916, -0.28631156790334916, -0.28631156790334916], [-0.33505540619473856, -0.33505540619473856, -0.33505540619473856], [-0.3834153166139451, -0.3834153166139451, -0.3834153166139451], [-0.4313242276557622, -0.4313242276557622, -0.4313242276557622], [-0.4783956482858539, -0.4783956482858539, -0.4783956482858539], [-0.5242836140773731, -0.5242836140773731, -0.5242836140773731], [-0.5693454535934075, -0.5693454535934075, -0.5693454535934075], [-0.6142496912172493, -0.6142496912172493, -0.6142496912172493], [-0.6589442816882731, -0.6589442816882731, -0.6589442816882731], [-0.7026708445023445, -0.7026708445023445, -0.7026708445023445], [-0.7478581139118491, -0.7478581139118491, -0.7478581139118491], [-0.7988793364454488, -0.7988793364454488, -0.7988793364454488], [-0.8700921277698261, -0.8700921277698261, -0.8700921277698261], [-0.9374723365501789, -0.9374723365501789, -0.9374723365501789], [-0.9673999999455227, -0.9673999999455227, -0.9673999999455227], [-0.9581870987669038, -0.9581870987669038, -0.9581870987669038], [-0.933429800415753, -0.933429800415753, -0.933429800415753], [-0.8974457994248857, -0.8974457994248857, -0.8974457994248857], [-0.8338724218979605, -0.8338724218979605, -0.8338724218979605], [-0.7003939360993626, -0.7003939360993626, -0.7003939360993626], [-0.5398129917941276, -0.5398129917941276, -0.5398129917941276], [-0.3976158170045504, -0.3976158170045504, -0.3976158170045504], [-0.26506760715133126, -0.26506760715133126, -0.26506760715133126], [-0.13252900112057694, -0.13252900112057694, -0.13252900112057694], [-4.8190020475012295e-18, -4.8190020475012295e-18, -4.8190020475012295e-18]], [[0.0, 0.0, 0.0], [0.0942132191604557, 0.0942132191604557, 0.0942132191604557], [0.18842639611599896, 0.18842639611599896, 0.18842639611599896], [0.2826400274333656, 0.2826400274333656, 0.2826400274333656], [0.3768583697537455, 0.3768583697537455, 0.3768583697537455], [0.47106534277918033, 0.47106534277918033, 0.47106534277918033], [0.5652852789105534, 0.5652852789105534, 0.5652852789105534], [0.6594862252470903, 0.6594862252470903, 0.6594862252470903], [0.7537089100100647, 0.7537089100100647, 0.7537089100100647], [0.8479198037214181, 0.8479198037214181, 0.8479198037214181], [0.943113575213726, 0.943113575213726, 0.943113575213726], [0.9958727523528893, 0.9958727523528893, 0.9958727523528893], [0.9218564239621782, 0.9218564239621782, 0.9218564239621782], [0.866535832430312, 0.866535832430312, 0.866535832430312], [0.8149091176675105, 0.8149091176675105, 0.8149091176675105], [0.7654825791150909, 0.7654825791150909, 0.7654825791150909], [0.7171069498407838, 0.7171069498407838, 0.7171069498407838], [0.6688427614509852, 0.6688427614509852, 0.6688427614509852], [0.6202486120545384, 0.6202486120545384, 0.6202486120545384], [0.5709838711412838, 0.5709838711412838, 0.5709838711412838], [0.5208054694962092, 0.5208054694962092, 0.5208054694962092], [0.4696784718319847, 0.4696784718319847, 0.4696784718319847], [0.41766184018077274, 0.41766184018077274, 0.41766184018077274], [0.3648583456479007, 0.3648583456479007, 0.3648583456479007], [0.31152120474735656, 0.31152120474735656, 0.31152120474735656], [0.25796031543242864, 0.25796031543242864, 0.25796031543242864], [0.2044853817516215, 0.2044853817516215, 0.2044853817516215], [0.15146217425707195, 0.15146217425707195, 0.15146217425707195], [0.0994131555132897, 0.0994131555132897, 0.0994131555132897], [0.04891596060877906, 0.04891596060877906, 0.04891596060877906], [-1.9251263793191882e-10, -1.9251263793191882e-10, -1.9251263793191882e-10], [-0.048915960228198115, -0.048915960228198115, -0.048915960228198115], [-0.09941315529568882, -0.09941315529568882, -0.09941315529568882], [-0.1514621747408002, -0.1514621747408002, -0.1514621747408002], [-0.20448538221575435, -0.20448538221575435, -0.20448538221575435], [-0.2579603151129687, -0.2579603151129687, -0.2579603151129687], [-0.31152120442510445, -0.31152120442510445, -0.31152120442510445], [-0.36485834604949297, -0.36485834604949297, -0.36485834604949297], [-0.4176618397009167, -0.4176618397009167, -0.4176618397009167], [-0.46967847176798677, -0.46967847176798677, -0.46967847176798677], [-0.5208054697512045, -0.5208054697512045, -0.5208054697512045], [-0.5709838705841183, -0.5709838705841183, -0.5709838705841183], [-0.620248612154263, -0.620248612154263, -0.620248612154263], [-0.6688427619412017, -0.6688427619412017, -0.6688427619412017], [-0.7171069501238547, -0.7171069501238547, -0.7171069501238547], [-0.7654825786053294, -0.7654825786053294, -0.7654825786053294], [-0.8149091177063313, -0.8149091177063313, -0.8149091177063313], [-0.8665358326118259, -0.8665358326118259, -0.8665358326118259], [-0.9217446793717734, -0.9217446793717734, -0.9217446793717734], [-0.9823517398121786, -0.9823517398121786, -0.9823517398121786], [-1.0707470790745879, -1.0707470790745879, -1.0707470790745879], [-1.0902556718499428, -1.0902556718499428, -1.0902556718499428], [-1.1050553225616955, -1.1050553225616955, -1.1050553225616955], [-1.1125944957267881, -1.1125944957267881, -1.1125944957267881], [-1.111864763163181, -1.111864763163181, -1.111864763163181], [-1.1065479366098758, -1.1065479366098758, -1.1065479366098758], [-1.0979781163429272, -1.0979781163429272, -1.0979781163429272], [-1.0872608308233556, -1.0872608308233556, -1.0872608308233556], [-1.0755016085121825, -1.0755016085121825, -1.0755016085121825], [-1.0638059778704285, -1.0638059778704285, -1.0638059778704285], [-1.0532663673040974, -1.0532663673040974, -1.0532663673040974], [-1.0432281038150073, -1.0432281038150073, -1.0432281038150073], [-1.0328160209313164, -1.0328160209313164, -1.0328160209313164], [-1.02207253795345, -1.02207253795345, -1.02207253795345], [-1.0110400741818333, -1.0110400741818333, -1.0110400741818333], [-0.999761048916891, -0.999761048916891, -0.999761048916891], [-0.9882778814590484, -0.9882778814590484, -0.9882778814590484], [-0.9766196126088085, -0.9766196126088085, -0.9766196126088085], [-0.9646584233139394, -0.9646584233139394, -0.9646584233139394], [-0.952193437822699, -0.952193437822699, -0.952193437822699], [-0.9389962666103163, -0.9389962666103163, -0.9389962666103163], [-0.924281566089829, -0.924281566089829, -0.924281566089829], [-0.908964447853518, -0.908964447853518, -0.908964447853518], [-0.894646231600483, -0.894646231600483, -0.894646231600483], [-0.8819525800121686, -0.8819525800121686, -0.8819525800121686], [-0.8700739556154603, -0.8700739556154603, -0.8700739556154603], [-0.8589577265938192, -0.8589577265938192, -0.8589577265938192], [-0.8485891198886856, -0.8485891198886856, -0.8485891198886856], [-0.8389442770403275, -0.8389442770403275, -0.8389442770403275], [-0.8297691762516777, -0.8297691762516777, -0.8297691762516777], [-0.8209631518480818, -0.8209631518480818, -0.8209631518480818], [-0.8140524816694134, -0.8140524816694134, -0.8140524816694134], [-0.8067109446929808, -0.8067109446929808, -0.8067109446929808], [-0.7954090002726036, -0.7954090002726036, -0.7954090002726036], [-0.7658012161570047, -0.7658012161570047, -0.7658012161570047], [-0.7144832855469667, -0.7144832855469667, -0.7144832855469667], [-0.654337357507362, -0.654337357507362, -0.654337357507362], [-0.5915905674750719, -0.5915905674750719, -0.5915905674750719], [-0.5172904872690692, -0.5172904872690692, -0.5172904872690692], [-0.4378850357380832, -0.4378850357380832, -0.4378850357380832], [-0.3603079971828546, -0.3603079971828546, -0.3603079971828546], [-0.28317777283577666, -0.28317777283577666, -0.28317777283577666], [-0.20427860027531797, -0.20427860027531797, -0.20427860027531797], [-0.1223351473246246, -0.1223351473246246, -0.1223351473246246], [-0.03602037348481579, -0.03602037348481579, -0.03602037348481579], [0.05342281613945807, 0.05342281613945807, 0.05342281613945807], [0.14375127320846154, 0.14375127320846154, 0.14375127320846154], [0.23408486259541786, 0.23408486259541786, 0.23408486259541786], [0.32475137503699736, 0.32475137503699736, 0.32475137503699736], [0.4148113518176252, 0.4148113518176252, 0.4148113518176252], [0.5040978047062888, 0.5040978047062888, 0.5040978047062888], [0.5925027387266705, 0.5925027387266705, 0.5925027387266705], [0.6797195635232612, 0.6797195635232612, 0.6797195635232612], [0.7658022563911328, 0.7658022563911328, 0.7658022563911328], [0.850761090595299, 0.850761090595299, 0.850761090595299], [0.9345842897502262, 0.9345842897502262, 0.9345842897502262], [1.0172493402147145, 1.0172493402147145, 1.0172493402147145], [1.09863325434325, 1.09863325434325, 1.09863325434325], [1.1786495974643256, 1.1786495974643256, 1.1786495974643256], [1.2572692084377812, 1.2572692084377812, 1.2572692084377812], [1.3341603550224808, 1.3341603550224808, 1.3341603550224808], [1.4091417408774314, 1.4091417408774314, 1.4091417408774314], [1.4817413592085393, 1.4817413592085393, 1.4817413592085393], [1.5515016545041977, 1.5515016545041977, 1.5515016545041977], [1.61828459186317, 1.61828459186317, 1.61828459186317], [1.6811998553090148, 1.6811998553090148, 1.6811998553090148], [1.7392600010125068, 1.7392600010125068, 1.7392600010125068], [1.7913995039562667, 1.7913995039562667, 1.7913995039562667], [1.8327537658315531, 1.8327537658315531, 1.8327537658315531], [1.8642101530083526, 1.8642101530083526, 1.8642101530083526], [1.8832595674120074, 1.8832595674120074, 1.8832595674120074], [1.8921746139374667, 1.8921746139374667, 1.8921746139374667], [1.8830398947219238, 1.8830398947219238, 1.8830398947219238], [1.8793971066238857, 1.8793971066238857, 1.8793971066238857], [1.8809855530397923, 1.8809855530397923, 1.8809855530397923], [1.8764662489304902, 1.8764662489304902, 1.8764662489304902], [1.8618791306855036, 1.8618791306855036, 1.8618791306855036], [1.8320941732865395, 1.8320941732865395, 1.8320941732865395], [1.7879031372422252, 1.7879031372422252, 1.7879031372422252], [1.741651284225874, 1.741651284225874, 1.741651284225874], [1.6978785595367551, 1.6978785595367551, 1.6978785595367551], [1.6509998372660182, 1.6509998372660182, 1.6509998372660182], [1.6095027108552797, 1.6095027108552797, 1.6095027108552797], [1.5799144371114477, 1.5799144371114477, 1.5799144371114477], [1.5535793032210268, 1.5535793032210268, 1.5535793032210268], [1.5292168081196373, 1.5292168081196373, 1.5292168081196373], [1.5076325346580417, 1.5076325346580417, 1.5076325346580417], [1.4896320656870021, 1.4896320656870021, 1.4896320656870021], [1.4760209840572807, 1.4760209840572807, 1.4760209840572807], [1.4676048726196398, 1.4676048726196398, 1.4676048726196398], [1.4630527076204243, 1.4630527076204243, 1.4630527076204243], [1.459443325191783, 1.459443325191783, 1.459443325191783], [1.45653686742278, 1.45653686742278, 1.45653686742278], [1.4541181529631404, 1.4541181529631404, 1.4541181529631404], [1.4519720004625898, 1.4519720004625898, 1.4519720004625898], [1.4498832285708525, 1.4498832285708525, 1.4498832285708525], [1.447681344739339, 1.447681344739339, 1.447681344739339], [1.4458429295976791, 1.4458429295976791, 1.4458429295976791], [1.444352652983219, 1.444352652983219, 1.444352652983219], [1.442948014553701, 1.442948014553701, 1.442948014553701], [1.4193876365852394, 1.4193876365852394, 1.4193876365852394], [1.316910576246277, 1.316910576246277, 1.316910576246277], [1.2379083323026088, 1.2379083323026088, 1.2379083323026088], [1.164155882437616, 1.164155882437616, 1.164155882437616], | 4D array with the lift coefficients of the airfoils. Dimension 0 is along the different airfoils defined in the yaml, dimension 1 is along the angles of attack, dimension 2 is along the Reynolds number, dimension 3 is along the number of tabs, which may describe multiple sets at the same station, for example in presence of a flap.
airfoils.cd | output |  | [[[0.35, 0.35, 0.35], [0.35, 0.35, 0.35], [0.35, 0.35, 0.35], [0.35, 0.35, 0.35], [0.35, 0.35, 0.35], [0.35, 0.35, 0.35], [0.35, 0.35, 0.35], [0.35, 0.35, 0.35], [0.35, 0.35, 0.35], [0.35, 0.35, 0.35], [0.35, 0.35, 0.35], [0.35, 0.35, 0.35], [0.35, 0.35, 0.35], [0.35, 0.35, 0.35], [0.35, 0.35, 0.35], [0.35, 0.35, 0.35], [0.35, 0.35, 0.35], [0.35, 0.35, 0.35], [0.35, 0.35, 0.35], [0.35, 0.35, 0.35], [0.35, 0.35, 0.35], [0.35, 0.35, 0.35], [0.35, 0.35, 0.35], [0.35, 0.35, 0.35], [0.35, 0.35, 0.35], [0.35, 0.35, 0.35], [0.35, 0.35, 0.35], [0.35, 0.35, 0.35], [0.35, 0.35, 0.35], [0.35, 0.35, 0.35], [0.35, 0.35, 0.35], [0.35, 0.35, 0.35], [0.35, 0.35, 0.35], [0.35, 0.35, 0.35], [0.35, 0.35, 0.35], [0.35, 0.35, 0.35], [0.35, 0.35, 0.35], [0.35, 0.35, 0.35], [0.35, 0.35, 0.35], [0.35, 0.35, 0.35], [0.35, 0.35, 0.35], [0.35, 0.35, 0.35], [0.35, 0.35, 0.35], [0.35, 0.35, 0.35], [0.35, 0.35, 0.35], [0.35, 0.35, 0.35], [0.35, 0.35, 0.35], [0.35, 0.35, 0.35], [0.35, 0.35, 0.35], [0.35, 0.35, 0.35], [0.35, 0.35, 0.35], [0.35, 0.35, 0.35], [0.35, 0.35, 0.35], [0.35, 0.35, 0.35], [0.35, 0.35, 0.35], [0.35, 0.35, 0.35], [0.35, 0.35, 0.35], [0.35, 0.35, 0.35], [0.35, 0.35, 0.35], [0.35, 0.35, 0.35], [0.35, 0.35, 0.35], [0.35, 0.35, 0.35], [0.35, 0.35, 0.35], [0.35, 0.35, 0.35], [0.35, 0.35, 0.35], [0.35, 0.35, 0.35], [0.35, 0.35, 0.35], [0.35, 0.35, 0.35], [0.35, 0.35, 0.35], [0.35, 0.35, 0.35], [0.35, 0.35, 0.35], [0.35, 0.35, 0.35], [0.35, 0.35, 0.35], [0.35, 0.35, 0.35], [0.35, 0.35, 0.35], [0.35, 0.35, 0.35], [0.35, 0.35, 0.35], [0.35, 0.35, 0.35], [0.35, 0.35, 0.35], [0.35, 0.35, 0.35], [0.35, 0.35, 0.35], [0.35, 0.35, 0.35], [0.35, 0.35, 0.35], [0.35, 0.35, 0.35], [0.35, 0.35, 0.35], [0.35, 0.35, 0.35], [0.35, 0.35, 0.35], [0.35, 0.35, 0.35], [0.35, 0.35, 0.35], [0.35, 0.35, 0.35], [0.35, 0.35, 0.35], [0.35, 0.35, 0.35], [0.35, 0.35, 0.35], [0.35, 0.35, 0.35], [0.35, 0.35, 0.35], [0.35, 0.35, 0.35], [0.35, 0.35, 0.35], [0.35, 0.35, 0.35], [0.35, 0.35, 0.35], [0.35, 0.35, 0.35], [0.35, 0.35, 0.35], [0.35, 0.35, 0.35], [0.35, 0.35, 0.35], [0.35, 0.35, 0.35], [0.35, 0.35, 0.35], [0.35, 0.35, 0.35], [0.35, 0.35, 0.35], [0.35, 0.35, 0.35], [0.35, 0.35, 0.35], [0.35, 0.35, 0.35], [0.35, 0.35, 0.35], [0.35, 0.35, 0.35], [0.35, 0.35, 0.35], [0.35, 0.35, 0.35], [0.35, 0.35, 0.35], [0.35, 0.35, 0.35], [0.35, 0.35, 0.35], [0.35, 0.35, 0.35], [0.35, 0.35, 0.35], [0.35, 0.35, 0.35], [0.35, 0.35, 0.35], [0.35, 0.35, 0.35], [0.35, 0.35, 0.35], [0.35, 0.35, 0.35], [0.35, 0.35, 0.35], [0.35, 0.35, 0.35], [0.35, 0.35, 0.35], [0.35, 0.35, 0.35], [0.35, 0.35, 0.35], [0.35, 0.35, 0.35], [0.35, 0.35, 0.35], [0.35, 0.35, 0.35], [0.35, 0.35, 0.35], [0.35, 0.35, 0.35], [0.35, 0.35, 0.35], [0.35, 0.35, 0.35], [0.35, 0.35, 0.35], [0.35, 0.35, 0.35], [0.35, 0.35, 0.35], [0.35, 0.35, 0.35], [0.35, 0.35, 0.35], [0.35, 0.35, 0.35], [0.35, 0.35, 0.35], [0.35, 0.35, 0.35], [0.35, 0.35, 0.35], [0.35, 0.35, 0.35], [0.35, 0.35, 0.35], [0.35, 0.35, 0.35], [0.35, 0.35, 0.35], [0.35, 0.35, 0.35], [0.35, 0.35, 0.35], [0.35, 0.35, 0.35], [0.35, 0.35, 0.35], [0.35, 0.35, 0.35], [0.35, 0.35, 0.35], [0.35, 0.35, 0.35], [0.35, 0.35, 0.35], [0.35, 0.35, 0.35], [0.35, 0.35, 0.35], [0.35, 0.35, 0.35], [0.35, 0.35, 0.35], [0.35, 0.35, 0.35], [0.35, 0.35, 0.35], [0.35, 0.35, 0.35], [0.35, 0.35, 0.35], [0.35, 0.35, 0.35], [0.35, 0.35, 0.35], [0.35, 0.35, 0.35], [0.35, 0.35, 0.35], [0.35, 0.35, 0.35], [0.35, 0.35, 0.35], [0.35, 0.35, 0.35], [0.35, 0.35, 0.35], [0.35, 0.35, 0.35], [0.35, 0.35, 0.35], [0.35, 0.35, 0.35], [0.35, 0.35, 0.35], [0.35, 0.35, 0.35], [0.35, 0.35, 0.35], [0.35, 0.35, 0.35], [0.35, 0.35, 0.35], [0.35, 0.35, 0.35], [0.35, 0.35, 0.35], [0.35, 0.35, 0.35], [0.35, 0.35, 0.35], [0.35, 0.35, 0.35], [0.35, 0.35, 0.35], [0.35, 0.35, 0.35], [0.35, 0.35, 0.35], [0.35, 0.35, 0.35], [0.35, 0.35, 0.35], [0.35, 0.35, 0.35], [0.35, 0.35, 0.35], [0.35, 0.35, 0.35], [0.35, 0.35, 0.35], [0.35, 0.35, 0.35], [0.35, 0.35, 0.35], [0.35, 0.35, 0.35], [0.35, 0.35, 0.35], [0.35, 0.35, 0.35]], [[0.35, 0.35, 0.35], [0.35, 0.35, 0.35], [0.35, 0.35, 0.35], [0.35, 0.35, 0.35], [0.35, 0.35, 0.35], [0.35, 0.35, 0.35], [0.35, 0.35, 0.35], [0.35, 0.35, 0.35], [0.35, 0.35, 0.35], [0.35, 0.35, 0.35], [0.35, 0.35, 0.35], [0.35, 0.35, 0.35], [0.35, 0.35, 0.35], [0.35, 0.35, 0.35], [0.35, 0.35, 0.35], [0.35, 0.35, 0.35], [0.35, 0.35, 0.35], [0.35, 0.35, 0.35], [0.35, 0.35, 0.35], [0.35, 0.35, 0.35], [0.35, 0.35, 0.35], [0.35, 0.35, 0.35], [0.35, 0.35, 0.35], [0.35, 0.35, 0.35], [0.35, 0.35, 0.35], [0.35, 0.35, 0.35], [0.35, 0.35, 0.35], [0.35, 0.35, 0.35], [0.35, 0.35, 0.35], [0.35, 0.35, 0.35], [0.35, 0.35, 0.35], [0.35, 0.35, 0.35], [0.35, 0.35, 0.35], [0.35, 0.35, 0.35], [0.35, 0.35, 0.35], [0.35, 0.35, 0.35], [0.35, 0.35, 0.35], [0.35, 0.35, 0.35], [0.35, 0.35, 0.35], [0.35, 0.35, 0.35], [0.35, 0.35, 0.35], [0.35, 0.35, 0.35], [0.35, 0.35, 0.35], [0.35, 0.35, 0.35], [0.35, 0.35, 0.35], [0.35, 0.35, 0.35], [0.35, 0.35, 0.35], [0.35, 0.35, 0.35], [0.35, 0.35, 0.35], [0.35, 0.35, 0.35], [0.35, 0.35, 0.35], [0.35, 0.35, 0.35], [0.35, 0.35, 0.35], [0.35, 0.35, 0.35], [0.35, 0.35, 0.35], [0.35, 0.35, 0.35], [0.35, 0.35, 0.35], [0.35, 0.35, 0.35], [0.35, 0.35, 0.35], [0.35, 0.35, 0.35], [0.35, 0.35, 0.35], [0.35, 0.35, 0.35], [0.35, 0.35, 0.35], [0.35, 0.35, 0.35], [0.35, 0.35, 0.35], [0.35, 0.35, 0.35], [0.35, 0.35, 0.35], [0.35, 0.35, 0.35], [0.35, 0.35, 0.35], [0.35, 0.35, 0.35], [0.35, 0.35, 0.35], [0.35, 0.35, 0.35], [0.35, 0.35, 0.35], [0.35, 0.35, 0.35], [0.35, 0.35, 0.35], [0.35, 0.35, 0.35], [0.35, 0.35, 0.35], [0.35, 0.35, 0.35], [0.35, 0.35, 0.35], [0.35, 0.35, 0.35], [0.35, 0.35, 0.35], [0.35, 0.35, 0.35], [0.35, 0.35, 0.35], [0.35, 0.35, 0.35], [0.35, 0.35, 0.35], [0.35, 0.35, 0.35], [0.35, 0.35, 0.35], [0.35, 0.35, 0.35], [0.35, 0.35, 0.35], [0.35, 0.35, 0.35], [0.35, 0.35, 0.35], [0.35, 0.35, 0.35], [0.35, 0.35, 0.35], [0.35, 0.35, 0.35], [0.35, 0.35, 0.35], [0.35, 0.35, 0.35], [0.35, 0.35, 0.35], [0.35, 0.35, 0.35], [0.35, 0.35, 0.35], [0.35, 0.35, 0.35], [0.35, 0.35, 0.35], [0.35, 0.35, 0.35], [0.35, 0.35, 0.35], [0.35, 0.35, 0.35], [0.35, 0.35, 0.35], [0.35, 0.35, 0.35], [0.35, 0.35, 0.35], [0.35, 0.35, 0.35], [0.35, 0.35, 0.35], [0.35, 0.35, 0.35], [0.35, 0.35, 0.35], [0.35, 0.35, 0.35], [0.35, 0.35, 0.35], [0.35, 0.35, 0.35], [0.35, 0.35, 0.35], [0.35, 0.35, 0.35], [0.35, 0.35, 0.35], [0.35, 0.35, 0.35], [0.35, 0.35, 0.35], [0.35, 0.35, 0.35], [0.35, 0.35, 0.35], [0.35, 0.35, 0.35], [0.35, 0.35, 0.35], [0.35, 0.35, 0.35], [0.35, 0.35, 0.35], [0.35, 0.35, 0.35], [0.35, 0.35, 0.35], [0.35, 0.35, 0.35], [0.35, 0.35, 0.35], [0.35, 0.35, 0.35], [0.35, 0.35, 0.35], [0.35, 0.35, 0.35], [0.35, 0.35, 0.35], [0.35, 0.35, 0.35], [0.35, 0.35, 0.35], [0.35, 0.35, 0.35], [0.35, 0.35, 0.35], [0.35, 0.35, 0.35], [0.35, 0.35, 0.35], [0.35, 0.35, 0.35], [0.35, 0.35, 0.35], [0.35, 0.35, 0.35], [0.35, 0.35, 0.35], [0.35, 0.35, 0.35], [0.35, 0.35, 0.35], [0.35, 0.35, 0.35], [0.35, 0.35, 0.35], [0.35, 0.35, 0.35], [0.35, 0.35, 0.35], [0.35, 0.35, 0.35], [0.35, 0.35, 0.35], [0.35, 0.35, 0.35], [0.35, 0.35, 0.35], [0.35, 0.35, 0.35], [0.35, 0.35, 0.35], [0.35, 0.35, 0.35], [0.35, 0.35, 0.35], [0.35, 0.35, 0.35], [0.35, 0.35, 0.35], [0.35, 0.35, 0.35], [0.35, 0.35, 0.35], [0.35, 0.35, 0.35], [0.35, 0.35, 0.35], [0.35, 0.35, 0.35], [0.35, 0.35, 0.35], [0.35, 0.35, 0.35], [0.35, 0.35, 0.35], [0.35, 0.35, 0.35], [0.35, 0.35, 0.35], [0.35, 0.35, 0.35], [0.35, 0.35, 0.35], [0.35, 0.35, 0.35], [0.35, 0.35, 0.35], [0.35, 0.35, 0.35], [0.35, 0.35, 0.35], [0.35, 0.35, 0.35], [0.35, 0.35, 0.35], [0.35, 0.35, 0.35], [0.35, 0.35, 0.35], [0.35, 0.35, 0.35], [0.35, 0.35, 0.35], [0.35, 0.35, 0.35], [0.35, 0.35, 0.35], [0.35, 0.35, 0.35], [0.35, 0.35, 0.35], [0.35, 0.35, 0.35], [0.35, 0.35, 0.35], [0.35, 0.35, 0.35], [0.35, 0.35, 0.35], [0.35, 0.35, 0.35], [0.35, 0.35, 0.35], [0.35, 0.35, 0.35], [0.35, 0.35, 0.35], [0.35, 0.35, 0.35], [0.35, 0.35, 0.35], [0.35, 0.35, 0.35], [0.35, 0.35, 0.35], [0.35, 0.35, 0.35], [0.35, 0.35, 0.35], [0.35, 0.35, 0.35]], [[0.0844, 0.0844, 0.0844], [0.0844, 0.0844, 0.0844], [0.0844, 0.0844, 0.0844], [0.0844, 0.0844, 0.0844], [0.08664850466189379, 0.08664850466189379, 0.08664850466189379], [0.09715826767238156, 0.09715826767238156, 0.09715826767238156], [0.1137465233026812, 0.1137465233026812, 0.1137465233026812], [0.1352694776195485, 0.1352694776195485, 0.1352694776195485], [0.17734425174796714, 0.17734425174796714, 0.17734425174796714], [0.23420104691207258, 0.23420104691207258, 0.23420104691207258], [0.29269593149209305, 0.29269593149209305, 0.29269593149209305], [0.3504206643658021, 0.3504206643658021, 0.3504206643658021], [0.4122141618062834, 0.4122141618062834, 0.4122141618062834], [0.4757992619366797, 0.4757992619366797, 0.4757992619366797], [0.5400130351025259, 0.5400130351025259, 0.5400130351025259], [0.606272239125305, 0.606272239125305, 0.606272239125305], [0.6727318847301421, 0.6727318847301421, 0.6727318847301421], [0.7375412872741153, 0.7375412872741153, 0.7375412872741153], [0.8020597564369398, 0.8020597564369398, 0.8020597564369398], [0.8651544049680124, 0.8651544049680124, 0.8651544049680124], [0.9246053213083822, 0.9246053213083822, 0.9246053213083822], [0.981108887218578, 0.981108887218578, 0.981108887218578], [1.035073810077306, 1.035073810077306, 1.035073810077306], [1.0838503432017843, 1.0838503432017843, 1.0838503432017843], [1.1267615010104077, 1.1267615010104077, 1.1267615010104077], [1.1669502147035637, 1.1669502147035637, 1.1669502147035637], [1.2009462496472096, 1.2009462496472096, 1.2009462496472096], [1.22558245535499, 1.22558245535499, 1.22558245535499], [1.2471909784871589, 1.2471909784871589, 1.2471909784871589], [1.2639589054802878, 1.2639589054802878, 1.2639589054802878], [1.2706999999625708, 1.2706999999625708, 1.2706999999625708], [1.2639579554320175, 1.2639579554320175, 1.2639579554320175], [1.2471906855899395, 1.2471906855899395, 1.2471906855899395], [1.2255832848714736, 1.2255832848714736, 1.2255832848714736], [1.200948199470907, 1.200948199470907, 1.200948199470907], [1.16695290284825, 1.16695290284825, 1.16695290284825], [1.1267641675966864, 1.1267641675966864, 1.1267641675966864], [1.0838520514515733, 1.0838520514515733, 1.0838520514515733], [1.035072154500835, 1.035072154500835, 1.035072154500835], [0.9811030520168086, 0.9811030520168086, 0.9811030520168086], [0.9245973393304507, 0.9245973393304507, 0.9245973393304507], [0.8651479737343896, 0.8651479737343896, 0.8651479737343896], [0.8020578669005609, 0.8020578669005609, 0.8020578669005609], [0.7375437076596532, 0.7375437076596532, 0.7375437076596532], [0.6727360185379496, 0.6727360185379496, 0.6727360185379496], [0.6062763979234855, 0.6062763979234855, 0.6062763979234855], [0.5400165513387404, 0.5400165513387404, 0.5400165513387404], [0.4756675013287061, 0.4756675013287061, 0.4756675013287061], [0.4107772596920169, 0.4107772596920169, 0.4107772596920169], [0.34821854119506007, 0.34821854119506007, 0.34821854119506007], [0.2926988206971993, 0.2926988206971993, 0.2926988206971993], [0.28260423241109955, 0.28260423241109955, 0.28260423241109955], [0.272696567342779, 0.272696567342779, 0.272696567342779], [0.2629755929620328, 0.2629755929620328, 0.2629755929620328], [0.2534410767386564, 0.2534410767386564, 0.2534410767386564], [0.24409278614244512, 0.24409278614244512, 0.24409278614244512], [0.23493048864319413, 0.23493048864319413, 0.23493048864319413], [0.22595395171069876, 0.22595395171069876, 0.22595395171069876], [0.21716294281475432, 0.21716294281475432, 0.21716294281475432], [0.20855722942515606, 0.20855722942515606, 0.20855722942515606], [0.20013657901169926, 0.20013657901169926, 0.20013657901169926], [0.19190075904417922, 0.19190075904417922, 0.19190075904417922], [0.1838495369923913, 0.1838495369923913, 0.1838495369923913], [0.17598268032613068, 0.17598268032613068, 0.17598268032613068], [0.16829995651519278, 0.16829995651519278, 0.16829995651519278], [0.1608011330293727, 0.1608011330293727, 0.1608011330293727], [0.153485977338466, 0.153485977338466, 0.153485977338466], [0.1468472514943134, 0.1468472514943134, 0.1468472514943134], [0.1438901898215623, 0.1438901898215623, 0.1438901898215623], [0.13851065592365266, 0.13851065592365266, 0.13851065592365266], [0.13517056337358388, 0.13517056337358388, 0.13517056337358388], [0.13074440768615367, 0.13074440768615367, 0.13074440768615367], [0.1264183630811425, 0.1264183630811425, 0.1264183630811425], [0.12336129782545871, 0.12336129782545871, 0.12336129782545871], [0.11931803384623378, 0.11931803384623378, 0.11931803384623378], [0.11562978335245648, 0.11562978335245648, 0.11562978335245648], [0.11265825114678875, 0.11265825114678875, 0.11265825114678875], [0.10952243755385618, 0.10952243755385618, 0.10952243755385618], [0.10604611288310453, 0.10604611288310453, 0.10604611288310453], [0.10368539732621984, 0.10368539732621984, 0.10368539732621984], [0.10062594311597149, 0.10062594311597149, 0.10062594311597149], [0.09831867636403674, 0.09831867636403674, 0.09831867636403674], [0.09511442523050942, 0.09511442523050942, 0.09511442523050942], [0.09250070006001136, 0.09250070006001136, 0.09250070006001136], [0.09080410204549832, 0.09080410204549832, 0.09080410204549832], [0.08915815758468491, 0.08915815758468491, 0.08915815758468491], [0.08776431128523689, 0.08776431128523689, 0.08776431128523689], [0.08695716987627201, 0.08695716987627201, 0.08695716987627201], [0.08617675301758129, 0.08617675301758129, 0.08617675301758129], [0.08541124234495559, 0.08541124234495559, 0.08541124234495559], [0.08500706295181511, 0.08500706295181511, 0.08500706295181511], [0.08456369880651843, 0.08456369880651843, 0.08456369880651843], [0.08422135054594339, 0.08422135054594339, 0.08422135054594339], [0.0839897138016288, 0.0839897138016288, 0.0839897138016288], [0.0838, 0.0838, 0.0838], [0.0838, 0.0838, 0.0838], [0.0838, 0.0838, 0.0838], [0.0837, 0.0837, 0.0837], [0.0838, 0.0838, 0.0838], [0.0838, 0.0838, 0.0838], [0.0839, 0.0839, 0.0839], [0.08399539091085859, 0.08399539091085859, 0.08399539091085859], [0.0841, 0.0841, 0.0841], [0.08420066672916225, 0.08420066672916225, 0.08420066672916225], [0.08435756818217559, 0.08435756818217559, 0.08435756818217559], [0.0846, 0.0846, 0.0846], [0.0847, 0.0847, 0.0847], [0.08494117793473246, 0.08494117793473246, 0.08494117793473246], [0.08520075986665296, 0.08520075986665296, 0.08520075986665296], [0.08534538423156146, 0.08534538423156146, 0.08534538423156146], [0.08571888322809441, 0.08571888322809441, 0.08571888322809441], [0.08597809395202828, 0.08597809395202828, 0.08597809395202828], [0.08627021227888709, 0.08627021227888709, 0.08627021227888709], [0.08669292594180014, 0.08669292594180014, 0.08669292594180014], [0.08705073546507483, 0.08705073546507483, 0.08705073546507483], [0.0875176587571456, 0.0875176587571456, 0.0875176587571456], [0.08800259973098556, 0.08800259973098556, 0.08800259973098556], [0.0885652475975234, 0.0885652475975234, 0.0885652475975234], [0.08923257776934088, 0.08923257776934088, 0.08923257776934088], [0.0903842239367385, 0.0903842239367385, 0.0903842239367385], [0.0918221839140069, 0.0918221839140069, 0.0918221839140069], [0.09333193555278903, 0.09333193555278903, 0.09333193555278903], [0.0952736719366303, 0.0952736719366303, 0.0952736719366303], [0.09804457482658671, 0.09804457482658671, 0.09804457482658671], [0.10078082613720231, 0.10078082613720231, 0.10078082613720231], [0.10406773359896582, 0.10406773359896582, 0.10406773359896582], [0.10858569393240038, 0.10858569393240038, 0.10858569393240038], [0.1141879465544676, 0.1141879465544676, 0.1141879465544676], [0.1193633947407946, 0.1193633947407946, 0.1193633947407946], [0.12655657420572877, 0.12655657420572877, 0.12655657420572877], [0.13426907161856755, 0.13426907161856755, 0.13426907161856755], [0.14136321153286452, 0.14136321153286452, 0.14136321153286452], [0.14890676127353797, 0.14890676127353797, 0.14890676127353797], [0.1567799901976503, 0.1567799901976503, 0.1567799901976503], [0.16482844292125598, 0.16482844292125598, 0.16482844292125598], [0.17240618709788993, 0.17240618709788993, 0.17240618709788993], [0.1792275012728393, 0.1792275012728393, 0.1792275012728393], [0.18556396034623973, 0.18556396034623973, 0.18556396034623973], [0.19187120197842258, 0.19187120197842258, 0.19187120197842258], [0.1978789736372738, 0.1978789736372738, 0.1978789736372738], [0.2055139752898473, 0.2055139752898473, 0.2055139752898473], [0.21571505435978156, 0.21571505435978156, 0.21571505435978156], [0.22630356573356608, 0.22630356573356608, 0.22630356573356608], [0.2369757925583131, 0.2369757925583131, 0.2369757925583131], [0.24754407787061333, 0.24754407787061333, 0.24754407787061333], [0.2580656334864651, 0.2580656334864651, 0.2580656334864651], [0.2685916917359412, 0.2685916917359412, 0.2685916917359412], [0.27911283197769493, 0.27911283197769493, 0.27911283197769493], [0.28966589719675273, 0.28966589719675273, 0.28966589719675273], [0.3013438334200683, 0.3013438334200683, 0.3013438334200683], [0.3613875246849084, 0.3613875246849084, 0.3613875246849084], [0.4213291730266513, 0.4213291730266513, 0.4213291730266513], [0.4813562580489159, 0.4813562580489159, 0.4813562580489159], [0.5446449020454981, 0.5446449020454981, 0.5446449020454981], [0.608932003366989, 0.608932003366989, 0.608932003366989], [0.6732498481812627, 0.6732498481812627, 0.6732498481812627], [0.7373694126346075, 0.7373694126346075, 0.7373694126346075], [0.8017480658282915, 0.8017480658282915, 0.8017480658282915], [0.865012433275374, 0.865012433275374, 0.865012433275374], [0.9245973393300272, 0.9245973393300272, 0.9245973393300272], [0.9811030520168086, 0.9811030520168086, 0.9811030520168086], [1.035072154500835, 1.035072154500835, 1.035072154500835], [1.0838520514515735, 1.0838520514515735, 1.0838520514515735], [1.1267641675966864, 1.1267641675966864, 1.1267641675966864], [1.16695290284825, 1.16695290284825, 1.16695290284825], [1.200948199470907, 1.200948199470907, 1.200948199470907], [1.2255832848714736, 1.2255832848714736, 1.2255832848714736], [1.2471906855899395, 1.2471906855899395, 1.2471906855899395], [1.2639579554320173, 1.2639579554320173, 1.2639579554320173], [1.2706999999625712, 1.2706999999625712, 1.2706999999625712], [1.2639589054802878, 1.2639589054802878, 1.2639589054802878], [1.2471909784871589, 1.2471909784871589, 1.2471909784871589], [1.2255824553549899, 1.2255824553549899, 1.2255824553549899], [1.2009462496472099, 1.2009462496472099, 1.2009462496472099], [1.1669502147035637, 1.1669502147035637, 1.1669502147035637], [1.126761501010408, 1.126761501010408, 1.126761501010408], [1.0838503432017843, 1.0838503432017843, 1.0838503432017843], [1.035073810077306, 1.035073810077306, 1.035073810077306], [0.981108887218578, 0.981108887218578, 0.981108887218578], [0.9246053213083821, 0.9246053213083821, 0.9246053213083821], [0.8651544049680124, 0.8651544049680124, 0.8651544049680124], [0.8020597564369398, 0.8020597564369398, 0.8020597564369398], [0.7375412872741153, 0.7375412872741153, 0.7375412872741153], [0.672731884730142, 0.672731884730142, 0.672731884730142], [0.6062722391253051, 0.6062722391253051, 0.6062722391253051], [0.5400130351025257, 0.5400130351025257, 0.5400130351025257], [0.4757992619366797, 0.4757992619366797, 0.4757992619366797], [0.41221416180628345, 0.41221416180628345, 0.41221416180628345], [0.35042066436580216, 0.35042066436580216, 0.35042066436580216], [0.2926959314920931, 0.2926959314920931, 0.2926959314920931], [0.23420104691207255, 0.23420104691207255, 0.23420104691207255], [0.17734425174796714, 0.17734425174796714, 0.17734425174796714], [0.13526947761954852, 0.13526947761954852, 0.13526947761954852], [0.11374652330268119, 0.11374652330268119, 0.11374652330268119], [0.09715826767238156, 0.09715826767238156, 0.09715826767238156], [0.08664850466189379, 0.08664850466189379, 0.08664850466189379], [0.0844, 0.0844, 0.0844], [0.0844, 0.0844, 0.0844], [0.0844, 0.0844, 0.0844], [0.0844, 0.0844, 0.0844]], [[0.03714766955647932, 0.03714766955647932, 0.03714766955647932], [0.038132199644391566, 0.038132199644391566, 0.038132199644391566], [0.04121059709689213, 0.04121059709689213, 0.04121059709689213], [0.04624657599122174, 0.04624657599122174, 0.04624657599122174], [0.053437368980752534, 0.053437368980752534, 0.053437368980752534], [0.07362780646212122, 0.07362780646212122, 0.07362780646212122], [0.11202069160284701, 0.11202069160284701, 0.11202069160284701], [0.15503449482107343, 0.15503449482107343, 0.15503449482107343], [0.20341350703496072, 0.20341350703496072, 0.20341350703496072], [0.2565826892470454, 0.2565826892470454, 0.2565826892470454], [0.31394544692220555, 0.31394544692220555, 0.31394544692220555], [0.3749690155469888, 0.3749690155469888, 0.3749690155469888], [0.43883188251935634, 0.43883188251935634, 0.43883188251935634], [0.504970929108402, 0.504970929108402, 0.504970929108402], [0.5725628074731604, 0.5725628074731604, 0.5725628074731604], [0.6409527553977521, 0.6409527553977521, 0.6409527553977521], [0.7094375170556492, 0.7094375170556492, 0.7094375170556492], [0.7771321023279494, 0.7771321023279494, 0.7771321023279494], [0.8433374940279812, 0.8433374940279812, 0.8433374940279812], [0.9074201235202906, 0.9074201235202906, 0.9074201235202906], [0.9686661759796042, 0.9686661759796042, 0.9686661759796042], [1.026274897171036, 1.026274897171036, 1.026274897171036], [1.0797010745420434, 1.0797010745420434, 1.0797010745420434], [1.1285083761976822, 1.1285083761976822, 1.1285083761976822], [1.1719882180055654, 1.1719882180055654, 1.1719882180055654], [1.209594440831475, 1.209594440831475, 1.209594440831475], [1.241078559830792, 1.241078559830792, 1.241078559830792], [1.266356308723354, 1.266356308723354, 1.266356308723354], [1.2847149620702571, 1.2847149620702571, 1.2847149620702571], [1.2953631593684296, 1.2953631593684296, 1.2953631593684296], [1.3, 1.3, 1.3], [1.2953631594302357, 1.2953631594302357, 1.2953631594302357], [1.2847149621234728, 1.2847149621234728, 1.2847149621234728], [1.2663563085248362, 1.2663563085248362, 1.2663563085248362], [1.2410785595886338, 1.2410785595886338, 1.2410785595886338], [1.2095944410418256, 1.2095944410418256, 1.2095944410418256], [1.1719882182458783, 1.1719882182458783, 1.1719882182458783], [1.1285083758485004, 1.1285083758485004, 1.1285083758485004], [1.0797010750100529, 1.0797010750100529, 1.0797010750100529], [1.0262748972345312, 1.0262748972345312, 1.0262748972345312], [0.9686661756809115, 0.9686661756809115, 0.9686661756809115], [0.9074201242196999, 0.9074201242196999, 0.9074201242196999], [0.8433374938927409, 0.8433374938927409, 0.8433374938927409], [0.7771321016461457, 0.7771321016461457, 0.7771321016461457], [0.7094375166560704, 0.7094375166560704, 0.7094375166560704], [0.6409527561118165, 0.6409527561118165, 0.6409527561118165], [0.5725628074242312, 0.5725628074242312, 0.5725628074242312], [0.5049709288758989, 0.5049709288758989, 0.5049709288758989], [0.4388627763030878, 0.4388627763030878, 0.4388627763030878], [0.3787070757770698, 0.3787070757770698, 0.3787070757770698], [0.27550787048694947, 0.27550787048694947, 0.27550787048694947], [0.24931099404536372, 0.24931099404536372, 0.24931099404536372], [0.22625970170072685, 0.22625970170072685, 0.22625970170072685], [0.2087500589102111, 0.2087500589102111, 0.2087500589102111], [0.19742094268037957, 0.19742094268037957, 0.19742094268037957], [0.18820252827892128, 0.18820252827892128, 0.18820252827892128], [0.18035908189313754, 0.18035908189313754, 0.18035908189313754], [0.17343484107441867, 0.17343484107441867, 0.17343484107441867], [0.16697404337415497, 0.16697404337415497, 0.16697404337415497], [0.16052092634373658, 0.16052092634373658, 0.16052092634373658], [0.15362391825301785, 0.15362391825301785, 0.15362391825301785], [0.1464288287928801, 0.1464288287928801, 0.1464288287928801], [0.13927858163347728, 0.13927858163347728, 0.13927858163347728], [0.13224832483377524, 0.13224832483377524, 0.13224832483377524], [0.1254132064527397, 0.1254132064527397, 0.1254132064527397], [0.11884837454933643, 0.11884837454933643, 0.11884837454933643], [0.11262897718253127, 0.11262897718253127, 0.11262897718253127], [0.10684796810757796, 0.10684796810757796, 0.10684796810757796], [0.10155763235574593, 0.10155763235574593, 0.10155763235574593], [0.09651947521812673, 0.09651947521812673, 0.09651947521812673], [0.0914682561857217, 0.0914682561857217, 0.0914682561857217], [0.08638802427339254, 0.08638802427339254, 0.08638802427339254], [0.08137188845045037, 0.08137188845045037, 0.08137188845045037], [0.0764584160544718, 0.0764584160544718, 0.0764584160544718], [0.07165303815067202, 0.07165303815067202, 0.07165303815067202], [0.06693871454970936, 0.06693871454970936, 0.06693871454970936], [0.06234143280201229, 0.06234143280201229, 0.06234143280201229], [0.05786521946030836, 0.05786521946030836, 0.05786521946030836], [0.05347091995174278, 0.05347091995174278, 0.05347091995174278], [0.04923509172432364, 0.04923509172432364, 0.04923509172432364], [0.04523378348340762, 0.04523378348340762, 0.04523378348340762], [0.04137648108951282, 0.04137648108951282, 0.04137648108951282], [0.037724905718221124, 0.037724905718221124, 0.037724905718221124], [0.03441010005849905, 0.03441010005849905, 0.03441010005849905], [0.031377939366066455, 0.031377939366066455, 0.031377939366066455], [0.02857356368285265, 0.02857356368285265, 0.02857356368285265], [0.026126912898064406, 0.026126912898064406, 0.026126912898064406], [0.024088921460450784, 0.024088921460450784, 0.024088921460450784], [0.022300034393370503, 0.022300034393370503, 0.022300034393370503], [0.020751876487343775, 0.020751876487343775, 0.020751876487343775], [0.019433745872126748, 0.019433745872126748, 0.019433745872126748], [0.018239963711393133, 0.018239963711393133, 0.018239963711393133], [0.01722280638108351, 0.01722280638108351, 0.01722280638108351], [0.016472117930325193, 0.016472117930325193, 0.016472117930325193], [0.015910907281320358, 0.015910907281320358, 0.015910907281320358], [0.01545693349833492, 0.01545693349833492, 0.01545693349833492], [0.015121547702839027, 0.015121547702839027, 0.015121547702839027], [0.014895512910281586, 0.014895512910281586, 0.014895512910281586], [0.014754463542606618, 0.014754463542606618, 0.014754463542606618], [0.014664277455951672, 0.014664277455951672, 0.014664277455951672], [0.014650118007473381, 0.014650118007473381, 0.014650118007473381], [0.01466094614766179, 0.01466094614766179, 0.01466094614766179], [0.014720439571977537, 0.014720439571977537, 0.014720439571977537], [0.014837406602935076, 0.014837406602935076, 0.014837406602935076], [0.014990845069286848, 0.014990845069286848, 0.014990845069286848], [0.015181036139041834, 0.015181036139041834, 0.015181036139041834], [0.015414632430568844, 0.015414632430568844, 0.015414632430568844], [0.015690022760711977, 0.015690022760711977, 0.015690022760711977], [0.01601038976837655, 0.01601038976837655, 0.01601038976837655], [0.016379320190882552, 0.016379320190882552, 0.016379320190882552], [0.016799910297464606, 0.016799910297464606, 0.016799910297464606], [0.017284557817861954, 0.017284557817861954, 0.017284557817861954], [0.017852933413642875, 0.017852933413642875, 0.017852933413642875], [0.018521356946636425, 0.018521356946636425, 0.018521356946636425], [0.0193142942135545, 0.0193142942135545, 0.0193142942135545], [0.020280799272981858, 0.020280799272981858, 0.020280799272981858], [0.021498800026156912, 0.021498800026156912, 0.021498800026156912], [0.023109401539161637, 0.023109401539161637, 0.023109401539161637], [0.02533044243549316, 0.02533044243549316, 0.02533044243549316], [0.028540967290222236, 0.028540967290222236, 0.028540967290222236], [0.0327181008704343, 0.0327181008704343, 0.0327181008704343], [0.03797877450321368, 0.03797877450321368, 0.03797877450321368], [0.044320667202745155, 0.044320667202745155, 0.044320667202745155], [0.0506984891623401, 0.0506984891623401, 0.0506984891623401], [0.05677228522625189, 0.05677228522625189, 0.05677228522625189], [0.06334366080981484, 0.06334366080981484, 0.06334366080981484], [0.07072743811563238, 0.07072743811563238, 0.07072743811563238], [0.07949750624837769, 0.07949750624837769, 0.07949750624837769], [0.08927038836812465, 0.08927038836812465, 0.08927038836812465], [0.09957558659055289, 0.09957558659055289, 0.09957558659055289], [0.1103577843820128, 0.1103577843820128, 0.1103577843820128], [0.12188991288712565, 0.12188991288712565, 0.12188991288712565], [0.13351977516648153, 0.13351977516648153, 0.13351977516648153], [0.14466952710628214, 0.14466952710628214, 0.14466952710628214], [0.15554647648740144, 0.15554647648740144, 0.15554647648740144], [0.16627983924228862, 0.16627983924228862, 0.16627983924228862], [0.17692787781324085, 0.17692787781324085, 0.17692787781324085], [0.18754885464255477, 0.18754885464255477, 0.18754885464255477], [0.19820103217252746, 0.19820103217252746, 0.19820103217252746], [0.2089426728454556, 0.2089426728454556, 0.2089426728454556], [0.21978014077548788, 0.21978014077548788, 0.21978014077548788], [0.2306556196899485, 0.2306556196899485, 0.2306556196899485], [0.24155957403097852, 0.24155957403097852, 0.24155957403097852], [0.2524829968446168, 0.2524829968446168, 0.2524829968446168], [0.26341688117690154, 0.26341688117690154, 0.26341688117690154], [0.27435222007387167, 0.27435222007387167, 0.27435222007387167], [0.2852699903755492, 0.2852699903755492, 0.2852699903755492], [0.2960383243401493, 0.2960383243401493, 0.2960383243401493], [0.3067083578923119, 0.3067083578923119, 0.3067083578923119], [0.31739595766649537, 0.31739595766649537, 0.31739595766649537], [0.3743469786023045, 0.3743469786023045, 0.3743469786023045], [0.4388267424476712, 0.4388267424476712, 0.4388267424476712], [0.504970928875899, 0.504970928875899, 0.504970928875899], [0.5725628074242313, 0.5725628074242313, 0.5725628074242313], [0.6409527561118165, 0.6409527561118165, 0.6409527561118165], [0.7094375166560705, 0.7094375166560705, 0.7094375166560705], [0.7771321016461458, 0.7771321016461458, 0.7771321016461458], [0.843337493892741, 0.843337493892741, 0.843337493892741], [0.9074201242196999, 0.9074201242196999, 0.9074201242196999], [0.9686661756809115, 0.9686661756809115, 0.9686661756809115], [1.0262748972345312, 1.0262748972345312, 1.0262748972345312], [1.0797010750100529, 1.0797010750100529, 1.0797010750100529], [1.1285083758485006, 1.1285083758485006, 1.1285083758485006], [1.171988218245878, 1.171988218245878, 1.171988218245878], [1.2095944410418256, 1.2095944410418256, 1.2095944410418256], [1.2410785595886338, 1.2410785595886338, 1.2410785595886338], [1.2663563085248364, 1.2663563085248364, 1.2663563085248364], [1.2847149621234726, 1.2847149621234726, 1.2847149621234726], [1.295363159430236, 1.295363159430236, 1.295363159430236], [1.3, 1.3, 1.3], [1.2953631593684296, 1.2953631593684296, 1.2953631593684296], [1.2847149620702571, 1.2847149620702571, 1.2847149620702571], [1.2663563087233538, 1.2663563087233538, 1.2663563087233538], [1.241078559830792, 1.241078559830792, 1.241078559830792], [1.209594440831475, 1.209594440831475, 1.209594440831475], [1.1719882180055656, 1.1719882180055656, 1.1719882180055656], [1.1285083761976822, 1.1285083761976822, 1.1285083761976822], [1.0797010745420434, 1.0797010745420434, 1.0797010745420434], [1.0262748971710358, 1.0262748971710358, 1.0262748971710358], [0.9686661759796045, 0.9686661759796045, 0.9686661759796045], [0.9074201235202911, 0.9074201235202911, 0.9074201235202911], [0.8433374940279814, 0.8433374940279814, 0.8433374940279814], [0.7771321023279493, 0.7771321023279493, 0.7771321023279493], [0.7094375170556493, 0.7094375170556493, 0.7094375170556493], [0.6409527553977521, 0.6409527553977521, 0.6409527553977521], [0.5725628074731602, 0.5725628074731602, 0.5725628074731602], [0.5049709291084019, 0.5049709291084019, 0.5049709291084019], [0.43883188251935634, 0.43883188251935634, 0.43883188251935634], [0.3749690155469888, 0.3749690155469888, 0.3749690155469888], [0.31394544692220555, 0.31394544692220555, 0.31394544692220555], [0.25658219941773824, 0.25658219941773824, 0.25658219941773824], [0.20341179579490623, 0.20341179579490623, 0.20341179579490623], [0.15503756378876168, 0.15503756378876168, 0.15503756378876168], [0.11201815603372514, 0.11201815603372514, 0.11201815603372514], [0.07362803976286311, 0.07362803976286311, 0.07362803976286311], [0.053436818960244215, 0.053436818960244215, 0.053436818960244215], [0.0462465518193734, 0.0462465518193734, 0.0462465518193734], [0.04121059881315777, 0.04121059881315777, 0.04121059881315777], [0.03813219964439157, 0.03813219964439157, 0.03813219964439157], [0.03714766955647932, 0.03714766955647932, 0.03714766955647932]], [[0.03168571521941585, 0.03168571521941585, 0.03168571521941585], [0.03267748269390596, 0.03267748269390596, 0.03267748269390596], [0.0 | 4D array with the drag coefficients of the airfoils. Dimension 0 is along the different airfoils defined in the yaml, dimension 1 is along the angles of attack, dimension 2 is along the Reynolds number, dimension 3 is along the number of tabs, which may describe multiple sets at the same station, for example in presence of a flap.
airfoils.cm | output |  | [[[-0.0001, -0.0001, -0.0001], [-0.0001, -0.0001, -0.0001], [-0.0001, -0.0001, -0.0001], [-0.0001, -0.0001, -0.0001], [-0.0001, -0.0001, -0.0001], [-0.0001, -0.0001, -0.0001], [-0.0001, -0.0001, -0.0001], [-0.0001, -0.0001, -0.0001], [-0.0001, -0.0001, -0.0001], [-0.0001, -0.0001, -0.0001], [-0.0001, -0.0001, -0.0001], [-0.0001, -0.0001, -0.0001], [-0.0001, -0.0001, -0.0001], [-0.0001, -0.0001, -0.0001], [-0.0001, -0.0001, -0.0001], [-0.0001, -0.0001, -0.0001], [-0.0001, -0.0001, -0.0001], [-0.0001, -0.0001, -0.0001], [-0.0001, -0.0001, -0.0001], [-0.0001, -0.0001, -0.0001], [-0.0001, -0.0001, -0.0001], [-0.0001, -0.0001, -0.0001], [-0.0001, -0.0001, -0.0001], [-0.0001, -0.0001, -0.0001], [-0.0001, -0.0001, -0.0001], [-0.0001, -0.0001, -0.0001], [-0.0001, -0.0001, -0.0001], [-0.0001, -0.0001, -0.0001], [-0.0001, -0.0001, -0.0001], [-0.0001, -0.0001, -0.0001], [-0.0001, -0.0001, -0.0001], [-0.0001, -0.0001, -0.0001], [-0.0001, -0.0001, -0.0001], [-0.0001, -0.0001, -0.0001], [-0.0001, -0.0001, -0.0001], [-0.0001, -0.0001, -0.0001], [-0.0001, -0.0001, -0.0001], [-0.0001, -0.0001, -0.0001], [-0.0001, -0.0001, -0.0001], [-0.0001, -0.0001, -0.0001], [-0.0001, -0.0001, -0.0001], [-0.0001, -0.0001, -0.0001], [-0.0001, -0.0001, -0.0001], [-0.0001, -0.0001, -0.0001], [-0.0001, -0.0001, -0.0001], [-0.0001, -0.0001, -0.0001], [-0.0001, -0.0001, -0.0001], [-0.0001, -0.0001, -0.0001], [-0.0001, -0.0001, -0.0001], [-0.0001, -0.0001, -0.0001], [-0.0001, -0.0001, -0.0001], [-0.0001, -0.0001, -0.0001], [-0.0001, -0.0001, -0.0001], [-0.0001, -0.0001, -0.0001], [-0.0001, -0.0001, -0.0001], [-0.0001, -0.0001, -0.0001], [-0.0001, -0.0001, -0.0001], [-0.0001, -0.0001, -0.0001], [-0.0001, -0.0001, -0.0001], [-0.0001, -0.0001, -0.0001], [-0.0001, -0.0001, -0.0001], [-0.0001, -0.0001, -0.0001], [-0.0001, -0.0001, -0.0001], [-0.0001, -0.0001, -0.0001], [-0.0001, -0.0001, -0.0001], [-0.0001, -0.0001, -0.0001], [-0.0001, -0.0001, -0.0001], [-0.0001, -0.0001, -0.0001], [-0.0001, -0.0001, -0.0001], [-0.0001, -0.0001, -0.0001], [-0.0001, -0.0001, -0.0001], [-0.0001, -0.0001, -0.0001], [-0.0001, -0.0001, -0.0001], [-0.0001, -0.0001, -0.0001], [-0.0001, -0.0001, -0.0001], [-0.0001, -0.0001, -0.0001], [-0.0001, -0.0001, -0.0001], [-0.0001, -0.0001, -0.0001], [-0.0001, -0.0001, -0.0001], [-0.0001, -0.0001, -0.0001], [-0.0001, -0.0001, -0.0001], [-0.0001, -0.0001, -0.0001], [-0.0001, -0.0001, -0.0001], [-0.0001, -0.0001, -0.0001], [-0.0001, -0.0001, -0.0001], [-0.0001, -0.0001, -0.0001], [-0.0001, -0.0001, -0.0001], [-0.0001, -0.0001, -0.0001], [-0.0001, -0.0001, -0.0001], [-0.0001, -0.0001, -0.0001], [-0.0001, -0.0001, -0.0001], [-0.0001, -0.0001, -0.0001], [-0.0001, -0.0001, -0.0001], [-0.0001, -0.0001, -0.0001], [-0.0001, -0.0001, -0.0001], [-0.0001, -0.0001, -0.0001], [-0.0001, -0.0001, -0.0001], [-0.0001, -0.0001, -0.0001], [-0.0001, -0.0001, -0.0001], [-0.0001, -0.0001, -0.0001], [-0.0001, -0.0001, -0.0001], [-0.0001, -0.0001, -0.0001], [-0.0001, -0.0001, -0.0001], [-0.0001, -0.0001, -0.0001], [-0.0001, -0.0001, -0.0001], [-0.0001, -0.0001, -0.0001], [-0.0001, -0.0001, -0.0001], [-0.0001, -0.0001, -0.0001], [-0.0001, -0.0001, -0.0001], [-0.0001, -0.0001, -0.0001], [-0.0001, -0.0001, -0.0001], [-0.0001, -0.0001, -0.0001], [-0.0001, -0.0001, -0.0001], [-0.0001, -0.0001, -0.0001], [-0.0001, -0.0001, -0.0001], [-0.0001, -0.0001, -0.0001], [-0.0001, -0.0001, -0.0001], [-0.0001, -0.0001, -0.0001], [-0.0001, -0.0001, -0.0001], [-0.0001, -0.0001, -0.0001], [-0.0001, -0.0001, -0.0001], [-0.0001, -0.0001, -0.0001], [-0.0001, -0.0001, -0.0001], [-0.0001, -0.0001, -0.0001], [-0.0001, -0.0001, -0.0001], [-0.0001, -0.0001, -0.0001], [-0.0001, -0.0001, -0.0001], [-0.0001, -0.0001, -0.0001], [-0.0001, -0.0001, -0.0001], [-0.0001, -0.0001, -0.0001], [-0.0001, -0.0001, -0.0001], [-0.0001, -0.0001, -0.0001], [-0.0001, -0.0001, -0.0001], [-0.0001, -0.0001, -0.0001], [-0.0001, -0.0001, -0.0001], [-0.0001, -0.0001, -0.0001], [-0.0001, -0.0001, -0.0001], [-0.0001, -0.0001, -0.0001], [-0.0001, -0.0001, -0.0001], [-0.0001, -0.0001, -0.0001], [-0.0001, -0.0001, -0.0001], [-0.0001, -0.0001, -0.0001], [-0.0001, -0.0001, -0.0001], [-0.0001, -0.0001, -0.0001], [-0.0001, -0.0001, -0.0001], [-0.0001, -0.0001, -0.0001], [-0.0001, -0.0001, -0.0001], [-0.0001, -0.0001, -0.0001], [-0.0001, -0.0001, -0.0001], [-0.0001, -0.0001, -0.0001], [-0.0001, -0.0001, -0.0001], [-0.0001, -0.0001, -0.0001], [-0.0001, -0.0001, -0.0001], [-0.0001, -0.0001, -0.0001], [-0.0001, -0.0001, -0.0001], [-0.0001, -0.0001, -0.0001], [-0.0001, -0.0001, -0.0001], [-0.0001, -0.0001, -0.0001], [-0.0001, -0.0001, -0.0001], [-0.0001, -0.0001, -0.0001], [-0.0001, -0.0001, -0.0001], [-0.0001, -0.0001, -0.0001], [-0.0001, -0.0001, -0.0001], [-0.0001, -0.0001, -0.0001], [-0.0001, -0.0001, -0.0001], [-0.0001, -0.0001, -0.0001], [-0.0001, -0.0001, -0.0001], [-0.0001, -0.0001, -0.0001], [-0.0001, -0.0001, -0.0001], [-0.0001, -0.0001, -0.0001], [-0.0001, -0.0001, -0.0001], [-0.0001, -0.0001, -0.0001], [-0.0001, -0.0001, -0.0001], [-0.0001, -0.0001, -0.0001], [-0.0001, -0.0001, -0.0001], [-0.0001, -0.0001, -0.0001], [-0.0001, -0.0001, -0.0001], [-0.0001, -0.0001, -0.0001], [-0.0001, -0.0001, -0.0001], [-0.0001, -0.0001, -0.0001], [-0.0001, -0.0001, -0.0001], [-0.0001, -0.0001, -0.0001], [-0.0001, -0.0001, -0.0001], [-0.0001, -0.0001, -0.0001], [-0.0001, -0.0001, -0.0001], [-0.0001, -0.0001, -0.0001], [-0.0001, -0.0001, -0.0001], [-0.0001, -0.0001, -0.0001], [-0.0001, -0.0001, -0.0001], [-0.0001, -0.0001, -0.0001], [-0.0001, -0.0001, -0.0001], [-0.0001, -0.0001, -0.0001], [-0.0001, -0.0001, -0.0001], [-0.0001, -0.0001, -0.0001], [-0.0001, -0.0001, -0.0001], [-0.0001, -0.0001, -0.0001], [-0.0001, -0.0001, -0.0001], [-0.0001, -0.0001, -0.0001], [-0.0001, -0.0001, -0.0001], [-0.0001, -0.0001, -0.0001]], [[-0.0001, -0.0001, -0.0001], [-0.0001, -0.0001, -0.0001], [-0.0001, -0.0001, -0.0001], [-0.0001, -0.0001, -0.0001], [-0.0001, -0.0001, -0.0001], [-0.0001, -0.0001, -0.0001], [-0.0001, -0.0001, -0.0001], [-0.0001, -0.0001, -0.0001], [-0.0001, -0.0001, -0.0001], [-0.0001, -0.0001, -0.0001], [-0.0001, -0.0001, -0.0001], [-0.0001, -0.0001, -0.0001], [-0.0001, -0.0001, -0.0001], [-0.0001, -0.0001, -0.0001], [-0.0001, -0.0001, -0.0001], [-0.0001, -0.0001, -0.0001], [-0.0001, -0.0001, -0.0001], [-0.0001, -0.0001, -0.0001], [-0.0001, -0.0001, -0.0001], [-0.0001, -0.0001, -0.0001], [-0.0001, -0.0001, -0.0001], [-0.0001, -0.0001, -0.0001], [-0.0001, -0.0001, -0.0001], [-0.0001, -0.0001, -0.0001], [-0.0001, -0.0001, -0.0001], [-0.0001, -0.0001, -0.0001], [-0.0001, -0.0001, -0.0001], [-0.0001, -0.0001, -0.0001], [-0.0001, -0.0001, -0.0001], [-0.0001, -0.0001, -0.0001], [-0.0001, -0.0001, -0.0001], [-0.0001, -0.0001, -0.0001], [-0.0001, -0.0001, -0.0001], [-0.0001, -0.0001, -0.0001], [-0.0001, -0.0001, -0.0001], [-0.0001, -0.0001, -0.0001], [-0.0001, -0.0001, -0.0001], [-0.0001, -0.0001, -0.0001], [-0.0001, -0.0001, -0.0001], [-0.0001, -0.0001, -0.0001], [-0.0001, -0.0001, -0.0001], [-0.0001, -0.0001, -0.0001], [-0.0001, -0.0001, -0.0001], [-0.0001, -0.0001, -0.0001], [-0.0001, -0.0001, -0.0001], [-0.0001, -0.0001, -0.0001], [-0.0001, -0.0001, -0.0001], [-0.0001, -0.0001, -0.0001], [-0.0001, -0.0001, -0.0001], [-0.0001, -0.0001, -0.0001], [-0.0001, -0.0001, -0.0001], [-0.0001, -0.0001, -0.0001], [-0.0001, -0.0001, -0.0001], [-0.0001, -0.0001, -0.0001], [-0.0001, -0.0001, -0.0001], [-0.0001, -0.0001, -0.0001], [-0.0001, -0.0001, -0.0001], [-0.0001, -0.0001, -0.0001], [-0.0001, -0.0001, -0.0001], [-0.0001, -0.0001, -0.0001], [-0.0001, -0.0001, -0.0001], [-0.0001, -0.0001, -0.0001], [-0.0001, -0.0001, -0.0001], [-0.0001, -0.0001, -0.0001], [-0.0001, -0.0001, -0.0001], [-0.0001, -0.0001, -0.0001], [-0.0001, -0.0001, -0.0001], [-0.0001, -0.0001, -0.0001], [-0.0001, -0.0001, -0.0001], [-0.0001, -0.0001, -0.0001], [-0.0001, -0.0001, -0.0001], [-0.0001, -0.0001, -0.0001], [-0.0001, -0.0001, -0.0001], [-0.0001, -0.0001, -0.0001], [-0.0001, -0.0001, -0.0001], [-0.0001, -0.0001, -0.0001], [-0.0001, -0.0001, -0.0001], [-0.0001, -0.0001, -0.0001], [-0.0001, -0.0001, -0.0001], [-0.0001, -0.0001, -0.0001], [-0.0001, -0.0001, -0.0001], [-0.0001, -0.0001, -0.0001], [-0.0001, -0.0001, -0.0001], [-0.0001, -0.0001, -0.0001], [-0.0001, -0.0001, -0.0001], [-0.0001, -0.0001, -0.0001], [-0.0001, -0.0001, -0.0001], [-0.0001, -0.0001, -0.0001], [-0.0001, -0.0001, -0.0001], [-0.0001, -0.0001, -0.0001], [-0.0001, -0.0001, -0.0001], [-0.0001, -0.0001, -0.0001], [-0.0001, -0.0001, -0.0001], [-0.0001, -0.0001, -0.0001], [-0.0001, -0.0001, -0.0001], [-0.0001, -0.0001, -0.0001], [-0.0001, -0.0001, -0.0001], [-0.0001, -0.0001, -0.0001], [-0.0001, -0.0001, -0.0001], [-0.0001, -0.0001, -0.0001], [-0.0001, -0.0001, -0.0001], [-0.0001, -0.0001, -0.0001], [-0.0001, -0.0001, -0.0001], [-0.0001, -0.0001, -0.0001], [-0.0001, -0.0001, -0.0001], [-0.0001, -0.0001, -0.0001], [-0.0001, -0.0001, -0.0001], [-0.0001, -0.0001, -0.0001], [-0.0001, -0.0001, -0.0001], [-0.0001, -0.0001, -0.0001], [-0.0001, -0.0001, -0.0001], [-0.0001, -0.0001, -0.0001], [-0.0001, -0.0001, -0.0001], [-0.0001, -0.0001, -0.0001], [-0.0001, -0.0001, -0.0001], [-0.0001, -0.0001, -0.0001], [-0.0001, -0.0001, -0.0001], [-0.0001, -0.0001, -0.0001], [-0.0001, -0.0001, -0.0001], [-0.0001, -0.0001, -0.0001], [-0.0001, -0.0001, -0.0001], [-0.0001, -0.0001, -0.0001], [-0.0001, -0.0001, -0.0001], [-0.0001, -0.0001, -0.0001], [-0.0001, -0.0001, -0.0001], [-0.0001, -0.0001, -0.0001], [-0.0001, -0.0001, -0.0001], [-0.0001, -0.0001, -0.0001], [-0.0001, -0.0001, -0.0001], [-0.0001, -0.0001, -0.0001], [-0.0001, -0.0001, -0.0001], [-0.0001, -0.0001, -0.0001], [-0.0001, -0.0001, -0.0001], [-0.0001, -0.0001, -0.0001], [-0.0001, -0.0001, -0.0001], [-0.0001, -0.0001, -0.0001], [-0.0001, -0.0001, -0.0001], [-0.0001, -0.0001, -0.0001], [-0.0001, -0.0001, -0.0001], [-0.0001, -0.0001, -0.0001], [-0.0001, -0.0001, -0.0001], [-0.0001, -0.0001, -0.0001], [-0.0001, -0.0001, -0.0001], [-0.0001, -0.0001, -0.0001], [-0.0001, -0.0001, -0.0001], [-0.0001, -0.0001, -0.0001], [-0.0001, -0.0001, -0.0001], [-0.0001, -0.0001, -0.0001], [-0.0001, -0.0001, -0.0001], [-0.0001, -0.0001, -0.0001], [-0.0001, -0.0001, -0.0001], [-0.0001, -0.0001, -0.0001], [-0.0001, -0.0001, -0.0001], [-0.0001, -0.0001, -0.0001], [-0.0001, -0.0001, -0.0001], [-0.0001, -0.0001, -0.0001], [-0.0001, -0.0001, -0.0001], [-0.0001, -0.0001, -0.0001], [-0.0001, -0.0001, -0.0001], [-0.0001, -0.0001, -0.0001], [-0.0001, -0.0001, -0.0001], [-0.0001, -0.0001, -0.0001], [-0.0001, -0.0001, -0.0001], [-0.0001, -0.0001, -0.0001], [-0.0001, -0.0001, -0.0001], [-0.0001, -0.0001, -0.0001], [-0.0001, -0.0001, -0.0001], [-0.0001, -0.0001, -0.0001], [-0.0001, -0.0001, -0.0001], [-0.0001, -0.0001, -0.0001], [-0.0001, -0.0001, -0.0001], [-0.0001, -0.0001, -0.0001], [-0.0001, -0.0001, -0.0001], [-0.0001, -0.0001, -0.0001], [-0.0001, -0.0001, -0.0001], [-0.0001, -0.0001, -0.0001], [-0.0001, -0.0001, -0.0001], [-0.0001, -0.0001, -0.0001], [-0.0001, -0.0001, -0.0001], [-0.0001, -0.0001, -0.0001], [-0.0001, -0.0001, -0.0001], [-0.0001, -0.0001, -0.0001], [-0.0001, -0.0001, -0.0001], [-0.0001, -0.0001, -0.0001], [-0.0001, -0.0001, -0.0001], [-0.0001, -0.0001, -0.0001], [-0.0001, -0.0001, -0.0001], [-0.0001, -0.0001, -0.0001], [-0.0001, -0.0001, -0.0001], [-0.0001, -0.0001, -0.0001], [-0.0001, -0.0001, -0.0001], [-0.0001, -0.0001, -0.0001], [-0.0001, -0.0001, -0.0001], [-0.0001, -0.0001, -0.0001], [-0.0001, -0.0001, -0.0001], [-0.0001, -0.0001, -0.0001], [-0.0001, -0.0001, -0.0001], [-0.0001, -0.0001, -0.0001], [-0.0001, -0.0001, -0.0001], [-0.0001, -0.0001, -0.0001]], [[0.0, 0.0, 0.0], [0.13856757351852803, 0.13856757351852803, 0.13856757351852803], [0.24891162194003946, 0.24891162194003946, 0.24891162194003946], [0.30810118494645283, 0.30810118494645283, 0.30810118494645283], [0.3102017794708924, 0.3102017794708924, 0.3102017794708924], [0.3007663605487492, 0.3007663605487492, 0.3007663605487492], [0.28919500553485206, 0.28919500553485206, 0.28919500553485206], [0.2808871162784594, 0.2808871162784594, 0.2808871162784594], [0.27552708153272865, 0.27552708153272865, 0.27552708153272865], [0.27036702172108534, 0.27036702172108534, 0.27036702172108534], [0.26320065954858457, 0.26320065954858457, 0.26320065954858457], [0.24744268300568875, 0.24744268300568875, 0.24744268300568875], [0.22529522822098497, 0.22529522822098497, 0.22529522822098497], [0.20773611267966874, 0.20773611267966874, 0.20773611267966874], [0.20111614165837505, 0.20111614165837505, 0.20111614165837505], [0.19658053473715806, 0.19658053473715806, 0.19658053473715806], [0.19378698084531096, 0.19378698084531096, 0.19378698084531096], [0.19332699896772113, 0.19332699896772113, 0.19332699896772113], [0.19495978740471398, 0.19495978740471398, 0.19495978740471398], [0.19775669281436578, 0.19775669281436578, 0.19775669281436578], [0.20080026763230077, 0.20080026763230077, 0.20080026763230077], [0.204323410351384, 0.204323410351384, 0.204323410351384], [0.20853891368155564, 0.20853891368155564, 0.20853891368155564], [0.2124998195702135, 0.2124998195702135, 0.2124998195702135], [0.21579150651214335, 0.21579150651214335, 0.21579150651214335], [0.2191269218993175, 0.2191269218993175, 0.2191269218993175], [0.22154290764184867, 0.22154290764184867, 0.22154290764184867], [0.22207334808311838, 0.22207334808311838, 0.22207334808311838], [0.22169305820909918, 0.22169305820909918, 0.22169305820909918], [0.22091335240635812, 0.22091335240635812, 0.22091335240635812], [0.21979991170397092, 0.21979991170397092, 0.21979991170397092], [0.21577351838365855, 0.21577351838365855, 0.21577351838365855], [0.20793189864400163, 0.20793189864400163, 0.20793189864400163], [0.19885485997471436, 0.19885485997471436, 0.19885485997471436], [0.19018196467609588, 0.19018196467609588, 0.19018196467609588], [0.18052871848240645, 0.18052871848240645, 0.18052871848240645], [0.17031502088870845, 0.17031502088870845, 0.17031502088870845], [0.16009092293995722, 0.16009092293995722, 0.16009092293995722], [0.14953598249285857, 0.14953598249285857, 0.14953598249285857], [0.1388508305812978, 0.1388508305812978, 0.1388508305812978], [0.128499530922676, 0.128499530922676, 0.128499530922676], [0.11843767169238907, 0.11843767169238907, 0.11843767169238907], [0.10858782550969724, 0.10858782550969724, 0.10858782550969724], [0.09936439241537007, 0.09936439241537007, 0.09936439241537007], [0.09102408839932384, 0.09102408839932384, 0.09102408839932384], [0.08327573670005874, 0.08327573670005874, 0.08327573670005874], [0.07608519832168077, 0.07608519832168077, 0.07608519832168077], [0.06955269681782361, 0.06955269681782361, 0.06955269681782361], [0.06442799955992591, 0.06442799955992591, 0.06442799955992591], [0.05929961253604663, 0.05929961253604663, 0.05929961253604663], [0.05219979558740972, 0.05219979558740972, 0.05219979558740972], [0.050306126923697604, 0.050306126923697604, 0.050306126923697604], [0.04816216421273472, 0.04816216421273472, 0.04816216421273472], [0.045775592982176705, 0.045775592982176705, 0.045775592982176705], [0.04315409875967927, 0.04315409875967927, 0.04315409875967927], [0.040305367072898064, 0.040305367072898064, 0.040305367072898064], [0.03723708344948876, 0.03723708344948876, 0.03723708344948876], [0.03395693341710703, 0.03395693341710703, 0.03395693341710703], [0.030472602503408535, 0.030472602503408535, 0.030472602503408535], [0.026791776236048937, 0.026791776236048937, 0.026791776236048937], [0.0229221401426839, 0.0229221401426839, 0.0229221401426839], [0.018871379750969124, 0.018871379750969124, 0.018871379750969124], [0.014647180588560259, 0.014647180588560259, 0.014647180588560259], [0.010257228183112978, 0.010257228183112978, 0.010257228183112978], [0.005709208062282941, 0.005709208062282941, 0.005709208062282941], [0.0010108057537258014, 0.0010108057537258014, 0.0010108057537258014], [-0.0038302932149027044, -0.0038302932149027044, -0.0038302932149027044], [-0.009073619911823207, -0.009073619911823207, -0.009073619911823207], [-0.010285663487081475, -0.010285663487081475, -0.010285663487081475], [-0.011628650529365953, -0.011628650529365953, -0.011628650529365953], [-0.012841031408936809, -0.012841031408936809, -0.012841031408936809], [-0.013863827520447684, -0.013863827520447684, -0.013863827520447684], [-0.014833124011454004, -0.014833124011454004, -0.014833124011454004], [-0.015729079161570382, -0.015729079161570382, -0.015729079161570382], [-0.016468344612194496, -0.016468344612194496, -0.016468344612194496], [-0.01721354747095932, -0.01721354747095932, -0.01721354747095932], [-0.017809138164765037, -0.017809138164765037, -0.017809138164765037], [-0.018496230752214893, -0.018496230752214893, -0.018496230752214893], [-0.0188, -0.0188, -0.0188], [-0.0194, -0.0194, -0.0194], [-0.01974562088953868, -0.01974562088953868, -0.01974562088953868], [-0.019964880334157813, -0.019964880334157813, -0.019964880334157813], [-0.019499517004266755, -0.019499517004266755, -0.019499517004266755], [-0.018300000052906145, -0.018300000052906145, -0.018300000052906145], [-0.021237642672301188, -0.021237642672301188, -0.021237642672301188], [-0.026401374715976193, -0.026401374715976193, -0.026401374715976193], [-0.03274108429044777, -0.03274108429044777, -0.03274108429044777], [-0.03889909327299804, -0.03889909327299804, -0.03889909327299804], [-0.04557146945094892, -0.04557146945094892, -0.04557146945094892], [-0.05260318050612236, -0.05260318050612236, -0.05260318050612236], [-0.05851460879522926, -0.05851460879522926, -0.05851460879522926], [-0.06516244263325703, -0.06516244263325703, -0.06516244263325703], [-0.07103947957969536, -0.07103947957969536, -0.07103947957969536], [-0.07603970381873149, -0.07603970381873149, -0.07603970381873149], [-0.08052730760461356, -0.08052730760461356, -0.08052730760461356], [-0.08391978250667888, -0.08391978250667888, -0.08391978250667888], [-0.08753262467629278, -0.08753262467629278, -0.08753262467629278], [-0.09092712804110649, -0.09092712804110649, -0.09092712804110649], [-0.09408992605774764, -0.09408992605774764, -0.09408992605774764], [-0.09696776751051267, -0.09696776751051267, -0.09696776751051267], [-0.09989861544301575, -0.09989861544301575, -0.09989861544301575], [-0.10276444366688384, -0.10276444366688384, -0.10276444366688384], [-0.10552239309199107, -0.10552239309199107, -0.10552239309199107], [-0.1082443143230866, -0.1082443143230866, -0.1082443143230866], [-0.11058237825750908, -0.11058237825750908, -0.11058237825750908], [-0.11300556398950394, -0.11300556398950394, -0.11300556398950394], [-0.11517733571607137, -0.11517733571607137, -0.11517733571607137], [-0.11734143106397518, -0.11734143106397518, -0.11734143106397518], [-0.11920527886798099, -0.11920527886798099, -0.11920527886798099], [-0.12096217467425521, -0.12096217467425521, -0.12096217467425521], [-0.12251489065255962, -0.12251489065255962, -0.12251489065255962], [-0.12389046976014151, -0.12389046976014151, -0.12389046976014151], [-0.12515969966829393, -0.12515969966829393, -0.12515969966829393], [-0.1258917475711892, -0.1258917475711892, -0.1258917475711892], [-0.1266094990690625, -0.1266094990690625, -0.1266094990690625], [-0.12690530594581761, -0.12690530594581761, -0.12690530594581761], [-0.12639897561979782, -0.12639897561979782, -0.12639897561979782], [-0.12566410461310193, -0.12566410461310193, -0.12566410461310193], [-0.12262476423987656, -0.12262476423987656, -0.12262476423987656], [-0.1184291319176223, -0.1184291319176223, -0.1184291319176223], [-0.11508210779077756, -0.11508210779077756, -0.11508210779077756], [-0.11286868158433053, -0.11286868158433053, -0.11286868158433053], [-0.11081807532735317, -0.11081807532735317, -0.11081807532735317], [-0.10855616144472718, -0.10855616144472718, -0.10855616144472718], [-0.10702370791898036, -0.10702370791898036, -0.10702370791898036], [-0.10555674370294336, -0.10555674370294336, -0.10555674370294336], [-0.10390176755181375, -0.10390176755181375, -0.10390176755181375], [-0.10254437185249937, -0.10254437185249937, -0.10254437185249937], [-0.10157103136933837, -0.10157103136933837, -0.10157103136933837], [-0.10052280111830958, -0.10052280111830958, -0.10052280111830958], [-0.09993984587302318, -0.09993984587302318, -0.09993984587302318], [-0.0998100060740563, -0.0998100060740563, -0.0998100060740563], [-0.10008475506644479, -0.10008475506644479, -0.10008475506644479], [-0.10118036413461762, -0.10118036413461762, -0.10118036413461762], [-0.10265049733123517, -0.10265049733123517, -0.10265049733123517], [-0.10453064295147543, -0.10453064295147543, -0.10453064295147543], [-0.10695816562889851, -0.10695816562889851, -0.10695816562889851], [-0.10979293498202411, -0.10979293498202411, -0.10979293498202411], [-0.11268784728955451, -0.11268784728955451, -0.11268784728955451], [-0.11594299589093453, -0.11594299589093453, -0.11594299589093453], [-0.1203440690138676, -0.1203440690138676, -0.1203440690138676], [-0.12617226803098802, -0.12617226803098802, -0.12617226803098802], [-0.13227313374925118, -0.13227313374925118, -0.13227313374925118], [-0.13833375898438993, -0.13833375898438993, -0.13833375898438993], [-0.1444030497625908, -0.1444030497625908, -0.1444030497625908], [-0.15042427021627772, -0.15042427021627772, -0.15042427021627772], [-0.1564134881991746, -0.1564134881991746, -0.1564134881991746], [-0.16247704357099912, -0.16247704357099912, -0.16247704357099912], [-0.16897226942143287, -0.16897226942143287, -0.16897226942143287], [-0.17257639238064684, -0.17257639238064684, -0.17257639238064684], [-0.1871927728941517, -0.1871927728941517, -0.1871927728941517], [-0.20199634131396585, -0.20199634131396585, -0.20199634131396585], [-0.21681792536572206, -0.21681792536572206, -0.21681792536572206], [-0.2276025523376413, -0.2276025523376413, -0.2276025523376413], [-0.2370104010237921, -0.2370104010237921, -0.2370104010237921], [-0.24634319843661925, -0.24634319843661925, -0.24634319843661925], [-0.2558042739381569, -0.2558042739381569, -0.2558042739381569], [-0.26495155618177274, -0.26495155618177274, -0.26495155618177274], [-0.274037931996017, -0.274037931996017, -0.274037931996017], [-0.28329955906556015, -0.28329955906556015, -0.28329955906556015], [-0.2928518421338477, -0.2928518421338477, -0.2928518421338477], [-0.30257447703535006, -0.30257447703535006, -0.30257447703535006], [-0.31235007544317417, -0.31235007544317417, -0.31235007544317417], [-0.32216011828517765, -0.32216011828517765, -0.32216011828517765], [-0.33211280417819905, -0.33211280417819905, -0.33211280417819905], [-0.3419125187021995, -0.3419125187021995, -0.3419125187021995], [-0.3513682620214922, -0.3513682620214922, -0.3513682620214922], [-0.36140042048684234, -0.36140042048684234, -0.36140042048684234], [-0.3706988582969947, -0.3706988582969947, -0.3706988582969947], [-0.3772996774914364, -0.3772996774914364, -0.3772996774914364], [-0.3817986897648014, -0.3817986897648014, -0.3817986897648014], [-0.3855101207130111, -0.3855101207130111, -0.3855101207130111], [-0.38754669124284713, -0.38754669124284713, -0.38754669124284713], [-0.3876390192511365, -0.3876390192511365, -0.3876390192511365], [-0.3873492864561702, -0.3873492864561702, -0.3873492864561702], [-0.38688005845645346, -0.38688005845645346, -0.38688005845645346], [-0.38617835202182876, -0.38617835202182876, -0.38617835202182876], [-0.384190845022466, -0.384190845022466, -0.384190845022466], [-0.3818327942240958, -0.3818327942240958, -0.3818327942240958], [-0.380600016033604, -0.380600016033604, -0.380600016033604], [-0.3804512783259557, -0.3804512783259557, -0.3804512783259557], [-0.3803507922102068, -0.3803507922102068, -0.3803507922102068], [-0.38030326219164545, -0.38030326219164545, -0.38030326219164545], [-0.3815352412270617, -0.3815352412270617, -0.3815352412270617], [-0.3872723330523042, -0.3872723330523042, -0.3872723330523042], [-0.3962334154802091, -0.3962334154802091, -0.3962334154802091], [-0.40786453083295593, -0.40786453083295593, -0.40786453083295593], [-0.4315448944588473, -0.4315448944588473, -0.4315448944588473], [-0.4611002344880861, -0.4611002344880861, -0.4611002344880861], [-0.485401330606786, -0.485401330606786, -0.485401330606786], [-0.5043776651170208, -0.5043776651170208, -0.5043776651170208], [-0.5216698739050862, -0.5216698739050862, -0.5216698739050862], [-0.5317199677092546, -0.5317199677092546, -0.5317199677092546], [-0.5244050768294033, -0.5244050768294033, -0.5244050768294033], [-0.4875731235876434, -0.4875731235876434, -0.4875731235876434], [-0.432004637963846, -0.432004637963846, -0.432004637963846], [-0.36743590023844197, -0.36743590023844197, -0.36743590023844197], [-0.2725670817553815, -0.2725670817553815, -0.2725670817553815], [-0.14695239653392406, -0.14695239653392406, -0.14695239653392406], [3.469446951953614e-17, 3.469446951953614e-17, 3.469446951953614e-17]], [[0.0, 0.0, 0.0], [0.12000000052280038, 0.12000000052280038, 0.12000000052280038], [0.23999994728892476, 0.23999994728892476, 0.23999994728892476], [0.36210569331107917, 0.36210569331107917, 0.36210569331107917], [0.40492111253819074, 0.40492111253819074, 0.40492111253819074], [0.410956570232489, 0.410956570232489, 0.410956570232489], [0.41741761474786804, 0.41741761474786804, 0.41741761474786804], [0.4287515274420343, 0.4287515274420343, 0.4287515274420343], [0.45242032622588685, 0.45242032622588685, 0.45242032622588685], [0.4752994967504321, 0.4752994967504321, 0.4752994967504321], [0.49579214853164333, 0.49579214853164333, 0.49579214853164333], [0.48392790176689615, 0.48392790176689615, 0.48392790176689615], [0.4685428327991719, 0.4685428327991719, 0.4685428327991719], [0.45333036461741344, 0.45333036461741344, 0.45333036461741344], [0.4430100289135322, 0.4430100289135322, 0.4430100289135322], [0.4353691068766621, 0.4353691068766621, 0.4353691068766621], [0.4269512175560201, 0.4269512175560201, 0.4269512175560201], [0.42272344739510387, 0.42272344739510387, 0.42272344739510387], [0.42109968759737715, 0.42109968759737715, 0.42109968759737715], [0.4205674915830363, 0.4205674915830363, 0.4205674915830363], [0.420267203196163, 0.420267203196163, 0.420267203196163], [0.42074809166030047, 0.42074809166030047, 0.42074809166030047], [0.42202641700233073, 0.42202641700233073, 0.42202641700233073], [0.4231069590342508, 0.4231069590342508, 0.4231069590342508], [0.42283151803407665, 0.42283151803407665, 0.42283151803407665], [0.4223037015761414, 0.4223037015761414, 0.4223037015761414], [0.42146008801316087, 0.42146008801316087, 0.42146008801316087], [0.4193121310123176, 0.4193121310123176, 0.4193121310123176], [0.41561651483676326, 0.41561651483676326, 0.41561651483676326], [0.4112706298266405, 0.4112706298266405, 0.4112706298266405], [0.4069001762792571, 0.4069001762792571, 0.4069001762792571], [0.3980026228988068, 0.3980026228988068, 0.3980026228988068], [0.3887091648216423, 0.3887091648216423, 0.3887091648216423], [0.37922058793459373, 0.37922058793459373, 0.37922058793459373], [0.3683715767636288, 0.3683715767636288, 0.3683715767636288], [0.3566549838076498, 0.3566549838076498, 0.3566549838076498], [0.3446380419146326, 0.3446380419146326, 0.3446380419146326], [0.3324218846851847, 0.3324218846851847, 0.3324218846851847], [0.3193573756527133, 0.3193573756527133, 0.3193573756527133], [0.3062665156327008, 0.3062665156327008, 0.3062665156327008], [0.29329330685643223, 0.29329330685643223, 0.29329330685643223], [0.280500247644826, 0.280500247644826, 0.280500247644826], [0.26773737985144125, 0.26773737985144125, 0.26773737985144125], [0.25506786267951626, 0.25506786267951626, 0.25506786267951626], [0.24255321323688891, 0.24255321323688891, 0.24255321323688891], [0.2302800745922092, 0.2302800745922092, 0.2302800745922092], [0.21952248873367572, 0.21952248873367572, 0.21952248873367572], [0.19469431657462563, 0.19469431657462563, 0.19469431657462563], [0.13250872722409246, 0.13250872722409246, 0.13250872722409246], [0.06857262288955837, 0.06857262288955837, 0.06857262288955837], [0.041854258762151396, 0.041854258762151396, 0.041854258762151396], [0.03888195723462972, 0.03888195723462972, 0.03888195723462972], [0.03602163647935512, 0.03602163647935512, 0.03602163647935512], [0.0330565553072569, 0.0330565553072569, 0.0330565553072569], [0.029890364267477425, 0.029890364267477425, 0.029890364267477425], [0.02676495210443213, 0.02676495210443213, 0.02676495210443213], [0.023710106043444368, 0.023710106043444368, 0.023710106043444368], [0.02073691804670381, 0.02073691804670381, 0.02073691804670381], [0.017856480076400158, 0.017856480076400158, 0.017856480076400158], [0.0150798840947231, 0.0150798840947231, 0.0150798840947231], [0.012417422256579047, 0.012417422256579047, 0.012417422256579047], [0.009794261069755, 0.009794261069755, 0.009794261069755], [0.007192960342358093, 0.007192960342358093, 0.007192960342358093], [0.004666522211808915, 0.004666522211808915, 0.004666522211808915], [0.0022679488155280597, 0.0022679488155280597, 0.0022679488155280597], [5.0242290936107926e-05, 5.0242290936107926e-05, 5.0242290936107926e-05], [-0.0019335952245463054, -0.0019335952245463054, -0.0019335952245463054], [-0.0036378778973304945, -0.0036378778973304945, -0.0036378778973304945], [-0.005104375310563165, -0.005104375310563165, -0.005104375310563165], [-0.0064174126932094394, -0.0064174126932094394, -0.0064174126932094394], [-0.007662200752466504, -0.007662200752466504, -0.007662200752466504], [-0.008938203628557665, -0.008938203628557665, -0.008938203628557665], [-0.010118293773689046, -0.010118293773689046, -0.010118293773689046], [-0.011004638135594073, -0.011004638135594073, -0.011004638135594073], [-0.011627533831234655, -0.011627533831234655, -0.011627533831234655], [-0.012159635400030473, -0.012159635400030473, -0.012159635400030473], [-0.012469227371272748, -0.012469227371272748, -0.012469227371272748], [-0.012459526817465058, -0.012459526817465058, -0.012459526817465058], [-0.012253151139818546, -0.012253151139818546, -0.012253151139818546], [-0.01196574866349889, -0.01196574866349889, -0.01196574866349889], [-0.011688588399951684, -0.011688588399951684, -0.011688588399951684], [-0.011326517277595604, -0.011326517277595604, -0.011326517277595604], [-0.010977146041147667, -0.010977146041147667, -0.010977146041147667], [-0.01082065, -0.01082065, -0.01082065], [-0.013275512875971222, -0.013275512875971222, -0.013275512875971222], [-0.01906539694382029, -0.01906539694382029, -0.01906539694382029], [-0.025828245041212214, -0.025828245041212214, -0.025828245041212214], [-0.03221073665219931, -0.03221073665219931, -0.03221073665219931], [-0.03948108361947503, -0.03948108361947503, -0.03948108361947503], [-0.04690829181559092, -0.04690829181559092, -0.04690829181559092], [-0.053672147547744735, -0.053672147547744735, -0.053672147547744735], [-0.05992777593615762, -0.05992777593615762, -0.05992777593615762], [-0.06599637015178081, -0.06599637015178081, -0.06599637015178081], [-0.07209894391690345, -0.07209894391690345, -0.07209894391690345], [-0.07832208130384326, -0.07832208130384326, -0.07832208130384326], [-0.0845354737895826, -0.0845354737895826, -0.0845354737895826], [-0.09060390722276972, -0.09060390722276972, -0.09060390722276972], [-0.09643281856098285, -0.09643281856098285, -0.09643281856098285], [-0.1020097691946999, -0.1020097691946999, -0.1020097691946999], [-0.10733389219424606, -0.10733389219424606, -0.10733389219424606], [-0.11235789607975968, -0.11235789607975968, -0.11235789607975968], [-0.11708482095266191, -0.11708482095266191, -0.11708482095266191], [-0.1214766380188553, -0.1214766380188553, -0.1214766380188553], [-0.12556135459310125, -0.12556135459310125, -0.12556135459310125], [-0.12935776325507406, -0.12935776325507406, -0.12935776325507406], [-0.1328888332327577, -0.1328888332327577, -0.1328888332327577], [-0.13617112500680967, -0.13617112500680967, -0.13617112500680967], [-0.1391988884129771, -0.1391988884129771, -0.1391988884129771], [-0.14196423796237123, -0.14196423796237123, -0.14196423796237123], [-0.14447794982533793, -0.14447794982533793, -0.14447794982533793], [-0.14671305551201416, -0.14671305551201416, -0.14671305551201416], [-0.14866407493031902, -0.14866407493031902, -0.14866407493031902], [-0.1502728239529156, -0.1502728239529156, -0.1502728239529156], [-0.15150176533264462, -0.15150176533264462, -0.15150176533264462], [-0.1524213946623039, -0.1524213946623039, -0.1524213946623039], [-0.15289057254050217, -0.15289057254050217, -0.15289057254050217], [-0.153103, -0.153103, -0.153103], [-0.1528505414403044, -0.1528505414403044, -0.1528505414403044], [-0.15233645416846617, -0.15233645416846617, -0.15233645416846617], [-0.15147430790533783, -0.15147430790533783, -0.15147430790533783], [-0.15064894086624794, -0.15064894086624794, -0.15064894086624794], [-0.14962156642842372, -0.14962156642842372, -0.149621566 | 4D array with the moment coefficients of the airfoils. Dimension 0 is along the different airfoils defined in the yaml, dimension 1 is along the angles of attack, dimension 2 is along the Reynolds number, dimension 3 is along the number of tabs, which may describe multiple sets at the same station, for example in presence of a flap.
airfoils.coord_xy | output |  | [[[1.0, 0.0], [0.9994296839925828, -0.022259740711557653], [0.9980630178329651, -0.044458034895467166], [0.9955739142666737, -0.06656181344739087], [0.9920863097495595, -0.0885198205325811], [0.9876861486750573, -0.1102752722312596], [0.9823305251706396, -0.13178437091973824], [0.9760119083356916, -0.15300661763508797], [0.9687874672983805, -0.17388680280547333], [0.96067486025924, -0.19437934848935726], [0.9516753587636769, -0.21444968588989688], [0.9418276527462444, -0.2340583787305603], [0.9311752953551308, -0.25315297586530633], [0.9197303974311781, -0.271705871524176], [0.9075245591947199, -0.2896910384273739], [0.8946104080703082, -0.3070575403137138], [0.8810096964994353, -0.323779496057416], [0.866747905197194, -0.3398390879169575], [0.8518902581712055, -0.3552004754118655], [0.8364694626214207, -0.3698431374689812], [0.820513485943698, -0.3837614939542968], [0.8040738322175812, -0.39691489811789965], [0.7871915298856534, -0.4092893400643101], [0.7698979191015535, -0.4208940017028421], [0.7522523412351593, -0.43170364047579507], [0.7342913491785575, -0.4417041164204277], [0.7160449249557642, -0.45091629501054414], [0.6975716400331089, -0.45931119239150575], [0.6789061864336874, -0.4668918336993115], [0.6600803126205398, -0.4736931268620849], [0.6411475171372123, -0.4796641292900068], [0.6221376509688521, -0.4848434334715207], [0.6030879981944149, -0.489268924532069], [0.5840450421189749, -0.4928771044008992], [0.5650308976870032, -0.4957710179013424], [0.5460886027795995, -0.49790677272002715], [0.5272486739168989, -0.4992052309653689], [0.508535950506088, -0.49990014712315073], [0.48999235547038833, -0.4998651223361666], [0.4716321145068305, -0.49915299052333584], [0.45349250374434763, -0.4978655748478758], [0.43559330289767306, -0.49584922139645704], [0.4179560656169425, -0.49322020425743707], [0.4006097484425764, -0.4900340177148853], [0.38356093160600935, -0.48624065438121006], [0.3668432157337161, -0.4819531220757101], [0.35045731632050314, -0.47710703659168746], [0.33443448400863013, -0.4718016171476331], [0.3187741003293152, -0.4659975031053565], [0.3034996231212948, -0.45977183363997265], [0.2886112935656476, -0.4531110127745977], [0.27412438666566624, -0.44607147267603986], [0.26004145552371905, -0.43865399658656473], [0.2463748720159175, -0.43089728807614097], [0.23312344393883352, -0.4228128921543154], [0.22029377781042306, -0.4144421605903011], [0.20788328296533118, -0.4057907314202661], [0.19590295639164576, -0.39689711005990197], [0.18434125306662855, -0.38776302893280573], [0.17321393095416077, -0.378432781857511], [0.16249917612963843, -0.3689016855353158], [0.15221460277725932, -0.35922081920480536], [0.14233175939897136, -0.3493817949754991], [0.13287211153919, -0.3394286782901914], [0.12380643962975978, -0.3293594524047534], [0.11514762338607656, -0.3192023645100902], [0.10688720880274838, -0.30897183476900825], [0.09900711152156343, -0.2986754406431277], [0.09152340438534401, -0.28834653723959086], [0.08439704281722242, -0.2779791205220019], [0.0776464790199521, -0.26760420577043836], [0.07124790821202079, -0.2572292124527737], [0.06518786629737473, -0.2468610900827623], [0.05948747212742032, -0.236524433012696], [0.05410024641809, -0.2262139012738709], [0.049037878670187655, -0.21594907486257123], [0.044300349757333976, -0.20574524647381434], [0.039842359734680484, -0.1955976544282071], [0.035689975243613004, -0.18552550330330356], [0.0318292350050659, -0.17553598875305626], [0.028220007205789974, -0.16562693673246162], [0.024892524779269766, -0.15581522149021884], [0.021828668303003517, -0.14610562181570297], [0.018984694713133153, -0.13649533799824243], [0.016392191702033498, -0.12699830058110217], [0.014044634634199048, -0.11762077059006014], [0.011879824984634942, -0.10835684703907911], [0.00993094518736226, -0.09921662146203714], [0.008219407957347493, -0.09020841012942198], [0.0066583862213787865, -0.08132543510984046], [0.005267741928506431, -0.07257222340426948], [0.00409515753852961, -0.06395640173157105], [0.0030987885971364196, -0.055478013021099525], [0.0021966077355110324, -0.047132004699975395], [0.0014626417630186888, -0.03892440526041651], [0.0009644846082979224, -0.030860610171394198], [0.0005993738679828514, -0.02293623594596854], [0.0002900866455990823, -0.015148765877396192], [7.807077883024657e-05, -0.007502222076492855], [4.123786208661393e-31, 5.228329429302685e-16], [7.804120611659719e-05, 0.0075007362206906], [0.0002898787241920041, 0.015142758486887963], [0.000598775316682048, 0.022922584561419893], [0.0009633263516348351, 0.030836119397775343], [0.0014596682128281925, 0.03888574897117976], [0.002190976364499905, 0.04707581599068358], [0.003089978419597784, 0.05540088812816786], [0.0040827111247031585, 0.06385488643689786], [0.005248531243836643, 0.07244263446468911], [0.006631282230012606, 0.08116423659691101], [0.008183684298590573, 0.09001209900857235], [0.009883614168490653, 0.09898142028662339], [0.011817640154723611, 0.10807902374749369], [0.01396619932168302, 0.11729689155328492], [0.016295142079104163, 0.12662481850788523], [0.018863193778115264, 0.13606823481979635], [0.02168071375327755, 0.14562174107393813], [0.02471591629586298, 0.15527150565279627], [0.028006440010586355, 0.165019126539153], [0.03157625589149645, 0.1748614504202335], [0.03539483961687758, 0.18478174850035609], [0.03949498254800754, 0.19478045115068415], [0.04389792827815823, 0.20485282604936927], [0.04857580757377652, 0.21497933573681507], [0.053567991613811754, 0.22516324887670416], [0.058881821148870805, 0.23539257539832717], [0.06450016290273135, 0.24564586185495804], [0.07046920463911448, 0.2559288096954286], [0.07677403099247092, 0.2662200889663401], [0.08341621271683673, 0.2765073937902723], [0.09042901951906561, 0.28678971177956136], [0.0977906533229447, 0.29703436159541463], [0.10553618719874776, 0.30724577033016753], [0.11365876004177941, 0.31739779819794245], [0.12216148331893956, 0.32747251411893835], [0.1310674986027348, 0.3374671550918852], [0.14035464992188373, 0.3473464005305417], [0.15005511078613856, 0.35711729389225627], [0.16014896266156226, 0.36673682914626565], [0.17065818789963985, 0.3762090161783662], [0.18157495742292404, 0.38549542027777317], [0.19290757140963558, 0.39458324766597125], [0.20465763457781186, 0.40345225285920383], [0.21681735306942437, 0.4120736546751034], [0.22939648396347814, 0.42044126040552204], [0.24237780069407988, 0.4285157291249234], [0.25577362426833844, 0.43629701405132937], [0.2695667856328992, 0.4437307842367121], [0.2837657972261352, 0.4508257189736277], [0.29834798288780395, 0.4575293130468375], [0.3133189787852679, 0.46384827499917725], [0.3286584618928104, 0.46972703394847015], [0.3443649416455463, 0.475166089488012], [0.3604197737256814, 0.4801248956651735], [0.37681123376695697, 0.48458015694873596], [0.3935252510207292, 0.48853802379954314], [0.4105386425535709, 0.49191628687198047], [0.4278432324908231, 0.49479368977268307], [0.4454066634681981, 0.4970018654659501], [0.46322225410302975, 0.4986945279258367], [0.4812515456557157, 0.4995759574617027], [0.4994810266717367, 0.4999995959588525], [0.5178795830856975, 0.49960989996393335], [0.53641763136701, 0.49871925440459175], [0.5550757049095608, 0.49694709545980137], [0.5738084272426077, 0.49454680736168743], [0.5925967311050585, 0.49134249558480003], [0.6114013775535108, 0.48742771367820387], [0.6301864306052414, 0.48276379079159165], [0.648926781663159, 0.4772994360273946], [0.6675702064249728, 0.4710909063826168], [0.6860884295909518, 0.4640855644485803], [0.7044453890439168, 0.45628515353038396], [0.722592093722966, 0.4477211541323313], [0.7405018004535244, 0.43835712852367376], [0.7581254571228347, 0.42821234423908555], [0.7754210143761534, 0.4173028842750694], [0.7923623735876, 0.40561397611121003], [0.8088945461516955, 0.39317354699102686], [0.8249746330148909, 0.37999039194943685], [0.840576952273409, 0.36606263907410297], [0.8556527588088183, 0.3514331465234184], [0.8701628988827119, 0.3361178636958038], [0.8840850330712718, 0.32012561483558427], [0.8973612142623709, 0.3034905059583094], [0.9099546800766617, 0.28624096866093457], [0.9218514714025469, 0.26839650792968434], [0.9330128366584267, 0.2500014055184518], [0.9433892789690503, 0.23108884233257787], [0.9529731538505596, 0.21168480824165703], [0.9617431308270605, 0.19183234032607088], [0.9696406906754642, 0.17157715881862956], [0.976664215898664, 0.15095167052848138], [0.9828150771120139, 0.1299956210320345], [0.9880284400451029, 0.10876529915817723], [0.992304836603751, 0.08729993375043729], [0.9956935187759139, 0.06563977190440731], [0.9981204893400154, 0.04383945814142851], [0.9994430379087048, 0.021949651396883776], [1.0, -3.999292530240781e-18]], [[1.0, 0.0], [0.9994296839925828, -0.022259740711557653], [0.9980630178329651, -0.044458034895467166], [0.9955739142666737, -0.06656181344739087], [0.9920863097495595, -0.0885198205325811], [0.9876861486750573, -0.1102752722312596], [0.9823305251706396, -0.13178437091973824], [0.9760119083356916, -0.15300661763508797], [0.9687874672983805, -0.17388680280547333], [0.96067486025924, -0.19437934848935726], [0.9516753587636769, -0.21444968588989688], [0.9418276527462444, -0.2340583787305603], [0.9311752953551308, -0.25315297586530633], [0.9197303974311781, -0.271705871524176], [0.9075245591947199, -0.2896910384273739], [0.8946104080703082, -0.3070575403137138], [0.8810096964994353, -0.323779496057416], [0.866747905197194, -0.3398390879169575], [0.8518902581712055, -0.3552004754118655], [0.8364694626214207, -0.3698431374689812], [0.820513485943698, -0.3837614939542968], [0.8040738322175812, -0.39691489811789965], [0.7871915298856534, -0.4092893400643101], [0.7698979191015535, -0.4208940017028421], [0.7522523412351593, -0.43170364047579507], [0.7342913491785575, -0.4417041164204277], [0.7160449249557642, -0.45091629501054414], [0.6975716400331089, -0.45931119239150575], [0.6789061864336874, -0.4668918336993115], [0.6600803126205398, -0.4736931268620849], [0.6411475171372123, -0.4796641292900068], [0.6221376509688521, -0.4848434334715207], [0.6030879981944149, -0.489268924532069], [0.5840450421189749, -0.4928771044008992], [0.5650308976870032, -0.4957710179013424], [0.5460886027795995, -0.49790677272002715], [0.5272486739168989, -0.4992052309653689], [0.508535950506088, -0.49990014712315073], [0.48999235547038833, -0.4998651223361666], [0.4716321145068305, -0.49915299052333584], [0.45349250374434763, -0.4978655748478758], [0.43559330289767306, -0.49584922139645704], [0.4179560656169425, -0.49322020425743707], [0.4006097484425764, -0.4900340177148853], [0.38356093160600935, -0.48624065438121006], [0.3668432157337161, -0.4819531220757101], [0.35045731632050314, -0.47710703659168746], [0.33443448400863013, -0.4718016171476331], [0.3187741003293152, -0.4659975031053565], [0.3034996231212948, -0.45977183363997265], [0.2886112935656476, -0.4531110127745977], [0.27412438666566624, -0.44607147267603986], [0.26004145552371905, -0.43865399658656473], [0.2463748720159175, -0.43089728807614097], [0.23312344393883352, -0.4228128921543154], [0.22029377781042306, -0.4144421605903011], [0.20788328296533118, -0.4057907314202661], [0.19590295639164576, -0.39689711005990197], [0.18434125306662855, -0.38776302893280573], [0.17321393095416077, -0.378432781857511], [0.16249917612963843, -0.3689016855353158], [0.15221460277725932, -0.35922081920480536], [0.14233175939897136, -0.3493817949754991], [0.13287211153919, -0.3394286782901914], [0.12380643962975978, -0.3293594524047534], [0.11514762338607656, -0.3192023645100902], [0.10688720880274838, -0.30897183476900825], [0.09900711152156343, -0.2986754406431277], [0.09152340438534401, -0.28834653723959086], [0.08439704281722242, -0.2779791205220019], [0.0776464790199521, -0.26760420577043836], [0.07124790821202079, -0.2572292124527737], [0.06518786629737473, -0.2468610900827623], [0.05948747212742032, -0.236524433012696], [0.05410024641809, -0.2262139012738709], [0.049037878670187655, -0.21594907486257123], [0.044300349757333976, -0.20574524647381434], [0.039842359734680484, -0.1955976544282071], [0.035689975243613004, -0.18552550330330356], [0.0318292350050659, -0.17553598875305626], [0.028220007205789974, -0.16562693673246162], [0.024892524779269766, -0.15581522149021884], [0.021828668303003517, -0.14610562181570297], [0.018984694713133153, -0.13649533799824243], [0.016392191702033498, -0.12699830058110217], [0.014044634634199048, -0.11762077059006014], [0.011879824984634942, -0.10835684703907911], [0.00993094518736226, -0.09921662146203714], [0.008219407957347493, -0.09020841012942198], [0.0066583862213787865, -0.08132543510984046], [0.005267741928506431, -0.07257222340426948], [0.00409515753852961, -0.06395640173157105], [0.0030987885971364196, -0.055478013021099525], [0.0021966077355110324, -0.047132004699975395], [0.0014626417630186888, -0.03892440526041651], [0.0009644846082979224, -0.030860610171394198], [0.0005993738679828514, -0.02293623594596854], [0.0002900866455990823, -0.015148765877396192], [7.807077883024657e-05, -0.007502222076492855], [4.123786208661393e-31, 5.228329429302685e-16], [7.804120611659719e-05, 0.0075007362206906], [0.0002898787241920041, 0.015142758486887963], [0.000598775316682048, 0.022922584561419893], [0.0009633263516348351, 0.030836119397775343], [0.0014596682128281925, 0.03888574897117976], [0.002190976364499905, 0.04707581599068358], [0.003089978419597784, 0.05540088812816786], [0.0040827111247031585, 0.06385488643689786], [0.005248531243836643, 0.07244263446468911], [0.006631282230012606, 0.08116423659691101], [0.008183684298590573, 0.09001209900857235], [0.009883614168490653, 0.09898142028662339], [0.011817640154723611, 0.10807902374749369], [0.01396619932168302, 0.11729689155328492], [0.016295142079104163, 0.12662481850788523], [0.018863193778115264, 0.13606823481979635], [0.02168071375327755, 0.14562174107393813], [0.02471591629586298, 0.15527150565279627], [0.028006440010586355, 0.165019126539153], [0.03157625589149645, 0.1748614504202335], [0.03539483961687758, 0.18478174850035609], [0.03949498254800754, 0.19478045115068415], [0.04389792827815823, 0.20485282604936927], [0.04857580757377652, 0.21497933573681507], [0.053567991613811754, 0.22516324887670416], [0.058881821148870805, 0.23539257539832717], [0.06450016290273135, 0.24564586185495804], [0.07046920463911448, 0.2559288096954286], [0.07677403099247092, 0.2662200889663401], [0.08341621271683673, 0.2765073937902723], [0.09042901951906561, 0.28678971177956136], [0.0977906533229447, 0.29703436159541463], [0.10553618719874776, 0.30724577033016753], [0.11365876004177941, 0.31739779819794245], [0.12216148331893956, 0.32747251411893835], [0.1310674986027348, 0.3374671550918852], [0.14035464992188373, 0.3473464005305417], [0.15005511078613856, 0.35711729389225627], [0.16014896266156226, 0.36673682914626565], [0.17065818789963985, 0.3762090161783662], [0.18157495742292404, 0.38549542027777317], [0.19290757140963558, 0.39458324766597125], [0.20465763457781186, 0.40345225285920383], [0.21681735306942437, 0.4120736546751034], [0.22939648396347814, 0.42044126040552204], [0.24237780069407988, 0.4285157291249234], [0.25577362426833844, 0.43629701405132937], [0.2695667856328992, 0.4437307842367121], [0.2837657972261352, 0.4508257189736277], [0.29834798288780395, 0.4575293130468375], [0.3133189787852679, 0.46384827499917725], [0.3286584618928104, 0.46972703394847015], [0.3443649416455463, 0.475166089488012], [0.3604197737256814, 0.4801248956651735], [0.37681123376695697, 0.48458015694873596], [0.3935252510207292, 0.48853802379954314], [0.4105386425535709, 0.49191628687198047], [0.4278432324908231, 0.49479368977268307], [0.4454066634681981, 0.4970018654659501], [0.46322225410302975, 0.4986945279258367], [0.4812515456557157, 0.4995759574617027], [0.4994810266717367, 0.4999995959588525], [0.5178795830856975, 0.49960989996393335], [0.53641763136701, 0.49871925440459175], [0.5550757049095608, 0.49694709545980137], [0.5738084272426077, 0.49454680736168743], [0.5925967311050585, 0.49134249558480003], [0.6114013775535108, 0.48742771367820387], [0.6301864306052414, 0.48276379079159165], [0.648926781663159, 0.4772994360273946], [0.6675702064249728, 0.4710909063826168], [0.6860884295909518, 0.4640855644485803], [0.7044453890439168, 0.45628515353038396], [0.722592093722966, 0.4477211541323313], [0.7405018004535244, 0.43835712852367376], [0.7581254571228347, 0.42821234423908555], [0.7754210143761534, 0.4173028842750694], [0.7923623735876, 0.40561397611121003], [0.8088945461516955, 0.39317354699102686], [0.8249746330148909, 0.37999039194943685], [0.840576952273409, 0.36606263907410297], [0.8556527588088183, 0.3514331465234184], [0.8701628988827119, 0.3361178636958038], [0.8840850330712718, 0.32012561483558427], [0.8973612142623709, 0.3034905059583094], [0.9099546800766617, 0.28624096866093457], [0.9218514714025469, 0.26839650792968434], [0.9330128366584267, 0.2500014055184518], [0.9433892789690503, 0.23108884233257787], [0.9529731538505596, 0.21168480824165703], [0.9617431308270605, 0.19183234032607088], [0.9696406906754642, 0.17157715881862956], [0.976664215898664, 0.15095167052848138], [0.9828150771120139, 0.1299956210320345], [0.9880284400451029, 0.10876529915817723], [0.992304836603751, 0.08729993375043729], [0.9956935187759139, 0.06563977190440731], [0.9981204893400154, 0.04383945814142851], [0.9994430379087048, 0.021949651396883776], [1.0, -3.999292530240781e-18]], [[1.0000000641582691, 0.0], [0.9816224778096126, -0.011888509801023359], [0.9544967419966697, -0.01733301226367476], [0.9279135471279183, -0.024749947106193156], [0.9020337854305397, -0.03412039002589297], [0.8768188957045888, -0.04487562561879703], [0.8521610183698916, -0.056531538705278925], [0.8279976812746509, -0.06881292784469407], [0.8041834947411521, -0.08134658747862468], [0.7808328987135956, -0.09427541042766333], [0.7577324581541895, -0.10715078879633044], [0.7348960385731873, -0.11994815467622309], [0.7122693107278134, -0.13252372582416483], [0.6897483631774378, -0.14464044278833502], [0.6673753092543601, -0.15632777766862363], [0.6451137391572728, -0.16745522432449778], [0.6229482722034908, -0.17793503507980657], [0.6009050363948943, -0.18775270432434668], [0.5790083355867572, -0.1968956502764629], [0.5572958086124575, -0.20538487032086034], [0.5357555285640887, -0.2131075216695587], [0.5143953846357816, -0.21999504516402058], [0.4933064077382536, -0.2262402766590185], [0.4724378793581711, -0.23154398492890327], [0.4519077464853723, -0.23626531150726485], [0.4316627373182563, -0.2400430578615351], [0.4117792792739025, -0.24309907020547308], [0.39229191932502777, -0.24551506186190294], [0.37321825414049864, -0.24723966143569057], [0.35457677208907834, -0.2481796029606727], [0.3364026221672808, -0.24869043262758245], [0.3187106015505649, -0.24840515141271788], [0.3015167251984552, -0.24763861922044178], [0.2848328836192695, -0.24637952942264962], [0.2686727760474411, -0.24468405871936133], [0.2530606367546902, -0.24237710284185782], [0.2379945760634067, -0.23967331772276787], [0.22345777982377726, -0.23665300119293473], [0.20947976775040889, -0.23324841183989545], [0.19606410546608344, -0.22947531155975268], [0.18318310100532642, -0.2254623952603897], [0.17089218036759898, -0.22105503678632932], [0.1591078783539022, -0.21652376076799698], [0.1479075485875472, -0.21166471473014253], [0.13722547150799327, -0.20666201657603409], [0.1270870042742421, -0.20146431867733927], [0.11750600264090581, -0.19606368734392268], [0.10840242144331787, -0.19060277946705625], [0.09986472681613817, -0.1849520905200444], [0.09180142293487703, -0.17925326152713908], [0.08426099551084328, -0.17344627175611424], [0.07721222673339136, -0.1675791685945371], [0.07060177898468739, -0.16171963933652597], [0.06449394104200015, -0.15579806718126854], [0.05878136259503372, -0.1499309212413543], [0.053454794813834694, -0.14412358025891306], [0.048521820148333276, -0.13836619164849706], [0.04392239104330549, -0.13270908086081912], [0.03977635590054046, -0.1270546728584432], [0.03594301863490332, -0.12151159442475433], [0.032343859420646624, -0.11612582563667169], [0.02914721874351434, -0.11078827560212463], [0.026238889983247565, -0.1055658595358853], [0.02358716382636716, -0.10047544460202332], [0.021147814112247233, -0.0955325633046547], [0.01887703286772049, -0.09075430066012309], [0.016857190996223972, -0.08609526684890893], [0.01501080139831907, -0.08158630941361311], [0.013307724187537255, -0.07723272246229039], [0.01174802831660455, -0.07302912395025296], [0.01037145236822265, -0.06895451449831773], [0.009131978621574032, -0.06502137138997631], [0.008028124189743767, -0.06122531097503351], [0.007059595692639119, -0.05756040489642238], [0.006205844774331937, -0.054029756314848985], [0.005451022528806357, -0.05063047029472687], [0.00480562698823125, -0.04735838340859953], [0.0042388769027138585, -0.04421215789003238], [0.0037047838182223685, -0.04119662859057588], [0.003220365226738596, -0.03830371668645796], [0.0028317381280230517, -0.03552285655867105], [0.0025051524871945795, -0.03285206167534053], [0.0021982977267662727, -0.03029369625137577], [0.0018905036942143166, -0.0278461198156222], [0.0016033144529276361, -0.025502010544283707], [0.0013584024869907148, -0.02325492338120365], [0.0011486098114589125, -0.021100951185593624], [0.0009590327461708833, -0.019038168671327352], [0.0007777337773124634, -0.017063746849118665], [0.0006218982009755814, -0.015172995926361385], [0.0005105077674114965, -0.013361189117741186], [0.000423841025136124, -0.011625767549718464], [0.0003347982069979525, -0.009965804195412329], [0.00020810934541864472, -0.008380191740661905], [8.093807566198749e-05, -0.006864274054729131], [5.003700616266307e-05, -0.00541074942671791], [2.76527261567825e-05, -0.004018581285788541], [1.2381398555146557e-05, -0.002686089671484438], [3.42701070702644e-06, -0.001411478814505095], [6.415826917687804e-08, -0.0001928773798230867], [1.9578209699477334e-05, 0.0010249567950772023], [7.434405809769169e-05, 0.002296861382822067], [0.00016516684302838165, 0.003623399140986793], [0.0002801625819554719, 0.005008744438176665], [0.00036402424943717877, 0.006458258381200613], [0.0004364403866489472, 0.007973900391917893], [0.0005136181992593024, 0.00955702140509728], [0.0006165096814828039, 0.011208661784168437], [0.000773113852417539, 0.012930636582877256], [0.0009553703272314189, 0.014728189670192503], [0.0011288679989420356, 0.01660691064125069], [0.0013111033959090728, 0.018568853462080315], [0.0015244350494300525, 0.020614822566102146], [0.001787282536324778, 0.022747036739473748], [0.002075211546111645, 0.024972085678968924], [0.0023514764464704213, 0.027297923486488327], [0.0026182421512095377, 0.029728905334837373], [0.0029060361183469658, 0.03226490690958714], [0.003254176006130922, 0.03490481029694923], [0.003680238954049341, 0.03765235528808937], [0.004140835840639816, 0.040517362675745815], [0.004607000349477522, 0.04350944376970134], [0.0051222388641613825, 0.04662534776133784], [0.005744819045970576, 0.04985982414223066], [0.006475016647881681, 0.0532192585297687], [0.007291893088843383, 0.05670929273342586], [0.008221461517150374, 0.06032964566024511], [0.009293471437218781, 0.06407683661509465], [0.010499996012437, 0.06795625121109558], [0.011849487611372434, 0.07197079079768613], [0.013357387573943084, 0.07611886229346917], [0.014985385037477216, 0.08042052313359917], [0.016754704142316373, 0.08487294961722963], [0.018711978975574133, 0.08946478837135757], [0.020878060576832138, 0.09418974087378704], [0.023187333128552583, 0.09908575948557159], [0.02568708007582809, 0.10413482369617139], [0.028456473493025936, 0.1093046845190491], [0.03151484811862392, 0.11458686287234061], [0.0348408168530475, 0.11999599109534063], [0.03845906858369859, 0.12552094396729585], [0.0423508820629915, 0.13118045850295973], [0.04658496061667245, 0.13692877891103022], [0.05120471485540369, 0.1427357804244521], [0.05618072373724449, 0.14862685335626089], [0.061519406182248174, 0.15459755984437792], [0.06726743653936719, 0.16060978734787934], [0.07345497397909968, 0.16663247518720223], [0.08010790407695328, 0.17263675969607495], [0.08724706746166629, 0.17859226955905194], [0.09490245463337818, 0.18445362566054338], [0.10301026849192312, 0.19030493699801512], [0.11168946998061531, 0.19595655902162637], [0.12084699101905637, 0.20155620849591124], [0.13055911723563085, 0.2069580313344335], [0.1408013989013082, 0.21219615005494677], [0.15160830732403532, 0.2171863840131402], [0.16295105753053957, 0.22197219294916648], [0.17484468068443237, 0.22650102870382396], [0.18730288597991032, 0.2307128100761206], [0.20033806507106394, 0.23452313382396534], [0.21393463130431917, 0.23794255526367272], [0.22807430970825018, 0.24098873882022318], [0.2427506076867408, 0.24364454746711156], [0.2579632673451621, 0.24584973997927195], [0.27369528761475004, 0.24762500102163057], [0.2899465740817818, 0.24889727750283655], [0.30669285726176304, 0.2497568283385922], [0.3239317619892558, 0.24999036058890958], [0.34164348383396975, 0.24970066878357178], [0.359825097437411, 0.24910298876333678], [0.3784365356422681, 0.24767781956850532], [0.39749632345817193, 0.24591723833924783], [0.41697157956848085, 0.243576785079742], [0.43684357628748255, 0.24066370279980137], [0.45709645989835423, 0.23716791941121274], [0.47772493014222756, 0.23316613666419037], [0.4986883707613476, 0.22854177432898512], [0.5199891888555612, 0.22339008857602108], [0.5415802143106421, 0.2175991624069338], [0.5634911825727041, 0.21135262363110377], [0.585678710685776, 0.2045789397694729], [0.6081428291350399, 0.19732578110673057], [0.6308710948490478, 0.1896297071483437], [0.6537829380141432, 0.18131922732651595], [0.6769441882157503, 0.17264672277591597], [0.7002299644449165, 0.16334942997887905], [0.7237127067071711, 0.15367616009888452], [0.7473456340474205, 0.14357821045236263], [0.7710893637096884, 0.13302560909800926], [0.7948845283493946, 0.12196009309517003], [0.8187906449500086, 0.11057274854898722], [0.8427498676775815, 0.09880596758511667], [0.8666492980868202, 0.08649958683968352], [0.8906108304114972, 0.073959518914023], [0.9145454668566092, 0.06107939972896235], [0.9384599214964683, 0.047929219925573294], [0.9621601621630373, 0.034233923880327165], [0.985537316950688, 0.019886379952842745], [1.0000000641582691, 1.1926224662506432e-18]], [[1.0, -0.0010000009805133379], [0.9740556870122368, -0.0025851051128732705], [0.9480965585222936, -0.0035120233437914866], [0.9222043552662975, -0.0046664499226693424], [0.8963854078176127, -0.005627295658899203], [0.8707844833328475, -0.008211061514740367], [0.8455231055921115, -0.012349736246124716], [0.8206760974155588, -0.01782331573000082], [0.7962679722386856, -0.02432593454084958], [0.7723148753982693, -0.031670608365727604], [0.7488336581772279, -0.03971998134851314], [0.7258258136016442, -0.04834546561143325], [0.7032566547900336, -0.057347208386572604], [0.681095410936301, -0.06657063599479972], [0.6592984571654316, -0.07585274524703406], [0.6378333893044208, -0.08506901300307025], [0.6166717866307591, -0.09411006038037657], [0.5957923381347486, -0.10288498455956765], [0.5751809619668597, -0.11131969720326007], [0.554837057156971, -0.11937141193642177], [0.5347565595678667, -0.12698707349154767], [0.5149437543119623, -0.13413414261625586], [0.49540868380213915, -0.14079464146088658], [0.47615999350841504, -0.146946908389787], [0.45720717730688964, -0.15257115730670773], [0.4385590512774046, -0.15764360567041963], [0.42022098513649453, -0.16212139670124562], [0.40221069190805536, -0.1660069731421411], [0.384549864124867, -0.16932663923985072], [0.36725682120065734, -0.17210090348919918], [0.35034817705342963, -0.17435206554842714], [0.3338381452555798, -0.1760981865397259], [0.31773967036498657, -0.17736013514973095], [0.3020643951308225, -0.17816496095511009], [0.2868218769111562, -0.17851917937018547], [0.2720199257941564, -0.17848810612190566], [0.2576654217821478, -0.17803348818218187], [0.24376414494828397, -0.17720063127594715], [0.23031946672823952, -0.17602098248833117], [0.21733363220121074, -0.17451612919338902], [0.2048070604659832, -0.1727114959742885], [0.19273810846961953, -0.170636402226113], [0.1811255250169085, -0.16830804022374476], [0.1699650893245108, -0.16575217685118063], [0.15925184858099448, -0.16299388119986724], [0.14898701523436228, -0.16002821574711937], [0.1391635602493854, -0.15688165567748338], [0.12977561270261165, -0.15357260511697624], [0.12081838864263977, -0.1501133269731148], [0.11228201560826429, -0.14652766274594656], [0.1041586331792201, -0.14283215617380837], [0.09644477828267523, -0.13903156806012362], [0.08913366712828864, -0.13513852038551466], [0.08222045666931806, -0.1311610773160907], [0.07569748421791969, -0.1271120247476811], [0.06955548289113805, -0.12300609063054424], [0.06378702208867615, -0.11885389401152237], [0.05838082244509273, -0.11467075789214824], [0.053322613467944986, -0.1104742882447], [0.04859916803331651, -0.10627891821199656], [0.04419742070322627, -0.10209746983712305], [0.04009888453308528, -0.09794700038684942], [0.03629434049276723, -0.09383404431592222], [0.03277527181323156, -0.08976415054546379], [0.029531655596175262, -0.08574394040776574], [0.026552377244238617, -0.08178048537046559], [0.02382435520446516, -0.07788143338886439], [0.021334735895823867, -0.07405367974694352], [0.019070668115082297, -0.07030276197869464], [0.017008203580855315, -0.06664166397859637], [0.015118729252093033, -0.06308228964265264], [0.013392769549516747, -0.059625353925938714], [0.01182003990836127, -0.056270881926326], [0.010384970949777021, -0.0530222164853454], [0.009075782011506191, -0.04988013764416709], [0.007903930186504189, -0.046836790514956116], [0.006873402228917909, -0.04388524598287468], [0.005958738996529701, -0.041033785234702254], [0.005158349260690076, -0.03827954216146961], [0.004466018210939301, -0.03561943346063062], [0.003884220943193228, -0.03305406471195863], [0.003393549244989627, -0.0305813327850136], [0.002969335210648941, -0.028205954496509304], [0.0026011038697597963, -0.025924987081054833], [0.0022677965728945997, -0.023737829344002193], [0.0019522352917476188, -0.021643894929560516], [0.0016597712324301892, -0.019638048989663766], [0.00140056916856256, -0.017715663838728263], [0.001169646681687145, -0.01587317572364086], [0.0009703562014925563, -0.01410762547966434], [0.0007999948543462246, -0.012415883503584375], [0.0006550703243969936, -0.010795239936759902], [0.000541028146707602, -0.009243228557547969], [0.00044919210926064237, -0.007756886172835088], [0.0003687712571021848, -0.0063342560012289596], [0.0002916344304571731, -0.004973418144633562], [0.00021745832994233915, -0.0036718339650089827], [0.0001476880059895697, -0.002426779320555597], [7.79848807954561e-05, -0.0012361149781916067], [0.0, -9.769022028071136e-05], [6.791182111922781e-05, 0.0010401605896981322], [0.00014775496062069407, 0.002229174520347609], [0.00023037604210466285, 0.003471560005279477], [0.0003191645323309191, 0.00476948178838886], [0.00041237650768926915, 0.00612558521383202], [0.0005139147864944997, 0.007542000107210524], [0.0006309261249028673, 0.009020665504718485], [0.0007673314271453432, 0.010564420219583745], [0.0009256853708253681, 0.012175341793743456], [0.0011130050773516965, 0.01385531180173706], [0.0013332033706558134, 0.015607493278463102], [0.001578747321150891, 0.017434917181575502], [0.0018577882312672015, 0.01934021170310287], [0.002151605485265302, 0.021329425067259523], [0.0024386748042937705, 0.02340910501457833], [0.002729836575288366, 0.025581587429892347], [0.003047560565262501, 0.02784721452656002], [0.003403897429042654, 0.0302091823373079], [0.0038021946540263947, 0.0326705933771334], [0.004274893598792572, 0.03522706238734172], [0.004850751492884112, 0.037881195300254744], [0.005517756455186775, 0.040633376750664384], [0.006295707884490328, 0.04348562401801498], [0.007198116201895014, 0.04643218149738245], [0.008244404391031777, 0.049473093227321255], [0.009441985602700603, 0.05260532714312823], [0.01074681815106307, 0.05584972841557201], [0.012170554458136536, 0.059205588365069395], [0.013741693232256868, 0.06266665104702371], [0.015451879600944038, 0.06623996755482016], [0.017315788600170662, 0.0699235413513098], [0.01935308022071254, 0.07371195106516948], [0.02159009508564578, 0.07759581470019482], [0.02403958044312519, 0.08156992078430583], [0.026710208793707904, 0.08563216455437427], [0.02961713003624968, 0.08977599617852552], [0.032775783815969656, 0.09399386494585242], [0.03620117383866686, 0.09827733067940736], [0.039907162997241175, 0.10261786465016377], [0.04390365537846809, 0.10700938491304779], [0.04821298265455828, 0.11143337664262261], [0.052851771988634486 | 3D array of the x and y airfoil coordinates of the n_af_master airfoils used along blade span.
blade.ref_axis | output | m | [[0.0, 0.0, 0.0], [0.034295923985786604, 0.0, 4.0344827586206895], [0.08329262571797669, 0.0, 8.068965517241379], [0.1392555188551465, 0.0, 12.10344827586207], [0.19190331656176873, 0.0, 16.13793103448276], [0.232028257864551, 0.0, 20.17241379310345], [0.24918042933165166, 0.0, 24.20689655172414], [0.2496141741724728, 0.0, 28.24137931034483], [0.24625256887234165, 0.0, 32.27586206896552], [0.2404720106240574, 0.0, 36.310344827586206], [0.23297926741790076, 0.0, 40.3448275862069], [0.2179571400171469, 0.0, 44.37931034482759], [0.17712118065470675, 0.0, 48.41379310344827], [0.10030156784192272, 0.0, 52.44827586206897], [1.126605912840715e-05, 0.0, 56.48275862068965], [-0.11231262929473985, 0.0, 60.51724137931035], [-0.24379916019447512, 0.0, 64.55172413793103], [-0.4153387722179258, 0.0, 68.58620689655173], [-0.6207684349190539, 0.0, 72.62068965517241], [-0.8462432424369124, 0.0, 76.6551724137931], [-1.0798464372334413, 0.0, 80.68965517241381], [-1.3290155919297535, 0.0, 84.72413793103449], [-1.6021369821922977, 0.0, 88.75862068965516], [-1.8948995248383433, 0.0, 92.79310344827587], [-2.201796716438755, 0.0, 96.82758620689654], [-2.5227281124194536, 0.0, 100.86206896551724], [-2.8639215886652067, 0.0, 104.89655172413794], [-3.2248356445430946, 0.0, 108.9310344827586], [-3.6046563533868463, 0.0, 112.9655172413793], [-3.9999999999999996, 0.0, 116.99999999999999]] | 2D array of the coordinates (x,y,z) of the blade reference axis, defined along blade span. The coordinate system is the one of BeamDyn: it is placed at blade root with x pointing the suction side of the blade, y pointing the trailing edge and z along the blade span. A standard configuration will have negative x values (prebend), if swept positive y values, and positive z values.
blade.compute_coord_xy_dim.coord_xy_dim | output | m | [[[2.5763636363636366, -2.7187128416594764e-15], [2.573397993125067, -0.11575065170010253], [2.5662913290950553, -0.23118178145643198], [2.55334799055034, -0.3461214299264353], [2.535212447061346, -0.4603030667694245], [2.5123316094739345, -0.5734314156025526], [2.4844823672509624, -0.6852787287826417], [2.4516255597092322, -0.7956344117024602], [2.414058466315215, -0.9042113745884642], [2.371872909711685, -1.0107726121446605], [2.3250755019347564, -1.1151383666274666], [2.273867430644107, -1.2171035693989165], [2.2184751722103173, -1.3163954744995954], [2.1589617030057626, -1.412870531925718], [2.09549134417618, -1.5063933998223473], [2.0283377583292386, -1.5966992096313144], [1.9576140581606996, -1.683653379498566], [1.8834527433890456, -1.7671632571681817], [1.8061929788539044, -1.8470424721417036], [1.7260048419950245, -1.9231843148387047], [1.6430337632708667, -1.995559768562346], [1.5575475638950589, -2.0639574702130807], [1.4697595917690345, -2.128304568334415], [1.3798328156917146, -2.1886488088547815], [1.2880758107864647, -2.244858930474137], [1.1946786520921358, -2.2968614053862266], [1.0997972461336105, -2.344764734054832], [1.0037361645358027, -2.3884182004358325], [0.9066758058188109, -2.4278375352364225], [0.8087812619904434, -2.4632042596828443], [0.7103307254771405, -2.494253472308038], [0.6114794214016674, -2.5211858540519105], [0.5124212269745942, -2.5441984075667614], [0.413397855382306, -2.5629609428846787], [0.3145243043360532, -2.5780092930869833], [0.21602437081755377, -2.5891152181441437], [0.11805674073151073, -2.5958672010199213], [0.0207505789952942, -2.599480765040387], [-0.07567611519034419, -2.5992986361480686], [-0.17114936820084484, -2.595595550721349], [-0.26547534416575586, -2.5889009892089567], [-0.3585511885684636, -2.5784159512615794], [-0.4502648224282629, -2.5647450621386754], [-0.5404656717349665, -2.5481768921174064], [-0.6291195192851149, -2.528451402782295], [-0.7160516418210399, -2.5061562347936954], [-0.8012583187697472, -2.480956590276777], [-0.8845770467914869, -2.453368409167695], [-0.9660110419239245, -2.4231870161478564], [-1.0454383234056306, -2.3908135349278608], [-1.122857637094996, -2.356177266427911], [-1.1981895529748992, -2.31957165791541], [-1.2714207949130245, -2.2810007822501395], [-1.3424870291535924, -2.2406658979959357], [-1.411394455154429, -2.1986270392024427], [-1.4781087190221638, -2.155099235069568], [-1.5426432922166413, -2.1101118033853865], [-1.6049409903998058, -2.063864972311493], [-1.6650618476898953, -2.016367750450592], [-1.7229239226747275, -1.9678504656590599], [-1.7786406477622436, -1.9182887647836453], [-1.8321204291946152, -1.8679482598649906], [-1.8835112147617126, -1.8167853338725977], [-1.9327013836325757, -1.765029127108998], [-1.9798428775616126, -1.7126691525047204], [-2.0248687220287658, -1.6598522954524717], [-2.067822877862072, -1.6066535407988456], [-2.108799383724234, -1.5531122913442665], [-2.1477146608325746, -1.4994019936458751], [-2.184771740986807, -1.4454914267144126], [-2.2198746727326126, -1.391541870006282], [-2.2531472409338558, -1.3375919047544256], [-2.284659458890015, -1.2836776684303668], [-2.3143015085737777, -1.229927051666022], [-2.342315082262296, -1.1763122866241313], [-2.368639394551388, -1.1229351892853734], [-2.393274544898227, -1.0698752816638373], [-2.4164560930160253, -1.0171078030266796], [-2.438048492369576, -0.9647326171771813], [-2.458124341610021, -0.9127871415158954], [-2.4768923261662557, -0.8612600710088032], [-2.4941952347841605, -0.8102391517491407], [-2.5101272884607453, -0.7597492334416582], [-2.5249159511280714, -0.7097757575908634], [-2.5383969667857893, -0.6603911630217341], [-2.5506042635385286, -0.6116280070683155], [-2.5618612737162616, -0.5634556046032141], [-2.5719954486620797, -0.5159264316025959], [-2.5808954422581567, -0.46908373267299697], [-2.589012755285194, -0.4228922625711731], [-2.5962441056081302, -0.3773755617022041], [-2.6023415444360096, -0.3325732890041722], [-2.6075226629312542, -0.2884856677097203], [-2.6122140034117063, -0.24508642443987474], [-2.6160306264686666, -0.20240690735416852], [-2.6186210436732145, -0.16047517289125254], [-2.620519619522853, -0.11926842691903915], [-2.6221279130792485, -0.07877358256246292], [-2.623230395586446, -0.039011554797765566], [-2.6236363636363635, 0.0], [-2.623230549364557, 0.03900382834758841], [-2.6221289942705654, 0.07874234413181469], [-2.6205227319896167, 0.11919743971938074], [-2.6186270666078624, 0.16034782086842905], [-2.6160460889296573, 0.20220589465013206], [-2.6122432865409637, 0.2447942431515519], [-2.607568475854455, 0.2880846182664702], [-2.602406265787907, 0.33204540947186617], [-2.596344001168413, 0.37670169921638064], [-2.5891536960402983, 0.4220540303039345], [-2.5810812052836924, 0.46806291484457346], [-2.5722415699602124, 0.5147033854904389], [-2.562184634831801, 0.5620109234869645], [-2.5510121271636117, 0.6099438360770789], [-2.538901624825022, 0.6584490562410005], [-2.5255477559901642, 0.7075548210629383], [-2.51089665211932, 0.7572330535844755], [-2.495113598897876, 0.8074118293945378], [-2.4780028755813146, 0.858099458003593], [-2.459439833000582, 0.9092795421852115], [-2.4395831976286004, 0.9608650922018489], [-2.418262454386724, 1.012858345983555], [-2.3953671365899405, 1.0652346954567176], [-2.3710421642527257, 1.1178925458314357], [-2.3450828072445424, 1.170848894158859], [-2.3174508936622353, 1.2240413920712985], [-2.2882355165421604, 1.2773584816457793], [-2.2571964995129683, 1.3308298104162262], [-2.2244114024755146, 1.384344462624966], [-2.1898720575088126, 1.4378384477094133], [-2.1534054621372225, 1.4913065012537166], [-2.115124966357051, 1.5445786802961536], [-2.0748481902028755, 1.5976780057168687], [-2.0326108114191106, 1.6504685506292982], [-1.9883966503778778, 1.702857073418477], [-1.9420853709021426, 1.7548292064778006], [-1.8937921840425682, 1.8062012827588143], [-1.8433497875484433, 1.85700992823973], [-1.7908617577962398, 1.9070315115605792], [-1.7362137865582365, 1.9562868841275016], [-1.6794465850371587, 2.004576185444418], [-1.6205169923062588, 2.051832887863048], [-1.559416663831742, 2.0979517148678575], [-1.496186127675357, 2.142783004310535], [-1.4307746470262774, 2.1862945541087124], [-1.3632718000271482, 2.228281791449599], [-1.2936135174410037, 2.2687444730669104], [-1.2218890783452876, 2.3074000780309003], [-1.1480542180604605, 2.3442937386628615], [-1.072226852619783, 2.3791524278435525], [-0.9943776739529706, 2.4120110299957194], [-0.9146123617937495, 2.4425805765320425], [-0.8329386670795227, 2.4708636653376597], [-0.7494535402628202, 2.4966494574588998], [-0.6642179480481873, 2.519816816133424], [-0.5773050583285716, 2.540397723757622], [-0.48883542235779504, 2.5579646917342957], [-0.3988515546840833, 2.572927186817949], [-0.30752171360173325, 2.584409700422938], [-0.2148806423006088, 2.593211545214348], [-0.12112832622664182, 2.5977949788008514], [-0.026335024943332865, 2.59999789898603], [0.0693374684092634, 2.5979714798124505], [0.16573531947208872, 2.5933401229038746], [0.2627573018933528, 2.584124896390965], [0.3601674580251967, 2.5716433982807723], [0.4578666381099407, 2.554980977040958], [0.5556507996418925, 2.5346241111266576], [0.6533330755108917, 2.510371712116274], [0.7507829010120632, 2.4819570673424494], [0.847728709773495, 2.449672713189605], [0.9440234702365861, 2.413244935132615], [1.0394796593920042, 2.3726827983579946], [1.1338425237230596, 2.3281500014881202], [1.2269729987219635, 2.279457068323101], [1.3186160134023772, 2.2267041900432427], [1.4085529111196342, 2.169974998230358], [1.496647979019157, 2.10919267577829], [1.582615276352454, 2.0445024443533373], [1.6662317280410694, 1.9759500381370692], [1.7473637881853639, 1.9035257231853329], [1.8257579821694918, 1.827452361921773], [1.901210710553738, 1.747812891218177], [1.9736058083342496, 1.6646531971450353], [2.042641950527965, 1.5781506309832063], [2.108127972762278, 1.4884530370368576], [2.169991287656881, 1.395661841234356], [2.2280303869874563, 1.3000073086959467], [2.2819878870026984, 1.2016619801294024], [2.331824036386546, 1.100761002856614], [2.3774279166643515, 0.9975281696955659], [2.4184952278760505, 0.892201225856871], [2.45501755903669, 0.7849486867481006], [2.487002037346109, 0.6759772293665767], [2.5141115245981718, 0.5655795556225188], [2.536348786703142, 0.4539596555022712], [2.5539699339983892, 0.3413268139029153], [2.566590180931717, 0.22796518233542556], [2.5734674334889016, 0.11413818726379292], [2.5763636363636366, -2.7395091628167284e-15]], [[2.7269235733369763, 9.354298269776883e-05], [2.7221199546111157, -0.11617520721189242], [2.7069173677027014, -0.23050717293777326], [2.6865157742779124, -0.3445393602366084], [2.661675873356306, -0.45937019431315357], [2.6327340069202814, -0.5734967622730979], [2.599343087119948, -0.6863785676508355], [2.56138470945233, -0.7977118497317044], [2.5190197984095994, -0.9070864137847401], [2.4724144745323797, -1.0144644150891788], [2.421405953484705, -1.1194079072038214], [2.366194787132376, -1.2217610428339511], [2.3069706384069413, -1.3212479669975592], [2.243728696135013, -1.4176272505946437], [2.176676625767905, -1.5108637943347947], [2.106061211997954, -1.600665556798944], [2.031991002155172, -1.6868887251958204], [1.9546211225126466, -1.7694747053042514], [1.8742980568711516, -1.8482699410887862], [1.7912118418942513, -1.9232072942938285], [1.7054931043142818, -1.9941998577617075], [1.6174168084052762, -2.0610109048662077], [1.5272649844722235, -2.1237205117682985], [1.4351206150119522, -2.1821638008376008], [1.3413584372274308, -2.236488469514208], [1.2461159559354553, -2.2863697430736103], [1.149594559268724, -2.3320924743089946], [1.0521006484396163, -2.3735726352776934], [0.9538087220573245, -2.4107756253043893], [0.8548808846187319, -2.443795702526653], [0.7555994364938294, -2.4726336838844314], [0.6561162180717564, -2.4972011443834004], [0.5566211750427683, -2.5179080779337153], [0.45734717935154734, -2.5344208119911524], [0.3584091458787014, -2.547286529094378], [0.26003364724111105, -2.556129744618045], [0.16236681231343186, -2.560736075956512], [0.06551634232935745, -2.5622982201326003], [-0.03029088902848411, -2.560128268497919], [-0.12498309215536632, -2.5544889083350397], [-0.21839683533285098, -2.545966753893986], [-0.3103933373714801, -2.533675587306778], [-0.4009267441843617, -2.5183826724795835], [-0.48979586230517186, -2.5001984217535123], [-0.5770141045211913, -2.4790020373819126], [-0.6623977439376791, -2.4553150500399687], [-0.7459300572291316, -2.4288019541918437], [-0.827512846976424, -2.4000505162154844], [-0.9070824219238877, -2.368764264839324], [-0.9845856419416004, -2.3354188984264557], [-1.0599824516966863, -2.299894960089461], [-1.13321881524163, -2.2625046912420888], [-1.204318159611139, -2.2232970751337815], [-1.2731703664589664, -2.1824071913690766], [-1.339856425639999, -2.1399737242576373], [-1.404346466843017, -2.096198129590033], [-1.4666444827441494, -2.051096092033444], [-1.526735195045792, -2.0048885425472105], [-1.5845817283192638, -1.9575025462862328], [-1.6402034121723965, -1.9092318806777866], [-1.6937595181369498, -1.8600823749881703], [-1.7450320724104247, -1.8102158944425595], [-1.794240844102273, -1.7596386149798575], [-1.8412994176181, -1.7085781473035997], [-1.886379855831859, -1.6570333168647515], [-1.9294457980885142, -1.605153192538643], [-1.9704730320402648, -1.5529710958765668], [-2.009601772047298, -1.5005446036468968], [-2.046769161320954, -1.4480397314024103], [-2.0821572709027536, -1.3954168212151126], [-2.1156335593624878, -1.3428074507847554], [-2.1473449310835826, -1.290257352390503], [-2.1773543879128034, -1.2377974855174851], [-2.205551186092979, -1.18554312300985], [-2.232174444924782, -1.13346992776777], [-2.2571830935466344, -1.0816759339813944], [-2.2805712942904877, -1.0302366394889304], [-2.3025738574770993, -0.9791237076826305], [-2.3230951326794105, -0.9284368685531931], [-2.342188829838517, -0.8782069220385321], [-2.3600202632525114, -0.8284148491345411], [-2.376456512193755, -0.7791433498600736], [-2.391607098993638, -0.7304155988566496], [-2.4056983063683193, -0.6822179123130098], [-2.4185494008295887, -0.6346137200618902], [-2.4301692259280343, -0.5876292818940174], [-2.44087212325641, -0.5412349142997733], [-2.4505097599704317, -0.49548108160281923], [-2.458983074041482, -0.4504083111510619], [-2.466709216367513, -0.40598098797716536], [-2.4735751719852006, -0.36221930627477156], [-2.47935865082534, -0.3191601999054077], [-2.484288219644692, -0.27680432407158556], [-2.4887904414665836, -0.23512729600109536], [-2.492468332014487, -0.19415622257414322], [-2.4949142469471193, -0.15391306188491868], [-2.496699020683595, -0.11437658597817486], [-2.4981990741748588, -0.07553436819820028], [-2.4992086938295612, -0.037405851741256047], [-2.4995804987150767, 0.0], [-2.499201000930823, 0.03738357689156483], [-2.4981609581730235, 0.07548803501815732], [-2.4966071124858566, 0.11428927287380111], [-2.4947637947649093, 0.15376881128901018], [-2.4922951450585136, 0.19394126664892594], [-2.488679597776765, 0.23482855599016497], [-2.4842402275865627, 0.27640400977436336], [-2.4793282340098393, 0.31863711398670047], [-2.473532867653955, 0.3615520714793055], [-2.4666614548826136, 0.4051525062426155], [-2.458974044783332, 0.44940373839273473], [-2.4505636783257967, 0.4942822351189845], [-2.440990602608001, 0.5398210374423542], [-2.4303296724271277, 0.5859794701707771], [-2.418757781590827, 0.6327091583475619], [-2.4060168725078257, 0.6800418400009067], [-2.3920640770527135, 0.7279540320284343], [-2.37703911805337, 0.7763759314052724], [-2.360729081815677, 0.8253131267431126], [-2.3430170540070177, 0.8747549441231783], [-2.324097848809433, 0.9246251166847409], [-2.3038256593332056, 0.9749328809588372], [-2.282072555205394, 1.0256514839109703], [-2.2589393063903316, 1.0766832459956721], [-2.2342400037457657, 1.128049107006079], [-2.207956979709074, 1.1796956073805194], [-2.1801365031689937, 1.23150702989419], [-2.15053411223182, 1.283509179198887], [-2.119241605211498, 1.3356038318359267], [-2.086241410691676, 1.3877292115045539], [-2.0513645571807726, 1.4398800343344684], [-2.014755137093686, 1.4919128063301708], [-1.9762361502918764, 1.5438515441958371], [-1.9358129198021838, 1.5955611044095632], [-1.893458646396825, 1.6469492227894855], [-1.8491137584310704, 1.6980339868675063], [-1.8028597166926237, 1.7486309761367747], [-1.7544865236638558, 1.7987543831166093], [-1.704084342087691, 1.848189571523397], [-1.6515647044433834, 1.8969701262527243], [-1.5969579297774226, 1.9449065320539103], [-1.5402440199384846, 1.9919568734582431], [-1.4813694405336573, 2.0379913674660726], [-1.4203479723802677, 2.0828535346068078], [-1.3571618826668246, 2.1265438334517826], [-1.291895686708977, 2.1688715020045826], [-1.2244577558928746, 2.209813487992983], [-1.1549132314120294, 2.2490832006606487], [-1.0832092923010805, 2.2867176905882793], [-1.0094463533497828, 2.3224445809345413], [-0.9335757026229685, 2.3562679138463514], [-0.855745296378931, 2.3879815976836305], [-0.775878417158298, 2.41745607340264], [-0.6941368007528528, 2.4446100388456515], [-0.6105255074581383, 2.4692332751405055], [-0.5251328850139335, 2.491391429687431], [-0.4380482023802671, 2.510624037342467], [-0.34933216609723416, 2.5273574294533074], [-0.25913325349469096, 2.540731112611774], [-0.1674735831488524, 2.5514661129251035], [-0.07453230009135822, 2.5580444903767123], [0.019614554663219777, 2.562215595178022], [0.11480129195496865, 2.5622437814007855], [0.21087878940029398, 2.559663138331914], [0.30775218421885003, 2.5525362805344103], [0.4051867568372554, 2.542148749359533], [0.5030898744294122, 2.5275750742687246], [0.6012518864267651, 2.509342085532592], [0.6994958351005374, 2.4871067924449313], [0.7976849985546679, 2.4606896203378046], [0.895561137398356, 2.4305217283210667], [0.9929578808430229, 2.3959636218599663], [1.0897133484153987, 2.3573867361254273], [1.185563741438727, 2.3147621172904373], [1.2803656220762316, 2.2679107847207742], [1.3738675966959242, 2.2169158758343497], [1.4658839676787625, 2.161911073974112], [1.5562553923542632, 2.1027315162294093], [1.64469359793593, 2.0395768884943823], [1.7309547524137334, 1.9724038127699128], [1.814937084512796, 1.901326665119857], [1.8963726840890278, 1.8265040348685895], [1.9750717447427735, 1.7480391590346753], [2.050919634876563, 1.6659967056530323], [2.1235754612679862, 1.5804153823928493], [2.1929111735435107, 1.4916060778405007], [2.25877156085889, 1.3994728047534064], [2.32102700560681, 1.30441044094884], [2.379405246121113, 1.206541117955693], [2.4338456001091875, 1.1058439072038504], [2.484206772314899, 1.0021603715060592], [2.530252873417702, 0.8963716179063828], [2.571940439082423, 0.788645761612419], [2.609199929121289, 0.6791877964744255], [2.6418102273301187, 0.5682958106656472], [2.6697172691474798, 0.45617292990253505], [2.693171243206601, 0.3430299529465178], [2.711675027407683, 0.22914824067933465], [2.7239079916539635, 0.11407268468611982], [2.7269235733369763, 9.354298269774793e-05]], [[2.943164498181118, 0.0006269105512321809], [2.9213441692496835, -0.11284975274969246], [2.8535852212738018, -0.2130013381510321], [2.783071692029349, -0.3151683404034199], [2.7127764746797984, -0.42630880455013037], [2.6426863204129307, -0.5390561759766593], [2.5717353700768766, -0.6512485976835453], [2.4993015623657024, -0.7620680324710961], [2.42463243708731, -0.870413845079645], [2.348389903855725, -0.9772344506421374], [2.2692778167112353, -1.0807464841427186], [2.187484283747644, -1.1810233803062338], [2.1029401088758166, -1.2777318813450518], [2.015173045952595, -1.3700912649091754], [1.9246676609602653, -1.4585346244095176], [1.8314715196269786, -1.542605231772396], [1.7356473414744635, -1.6220803846566363], [1.6374912533191064, -1.6970475195519896], [1.5373855296940324, -1.767505128507193], [1.4356492987603, -1.8335794186052037], [1.3323017289755683, -1.8948603156421935], [1.2284581677842765, -1.9509708987896932], [1.1255870414555071, -2.0027880713511212], [1.021851284985557, -2.0490019466333176], [0.91793398695825, -2.0912381438914904], [0.8136888258107111, -2.1278174994114933], [0.7095346739169363, -2.159942517627395], [0.6057633702580825, -2.1878998629144104], [0.5025110903401568, -2.2113864947184436], [0.3999163477166275, -2.2300041618332407], [0.2982607809601259, -2.245243442383882], [0.19766953878632063, -2.255400691882361], [0.09829821639360596, -2.262064476800852], [0.000314437954606941, -2.264913140485526], [-0.09617481624113311, -2.2645325848903837], [-0.1909491123464261, -2.2597336902561653], [-0.28393994998225214, -2.251446236888541], [-0.3751599816553458, -2.2406804475085393], [-0.4643591050004187, -2.2266193802058973], [-0.5514835322608524, -2.209445973139188], [-0.636545572774659, -2.1900641091120123], [-0.7192355249999782, -2.167120630852613], [-0.799857690667327, -2.1423287173714], [-0.8779716700678596, -2.114723913162619], [-0.9538397862864246, -2.0850448989388473], [-1.0272508452366407, -2.0533868268631212], [-1.0981259873997817, -2.019431854046181], [-1.1667153095028573, -1.9841930896897588], [-1.2326165061082932, -1.946821188657041], [-1.296145512218843, -1.9082441362004856], [-1.3570689072025761, -1.868046500613512], [-1.4154724560644332, -1.8266492769637825], [-1.4715715231849789, -1.7843930161787622], [-1.5250323443553426, -1.740989025477737], [-1.5763201721628881, -1.6970842250972518], [-1.6254365698570494, -1.6527952050189707], [-1.6723396805986799, -1.6080565766360937], [-1.7172398000544573, -1.5632260240233047], [-1.7596074168096145, -1.517700394982094], [-1.799993508086109, -1.4721875984995887], [-1.8387853090994613, -1.4269014951579826], [-1.8751408319191492, -1.3813144217909465], [-1.909634367159873, -1.3357672487177572], [-1.9423244924540206, -1.2904756494196767], [-1.9734744597870055, -1.2455056599253371], [-2.00321694898504, -1.2010222039697258], [-2.031182598497769, -1.1567793077917452], [-2.057743301333763, -1.1129590523787496], [-2.082957578265995, -1.0696760668243777], [-2.1068911872943707, -1.0268362769356651], [-2.1292506724483222, -0.9843671043000902], [-2.1502921777559334, -0.9423630375581508], [-2.1700407611753665, -0.9008197615355468], [-2.1884010824438307, -0.8597644459810554], [-2.2055790131029656, -0.8191972298624715], [-2.22163450602359, -0.7791889500602139], [-2.2365293842325826, -0.7397866870057251], [-2.2504823352349614, -0.7009383157431199], [-2.2636165005614286, -0.6627414783271233], [-2.275884738560821, -0.6251811440789403], [-2.287207445320815, -0.5881854269921486], [-2.2976027074064795, -0.5518010068279369], [-2.307260649269918, -0.5160391660111077], [-2.3163822593279226, -0.4808926318240265], [-2.324731804376726, -0.4463615023049884], [-2.3321956767522636, -0.41242799379629047], [-2.3390038941421123, -0.37906989464888385], [-2.345144920421827, -0.3463230904395133], [-2.350596994583719, -0.314208759172384], [-2.3555513963786825, -0.2826892890234581], [-2.359858202707587, -0.25176141247992906], [-2.363454637605759, -0.2214426750831629], [-2.366598621055529, -0.19173678217376244], [-2.369674923088445, -0.16263288416506486], [-2.37227278433635, -0.13412824074927185], [-2.3737410829971726, -0.10620212594522374], [-2.37477838449004, -0.0788444698102392], [-2.375595934174547, -0.052047417607289946], [-2.3760637195291383, -0.02581873857169283], [-2.3762361856440886, 0.0], [-2.3760112843750036, 0.02548634609773368], [-2.3753506862527325, 0.05166550531658954], [-2.374195408718267, 0.07841374021491165], [-2.372778588449986, 0.10571147033412401], [-2.3711142319149325, 0.13358874378388616], [-2.3688132754112377, 0.16206253728273246], [-2.3660207557504322, 0.19111747480035582], [-2.3628737772409254, 0.22073098726520174], [-2.35901489175959, 0.25092079448380994], [-2.3544524252967873, 0.28171192381261256], [-2.3494898988894977, 0.3131035496968473], [-2.3440997244032173, 0.3450823182612649], [-2.3379398747525024, 0.37766374717785645], [-2.3309470732491944, 0.4108146314064198], [-2.3232866748486996, 0.44451975936080684], [-2.314969172199804, 0.47883473880351635], [-2.3060018129602353, 0.5137682938205207], [-2.2963698095493332, 0.5492662026197327], [-2.2857922387374856, 0.5853149849205196], [-2.274188150610506, 0.6219438896041118], [-2.261903804646412, 0.6591519910587672], [-2.248944100479276, 0.6969966867828536], [-2.2350938130612197, 0.7354364284563243], [-2.2202059863821217, 0.7744018959817008], [-2.2042026828708123, 0.8139406001265854], [-2.1871709384722795, 0.8540608148688924], [-2.1689522929834246, 0.8946194360822526], [-2.1493005027959664, 0.9356151226095067], [-2.128356502628084, 0.9770383585619515], [-2.1060600957440228, 1.0188432627970905], [-2.082273987697663, 1.0610240853220603], [-2.05727620079281, 1.103620440350069], [-2.030923188658252, 1.146661297070593], [-2.0030551058891075, 1.1900180731296153], [-1.9735882819036485, 1.2336056855138486], [-1.9427777930258503, 1.2776602389654865], [-1.9105125659615154, 1.321992989901853], [-1.8763755017091677, 1.3664631410575407], [-1.8403699005189156, 1.4109193728913403], [-1.8025461623527408, 1.455477040953158], [-1.7628655393138004, 1.5000162818416132], [-1.721421990567781, 1.5446548314902289], [-1.6779272177751843, 1.5890972311157487], [-1.6322458758250953, 1.6331408147152453], [-1.5845231785345775, 1.6769940501090541], [-1.534803007805092, 1.7205535293790568], [-1.4828564419228292, 1.763638165929139], [-1.4286129582118863, 1.8059366806057595], [-1.3719712727134372, 1.8474219608787932], [-1.312925257223118, 1.8878267892787133], [-1.251329357423137, 1.926950821592965], [-1.1875340299544346, 1.965114727637293], [-1.1210280530325054, 2.001348636329164], [-1.052290453832719, 2.0363821672451827], [-0.9810313277716093, 2.0694439450050464], [-0.9074070727389612, 2.1007967730514188], [-0.8313343614030805, 2.1297895503879682], [-0.7529627128834987, 2.1569240421297406], [-0.6723216908242099, 2.1814633311299647], [-0.5893663111291658, 2.2036104907667435], [-0.5041495807304721, 2.222045314275238], [-0.4167717269357427, 2.2378993389648665], [-0.3274020176873194, 2.2502029497218072], [-0.23615066736903575, 2.2598694932090257], [-0.1430707126907556, 2.2653257317920215], [-0.04836668771431071, 2.26758878369992], [0.04791098667082413, 2.2657301487912194], [0.14554436998347378, 2.26048079988945], [0.24442489603369225, 2.2507098652639312], [0.3443967888259298, 2.2367544099707], [0.44529748134733865, 2.2198037487170565], [0.5468752685052666, 2.1972057740874242], [0.6491163544256044, 2.1713433325245566], [0.7517363725901868, 2.1411184868694004], [0.8545821707140888, 2.1064308648608425], [0.9574463055310466, 2.0672734317172354], [1.0614310886794225, 2.0240512435082727], [1.166107320468684, 1.976138782848749], [1.2701760639614637, 1.9240298479627596], [1.3732542871340336, 1.8672117508620232], [1.4754656470112508, 1.806471500336334], [1.576448124834123, 1.7416156712597226], [1.6761121383488722, 1.6728593959663949], [1.774356481860784, 1.600368396908319], [1.8705806609705173, 1.5234532128242562], [1.9650885470878339, 1.4432773361056828], [2.0571738912017024, 1.3587196726832809], [2.147193206347085, 1.271019304423163], [2.2347799468667033, 1.1800335423388728], [2.3197347824532923, 1.0850887267249438], [2.401720301741005, 0.9844632875390545], [2.4809490146471855, 0.8816795815754036], [2.557139141149254, 0.7768323425606892], [2.6297214436920537, 0.6699638182157649], [2.699194882884757, 0.5616108566236213], [2.765091873258548, 0.45186380609182686], [2.8275006955514086, 0.3409641213915048], [2.8850126740839244, 0.22893851543400037], [2.9331383715868355, 0.11195098172736329], [2.943164498181118, 0.000626910551232161]], [[3.196426808090824, 0.0009981209065855405], [3.1394177654216997, -0.09567106706805412], [3.0168554054961163, -0.1650219985773967], [2.891761146475293, -0.2413458988708608], [2.770551630803284, -0.330215684049798], [2.6534729598230413, -0.4235838669536981], [2.5391302740595547, -0.5185795059353271], [2.4265912039798763, -0.6139971735219114], [2.31437734887419, -0.7081936333823634], [2.203538491371026, -0.8023644921078111], [2.0919028498254297, -0.8940752208064077], [1.9796218751336527, -0.9833922887905551], [1.866366756871955, -1.069790732454579], [1.7512579057064859, -1.1521261954345847], [1.6349381366003148, -1.2308574037273359], [1.517230850795048, -1.305365027612654], [1.3981162286439526, -1.3752866261769037], [1.2779626547720857, -1.4406738395061918], [1.157125291857058, -1.501530605623195], [1.0360032563242176, -1.5580287004057356], [0.9144979088256593, -1.6095537349354858], [0.7953371673988815, -1.655653784105078], [0.681799860464482, -1.697544585067798], [0.5688327467992059, -1.7333457148688296], [0.4571730516778949, -1.7653580757578637], [0.3465250942672895, -1.7912381608381247], [0.23736030856415297, -1.8125457885636704], [0.12991035801574605, -1.8297791193744286], [0.024280605850446894, -1.842524698394316], [-0.07941636398421757, -1.850108838385271], [-0.18094824218112734, -1.8548687310934966], [-0.2802204921376474, -1.8542253969417126], [-0.3771232609788026, -1.8503803715142424], [-0.47156145326446786, -1.8431111257109705], [-0.563447529747619, -1.8329447025585413], [-0.6526111664305474, -1.8183288538590106], [-0.7390463471563473, -1.8008843327472597], [-0.8228388941024427, -1.7813632078063546], [-0.9037822441821023, -1.7590191708808909], [-0.9818459780505807, -1.7339632220413408], [-1.0571624884632291, -1.7072362933439524], [-1.12938422640042, -1.6773531103175312], [-1.1989852861237729, -1.646548133023546], [-1.2654768937694776, -1.6131520128075996], [-1.3292360468846567, -1.5785249446229563], [-1.3900851547927038, -1.542393488410348], [-1.4479321950667923, -1.5045274649807612], [-1.5032164962675587, -1.466170306371425], [-1.5554082516604808, -1.4261419780604965], [-1.6050160250824972, -1.3856459598426483], [-1.6517419855915114, -1.3440894700438122], [-1.695753248311618, -1.3019346143910715], [-1.7373545172237448, -1.2597463961337045], [-1.77614789416952, -1.2169156800103653], [-1.8127600671984532, -1.174467131154563], [-1.8472278037943977, -1.1324486234463307], [-1.8794985594887967, -1.090748006871249], [-1.909903519349821, -1.0498196145226966], [-1.9377238317043175, -1.0086784715242383], [-1.9637616660673183, -0.9683320451876524], [-1.988483575108296, -0.9291744969053525], [-2.0108527113338726, -0.8901322691629048], [-2.031557840859305, -0.851817657749898], [-2.0507569321737846, -0.8144181528506177], [-2.0687238515692763, -0.7780634523798042], [-2.0856921901988583, -0.7429238775731468], [-2.1011639866460032, -0.7085327196678156], [-2.115596738076308, -0.6751737987622705], [-2.1291380156946103, -0.6429076905031782], [-2.141789310599654, -0.6116112361128553], [-2.1532613117197625, -0.5810388659240838], [-2.163834548730743, -0.5513213333046656], [-2.173515768275817, -0.5224228025094345], [-2.1822677930185406, -0.49428785955345067], [-2.190236812276808, -0.46694059154094314], [-2.1975218255093, -0.44041430293019546], [-2.204065964965585, -0.4147206363621096], [-2.2100568417930586, -0.38979644824424414], [-2.215742226864105, -0.3657256491745379], [-2.221025124068906, -0.34245022855891855], [-2.2256703189427354, -0.31985682005789234], [-2.2298258301165954, -0.2979520926950662], [-2.23372514074085, -0.2767379654888864], [-2.2375145334994144, -0.25621229810316265], [-2.2410111573592135, -0.23631515119334034], [-2.2440694611662524, -0.21698872413009762], [-2.2467926514604013, -0.19821707210457828], [-2.249253855721112, -0.1800157569283679], [-2.2514986742011205, -0.16238332938376246], [-2.2535047368693952, -0.14528245626591768], [-2.2551388756756996, -0.12868616188422546], [-2.25647209356168, -0.11259020508111525], [-2.2577082643118076, -0.09699929926833674], [-2.259115589106827, -0.08191471570279386], [-2.260395699367691, -0.06730457526820376], [-2.2609063674182344, -0.0531087881495273], [-2.261255652365907, -0.039327256945623716], [-2.2615018589152562, -0.025955331442878392], [-2.261608234734497, -0.012986211419444215], [-2.2616477449128607, 0.0], [-2.26152466228973, 0.01216333517291286], [-2.2611537249083717, 0.025037202384094806], [-2.260458830213709, 0.0383565107912671], [-2.259580899685025, 0.05207949451121228], [-2.2587794656999454, 0.06624963121740417], [-2.2578540163948926, 0.08087877767908744], [-2.2567761317815584, 0.09596500257345783], [-2.2554907802621837, 0.11149727656210397], [-2.253767000945558, 0.12748660783014737], [-2.251742462918297, 0.14397685781905706], [-2.249667001988968, 0.16100121550622715], [-2.247446080800859, 0.17855911236724611], [-2.244883354920344, 0.19664941683290899], [-2.2418617482735197, 0.21525307025019852], [-2.238526878693993, 0.23439177138333975], [-2.2350600877781686, 0.2541393064958912], [-2.231469455789304, 0.27453407825732756], [-2.2276176188624026, 0.29554411993530755], [-2.2232436477879767, 0.3171412037437042], [-2.2182658293969193, 0.33938647339705597], [-2.2130057114182273, 0.3623516423311407], [-2.207590594289525, 0.38613343450944404], [-2.2017707477366235, 0.4106816373044424], [-2.1952430599171753, 0.4359571132847643], [-2.187997704972694, 0.46202689894854654], [-2.1801622115570205, 0.48895389847574755], [-2.171538794351788, 0.5165971345693838], [-2.1619268468682455, 0.5449292186412873], [-2.15142405325596, 0.5740204870510502], [-2.1399678958452735, 0.6038489063972398], [-2.127457683925948, 0.6344071564441695], [-2.1141652683719148, 0.6658971237659571], [-2.0999696455896744, 0.6983415979377868], [-2.0846174576074525, 0.7316274813435669], [-2.0679940369641665, 0.7656830080763276], [-2.050488170837687, 0.8009128734046431], [-2.0318594369119336, 0.8371373170744808], [-2.0116310495394183, 0.8740798392483645], [-1.9897241007308435, 0.9116568546268877], [-1.9662594430975262, 0.9500377260870186], [-1.9411272673630515, 0.9891635607883638], [-1.9144533797552363, 1.0292667809122862], [-1.8858434337440877, 1.0699231994647], [-1.855068538512441, 1.110895228664669], [-1.8223215817637282, 1.1525273567530405], [-1.7875923257532564, 1.1947869668114177], [-1.7506035751659776, 1.2373545136662965], [-1.7111991324557076, 1.2799207786095628], [-1.6692429211825908, 1.3223699685662698], [-1.6246426523839774, 1.3644508499018024], [-1.577218882638495, 1.4057956475921791], [-1.5273703610623657, 1.4471209507407974], [-1.4744025030816386, 1.486840022729141], [-1.4188880112021571, 1.526254698170825], [-1.3603942514923077, 1.5641893958066604], [-1.2990814742088768, 1.6010097858582957], [-1.2347658835246489, 1.6359793538086458], [-1.1676230383251167, 1.6695688006993061], [-1.097591450435046, 1.7012305215996681], [-1.0245932050505828, 1.7306888971755443], [-0.9485835940746605, 1.7569892841521295], [-0.8696605440072314, 1.780589955143493], [-0.7879557318885135, 1.8012866781588248], [-0.7035284875467906, 1.8193360299028716], [-0.6163930723922669, 1.833751628025986], [-0.52 | 3D array of the dimensional x and y airfoil coordinates of the airfoils interpolated along span for n_span stations. The origin is placed at the pitch axis.
blade.compute_coord_xy_dim.coord_xy_dim_twisted | output | m | [[[2.4815228680718415, 0.6925993372891442], [2.5097834412749274, 0.5803124350652014], [2.533969535887543, 0.46722006919620196], [2.5524016908443996, 0.3530320292500785], [2.5656290006985687, 0.23817828571593308], [2.574002546036714, 0.12306338756247315], [2.577246204437016, 0.00784672019971333], [2.57526564301383, -0.1072794016449089], [2.568270019977492, -0.22195853938999732], [2.5562840640875653, -0.33593772782745945], [2.539265820018439, -0.44904204893062993], [2.5173539410915886, -0.5610198980947668], [2.4906932448384635, -0.6715476864025792], [2.459305799056445, -0.7804702183664295], [2.423313492207778, -0.8876129601517587], [2.382908708715302, -0.9926472252669202], [2.3381642179799, -1.0954129781793656], [2.289182734613222, -1.1957853576682187], [2.2362408365066035, -1.2934936767903897], [2.1794736536806987, -1.3883894325237396], [2.1190134625186134, -1.4804055805141736], [2.055061404860802, -1.5692665404243344], [1.987803390343239, -1.6548447886524418], [1.917409224032849, -1.7371425028923004], [1.8441408350789978, -1.8159503001064845], [1.768161535150789, -1.8911462616441592], [1.68965065955228, -1.9627929817851006], [1.6088610513257797, -2.030663415166849], [1.5259706970427083, -2.094724217200691], [1.4411874093992845, -2.1551058455805694], [1.3547079270391722, -2.211478364374116], [1.2667357096644214, -2.2639933381814874], [1.177510457381546, -2.3127883979466204], [1.087176221069597, -2.3574805292786283], [0.9959878122303355, -2.398554925606157], [0.9040994320910786, -2.4357315858906348], [0.8115532976250996, -2.468571482553619], [0.7188005859604627, -2.498210670052966], [0.6258745775021748, -2.5239574654751977], [0.532920379668032, -2.546056605438004], [0.4402670321716486, -2.564965970665071], [0.3477988093937225, -2.57988832330555], [0.255786204830522, -2.5913759012346067], [0.1644518254247339, -2.5996661733690973], [0.07375872310737508, -2.604499475243345], [-0.015966836341542834, -2.6063948448167173], [-0.10481127243831878, -2.605028808555743], [-0.19247936466328175, -2.6008546281926628], [-0.2790292331742057, -2.5936760274522936], [-0.364235554163189, -2.5838465720554815], [-0.44811612556608393, -2.571297828339203], [-0.530515554416936, -2.5562910881948326], [-0.61141995840293, -2.5388267055530935], [-0.6907132680260057, -2.5190812355421186], [-0.7683853156816127, -2.4971141688352247], [-0.8443452061831963, -2.473123383707783], [-0.9185980336311755, -2.447140740214233], [-0.991034891762999, -2.4193437229769827], [-1.0617111829616985, -2.3897571478423787], [-1.1304860635964535, -2.3585808357004945], [-1.1974753372315896, -2.325821823719381], [-1.262519377825913, -2.2917113232732818], [-1.3257724124243384, -2.256247095502232], [-1.3870653297802575, -2.2196198387922217], [-1.4465472976082432, -2.1818602983589424], [-1.5041143199020774, -2.143091947825561], [-1.55978858116406, -2.103398829618733], [-1.6136500657316537, -2.062844176297516], [-1.6655716441785586, -2.021572581188402], [-1.7157572674078967, -1.9796085532893564], [-1.7640711596433742, -1.9370816405961793], [-1.8106221772708195, -1.8940622809631935], [-1.8554680414957323, -1.8506041031269838], [-1.8984685962827161, -1.8068007676373918], [-1.9398641015429634, -1.76269050255603], [-1.9795686384845221, -1.7183550349926753], [-2.0175609251391817, -1.6738709863441148], [-2.054074506210725, -1.62927783247278], [-2.088951978673797, -1.584635322270056], [-2.122253209832842, -1.5399990123005458], [-2.154182242128021, -1.495414114229121], [-2.1845640629167558, -1.4509228812241597], [-2.213482744442046, -1.406574577492352], [-2.241161290997731, -1.362416329195316], [-2.267422019551495, -1.3184737518955438], [-2.2922888569196673, -1.2747873252637885], [-2.3160815783119144, -1.2314144414980968], [-2.3386198798853584, -1.188359258881603], [-2.3597848890091466, -1.1456334971235111], [-2.3800209607922476, -1.1033245845903843], [-2.399222286782341, -1.0614274299649162], [-2.417139384204547, -1.0199135766249559], [-2.4339817742720364, -0.978841734237752], [-2.4501673605080523, -0.9383012632230332], [-2.465316946573134, -0.898218875166872], [-2.479084440621993, -0.8585271036773461], [-2.491990663901396, -0.8193476459917483], [-2.50442591145402, -0.7807758474086923], [-2.5161769660043367, -0.7427739127659044], [-2.5270553977612322, -0.7053075820100486], [-2.5371498533351775, -0.6676304632553324], [-2.546771684349613, -0.6290586674935592], [-2.5561000242906102, -0.5896609910207073], [-2.565336527004015, -0.5495158240192265], [-2.5741031928240767, -0.5085047845677659], [-2.5818893300660752, -0.46646189217280093], [-2.589024283856627, -0.4235083956102192], [-2.595870007137572, -0.37977813550424316], [-2.6020357782162566, -0.3351360193686022], [-2.607302149647844, -0.28952023531466914], [-2.6118953104735985, -0.24303491034734115], [-2.6159193549497823, -0.1957350190073639], [-2.6189502372565703, -0.14746537173382168], [-2.6210747316969814, -0.09829347365839691], [-2.6224496132523463, -0.04831817625305668], [-2.6227883423313867, 0.002569810681160578], [-2.6220314855164712, 0.05435792513669846], [-2.6203189087036707, 0.10693245691252773], [-2.6174643298266425, 0.16035402489644468], [-2.613343280247836, 0.2146403446930626], [-2.6080852581223426, 0.26966495865938356], [-2.6015266269695845, 0.32547586161388675], [-2.5935543712445566, 0.3820790479182401], [-2.584280764634763, 0.43933770408252026], [-2.573513182796597, 0.49732323870808115], [-2.561198098003306, 0.5559858602734272], [-2.5473913336881786, 0.6151941667861787], [-2.531869524916466, 0.6750412805935304], [-2.514677559174441, 0.735399518661773], [-2.495790366746384, 0.7962094418086529], [-2.475039898477916, 0.857512487364735], [-2.452489646270163, 0.9191144966052781], [-2.4279701325686456, 0.9810866718563508], [-2.401479180765672, 1.0432884987688054], [-2.372976140855229, 1.1056345176671765], [-2.342341244041628, 1.1681432396076847], [-2.3096360853491893, 1.230606786684187], [-2.2747093673339935, 1.2931054121759762], [-2.23760073510423, 1.3553958727556588], [-2.1982056937791197, 1.4175289815313254], [-2.1565097277576593, 1.4793012909243521], [-2.112453380436099, 1.5406603251702942], [-2.0660003131567253, 1.601506926425676], [-2.0171493286534914, 1.66168604679796], [-1.9658429010029843, 1.721180309111963], [-1.9121123158567128, 1.779768590127428], [-1.8558957970894085, 1.8374678791542474], [-1.7972033876403675, 1.8939820546484825], [-1.7360045851388846, 1.9493664871226963], [-1.6723395675046206, 2.0033265009356946], [-1.6061894834706711, 2.0559035751866745], [-1.5375784395812286, 2.1067909690646816], [-1.4665145998321063, 2.1559891011508716], [-1.3930346662804598, 2.203268830847289], [-1.3171647963480335, 2.2484970910898623], [-1.2389840622524393, 2.2916850173462118], [-1.1584936565171131, 2.332388450091593], [-1.0758446048827415, 2.370990353731017], [-0.990963610296648, 2.4066022162053615], [-0.9040990148147646, 2.439984586033174], [-0.8150300534426757, 2.4696025662609387], [-0.7243184782148636, 2.4972075104778617], [-0.6316231097094752, 2.52097515690362], [-0.5375288044066823, 2.5424287548752904], [-0.4416010695281271, 2.559635008206737], [-0.34442138425027746, 2.5737995795734627], [-0.2458393642684361, 2.584014833222007], [-0.14618232005526488, 2.5906944870344195], [-0.04557618154357257, 2.5935946198714284], [0.05592499279357188, 2.5924232377766288], [0.15798099140539568, 2.587389103608988], [0.26052377743801125, 2.5781890525502926], [0.3633702939768343, 2.564781404597442], [0.46623115864422326, 2.5472553473770696], [0.56902336271318, 2.5253909951941096], [0.6714742906178152, 2.4992162807161398], [0.7733508523417743, 2.468752975805941], [0.8745429814832089, 2.433890607689131], [0.9747362236208952, 2.394692183198542], [1.0737034208474356, 2.3511417840711197], [1.1713185600969571, 2.303194133776426], [1.2672775859125498, 2.2509957496167647], [1.361362097956593, 2.194571782120584], [1.4534478720042814, 2.1339351997710945], [1.5431969983741203, 2.069175820547516], [1.6303856050857992, 2.000384655943963], [1.7149165106811568, 1.9276398846718248], [1.7965337230606606, 1.851109124257172], [1.8749429494335366, 1.7708893718369387], [1.9500695703855424, 1.687100113430228], [2.0217465887262653, 1.5999270856026202], [2.089616993717009, 1.5095174772916085], [2.153627382294181, 1.4160313394267616], [2.21372905867578, 1.319669656830926], [2.2695186088007633, 1.2206237242338671], [2.320943858489257, 1.1190907659234974], [2.368195228484274, 1.0153412123228172], [2.4108257099556107, 0.9095453135657128], [2.4480497102825787, 0.80175730305698], [2.4815228680718415, 0.6925993372891442]], [[2.6278707170010174, 0.7282909297113024], [2.6542900808367094, 0.6149617002989712], [2.6701709125377353, 0.5007219689445271], [2.6809614857975665, 0.3853827809677114], [2.6876881996698523, 0.2680887382673651], [2.6902738423466173, 0.15037799279752895], [2.688239595635166, 0.03267872622901247], [2.6813902382687416, -0.0847479506281772], [2.6697713119182334, -0.20146376575154235], [2.6535327983809105, -0.317387887727664], [2.6324008750953287, -0.43214174419854456], [2.606527193272772, -0.5455215918446293], [2.5760208636307094, -0.6572109455161306], [2.5408127782104426, -0.7669784283607889], [2.5010936881647314, -0.8747347604952179], [2.4570234291578563, -0.980132604280733], [2.408668202705655, -1.0830043828660483], [2.3561618546229854, -1.1832522047745098], [2.2997972804172697, -1.2806355649085528], [2.239739686918828, -1.3750390155220813], [2.176091749380537, -1.466343922767893], [2.109055231035937, -1.5542487299429535], [2.0389233039254355, -1.6387552915582395], [1.9657319079366125, -1.7196825577524977], [1.889881613032423, -1.7970727921019742], [1.81141820234689, -1.870576294590996], [1.7306118180437906, -1.9404137947036104], [1.6477352954974203, -2.006422494231507], [1.562947556618739, -2.0685224507106295], [1.476429989901463, -2.1267612107366], [1.3884548621707726, -2.1810641757692566], [1.299144886640315, -2.2313055843256593], [1.2087925963889607, -2.2778298181262535], [1.1175333023497838, -2.320253135512135], [1.025623866534099, -2.3590721611580316], [0.9331823637605825, -2.3938645419039144], [0.8402923672770031, -2.424384657999219], [0.7473761663351011, -2.451753133168418], [0.6544686958183988, -2.4752464554694456], [0.5617092866132097, -2.495098601952223], [0.4694120855752062, -2.51183124105359], [0.37747417744186124, -2.5245532775054564], [0.286144642144151, -2.5339918671968693], [0.19564685147132105, -2.5401996859261633], [0.1059356217515709, -2.5430639044672416], [0.017327278008059888, -2.5430380515366524], [-0.07025165752036866, -2.5397943396227216], [-0.1565495956366666, -2.533872967692586], [-0.2415843280516411, -2.524971222604908], [-0.32517761337843176, -2.5135333371973605], [-0.4073227507919628, -2.4994334962221116], [-0.48788428534961503, -2.482958172265292], [-0.566871712793519, -2.4641608257380705], [-0.6441428418991297, -2.443142224717757], [-0.7197386869688829, -2.4200576448345616], [-0.7935766654437737, -2.3950932494360964], [-0.8656564365549869, -2.3682652198116747], [-0.935904279178749, -2.3397823839074214], [-1.0043041336170861, -2.3095646082411254], [-1.0707961768661054, -2.2779001635513665], [-1.1355323398785857, -2.2448371994670366], [-1.1982593398679489, -2.210473495125586], [-1.2591873158271163, -2.1748736895813443], [-1.3181722089107322, -2.138234051365649], [-1.3753801472046743, -2.100599396449326], [-1.4307362829637604, -2.0621036704999733], [-1.4842083848833727, -2.022772519308068], [-1.535916200091413, -1.9826988717518899], [-1.5857548214526482, -1.9420259292023179], [-1.6339102984206586, -1.9007640943626347], [-1.6802197661309788, -1.8590047726906458], [-1.7248125817533417, -1.8168312652179557], [-1.7677411917743544, -1.7742902312250752], [-1.8088680914901683, -1.731463184298416], [-1.8484302156219283, -1.6883905258277787], [-1.8863618056290368, -1.6451557622946331], [-1.9226370748087116, -1.6018300909454273], [-1.95748987341539, -1.5584489082287398], [-1.9908013925443333, -1.5150827798543451], [-2.022615166816503, -1.4717757300283778], [-2.053095586019225, -1.4285535761382673], [-2.082092472116442, -1.385460519659556], [-2.1097051815675347, -1.3425481406180484], [-2.1361554338016995, -1.2998636789231377], [-2.161252120269014, -1.257419997684403], [-2.184996750923182, -1.2152447646635138], [-2.207700178801004, -1.1733933164414019], [-2.229205981695639, -1.131874673764293], [-2.2494078725339666, -1.0907014385975033], [-2.268717364094619, -1.0499506857785796], [-2.2870201528575125, -1.009611696506827], [-2.3040921583279834, -0.9696607028015543], [-2.320153471924588, -0.9301593727993073], [-2.3356216772930103, -0.891198119061751], [-2.350106967937096, -0.8526970529518959], [-2.3632106393525003, -0.8145684773483735], [-2.3754884649177144, -0.7769443714612547], [-2.3873065143339107, -0.7399132797876357], [-2.3984613523388516, -0.7034390054543723], [-2.408808556524792, -0.6674908295771992], [-2.4184257931988578, -0.6313634909189089], [-2.427598977452438, -0.5943650570505793], [-2.4364630863177092, -0.556557940398097], [-2.445229369444316, -0.5180198546407258], [-2.4535780667674234, -0.47864702576059015], [-2.461012406034474, -0.4382790531649401], [-2.4678366076336986, -0.39702791211913624], [-2.474380968824513, -0.35501679324672264], [-2.4802561196825503, -0.3121126856323424], [-2.4852773512442137, -0.26826064510253406], [-2.489686007992295, -0.22356353595086875], [-2.4935654678970858, -0.1780688821638009], [-2.4965007709382414, -0.1316274104838232], [-2.498553191620958, -0.08429830829915297], [-2.499880281773509, -0.03617543176050653], [-2.5002418304919165, 0.012840716591668189], [-2.49959025544673, 0.06273895399395901], [-2.4980415651699843, 0.11341470056585756], [-2.495392070290042, 0.16493019868525804], [-2.4915262518276853, 0.2173063829921985], [-2.4866114829236117, 0.27041773284557624], [-2.4805097181802163, 0.32431208579126414], [-2.473090528838619, 0.37899782300056806], [-2.464424940957625, 0.43435390242176586], [-2.4543393884476727, 0.49045014881167426], [-2.44280256943902, 0.5472397619517718], [-2.429828171311898, 0.6045988711764295], [-2.4151875006782944, 0.6626176254279957], [-2.398942792503741, 0.7211768542934299], [-2.3810606166617276, 0.7802217171614215], [-2.3613767268277557, 0.8397922443847238], [-2.3399916639189793, 0.8997116743307539], [-2.3167412689820717, 0.9600504178592217], [-2.2915945828584903, 1.02067681770056], [-2.2645011411984974, 1.0815091167311026], [-2.235408365809094, 1.14258065371638], [-2.2043455113773662, 1.2036919519746376], [-2.1711139964049075, 1.264912766602506], [-2.135743392668129, 1.3260121786434338], [-2.0981574138817005, 1.3870461778295957], [-2.058334669690996, 1.44782403469932], [-2.0162446950203567, 1.508310696267871], [-1.9718012421710487, 1.5683953884738193], [-1.9249758050553578, 1.6279236343330992], [-1.8757514172839593, 1.6869006111543086], [-1.8241585837084844, 1.7451199153718722], [-1.770102847291243, 1.8025838004634798], [-1.7135704521090316, 1.858998687800336], [-1.6545203894123701, 1.9144143878469833], [-1.5929766916183041, 1.968541600211739], [-1.528893495178811, 2.0213972283422486], [-1.462358348393006, 2.0727431543815573], [-1.3932627221911926, 2.122475010923748], [-1.3217407679298128, 2.170471258177968], [-1.2477412250528506, 2.2165279600360868], [-1.1713667635200455, 2.260684787440215], [-1.092580447363049, 2.302474158493496], [-1.0115546265815458, 2.3422907112321654], [-0.928202599428433, 2.379265551399109], [-0.842738224881401, 2.4140876145619896], [-0.7549287899087459, 2.4452462454056603], [-0.6653147225827319, 2.4744069606357733], [-0.5735922062130117, 2.4998528982588586], [-0.4803146127774225, 2.523022615496459], [-0.3850559985081573, 2.5420237505477403], [-0.2883858515975288, 2.558032480713429], [-0.1901463022135329, 2.570132207022135], [-0.0906800728482966, 2.5787746426442593], [0.009933897596112518, 2.583581997542803], [0.1116118060858926, 2.584344707909456], [0.21398965393943437, 2.5814093148251294], [0.31707788345233123, 2.5741151190710143], [0.42062130434771483, 2.5627768384515304], [0.5243734296266369, 2.5472961254943836], [0.6282438255716564, 2.5274621954202487], [0.7319680267670052, 2.5032880340800245], [0.8353313802261373, 2.4748528812192103], [0.9382243549668647, 2.4419553098537987], [1.040315822442503, 2.4047107736165776], [1.141382389081297, 2.363012356596564], [1.2412954363043915, 2.316943104188252], [1.3397544332156865, 2.266584303534544], [1.4365488976790757, 2.21198475649742], [1.531551091902849, 2.153176171347844], [1.6244221656176692, 2.0901048175757784], [1.7149556985397632, 2.0230360991709198], [1.8030277488294237, 1.9518360669739585], [1.8884079573028991, 1.8768506456315466], [1.9708013352983023, 1.798124826415807], [2.050154992981875, 1.715622236106252], [2.126375075463751, 1.629152459495089], [2.198998967882715, 1.5395016141847329], [2.2679398906283614, 1.4468201035351058], [2.333076087064066, 1.351286906980213], [2.394114868985932, 1.253130240536318], [2.4509498922568924, 1.1525314159735809], [2.5037659680004793, 1.0497603875819008], [2.552008892110559, 0.9449555466060435], [2.5945275256719524, 0.8373256492658052], [2.6278707170010174, 0.7282909297113024]], [[2.8464924241350285, 0.748130025939635], [2.854209157877971, 0.6328324462212039], [2.8141093128991557, 0.5187552025576447], [2.7718571038536717, 0.4020290058984354], [2.7320951848061883, 0.27667905517396096], [2.692939736921361, 0.14982697442759108], [2.6528107707007305, 0.023293014906407783], [2.610898853298375, -0.10228960652597718], [2.5661966529929425, -0.22604746149890442], [2.519585258442904, -0.3487297485023979], [2.4693580767594354, -0.4689407863979197], [2.4157156989769106, -0.586703824931627], [2.3585065551619584, -0.7017141094365064], [2.297075592325517, -0.813336463252852], [2.2320014862880635, -0.9218667045487359], [2.163214240286304, -1.0268510013233998], [2.090717953771011, -1.1280580242322418], [2.0148212505847467, -1.2254971303541495], [1.9358934866375221, -1.3190697686651174], [1.8542753800541207, -1.4088169534359967], [1.769881317456958, -1.494337189172425], [1.6836943388370385, -1.5749826320592466], [1.5973574390199792, -1.6512284695481843], [1.508761101041407, -1.7222743584917242], [1.4189788986426504, -1.789519115317488], [1.327442823767416, -1.8513758034714025], [1.2348634327803882, -1.908901106743568], [1.1415958034642972, -1.9622981660288101], [1.0476946776594198, -2.011239291417633], [0.9531928763756471, -2.0553041106832097], [0.8587413891666097, -2.0958627902510623], [0.7640285583631732, -2.1312357658206005], [0.6696083510894089, -2.1629199922100217], [0.5755611983455227, -2.1905617863402758], [0.48213938341335916, -2.2147006656140067], [0.389254091415112, -2.2341305169352195], [0.29720772797809275, -2.2497332329024244], [0.20624463830298628, -2.26248912237252], [0.1163992312356365, -2.2715445101677045], [0.027769994512835683, -2.2770626741441786], [-0.059425403639095986, -2.2799209832013783], [-0.14523110098032244, -2.278731993104293], [-0.229506296395795, -2.275229992442202], [-0.31206999040815164, -2.2683702968056654], [-0.3929882891161519, -2.2589339904280954], [-0.4720327566000607, -2.2469594648037017], [-0.5492078470808053, -2.232119270568669], [-0.6244981401321722, -2.2154568160026042], [-0.6977302448880092, -2.196048427768192], [-0.7689740405388008, -2.174871903622375], [-0.8381092748213116, -2.151466149119915], [-0.9051119733071649, -2.1262601371152585], [-0.9701039428099096, -2.099637950738452], [-1.0328356880163276, -2.0712355925204915], [-1.0935928959326813, -2.041796936575023], [-1.1523474662795545, -2.0114351466854314], [-1.209075522610775, -1.980076347414657], [-1.263889617654395, -1.9481199058220746], [-1.316430796280062, -1.9148479597152486], [-1.367052168717529, -1.8810851448918582], [-1.4160739542131795, -1.8471366614420106], [-1.4628157947287916, -1.8122782959772124], [-1.5077465722089973, -1.7769856029177933], [-1.5508681652715315, -1.741482061256796], [-1.59241842103796, -1.705898403972708], [-1.6324837800896068, -1.670427845455642], [-1.6707694670382038, -1.6347386651658344], [-1.7075889336119454, -1.5991014290099916], [-1.7429696673311224, -1.5636418706200743], [-1.7769991634089397, -1.5282857023389669], [-1.809412022870234, -1.492888191942861], [-1.840431991389158, -1.4576057866739953], [-1.8700844012136921, -1.4224406772420246], [-1.8982701377523632, -1.3873949273123585], [-1.9251882862695262, -1.3525209598616956], [-1.9508788420470342, -1.3179025160852533], [-1.9752929222308382, -1.2835754361125167], [-1.9986552821093628, -1.2495448479257356], [-2.021060225380017, -1.2159364679521962], [-2.042465973857803, -1.1827237850652217], [-2.0628137920840097, -1.1498170522500057], [-2.082109317502203, -1.1172660122765827], [-2.100533574382741, -1.085129866614015], [-2.1182828074606417, -1.0534526293519004], [-2.13512898884279, -1.0221745222924512], [-2.1509667531173893, -0.9912494901448463], [-2.1660242166415005, -0.9607144709869075], [-2.1802811071381676, -0.9306012436098717], [-2.1937109982666234, -0.9009247645451393], [-2.2065084501841, -0.8716972377932083], [-2.218529286003872, -0.8428774245661841], [-2.2297083319950364, -0.8144663508089625], [-2.240294109269523, -0.7865331085164512], [-2.2506615260491016, -0.7591649302282107], [-2.2604139886709813, -0.7322548382154784], [-2.268926991168081, -0.7056174100834193], [-2.2768787490887927, -0.6794203322013812], [-2.2844755755881847, -0.6537096608489571], [-2.2915897482617926, -0.6284598890824552], [-2.298314166573004, -0.6035316078667342], [-2.3045698248935027, -0.578823893343301], [-2.3105800389115414, -0.5533354235041222], [-2.316256332612262, -0.5271708974013888], [-2.3218192244391527, -0.5004084669464344], [-2.327289893366707, -0.47302262682505625], [-2.3322963458040475, -0.44489814014459417], [-2.336974957184003, -0.4160867160950209], [-2.3414526036260823, -0.3866450062841995], [-2.345388059107904, -0.356465085025101], [-2.348795733199727, -0.32552486035152817], [-2.3519689841354516, -0.29390222095349994], [-2.35487773675395, -0.2616030757930856], [-2.357195121068563, -0.2285255458383761], [-2.358851501745434, -0.19468567584669977], [-2.360002947851148, -0.1601401764880055], [-2.3606737315712745, -0.12483792849062181], [-2.3608730786958265, -0.08877233465686563], [-2.36057291496523, -0.05199208288285462], [-2.3594981054338393, -0.014438860729217629], [-2.3575777835307044, 0.023936181725048633], [-2.3551466190300268, 0.06304420403244893], [-2.3522239290784563, 0.1029394770606582], [-2.3485909936244775, 0.14363647917964906], [-2.344088069309197, 0.18510548827450068], [-2.3386518413935877, 0.22741225221103156], [-2.3323685931999036, 0.2705426677012903], [-2.3250487142862952, 0.3143985700505467], [-2.3164536952791988, 0.35904120460184097], [-2.306717432430875, 0.40442557201566], [-2.295770049804213, 0.4505225848437622], [-2.283477294720597, 0.4973615525664856], [-2.2701181339903362, 0.5449101764834369], [-2.2555610862232816, 0.5932329346425953], [-2.2396188895318927, 0.6422460597430536], [-2.222189007151266, 0.6918885100184552], [-2.2035781182777012, 0.7423238619062726], [-2.183630853657191, 0.7933977722447059], [-2.1619080312967007, 0.8450799982829991], [-2.1383744101225806, 0.8972233443624847], [-2.1131080361086467, 0.9499265823669802], [-2.086040988316496, 1.0030836209178227], [-2.0572940481064044, 1.0567844707803065], [-2.0265133285720673, 1.110816585764846], [-1.993516448464089, 1.16501832154689], [-1.9584968077039542, 1.2195544274971528], [-1.9214705850069485, 1.2743137412659968], [-1.8821703719789724, 1.3291792574812722], [-1.8404488978751243, 1.3838678163171891], [-1.7962013138475406, 1.438378919068457], [-1.7493538230535508, 1.4924556673954141], [-1.6997147595223787, 1.5459412556266767], [-1.6477045334128158, 1.5990568268975518], [-1.592582352991242, 1.650994157701151], [-1.5349968505059315, 1.70233727540653], [-1.4744717091490198, 1.7524137315447352], [-1.4112249466719193, 1.8014379887220051], [-1.3450105974498217, 1.8488014609846362], [-1.276100719042136, 1.89495148364551], [-1.204336738723254, 1.9391677959317504], [-1.1297267253952898, 1.9816582373454015], [-1.0519866332497538, 2.0211324305713116], [-0.971500797976085, 2.058659350947654], [-0.8881866678229005, 2.0932581874255507], [-0.802382820606927, 2.125784343067408], [-0.7137409729283591, 2.154702699564879], [-0.6227172858955149, 2.1809450727354553], [-0.5291247006034676, 2.203600603783849], [-0.43335966792041714, 2.2233209414123367], [-0.33523996790368227, 2.2389847233327433], [-0.2350018782414835, 2.2508783965154495], [-0.13310470474390645, 2.26011098561279], [-0.029118299398437686, 2.2640534219902952], [0.07633878379482817, 2.265006909342742], [0.18327036439801858, 2.261837289068862], [0.2915538055134588, 2.2544085817418766], [0.40099025313522496, 2.242661295503526], [0.512542992953198, 2.22726717587656], [0.6259557725714773, 2.2075122066964963], [0.7398468320368123, 2.1835440811756763], [0.8539759155514284, 2.1547696385802646], [0.968262735646665, 2.1219814871472775], [1.0824062723021215, 2.084900596755515], [1.1962652401823899, 2.0437122924044004], [1.3096996611060894, 1.998551157274408], [1.4223038459724398, 1.94859782166394], [1.5340761903668971, 1.8950548036828585], [1.6446183473546425, 1.8366583947819475], [1.7539604292150535, 1.7746975940557201], [1.8617841511884046, 1.7089412940022384], [1.9680678198318757, 1.6386872985201872], [2.072922343570818, 1.5621847937526392], [2.175658633031115, 1.482894605278136], [2.275980087302301, 1.4008367920101472], [2.373325405037265, 1.3159076376922385], [2.4680408327307295, 1.2287531151710587], [2.559651170832575, 1.1393418496973091], [2.6481804789395875, 1.0479298003126336], [2.7322594902355744, 0.9541850195279948], [2.8085202793609443, 0.8532570360700904], [2.8464924241350285, 0.7481300259396348]], [[3.1100328691192596, 0.7381333813917805], [3.076854492869173, 0.6309225694410545], [2.973589717195235, 0.535175664129431], [2.86946940388202, 0.43205984695508365], [2.77202245638638, 0.3176322373891426], [2.6796324250093164, 0.19978014839865726], [2.590279951935044, 0.0809754482868903], [2.5027798043183704, -0.03782395301262376], [2.415314469319984, -0.15536006449135953], [2.329181162962745, -0.27255416204607763], [2.2417051939986905, -0.3875382003971651], [2.153049259971365, -0.5003419293814619], [2.062772346489744, -0.6105303669430707], [1.969754662411771, -0.7171928558017903], [1.8747274865126333, -0.8206275099791205], [1.7773761502288081, -0.9202724219035752], [1.6775977818026269, -1.0157794915381713], [1.5757627448553113, -1.1071140098272105], [1.4722175363921193, -1.1941979007760644], [1.3673901292193429, -1.277106265318543], [1.2610428521399923, -1.3552640244461258], [1.1557258654084408, -1.4276023209190478], [1.054909986598325, -1.4945479544656677], [0.9532445265878686, -1.5554365733180937], [0.8519774734783174, -1.612337036574391], [0.7502806557045366, -1.6630371996667037], [0.6489725255731424, -1.7089461117228901], [0.5483933878543729, -1.7504950782495912], [0.4485504143266138, -1.7872574906322123], [0.3493977878760264, -1.8185518575413542], [0.25170056039732247, -1.846598793412503], [0.15495595408098062, -1.8688670362474613], [0.05977858024042204, -1.8874734420915467], [-0.03379034891812882, -1.902179549423358], [-0.12554410685130568, -1.9134780057923375], [-0.21567494141683247, -1.919819125587332], [-0.3038032194195665, -1.9227785850300054], [-0.3898390070130148, -1.923107972107906], [-0.4737534233853798, -1.9200334586292933], [-0.5554912702708656, -1.9136560371861369], [-0.634941311137311, -1.90501911269567], [-0.7121079006191954, -1.892597296154069], [-0.78693704043589, -1.878674150856032], [-0.8593381185887787, -1.8615126061968943], [-0.9293642810734737, -1.8425231347799251], [-0.9969057853320216, -1.8213987113856325], [-1.0619261736033179, -1.7978941393220547], [-1.124566170629342, -1.7733206505909336], [-1.1845823916695841, -1.746407835606044], [-1.2421921442312325, -1.7184440181775158], [-1.2972423335047485, -1.6887837098372305], [-1.3497889986703338, -1.6579150998701864], [-1.3999983285844313, -1.626458232187475], [-1.4476236301359977, -1.5937286279946736], [-1.4930383892174492, -1.56086785850524], [-1.5362673414909327, -1.527930986440469], [-1.5772852230049599, -1.494796767090516], [-1.6163095126998817, -1.461983664552134], [-1.6528678920527817, -1.4283674731287916], [-1.6875085642689873, -1.395113499458597], [-1.720594603723606, -1.3627128765121403], [-1.7513646970448145, -1.3298818673961283], [-1.7803478357014595, -1.2973751064069996], [-1.8076544908248517, -1.2654114604950402], [-1.8335212352696004, -1.2341802906367605], [-1.8581360838406058, -1.203901197795869], [-1.8811221310032968, -1.1740052137310175], [-1.9028590867172304, -1.144874016122236], [-1.92347657422003, -1.1166005806961103], [-1.9430044473786536, -1.0890654124547385], [-1.961217827316343, -1.0619628402538488], [-1.9783595272422423, -1.0354847887861338], [-1.9944443763996111, -1.0095979442200704], [-2.0094489792260304, -0.9842398124620892], [-2.02351002933565, -0.9594675455997022], [-2.0367161768335245, -0.9353363816509273], [-2.049009401877876, -0.9118445345344444], [-2.0605868205379703, -0.8889738297865445], [-2.07167017318681, -0.8668630571785669], [-2.082178456811549, -0.8454334005557336], [-2.09190894207643, -0.8245203041895798], [-2.101004119567075, -0.8041643934909775], [-2.1096907360330914, -0.7844213817947662], [-2.1181116245283396, -0.7653229222742021], [-2.1261026862551824, -0.7467685220940358], [-2.1335356235973744, -0.7286683716064284], [-2.1405145382340582, -0.7110307573788972], [-2.1471069975246575, -0.693887686444596], [-2.153357706728666, -0.6772482650132219], [-2.1592535086372813, -0.6610710072519066], [-2.164671046066966, -0.6452989533260531], [-2.1696803860834306, -0.6299443511515085], [-2.1744788197835994, -0.6150588045975022], [-2.1793270254659913, -0.6007054033947997], [-2.183942029440136, -0.5867843178007435], [-2.1877127740488245, -0.5730889668058738], [-2.191230949855309, -0.5597594866474617], [-2.194554362322129, -0.546804798735694], [-2.1976488180952405, -0.5342098103091245], [-2.200682152305497, -0.5215827706064237], [-2.2033675043197443, -0.5097189282094464], [-2.2059755462073096, -0.497106546633204], [-2.2083710914205215, -0.483986020035026], [-2.2106816306439483, -0.4704304878548391], [-2.213169727080951, -0.45645749795200213], [-2.215643008336699, -0.4420092709866072], [-2.2180733751168273, -0.42708113198279185], [-2.2204047356766448, -0.4116711215438965], [-2.2224148936849133, -0.39571526386361344], [-2.2242479225388876, -0.37920262918161735], [-2.2261545774700044, -0.36215854047897544], [-2.228042738382794, -0.3445617486840662], [-2.2297210925943864, -0.3263680737738268], [-2.2310713246456446, -0.3075690604857173], [-2.2322401312402382, -0.2881771774590335], [-2.2334209823203546, -0.26816244855749494], [-2.2346305967857267, -0.24748936978035818], [-2.2357279413991473, -0.2261573672062609], [-2.2364526107183633, -0.20413373203028207], [-2.23673919526254, -0.1813401239968065], [-2.2369171136347803, -0.15778091835710745], [-2.237132541274943, -0.13339135658036722], [-2.2371308996351646, -0.10816270477991025], [-2.236608221736925, -0.08206314152466221], [-2.2355704065939235, -0.05502517132429363], [-2.2341560521684563, -0.027016996407599858], [-2.23214019241512, 0.0018698195380680849], [-2.2293213120731252, 0.03165489022627188], [-2.2258106831115, 0.06238412802425397], [-2.2215423917456065, 0.09405051133726278], [-2.216416773313588, 0.12667013861726806], [-2.210744909824838, 0.16037675989192784], [-2.204414315239306, 0.19522045634703744], [-2.197152378521093, 0.23114960864771578], [-2.1888309725132196, 0.26812083011768517], [-2.1799217352438522, 0.30643824458118446], [-2.1701492688519584, 0.3459823838117338], [-2.158985873469648, 0.38659415801329555], [-2.146335491673188, 0.42821043284974725], [-2.13235477692207, 0.4709681346932251], [-2.1169232980809687, 0.5148352825262236], [-2.10021707147533, 0.5600090197750186], [-2.0817545543890246, 0.6061675384157617], [-2.0612582333893745, 0.6531324421073612], [-2.038995242763229, 0.7011944490759512], [-2.0149480986010007, 0.7503241826694483], [-1.9887733840106443, 0.8002746384367743], [-1.9602477997167713, 0.8507809554399021], [-1.9292122331138943, 0.9017618439964328], [-1.8955189433308186, 0.9529941265385704], [-1.858908507540956, 1.0041613252522685], [-1.8199341863464797, 1.0558687528723003], [-1.7775541842855773, 1.1067326308605114], [-1.7326259959403265, 1.1578876241732268], [-1.6844575362123537, 1.2082896151770601], [-1.6332890667288595, 1.2582574599622707], [-1.5787718906245571, 1.3071168848187686], [-1.5211853877722874, 1.3552854149308076], [-1.460343438460143, 1.4022443872010304], [-1.396106664655046, 1.4477435807311632], [-1.3282114029298193, 1.490864396482864], [-1.256858627198921, 1.5320301698715018], [-1.1821293648571247, 1.5710118067891494], [-1.1041405183191988, 1.6080452849028934], [-1.0226784843796977, 1.6421675220 | 3D array of the dimensional x and y airfoil coordinates of the airfoils interpolated along span for n_span stations. The origin is placed at the pitch axis.
blade.compute_coord_xy_dim.wetted_area | output | m**2 | 187.8072 | The wetted (painted) surface area of the blade
blade.compute_coord_xy_dim.projected_area | output | m**2 | 189.101 | The projected surface area of the blade
blade.compute_reynolds.Re | output |  | [8897903.045827003, 9243239.543068103, 9897529.063681358, 10821441.78468376, 11931131.144434378, 13130174.309475949, 14290053.25446348, 15284164.005140234, 15952505.109798566, 16367610.967442729, 16681771.29858152, 17044252.609293982, 17426012.3300841, 17740202.818218555, 17996349.997613046, 18207600.718696795, 18387222.652353756, 18535342.686316993, 18637317.840001818, 18674539.90176516, 18628142.26654501, 18510808.075482965, 18327172.901435446, 18053253.45552939, 17661744.652017284, 17124484.923623886, 16443984.86735665, 15620727.137272112, 14661743.233722843, 3979953.2564819474]
blade.fatigue.sparU_sigma_ult | output | Pa | 1
blade.fatigue.sparU_wohlerA | output | Pa | 1
blade.fatigue.sparU_wohlerexp | output |  | 1
blade.fatigue.sparL_sigma_ult | output | Pa | 1
blade.fatigue.sparL_wohlerA | output | Pa | 1
blade.fatigue.sparL_wohlerexp | output |  | 1
blade.fatigue.teU_sigma_ult | output | Pa | 1
blade.fatigue.teU_wohlerA | output | Pa | 1
blade.fatigue.teU_wohlerexp | output |  | 1
blade.fatigue.teL_sigma_ult | output | Pa | 1
blade.fatigue.teL_wohlerA | output | Pa | 1
blade.fatigue.teL_wohlerexp | output |  | 1
blade.high_level_blade_props.rotor_diameter | output | m | 241.3506 | Scalar of the rotor diameter, defined as 2 x (Rhub + blade length along z) * cos(precone).
blade.high_level_blade_props.r_blade | output | m | [3.97, 8.004482758623, 12.038965517246, 16.073448275868998, 20.107931034492, 24.142413793114997, 28.176896551737997, 32.211379310361, 36.245862068984, 40.280344827606996, 44.314827586229995, 48.349310344852995, 52.38379310347599, 56.418275862098994, 60.452758620721994, 64.48724137934501, 68.521724137968, 72.556206896591, 76.59068965521399, 80.62517241383698, 84.65965517246, 88.69413793108299, 92.72862068970598, 96.76310344832899, 100.79758620695198, 104.83206896557498, 108.86655172419799, 112.90103448282098, 116.93551724144399, 120.97000000006697] | 1D array of the dimensional spanwise grid defined along the rotor (hub radius to blade tip projected on the plane)
blade.high_level_blade_props.Rtip | output | m | 120.97 | Distance between rotor center and blade tip along z axis of the blade root c.s.
blade.high_level_blade_props.blade_ref_axis | output | m | [[0.0, 0.0, 0.0], [0.034295923985786604, 0.0, 4.034482758623], [0.08329262571797669, 0.0, 8.068965517246], [0.1392555188551465, 0.0, 12.103448275868999], [0.19190331656176873, 0.0, 16.137931034492002], [0.232028257864551, 0.0, 20.172413793115], [0.24918042933165166, 0.0, 24.206896551737998], [0.2496141741724728, 0.0, 28.241379310361], [0.24625256887234165, 0.0, 32.275862068984004], [0.2404720106240574, 0.0, 36.310344827607], [0.23297926741790076, 0.0, 40.34482758623], [0.2179571400171469, 0.0, 44.379310344852996], [0.17712118065470675, 0.0, 48.41379310347599], [0.10030156784192272, 0.0, 52.448275862098996], [1.126605912840715e-05, 0.0, 56.482758620721995], [-0.11231262929473985, 0.0, 60.517241379345], [-0.24379916019447512, 0.0, 64.551724137968], [-0.4153387722179258, 0.0, 68.586206896591], [-0.6207684349190539, 0.0, 72.620689655214], [-0.8462432424369124, 0.0, 76.65517241383698], [-1.0798464372334413, 0.0, 80.68965517246001], [-1.3290155919297535, 0.0, 84.72413793108299], [-1.6021369821922977, 0.0, 88.75862068970598], [-1.8948995248383433, 0.0, 92.79310344832899], [-2.201796716438755, 0.0, 96.82758620695198], [-2.5227281124194536, 0.0, 100.86206896557498], [-2.8639215886652067, 0.0, 104.89655172419799], [-3.2248356445430946, 0.0, 108.93103448282098], [-3.6046563533868463, 0.0, 112.96551724144399], [-3.9999999999999996, 0.0, 117.00000000006698]] | 2D array of the coordinates (x,y,z) of the blade reference axis scaled based on rotor diameter, defined along blade span. The coordinate system is the one of BeamDyn: it is placed at blade root with x pointing the suction side of the blade, y pointing the trailing edge and z along the blade span. A standard configuration will have negative x values (prebend), if swept positive y values, and positive z values.
blade.high_level_blade_props.prebend | output | m | [0.0, 0.034295923985786604, 0.08329262571797669, 0.1392555188551465, 0.19190331656176873, 0.232028257864551, 0.24918042933165166, 0.2496141741724728, 0.24625256887234165, 0.2404720106240574, 0.23297926741790076, 0.2179571400171469, 0.17712118065470675, 0.10030156784192272, 1.126605912840715e-05, -0.11231262929473985, -0.24379916019447512, -0.4153387722179258, -0.6207684349190539, -0.8462432424369124, -1.0798464372334413, -1.3290155919297535, -1.6021369821922977, -1.8948995248383433, -2.201796716438755, -2.5227281124194536, -2.8639215886652067, -3.2248356445430946, -3.6046563533868463, -3.9999999999999996] | Blade prebend at each section
blade.high_level_blade_props.prebendTip | output | m | -4 | Blade prebend at tip
blade.high_level_blade_props.presweep | output | m | [0.0, 0.0, 0.0, 0.0, 0.0, 0.0, 0.0, 0.0, 0.0, 0.0, 0.0, 0.0, 0.0, 0.0, 0.0, 0.0, 0.0, 0.0, 0.0, 0.0, 0.0, 0.0, 0.0, 0.0, 0.0, 0.0, 0.0, 0.0, 0.0, 0.0] | Blade presweep at each section
blade.high_level_blade_props.presweepTip | output | m | 0 | Blade presweep at tip
blade.high_level_blade_props.blade_length | output | m | 117.1489 | Scalar of the 3D blade length computed along its axis, scaled based on the user defined rotor diameter.
blade.high_level_blade_props.blade_solidity | output |  | 0.010393 | Blade solidity
blade.high_level_blade_props.rotor_solidity | output |  | 0.03118 | Rotor solidity
blade.interp_airfoils.rthick_interp | output |  | [1.0, 0.9840297092621071, 0.8649857209486732, 0.6864842867182435, 0.5327349818434093, 0.45524785455371464, 0.39841264843118784, 0.3624560084288326, 0.34604070533162656, 0.3353338630392611, 0.32535434590508927, 0.3164065147174628, 0.307838539433933, 0.29833325571513225, 0.28751083205284395, 0.27635536228391355, 0.26575719804127773, 0.25541738866754155, 0.24563055785583482, 0.23639140917657717, 0.22612233053700542, 0.21693211259238354, 0.21160416900133958, 0.211, 0.211, 0.211, 0.211, 0.211, 0.211, 0.211] | 1D array of the relative thicknesses of the blade defined along span.
blade.interp_airfoils.ac_interp | output |  | [0.5, 0.4949692874050404, 0.45186816118459044, 0.3874306866696247, 0.329548433759726, 0.2947593594786021, 0.2650200547542455, 0.2501731986757387, 0.25, 0.25, 0.25, 0.25, 0.25, 0.25, 0.25, 0.25, 0.25, 0.25, 0.25, 0.25, 0.25, 0.25, 0.25, 0.25, 0.25, 0.25, 0.25, 0.25, 0.25, 0.25] | 1D array of the aerodynamic center of the blade defined along span.
blade.interp_airfoils.cl_interp | output |  | [[[0.0001, 0.0001, 0.0001], [9.999999999998899e-05, 9.999999999998899e-05, 9.999999999998899e-05], [9.999999999998899e-05, 9.999999999998899e-05, 9.999999999998899e-05], [9.999999999998899e-05, 9.999999999998899e-05, 9.999999999998899e-05], [9.999999999998899e-05, 9.999999999998899e-05, 9.999999999998899e-05], [9.999999999998899e-05, 9.999999999998899e-05, 9.999999999998899e-05], [9.999999999998899e-05, 9.999999999998899e-05, 9.999999999998899e-05], [9.999999999998899e-05, 9.999999999998899e-05, 9.999999999998899e-05], [9.999999999998899e-05, 9.999999999998899e-05, 9.999999999998899e-05], [9.999999999998899e-05, 9.999999999998899e-05, 9.999999999998899e-05], [9.999999999998899e-05, 9.999999999998899e-05, 9.999999999998899e-05], [9.999999999998899e-05, 9.999999999998899e-05, 9.999999999998899e-05], [9.999999999998899e-05, 9.999999999998899e-05, 9.999999999998899e-05], [9.999999999998899e-05, 9.999999999998899e-05, 9.999999999998899e-05], [9.999999999998899e-05, 9.999999999998899e-05, 9.999999999998899e-05], [9.999999999998899e-05, 9.999999999998899e-05, 9.999999999998899e-05], [9.999999999998899e-05, 9.999999999998899e-05, 9.999999999998899e-05], [9.999999999998899e-05, 9.999999999998899e-05, 9.999999999998899e-05], [9.999999999998899e-05, 9.999999999998899e-05, 9.999999999998899e-05], [9.999999999998899e-05, 9.999999999998899e-05, 9.999999999998899e-05], [9.999999999998899e-05, 9.999999999998899e-05, 9.999999999998899e-05], [0.00010000000000001674, 0.00010000000000001674, 0.00010000000000001674], [9.999999999998899e-05, 9.999999999998899e-05, 9.999999999998899e-05], [9.999999999998899e-05, 9.999999999998899e-05, 9.999999999998899e-05], [9.999999999998899e-05, 9.999999999998899e-05, 9.999999999998899e-05], [9.999999999998899e-05, 9.999999999998899e-05, 9.999999999998899e-05], [9.999999999998899e-05, 9.999999999998899e-05, 9.999999999998899e-05], [9.999999999998899e-05, 9.999999999998899e-05, 9.999999999998899e-05], [0.00010000000000000286, 0.00010000000000000286, 0.00010000000000000286], [0.00010000000000000286, 0.00010000000000000286, 0.00010000000000000286], [0.0001, 0.0001, 0.0001], [0.00010000000000000286, 0.00010000000000000286, 0.00010000000000000286], [0.00010000000000000286, 0.00010000000000000286, 0.00010000000000000286], [9.999999999998899e-05, 9.999999999998899e-05, 9.999999999998899e-05], [9.999999999998899e-05, 9.999999999998899e-05, 9.999999999998899e-05], [9.999999999998899e-05, 9.999999999998899e-05, 9.999999999998899e-05], [9.999999999998899e-05, 9.999999999998899e-05, 9.999999999998899e-05], [9.999999999998899e-05, 9.999999999998899e-05, 9.999999999998899e-05], [9.999999999998899e-05, 9.999999999998899e-05, 9.999999999998899e-05], [0.00010000000000001674, 0.00010000000000001674, 0.00010000000000001674], [9.999999999998899e-05, 9.999999999998899e-05, 9.999999999998899e-05], [9.999999999998899e-05, 9.999999999998899e-05, 9.999999999998899e-05], [9.999999999998899e-05, 9.999999999998899e-05, 9.999999999998899e-05], [9.999999999998899e-05, 9.999999999998899e-05, 9.999999999998899e-05], [9.999999999998899e-05, 9.999999999998899e-05, 9.999999999998899e-05], [9.999999999998899e-05, 9.999999999998899e-05, 9.999999999998899e-05], [9.999999999998899e-05, 9.999999999998899e-05, 9.999999999998899e-05], [9.999999999998899e-05, 9.999999999998899e-05, 9.999999999998899e-05], [9.999999999998899e-05, 9.999999999998899e-05, 9.999999999998899e-05], [9.999999999998899e-05, 9.999999999998899e-05, 9.999999999998899e-05], [9.999999999998899e-05, 9.999999999998899e-05, 9.999999999998899e-05], [9.999999999998899e-05, 9.999999999998899e-05, 9.999999999998899e-05], [9.999999999998899e-05, 9.999999999998899e-05, 9.999999999998899e-05], [9.999999999998899e-05, 9.999999999998899e-05, 9.999999999998899e-05], [9.999999999998899e-05, 9.999999999998899e-05, 9.999999999998899e-05], [9.999999999998899e-05, 9.999999999998899e-05, 9.999999999998899e-05], [9.999999999998899e-05, 9.999999999998899e-05, 9.999999999998899e-05], [9.999999999998899e-05, 9.999999999998899e-05, 9.999999999998899e-05], [9.999999999998899e-05, 9.999999999998899e-05, 9.999999999998899e-05], [9.999999999998899e-05, 9.999999999998899e-05, 9.999999999998899e-05], [9.999999999998899e-05, 9.999999999998899e-05, 9.999999999998899e-05], [9.999999999998899e-05, 9.999999999998899e-05, 9.999999999998899e-05], [9.999999999998899e-05, 9.999999999998899e-05, 9.999999999998899e-05], [9.999999999998899e-05, 9.999999999998899e-05, 9.999999999998899e-05], [9.999999999998899e-05, 9.999999999998899e-05, 9.999999999998899e-05], [9.999999999998899e-05, 9.999999999998899e-05, 9.999999999998899e-05], [9.999999999998899e-05, 9.999999999998899e-05, 9.999999999998899e-05], [9.999999999998899e-05, 9.999999999998899e-05, 9.999999999998899e-05], [9.999999999998899e-05, 9.999999999998899e-05, 9.999999999998899e-05], [0.00010000000000010001, 0.00010000000000010001, 0.00010000000000010001], [9.999999999998899e-05, 9.999999999998899e-05, 9.999999999998899e-05], [9.999999999987796e-05, 9.999999999987796e-05, 9.999999999987796e-05], [9.999999999998899e-05, 9.999999999998899e-05, 9.999999999998899e-05], [9.999999999998899e-05, 9.999999999998899e-05, 9.999999999998899e-05], [9.999999999998899e-05, 9.999999999998899e-05, 9.999999999998899e-05], [9.999999999998899e-05, 9.999999999998899e-05, 9.999999999998899e-05], [9.999999999998899e-05, 9.999999999998899e-05, 9.999999999998899e-05], [9.999999999998899e-05, 9.999999999998899e-05, 9.999999999998899e-05], [9.999999999998899e-05, 9.999999999998899e-05, 9.999999999998899e-05], [9.999999999998899e-05, 9.999999999998899e-05, 9.999999999998899e-05], [9.999999999998899e-05, 9.999999999998899e-05, 9.999999999998899e-05], [9.999999999998899e-05, 9.999999999998899e-05, 9.999999999998899e-05], [9.999999999998899e-05, 9.999999999998899e-05, 9.999999999998899e-05], [9.999999999998899e-05, 9.999999999998899e-05, 9.999999999998899e-05], [9.999999999993348e-05, 9.999999999993348e-05, 9.999999999993348e-05], [9.999999999998899e-05, 9.999999999998899e-05, 9.999999999998899e-05], [9.999999999998899e-05, 9.999999999998899e-05, 9.999999999998899e-05], [9.999999999998899e-05, 9.999999999998899e-05, 9.999999999998899e-05], [9.999999999998899e-05, 9.999999999998899e-05, 9.999999999998899e-05], [9.999999999998899e-05, 9.999999999998899e-05, 9.999999999998899e-05], [9.999999999998899e-05, 9.999999999998899e-05, 9.999999999998899e-05], [9.999999999998899e-05, 9.999999999998899e-05, 9.999999999998899e-05], [0.00010000000000000286, 0.00010000000000000286, 0.00010000000000000286], [0.00010000000000000286, 0.00010000000000000286, 0.00010000000000000286], [9.99999999999994e-05, 9.99999999999994e-05, 9.99999999999994e-05], [0.00010000000000000286, 0.00010000000000000286, 0.00010000000000000286], [9.999999999998899e-05, 9.999999999998899e-05, 9.999999999998899e-05], [9.999999999998899e-05, 9.999999999998899e-05, 9.999999999998899e-05], [9.999999999998899e-05, 9.999999999998899e-05, 9.999999999998899e-05], [9.999999999998899e-05, 9.999999999998899e-05, 9.999999999998899e-05], [9.999999999998899e-05, 9.999999999998899e-05, 9.999999999998899e-05], [9.999999999998899e-05, 9.999999999998899e-05, 9.999999999998899e-05], [9.999999999998899e-05, 9.999999999998899e-05, 9.999999999998899e-05], [9.999999999998899e-05, 9.999999999998899e-05, 9.999999999998899e-05], [9.999999999998899e-05, 9.999999999998899e-05, 9.999999999998899e-05], [9.999999999998899e-05, 9.999999999998899e-05, 9.999999999998899e-05], [9.999999999998899e-05, 9.999999999998899e-05, 9.999999999998899e-05], [9.999999999998899e-05, 9.999999999998899e-05, 9.999999999998899e-05], [9.999999999998899e-05, 9.999999999998899e-05, 9.999999999998899e-05], [9.999999999998899e-05, 9.999999999998899e-05, 9.999999999998899e-05], [9.999999999998899e-05, 9.999999999998899e-05, 9.999999999998899e-05], [9.999999999998899e-05, 9.999999999998899e-05, 9.999999999998899e-05], [9.999999999998899e-05, 9.999999999998899e-05, 9.999999999998899e-05], [9.999999999998899e-05, 9.999999999998899e-05, 9.999999999998899e-05], [9.999999999998899e-05, 9.999999999998899e-05, 9.999999999998899e-05], [9.999999999998899e-05, 9.999999999998899e-05, 9.999999999998899e-05], [9.999999999998899e-05, 9.999999999998899e-05, 9.999999999998899e-05], [9.999999999998899e-05, 9.999999999998899e-05, 9.999999999998899e-05], [9.999999999998899e-05, 9.999999999998899e-05, 9.999999999998899e-05], [9.999999999998899e-05, 9.999999999998899e-05, 9.999999999998899e-05], [9.999999999998899e-05, 9.999999999998899e-05, 9.999999999998899e-05], [9.999999999998899e-05, 9.999999999998899e-05, 9.999999999998899e-05], [9.999999999998899e-05, 9.999999999998899e-05, 9.999999999998899e-05], [9.999999999987796e-05, 9.999999999987796e-05, 9.999999999987796e-05], [9.999999999976694e-05, 9.999999999976694e-05, 9.999999999976694e-05], [9.999999999998899e-05, 9.999999999998899e-05, 9.999999999998899e-05], [9.999999999998899e-05, 9.999999999998899e-05, 9.999999999998899e-05], [9.999999999998899e-05, 9.999999999998899e-05, 9.999999999998899e-05], [9.999999999998899e-05, 9.999999999998899e-05, 9.999999999998899e-05], [9.999999999998899e-05, 9.999999999998899e-05, 9.999999999998899e-05], [9.999999999976694e-05, 9.999999999976694e-05, 9.999999999976694e-05], [9.999999999998899e-05, 9.999999999998899e-05, 9.999999999998899e-05], [9.999999999998899e-05, 9.999999999998899e-05, 9.999999999998899e-05], [9.999999999998899e-05, 9.999999999998899e-05, 9.999999999998899e-05], [9.999999999998899e-05, 9.999999999998899e-05, 9.999999999998899e-05], [9.999999999998899e-05, 9.999999999998899e-05, 9.999999999998899e-05], [9.999999999998899e-05, 9.999999999998899e-05, 9.999999999998899e-05], [9.999999999998899e-05, 9.999999999998899e-05, 9.999999999998899e-05], [9.999999999998899e-05, 9.999999999998899e-05, 9.999999999998899e-05], [9.999999999998899e-05, 9.999999999998899e-05, 9.999999999998899e-05], [9.999999999998899e-05, 9.999999999998899e-05, 9.999999999998899e-05], [9.999999999998899e-05, 9.999999999998899e-05, 9.999999999998899e-05], [9.999999999998899e-05, 9.999999999998899e-05, 9.999999999998899e-05], [9.999999999998899e-05, 9.999999999998899e-05, 9.999999999998899e-05], [9.999999999998899e-05, 9.999999999998899e-05, 9.999999999998899e-05], [9.999999999998899e-05, 9.999999999998899e-05, 9.999999999998899e-05], [9.999999999998899e-05, 9.999999999998899e-05, 9.999999999998899e-05], [9.999999999976694e-05, 9.999999999976694e-05, 9.999999999976694e-05], [9.999999999976694e-05, 9.999999999976694e-05, 9.999999999976694e-05], [9.999999999998899e-05, 9.999999999998899e-05, 9.999999999998899e-05], [9.999999999998899e-05, 9.999999999998899e-05, 9.999999999998899e-05], [9.999999999998899e-05, 9.999999999998899e-05, 9.999999999998899e-05], [9.999999999998899e-05, 9.999999999998899e-05, 9.999999999998899e-05], [9.999999999998899e-05, 9.999999999998899e-05, 9.999999999998899e-05], [9.999999999998899e-05, 9.999999999998899e-05, 9.999999999998899e-05], [9.999999999998899e-05, 9.999999999998899e-05, 9.999999999998899e-05], [9.999999999998899e-05, 9.999999999998899e-05, 9.999999999998899e-05], [9.999999999998899e-05, 9.999999999998899e-05, 9.999999999998899e-05], [9.999999999998899e-05, 9.999999999998899e-05, 9.999999999998899e-05], [9.999999999998899e-05, 9.999999999998899e-05, 9.999999999998899e-05], [9.999999999998899e-05, 9.999999999998899e-05, 9.999999999998899e-05], [9.999999999998899e-05, 9.999999999998899e-05, 9.999999999998899e-05], [9.999999999998899e-05, 9.999999999998899e-05, 9.999999999998899e-05], [9.999999999998899e-05, 9.999999999998899e-05, 9.999999999998899e-05], [9.999999999998899e-05, 9.999999999998899e-05, 9.999999999998899e-05], [9.999999999998899e-05, 9.999999999998899e-05, 9.999999999998899e-05], [9.999999999998899e-05, 9.999999999998899e-05, 9.999999999998899e-05], [9.999999999998899e-05, 9.999999999998899e-05, 9.999999999998899e-05], [0.00010000000000000286, 0.00010000000000000286, 0.00010000000000000286], [9.999999999999999e-05, 9.999999999999999e-05, 9.999999999999999e-05], [0.00010000000000000286, 0.00010000000000000286, 0.00010000000000000286], [9.999999999998899e-05, 9.999999999998899e-05, 9.999999999998899e-05], [9.999999999998899e-05, 9.999999999998899e-05, 9.999999999998899e-05], [9.999999999998899e-05, 9.999999999998899e-05, 9.999999999998899e-05], [9.999999999998899e-05, 9.999999999998899e-05, 9.999999999998899e-05], [9.999999999998899e-05, 9.999999999998899e-05, 9.999999999998899e-05], [9.999999999998899e-05, 9.999999999998899e-05, 9.999999999998899e-05], [9.999999999998899e-05, 9.999999999998899e-05, 9.999999999998899e-05], [9.999999999998899e-05, 9.999999999998899e-05, 9.999999999998899e-05], [9.999999999998899e-05, 9.999999999998899e-05, 9.999999999998899e-05], [9.999999999998899e-05, 9.999999999998899e-05, 9.999999999998899e-05], [9.999999999998899e-05, 9.999999999998899e-05, 9.999999999998899e-05], [9.999999999998899e-05, 9.999999999998899e-05, 9.999999999998899e-05], [9.999999999998899e-05, 9.999999999998899e-05, 9.999999999998899e-05], [9.999999999998899e-05, 9.999999999998899e-05, 9.999999999998899e-05], [9.999999999998899e-05, 9.999999999998899e-05, 9.999999999998899e-05], [9.999999999998899e-05, 9.999999999998899e-05, 9.999999999998899e-05], [9.999999999998899e-05, 9.999999999998899e-05, 9.999999999998899e-05], [9.999999999998899e-05, 9.999999999998899e-05, 9.999999999998899e-05], [9.999999999998899e-05, 9.999999999998899e-05, 9.999999999998899e-05], [9.999999999998899e-05, 9.999999999998899e-05, 9.999999999998899e-05], [9.999999999998899e-05, 9.999999999998899e-05, 9.999999999998899e-05], [9.999999999998899e-05, 9.999999999998899e-05, 9.999999999998899e-05], [9.999999999998899e-05, 9.999999999998899e-05, 9.999999999998899e-05], [9.999999999998899e-05, 9.999999999998899e-05, 9.999999999998899e-05], [9.999999999998899e-05, 9.999999999998899e-05, 9.999999999998899e-05], [9.999999999998899e-05, 9.999999999998899e-05, 9.999999999998899e-05], [9.999999999998899e-05, 9.999999999998899e-05, 9.999999999998899e-05], [9.999999999998899e-05, 9.999999999998899e-05, 9.999999999998899e-05], [0.0001, 0.0001, 0.0001]], [[9.43686830310173e-05, 9.43686830310173e-05, 9.43686830310173e-05], [0.010764676572212542, 0.010764676572212542, 0.010764676572212542], [0.021433814041820265, 0.021433814041820265, 0.021433814041820265], [0.03210173951353826, 0.03210173951353826, 0.03210173951353826], [0.04411510607395258, 0.04411510607395258, 0.04411510607395258], [0.05869586207270039, 0.05869586207270039, 0.05869586207270039], [0.06948570970771595, 0.06948570970771595, 0.06948570970771595], [0.07050617982003982, 0.07050617982003982, 0.07050617982003982], [0.06766854378006354, 0.06766854378006354, 0.06766854378006354], [0.0632621543504322, 0.0632621543504322, 0.0632621543504322], [0.05660007687102736, 0.05660007687102736, 0.05660007687102736], [0.047707844217329064, 0.047707844217329064, 0.047707844217329064], [0.04450030269502896, 0.04450030269502896, 0.04450030269502896], [0.039098282125013595, 0.039098282125013595, 0.039098282125013595], [0.03628172220340414, 0.03628172220340414, 0.03628172220340414], [0.034110963373461756, 0.034110963373461756, 0.034110963373461756], [0.03205886617837077, 0.03205886617837077, 0.03205886617837077], [0.029859764772323716, 0.029859764772323716, 0.029859764772323716], [0.027662550772632, 0.027662550772632, 0.027662550772632], [0.025501919345221946, 0.025501919345221946, 0.025501919345221946], [0.023299676657076652, 0.023299676657076652, 0.023299676657076652], [0.021005029988255156, 0.021005029988255156, 0.021005029988255156], [0.018664719649317242, 0.018664719649317242, 0.018664719649317242], [0.016328906057174068, 0.016328906057174068, 0.016328906057174068], [0.013987850205017426, 0.013987850205017426, 0.013987850205017426], [0.011562075629472743, 0.011562075629472743, 0.011562075629472743], [0.009157615840651962, 0.009157615840651962, 0.009157615840651962], [0.006883861935276248, 0.006883861935276248, 0.006883861935276248], [0.004705047088162889, 0.004705047088162889, 0.004705047088162889], [0.002474192134093347, 0.002474192134093347, 0.002474192134093347], [9.391167709895526e-05, 9.391167709895526e-05, 9.391167709895526e-05], [-0.00228614953971478, -0.00228614953971478, -0.00228614953971478], [-0.004516500478478053, -0.004516500478478053, -0.004516500478478053], [-0.006694854015144965, -0.006694854015144965, -0.006694854015144965], [-0.008968635578049129, -0.008968635578049129, -0.008968635578049129], [-0.011373715497459394, -0.011373715497459394, -0.011373715497459394], [-0.013799574942908588, -0.013799574942908588, -0.013799574942908588], [-0.016138884594952163, -0.016138884594952163, -0.016138884594952163], [-0.01846997612650713, -0.01846997612650713, -0.01846997612650713], [-0.02080514076924663, -0.02080514076924663, -0.02080514076924663], [-0.023097485392139773, -0.023097485392139773, -0.023097485392139773], [-0.025302247491742674, -0.025302247491742674, -0.025302247491742674], [-0.02746797666933551, -0.02746797666933551, -0.02746797666933551], [-0.029669790835861423, -0.029669790835861423, -0.029669790835861423], [-0.031870634089358, -0.031870634089358, -0.031870634089358], [-0.03392271028026405, -0.03392271028026405, -0.03392271028026405], [-0.03609283822923603, -0.03609283822923603, -0.03609283822923603], [-0.038790413894656726, -0.038790413894656726, -0.038790413894656726], [-0.04305150267887777, -0.04305150267887777, -0.04305150267887777], [-0.046764092661440715, -0.046764092661440715, -0.046764092661440715], [-0.04526491052152655, -0.04526491052152655, -0.04526491052152655], [-0.044359590948243724, -0.044359590948243724, -0.044359590948243724], [-0.0438589737832304, -0.0438589737832304, -0.0438589737832304], [-0.04397743808736917, -0.04397743808736917, -0.04397743808736917], [-0.04479663241831692, -0.04479663241831692, -0.04479663241831692], [-0.04599201947968701, -0.04599201947968701, -0.04599201947968701], [-0.04744341789865089, -0.04744341789865089, -0.04744341789865089], [-0.04905030413493369, -0.04905030413493369, -0.04905030413493369], [-0.05071150382610279, -0.05071150382610279, -0.05071150382610279], [-0.052324796807130425, -0.052324796807130425, -0.052324796807130425], [-0.05378778171336031, -0.05378778171336031, -0.05378778171336031], [-0.05515181100791411, -0.05515181100791411, -0.05515181100791411], [-0.056488613596221676, -0.056488613596221676, -0.056488613596221676], [-0.057775494595749405, -0.057775494595749405, -0.057775494595749405], [-0.05895030048028621, -0.05895030048028621, -0.05895030048028621], [-0.0600666928376441, -0.0600666928376441, -0.0600666928376441], [-0.0611155790661323, -0.0611155790661323, -0.0611155790661323], [-0.06138763560823961, -0.06138763560823961, -0.06138763560823961], [-0.059003058196631916, -0.059003058196631916, -0.059003058196631916], [-0.06008062741825711, -0.06008062741825711, -0.06008062741825711], [-0.0585014943403946, -0.0585014943403946, -0.0585014943403946], [-0.05848971624477191, -0.05848971624477191, -0.05848971624477191], [-0.058780552233663776, -0.058780552233663776, -0.058780552233663776], [-0.05674350443077161, -0.05674350443077161, -0.05674350443077161], [-0.05639248501836253, -0.05639248501836253, -0.05639248501836253], [-0.05548401935301832, -0.05548401935301832, -0.05548401935301832], [-0.053420957355162196, -0.053420957355162196, -0.053420957355162196], [-0.05160289932568182, -0.05160289932568182, -0.05160289932568182], [-0.05054000669102282, -0.05054000669102282, -0.05054000669102282], [-0.04754577491004289, -0.04754577491004289, -0.04754577491004289], [-0.0456762794142726, -0.0456762794142726, -0.0456762794142726], [-0.042640211658977564, -0.042640211658977564, -0.042640211658977564], [-0.04139681788544629, -0.04139681788544629, -0.04139681788544629], [-0.04062879419157951, -0.04062879419157951, -0.04062879419157951], [-0.03650459745024639, -0.03650459745024639, -0.03650459745024639], [-0.0326916333253274, -0.0326916333253274, -0.0326916333253274], [-0.027981660988625385, -0.027981660988625385, -0.027981660988625385], [-0.022866938447157918, -0.022866938447157918, -0.022866938447157918], [-0.0181435454661686, -0.0181435454661686, -0.0181435454661686], [-0.013489312547600432, -0.013489312547600432, -0.013489312547600432], [-0.009068160155611652, -0.009068160155611652, -0.009068160155611652], [-0.004145091174566833, -0.004145091174566833, -0.004145091174566833], [-8.055387945459652e-05, -8.055387945459652e-05, -8.055387945459652e-05], [5.2526338285642776e-05, 5.2526338285642776e-05, 5.2526338285642776e-05], [0.002800152490761723, 0.002800152490761723, 0.002800152490761723], [0.009372409710531729, 0.009372409710531729, 0.009372409710531729], [0.011983235979543316, 0.011983235979543316, 0.011983235979543316], [0.014282807787121661, 0.014282807787121661, 0.014282807787121661], [0.016406547891484123, 0.016406547891484123, 0.016406547891484123], [0.018385460701156826, 0.018385460701156826, 0.018385460701156826], [0.020871279983380665, 0.020871279983380665, 0.020871279983380665], [0.02370034497848942, 0.02370034497848942, 0.02370034497848942], [0.026683263800842662, 0.026683263800842662, 0.026683263800842662], [0.02954566691367076, 0.02954566691367076, 0.02954566691367076], [0.032494278717969075, 0.032494278717969075, 0.032494278717969075], [0.035421008479682166, 0.035421008479682166, 0.035421008479682166], [0.03839442032965697, 0.03839442032965697, 0.03839442032965697], [0.041324429700371666, 0.041324429700371666, 0.041324429700371666], [0.0443293389346015, 0.0443293389346015, 0.0443293389346015], [0.047288444098696786, 0.047288444098696786, 0.047288444098696786], [0.05023980742169122, 0.05023980742169122, 0.05023980742169122], [0.05329434140114392, 0.05329434140114392, 0.05329434140114392], [0.05636203731326573, 0.05636203731326573, 0.05636203731326573], [0.05929159717242036, 0.05929159717242036, 0.05929159717242036], [0.0624461290373124, 0.0624461290373124, 0.0624461290373124], [0.06529725363793872, 0.06529725363793872, 0.06529725363793872], [0.06715624269883469, 0.06715624269883469, 0.06715624269883469], [0.0694269000894547, 0.0694269000894547, 0.0694269000894547], [0.07064742054428731, 0.07064742054428731, 0.07064742054428731], [0.07148793379626714, 0.07148793379626714, 0.07148793379626714], [0.07358723937239764, 0.07358723937239764, 0.07358723937239764], [0.077153165584044, 0.077153165584044, 0.077153165584044], [0.08160510700734568, 0.08160510700734568, 0.08160510700734568], [0.08444578010765921, 0.08444578010765921, 0.08444578010765921], [0.08745606454764751, 0.08745606454764751, 0.08745606454764751], [0.08986972216375318, 0.08986972216375318, 0.08986972216375318], [0.09164493298159365, 0.09164493298159365, 0.09164493298159365], [0.09338191455225184, 0.09338191455225184, 0.09338191455225184], [0.09694277787144373, 0.09694277787144373, 0.09694277787144373], [0.09827624667424578, 0.09827624667424578, 0.09827624667424578], [0.09833418140422684, 0.09833418140422684, 0.09833418140422684], [0.09987901205386115, 0.09987901205386115, 0.09987901205386115], [0.10047756334063199, 0.10047756334063199, 0.10047756334063199], [0.09984850869359388, 0.09984850869359388, 0.09984850869359388], [0.0987959401051215, 0.0987959401051215, 0.0987959401051215], [0.09832487237293916, 0.09832487237293916, 0.09832487237293916], [0.09857354322021708, 0.09857354322021708, 0.09857354322021708], [0.0990575948676882, 0.0990575948676882, 0.0990575948676882], [0.09929402073165822, 0.09929402073165822, 0.09929402073165822], [0.09920431379291308, 0.09920431379291308, 0.09920431379291308], [0.0980175040007097, 0.0980175040007097, 0.0980175040007097], [0.09515446519562636, 0.09515446519562636, 0.09515446519562636], [0.09211957686239824, 0.09211957686239824, 0.09211957686239824], [0.08904337466104925, 0.08904337466104925, 0.08904337466104925], [0.08596696090931677, 0.08596696090931677, 0.08596696090931677], [0.08290311819547169, 0.08290311819547169, 0.08290311819547169], [0.07977855548468998, 0.07977855548468998, 0.07977855548468998], [0.07657070701906557, 0.07657070701906557, 0.07657070701906557], [0.07319849054076719, 0.07319849054076719, 0.07319849054076719], [0.07078719080168584, 0.07078719080168584, 0.07078719080168584], [0.06160720374792687, 0.06160720374792687, 0.06160720374792687], [0.05928720235945821, 0.05928720235945821, 0.05928720235945821], [0.054886023907717074, 0.054886023907717074, 0.054886023907717074], [0.05167735377592478, 0.05167735377592478, 0.05167735377592478], [0.048777812640907824, 0.048777812640907824, 0.048777812640907824], [0.04574239040021983, 0.04574239040021983, 0.04574239040021983], [0.04265270701901676, 0.04265270701901676, 0.04265270701901676], [0.03954405232630254, 0.03954405232630254, 0.03954405232630254], [0.0364232090010457, 0.0364232090010457, 0.0364232090010457], [0.03325025368662868, 0.03325025368662868, 0.03325025368662868], [0.02997212771227946, 0.02997212771227946, 0.02997212771227946], [0.026627907348928788, 0.026627907348928788, 0.026627907348928788], [0.023290233383507206, 0.023290233383507206, 0.023290233383507206], [0.019946052760773568, 0.019946052760773568, 0.019946052760773568], [0.0164815920829015, 0.0164815920829015, 0.0164815920829015], [0.01304746918287081, 0.01304746918287081, 0.01304746918287081], [0.009748418141499588, 0.009748418141499588, 0.009748418141499588], [0.006144856349764749, 0.006144856349764749, 0.006144856349764749], [0.0027522844148626336, 0.0027522844148626336, 0.0027522844148626336], [9.492719599845767e-05, 9.492719599845767e-05, 9.492719599845767e-05], [-0.0028074607587818944, -0.0028074607587818944, -0.0028074607587818944], [-0.004896272083518977, -0.004896272083518977, -0.004896272083518977], [-0.006730608195766205, -0.006730608195766205, -0.006730608195766205], [-0.008969098347629701, -0.008969098347629701, -0.008969098347629701], [-0.01137424381999732, -0.01137424381999732, -0.01137424381999732], [-0.013800040947231421, -0.013800040947231421, -0.013800040947231421], [-0.016139146352893225, -0.016139146352893225, -0.016139146352893225], [-0.018469767995376453, -0.018469767995376453, -0.018469767995376453], [-0.02080442355486083, -0.02080442355486083, -0.02080442355486083], [-0.023096546961465673, -0.023096546961465673, -0.023096546961465673], [-0.025301560941358926, -0.025301560941358926, -0.025301560941358926], [-0.027467779910245814, -0.027467779910245814, -0.027467779910245814], [-0.029670034434867133, -0.029670034434867133, -0.029670034434867133], [-0.031871033335451174, -0.031871033335451174, -0.031871033335451174], [-0.03392310855075571, -0.03392310855075571, -0.03392310855075571], [-0.03609319905262162, -0.03609319905262162, -0.03609319905262162], [-0.038909530464495426, -0.038909530464495426, -0.038909530464495426], [-0.04431155749610132, -0.04431155749610132, -0.04431155749610132], [-0.04751909836479389, -0.04751909836479389, -0.04751909836479389], [-0.056411339504965685, -0.056411339504965685, -0.056411339504965685], [-0.0630735314172331, -0.0630735314172331, -0.0630735314172331], [-0.06748017249115501, -0.06748017249115501, -0.06748017249115501], [-0.07031697327860703, -0.07031697327860703, -0.07031697327860703], [-0.06929592584874988, -0.06929592584874988, -0.06929592584874988], [-0.05849998202084539, -0.05849998202084539, -0.05849998202084539], [-0.043914276177192735, -0.043914276177192735, -0.043914276177192735], [-0.03189918994724225, -0.03189918994724225, -0.03189918994724225], [-0.02123332747782722, -0.02123332747782722, -0.02123332747782722], [-0.01056880779272272, -0.01056880779272272, -0.01056880779272272], [9.436868303101619e-05, 9.436868303101619e-05, 9.436868303101619e-05]], [[5.6433357849407746e-05, 5.6433357849407746e-05, 5.6433357849407746e-05], [0.07322021217164444, 0.07322021217164444, 0.07322021217164444], [0.14637697978483122, 0.14637697978483122, 0.14637697978483122], [0.21952653620496893, 0.21952653620496893, 0.21952653620496893], [0.3007314138272027, 0.3007314138272027, 0.3007314138272027], [0.3973055616407055, 0.3973055616407055, 0.3973055616407055], [0.4711856602032146, 0.4711856602032146, 0.4711856602032146], [0.4865767939084664, 0.4865767939084664, 0.4865767939084664], [0.47887244477479873, 0.47887244477479873, 0.47887244477479873], [0.46177515567266497, 0.46177515567266497, 0.46177515567266497], [0.43127040802812305, 0.43127040802812305, 0.43127040802812305], [0.3688087126744224, 0.3688087126744224, 0.3688087126744224], [0.34387551304026626, 0.34387551304026626, 0.34387551304026626], [0.30299293930150034, 0.30299293930150034, 0.30299293930150034], [0.2813438895599185, 0.2813438895599185, 0.2813438895599185], [0.2644588503436794, 0.2644588503436794, 0.2644588503436794], [0.24846202534674444, 0.24846202534674444, 0.24846202534674444], [0.23139474607146415, 0.23139474607146415, 0.23139474607146415], [0.21433439763926226, 0.21433439763926226, 0.21433439763926226], [0.19752673479168076, 0.19752673479168076, 0.19752673479168076], [0.1803961983274607, 0.1803961983274607, 0.1803961983274607], [0.1625712629243458, 0.1625712629243458, 0.1625712629243458], [0.1443943556482004, 0.1443943556482004, 0.1443943556482004], [0.12623360303487588, 0.12623360303487588, 0.12623360303487588], [0.10802339859307325, 0.10802339859307325, 0.10802339859307325], [0.08919014699679789, 0.08919014699679789, 0.08919014699679789], [0.07051444626772686, 0.07051444626772686, 0.07051444626772686], [0.052802120830213094, 0.052802120830213094, 0.052802120830213094], [0.03581085561266335, 0.03581085561266335, 0.03581085561266335], [0.0184767353274851, 0.0184767353274851, 0.0184767353274851], [5.3697345852224366e-05, 5.3697345852224366e-05, 5.3697345852224366e-05], [-0.01836875699188903, -0.01836875699188903, -0.01836875699188903], [-0.03569887243581323, -0.03569887243581323, -0.03569887243581323], [-0.052686589944956584, -0.052686589944956584, -0.052686589944956584], [-0.07039906784427896, -0.07039906784427896, -0.07039906784427896], [-0.08907930589161438, -0.08907930589161438, -0.08907930589161438], [-0.1079131955909625, -0.1079131955909625, -0.1079131955909625], [-0.1261106443799967, -0.1261106443799967, -0.1261106443799967], [-0.14423694752869742, -0.14423694752869742, -0.14423694752869742], [-0.16237629469942627, -0.16237629469942627, -0.16237629469942627], [-0.18018441298740456, -0.18018441298740456, -0.18018441298740456], [-0.197333361259507, -0.197333361259507, -0.197333361259507], [-0.214178227585996, -0.214178227585996, -0.214178227585996], [-0.2312721346382335, -0.2312721346382335, -0.2312721346382335], [-0.2483521342539059, -0.2483521342539059, -0.2483521342539059], [-0.2643487877302939, -0.2643487877302939, -0.2643487877302939], [-0.2812292218453503, -0.2812292218453503, -0.2812292218453503], [-0.3020076055412313, -0.3020076055412313, -0.3020076055412313], [-0.33438265461245686, -0.33438265461245686, -0.33438265461245686], [-0.3628794530809698, -0.3628794530809698, -0.3628794530809698], [-0.3536786569567276, -0.3536786569567276, -0.3536786569567276], [-0.3477163644661569, -0.3477163644661569, -0.3477163644661569], [-0.3445886927362219, -0.3445886927362219, -0.3445886927362219], [-0.3456548951961622, -0.3456548951961622, -0.3456548951961622], [-0.3514470270199578, -0.3514470270199578, -0.3514470270199578], [-0.35983444412778, -0.35983444412778, -0.35983444412778], [-0.37007529542133705, -0.37007529542133705, -0.37007529542133705], [-0.38155010760541674, -0.38155010760541674, -0.38155010760541674], [-0.3936043322019356, -0.3936043322019356, -0.3936043322019356], [-0.4055270586117103, -0.4055270586117103, -0.4055270586117103], [-0.41654390565026805, -0.41654390565026805, -0.41654390565026805], [-0.4270044184984686, -0.4270044184984686, -0.4270044184984686], [-0.43745236666808207, -0.43745236666808207, -0.43745236666808207], [-0.44710441783962107, -0.44710441783962107, -0.44710441783962107], [-0.45305066928337545, -0.45305066928337545, -0.45305066928337545], [-0.458622917719604, -0.458622917719604, -0.458622917719604], [-0.46377090741883054, -0.46377090741883054, -0.46377090741883054], [-0.46425093720838123, -0.46425093720838123, -0.46425093720838123], [-0.44879644212116665, -0.44879644212116665, -0.44879644212116665], [-0.4540194100559111, -0.4540194100559111, -0.4540194100559111], [-0.44326514758529756, -0.44326514758529756, -0.44326514758529756], [-0.44174476616545233, -0.44174476616545233, -0.44174476616545233], [-0.4419767106581667, -0.4419767106581667, -0.4419767106581667], [-0.42837055562985277, -0.42837055562985277, -0.42837055562985277], [-0.42501834973419, -0.42501834973419, -0.42501834973419], [-0.41840914315649685, -0.41840914315649685, -0.41840914315649685], [-0.40496274506160956, -0.40496274506160956, -0.40496274506160956], [-0.3930567960247829, -0.3930567960247829, -0.3930567960247829], [-0.3857431683939735, -0.3857431683939735, -0.3857431683939735], [-0.36691332679 | 4D array with the lift coefficients of the airfoils. Dimension 0 is along the blade span for n_span stations, dimension 1 is along the angles of attack, dimension 2 is along the Reynolds number.
blade.interp_airfoils.cd_interp | output |  | [[[0.35, 0.35, 0.35], [0.35, 0.35, 0.35], [0.35, 0.35, 0.35], [0.35, 0.35, 0.35], [0.35, 0.35, 0.35], [0.35, 0.35, 0.35], [0.35, 0.35, 0.35], [0.35, 0.35, 0.35], [0.35, 0.35, 0.35], [0.35, 0.35, 0.35], [0.35, 0.35, 0.35], [0.35, 0.35, 0.35], [0.35, 0.35, 0.35], [0.35, 0.35, 0.35], [0.35, 0.35, 0.35], [0.35, 0.35, 0.35], [0.35, 0.35, 0.35], [0.35, 0.35, 0.35], [0.35, 0.35, 0.35], [0.35, 0.35, 0.35], [0.3499999999999999, 0.3499999999999999, 0.3499999999999999], [0.35, 0.35, 0.35], [0.35, 0.35, 0.35], [0.3500000000000001, 0.3500000000000001, 0.3500000000000001], [0.35, 0.35, 0.35], [0.35, 0.35, 0.35], [0.35, 0.35, 0.35], [0.3500000000000001, 0.3500000000000001, 0.3500000000000001], [0.34999999999999987, 0.34999999999999987, 0.34999999999999987], [0.3500000000000001, 0.3500000000000001, 0.3500000000000001], [0.3500000000000001, 0.3500000000000001, 0.3500000000000001], [0.34999999999999987, 0.34999999999999987, 0.34999999999999987], [0.35, 0.35, 0.35], [0.35, 0.35, 0.35], [0.34999999999999987, 0.34999999999999987, 0.34999999999999987], [0.35, 0.35, 0.35], [0.35, 0.35, 0.35], [0.35, 0.35, 0.35], [0.35, 0.35, 0.35], [0.35, 0.35, 0.35], [0.3499999999999999, 0.3499999999999999, 0.3499999999999999], [0.3499999999999999, 0.3499999999999999, 0.3499999999999999], [0.35, 0.35, 0.35], [0.35, 0.35, 0.35], [0.35, 0.35, 0.35], [0.35, 0.35, 0.35], [0.35, 0.35, 0.35], [0.35, 0.35, 0.35], [0.35, 0.35, 0.35], [0.35, 0.35, 0.35], [0.35, 0.35, 0.35], [0.35, 0.35, 0.35], [0.3499999999999999, 0.3499999999999999, 0.3499999999999999], [0.35, 0.35, 0.35], [0.35, 0.35, 0.35], [0.35, 0.35, 0.35], [0.35, 0.35, 0.35], [0.35, 0.35, 0.35], [0.35, 0.35, 0.35], [0.35, 0.35, 0.35], [0.35, 0.35, 0.35], [0.35, 0.35, 0.35], [0.3499999999999999, 0.3499999999999999, 0.3499999999999999], [0.35, 0.35, 0.35], [0.35, 0.35, 0.35], [0.35, 0.35, 0.35], [0.35000000000000003, 0.35000000000000003, 0.35000000000000003], [0.35, 0.35, 0.35], [0.35, 0.35, 0.35], [0.35000000000000003, 0.35000000000000003, 0.35000000000000003], [0.35, 0.35, 0.35], [0.35, 0.35, 0.35], [0.35, 0.35, 0.35], [0.35, 0.35, 0.35], [0.35, 0.35, 0.35], [0.35, 0.35, 0.35], [0.35, 0.35, 0.35], [0.35000000000000003, 0.35000000000000003, 0.35000000000000003], [0.35000000000000003, 0.35000000000000003, 0.35000000000000003], [0.35, 0.35, 0.35], [0.35, 0.35, 0.35], [0.35, 0.35, 0.35], [0.35, 0.35, 0.35], [0.35, 0.35, 0.35], [0.35, 0.35, 0.35], [0.35, 0.35, 0.35], [0.35, 0.35, 0.35], [0.35, 0.35, 0.35], [0.3499999999999999, 0.3499999999999999, 0.3499999999999999], [0.35, 0.35, 0.35], [0.35, 0.35, 0.35], [0.35, 0.35, 0.35], [0.35, 0.35, 0.35], [0.35, 0.35, 0.35], [0.35, 0.35, 0.35], [0.35, 0.35, 0.35], [0.35, 0.35, 0.35], [0.35, 0.35, 0.35], [0.35, 0.35, 0.35], [0.35, 0.35, 0.35], [0.35, 0.35, 0.35], [0.35, 0.35, 0.35], [0.35, 0.35, 0.35], [0.35, 0.35, 0.35], [0.35, 0.35, 0.35], [0.35, 0.35, 0.35], [0.35, 0.35, 0.35], [0.35000000000000003, 0.35000000000000003, 0.35000000000000003], [0.35, 0.35, 0.35], [0.35, 0.35, 0.35], [0.35, 0.35, 0.35], [0.35, 0.35, 0.35], [0.35, 0.35, 0.35], [0.35, 0.35, 0.35], [0.35, 0.35, 0.35], [0.35, 0.35, 0.35], [0.35, 0.35, 0.35], [0.35, 0.35, 0.35], [0.35, 0.35, 0.35], [0.35, 0.35, 0.35], [0.35000000000000003, 0.35000000000000003, 0.35000000000000003], [0.35, 0.35, 0.35], [0.35, 0.35, 0.35], [0.35000000000000003, 0.35000000000000003, 0.35000000000000003], [0.35, 0.35, 0.35], [0.35, 0.35, 0.35], [0.35, 0.35, 0.35], [0.3499999999999999, 0.3499999999999999, 0.3499999999999999], [0.35, 0.35, 0.35], [0.3499999999999999, 0.3499999999999999, 0.3499999999999999], [0.35, 0.35, 0.35], [0.35, 0.35, 0.35], [0.35, 0.35, 0.35], [0.35, 0.35, 0.35], [0.35, 0.35, 0.35], [0.35, 0.35, 0.35], [0.35, 0.35, 0.35], [0.35, 0.35, 0.35], [0.35, 0.35, 0.35], [0.35, 0.35, 0.35], [0.35, 0.35, 0.35], [0.35, 0.35, 0.35], [0.35, 0.35, 0.35], [0.35, 0.35, 0.35], [0.35, 0.35, 0.35], [0.35, 0.35, 0.35], [0.35, 0.35, 0.35], [0.35, 0.35, 0.35], [0.35, 0.35, 0.35], [0.35, 0.35, 0.35], [0.35000000000000003, 0.35000000000000003, 0.35000000000000003], [0.35, 0.35, 0.35], [0.35, 0.35, 0.35], [0.35, 0.35, 0.35], [0.35, 0.35, 0.35], [0.35, 0.35, 0.35], [0.35, 0.35, 0.35], [0.35, 0.35, 0.35], [0.35, 0.35, 0.35], [0.35, 0.35, 0.35], [0.35, 0.35, 0.35], [0.35, 0.35, 0.35], [0.35, 0.35, 0.35], [0.35, 0.35, 0.35], [0.35, 0.35, 0.35], [0.34999999999999987, 0.34999999999999987, 0.34999999999999987], [0.35, 0.35, 0.35], [0.34999999999999987, 0.34999999999999987, 0.34999999999999987], [0.35, 0.35, 0.35], [0.35, 0.35, 0.35], [0.3500000000000001, 0.3500000000000001, 0.3500000000000001], [0.34999999999999987, 0.34999999999999987, 0.34999999999999987], [0.3500000000000001, 0.3500000000000001, 0.3500000000000001], [0.3500000000000001, 0.3500000000000001, 0.3500000000000001], [0.35, 0.35, 0.35], [0.35, 0.35, 0.35], [0.3500000000000001, 0.3500000000000001, 0.3500000000000001], [0.35, 0.35, 0.35], [0.3499999999999999, 0.3499999999999999, 0.3499999999999999], [0.35, 0.35, 0.35], [0.35, 0.35, 0.35], [0.35, 0.35, 0.35], [0.35, 0.35, 0.35], [0.35, 0.35, 0.35], [0.35, 0.35, 0.35], [0.35, 0.35, 0.35], [0.35, 0.35, 0.35], [0.35, 0.35, 0.35], [0.3499999999999999, 0.3499999999999999, 0.3499999999999999], [0.35, 0.35, 0.35], [0.35, 0.35, 0.35], [0.35, 0.35, 0.35], [0.35, 0.35, 0.35], [0.3499999999999999, 0.3499999999999999, 0.3499999999999999], [0.35, 0.35, 0.35], [0.35, 0.35, 0.35], [0.3499999999999999, 0.3499999999999999, 0.3499999999999999], [0.35, 0.35, 0.35], [0.35, 0.35, 0.35], [0.35, 0.35, 0.35]], [[0.33918527964994516, 0.33918527964994516, 0.33918527964994516], [0.33910019459378227, 0.33910019459378227, 0.33910019459378227], [0.33883391417701064, 0.33883391417701064, 0.33883391417701064], [0.3383974737722734, 0.3383974737722734, 0.3383974737722734], [0.33809437849299334, 0.33809437849299334, 0.33809437849299334], [0.3378407769543082, 0.3378407769543082, 0.3378407769543082], [0.33685002805040937, 0.33685002805040937, 0.33685002805040937], [0.3362571136591089, 0.3362571136591089, 0.3362571136591089], [0.3380999617001854, 0.3380999617001854, 0.3380999617001854], [0.3416097292340244, 0.3416097292340244, 0.3416097292340244], [0.3449983143004123, 0.3449983143004123, 0.3449983143004123], [0.35000024453549555, 0.35000024453549555, 0.35000024453549555], [0.35120312003832643, 0.35120312003832643, 0.35120312003832643], [0.354537187519861, 0.354537187519861, 0.354537187519861], [0.3578454461907265, 0.3578454461907265, 0.3578454461907265], [0.36138023981367995, 0.36138023981367995, 0.36138023981367995], [0.36493785350896474, 0.36493785350896474, 0.36493785350896474], [0.3683289346053362, 0.3683289346053362, 0.3683289346053362], [0.3718090138260676, 0.3718090138260676, 0.3718090138260676], [0.37527088943783765, 0.37527088943783765, 0.37527088943783765], [0.3784575429610334, 0.3784575429610334, 0.3784575429610334], [0.3815392050115547, 0.3815392050115547, 0.3815392050115547], [0.3846228040659158, 0.3846228040659158, 0.3846228040659158], [0.38736475029854117, 0.38736475029854117, 0.38736475029854117], [0.3897294616717698, 0.3897294616717698, 0.3897294616717698], [0.39221883392156154, 0.39221883392156154, 0.39221883392156154], [0.3943539483862099, 0.3943539483862099, 0.3943539483862099], [0.3956840105013314, 0.3956840105013314, 0.3956840105013314], [0.3971875054279598, 0.3971875054279598, 0.3971875054279598], [0.3986730025247158, 0.3986730025247158, 0.3986730025247158], [0.39923896594055414, 0.39923896594055414, 0.39923896594055414], [0.39867286488365283, 0.39867286488365283, 0.39867286488365283], [0.39718746304103497, 0.39718746304103497, 0.39718746304103497], [0.3956841304621821, 0.3956841304621821, 0.3956841304621821], [0.39435423031549216, 0.39435423031549216, 0.39435423031549216], [0.392219222265653, 0.392219222265653, 0.392219222265653], [0.3897298465619053, 0.3897298465619053, 0.3897298465619053], [0.38736499681649345, 0.38736499681649345, 0.38736499681649345], [0.3846225652805618, 0.3846225652805618, 0.3846225652805618], [0.38153836426633225, 0.38153836426633225, 0.38153836426633225], [0.37845639371163914, 0.37845639371163914, 0.37845639371163914], [0.3752699640181888, 0.3752699640181888, 0.3752699640181888], [0.37180874227215055, 0.37180874227215055, 0.37180874227215055], [0.3683292820824865, 0.3683292820824865, 0.3683292820824865], [0.36493844614035503, 0.36493844614035503, 0.36493844614035503], [0.36138083460863624, 0.36138083460863624, 0.36138083460863624], [0.3578459475094239, 0.3578459475094239, 0.3578459475094239], [0.35451848711653894, 0.35451848711653894, 0.35451848711653894], [0.3509985613067778, 0.3509985613067778, 0.3509985613067778], [0.3498346917962159, 0.3498346917962159, 0.3498346917962159], [0.34826786373437046, 0.34826786373437046, 0.34826786373437046], [0.34907491684217007, 0.34907491684217007, 0.34907491684217007], [0.3496368811418859, 0.3496368811418859, 0.3496368811418859], [0.3497558707133395, 0.3497558707133395, 0.3497558707133395], [0.3493787846515577, 0.3493787846515577, 0.3493787846515577], [0.34884887224313677, 0.34884887224313677, 0.34884887224313677], [0.34822791607038606, 0.34822791607038606, 0.34822791607038606], [0.3475541966640109, 0.3475541966640109, 0.3475541966640109], [0.3468662122978851, 0.3468662122978851, 0.3468662122978851], [0.34620273846027433, 0.34620273846027433, 0.34620273846027433], [0.34560248504517455, 0.34560248504517455, 0.34560248504517455], [0.34505327986375356, 0.34505327986375356, 0.34505327986375356], [0.3445259427682451, 0.3445259427682451, 0.3445259427682451], [0.3440140855231789, 0.3440140855231789, 0.3440140855231789], [0.34351127783951835, 0.34351127783951835, 0.34351127783951835], [0.343011051630779, 0.343011051630779, 0.343011051630779], [0.3425069026428333, 0.3425069026428333, 0.3425069026428333], [0.34206090535855366, 0.34206090535855366, 0.34206090535855366], [0.34209626507649976, 0.34209626507649976, 0.34209626507649976], [0.3417653339633479, 0.3417653339633479, 0.3417653339633479], [0.3417256047142947, 0.3417256047142947, 0.3417256047142947], [0.3415338995884054, 0.3415338995884054, 0.3415338995884054], [0.3413509072554501, 0.3413509072554501, 0.3413509072554501], [0.34133952854602034, 0.34133952854602034, 0.34133952854602034], [0.3411785951958635, 0.3411785951958635, 0.3411785951958635], [0.34106029291518375, 0.34106029291518375, 0.34106029291518375], [0.3410337853534523, 0.3410337853534523, 0.3410337853534523], [0.3409734802196659, 0.3409734802196659, 0.3409734802196659], [0.3408577305793124, 0.3408577305793124, 0.3408577305793124], [0.3408868282443215, 0.3408868282443215, 0.3408868282443215], [0.34079647465980256, 0.34079647465980256, 0.34079647465980256], [0.340800546771544, 0.340800546771544, 0.340800546771544], [0.34065955296895456, 0.34065955296895456, 0.34065955296895456], [0.34057345180501447, 0.34057345180501447, 0.34057345180501447], [0.3405932585085616, 0.3405932585085616, 0.3405932585085616], [0.34060065365265413, 0.34060065365265413, 0.34060065365265413], [0.34061307142980024, 0.34061307142980024, 0.34061307142980024], [0.34067361250730527, 0.34067361250730527, 0.34067361250730527], [0.34071652613358117, 0.34071652613358117, 0.34071652613358117], [0.34074087032059236, 0.34074087032059236, 0.34074087032059236], [0.34079669771419974, 0.34079669771419974, 0.34079669771419974], [0.34083628256519793, 0.34083628256519793, 0.34083628256519793], [0.3408750228925933, 0.3408750228925933, 0.3408750228925933], [0.3409065885628796, 0.3409065885628796, 0.3409065885628796], [0.3409278386863484, 0.3409278386863484, 0.3409278386863484], [0.3409667745048588, 0.3409667745048588, 0.3409667745048588], [0.3409955360748313, 0.3409955360748313, 0.3409955360748313], [0.34100074877056635, 0.34100074877056635, 0.34100074877056635], [0.34102701274731423, 0.34102701274731423, 0.34102701274731423], [0.3410347454926533, 0.3410347454926533, 0.3410347454926533], [0.34105012806387514, 0.34105012806387514, 0.34105012806387514], [0.34106271483703104, 0.34106271483703104, 0.34106271483703104], [0.3410724351197392, 0.3410724351197392, 0.3410724351197392], [0.34107666940939296, 0.34107666940939296, 0.34107666940939296], [0.3410857440614486, 0.3410857440614486, 0.3410857440614486], [0.3411037852543052, 0.3411037852543052, 0.3411037852543052], [0.3410979264232523, 0.3410979264232523, 0.3410979264232523], [0.341108485851321, 0.341108485851321, 0.341108485851321], [0.3411177967682924, 0.3411177967682924, 0.3411177967682924], [0.3411066573257195, 0.3411066573257195, 0.3411066573257195], [0.34112351541245306, 0.34112351541245306, 0.34112351541245306], [0.3411186890359383, 0.3411186890359383, 0.3411186890359383], [0.34111134564832474, 0.34111134564832474, 0.34111134564832474], [0.3411139271915041, 0.3411139271915041, 0.3411139271915041], [0.34109663385003053, 0.34109663385003053, 0.34109663385003053], [0.3410799148661498, 0.3410799148661498, 0.3410799148661498], [0.3410441731814246, 0.3410441731814246, 0.3410441731814246], [0.34098575238180096, 0.34098575238180096, 0.34098575238180096], [0.34088975712412434, 0.34088975712412434, 0.34088975712412434], [0.34077743589682974, 0.34077743589682974, 0.34077743589682974], [0.3406225853591216, 0.3406225853591216, 0.3406225853591216], [0.34038452358704385, 0.34038452358704385, 0.34038452358704385], [0.3401143448360753, 0.3401143448360753, 0.3401143448360753], [0.33995858224107983, 0.33995858224107983, 0.33995858224107983], [0.33982380217635766, 0.33982380217635766, 0.33982380217635766], [0.3397241894521479, 0.3397241894521479, 0.3397241894521479], [0.3397296245236228, 0.3397296245236228, 0.3397296245236228], [0.3397695310310866, 0.3397695310310866, 0.3397695310310866], [0.33966097251020655, 0.33966097251020655, 0.33966097251020655], [0.3397943472747433, 0.3397943472747433, 0.3397943472747433], [0.3399602975942156, 0.3399602975942156, 0.3399602975942156], [0.3399715651075698, 0.3399715651075698, 0.3399715651075698], [0.34003789722357497, 0.34003789722357497, 0.34003789722357497], [0.3401929951079772, 0.3401929951079772, 0.3401929951079772], [0.3403967346294802, 0.3403967346294802, 0.3403967346294802], [0.3405443528170075, 0.3405443528170075, 0.3405443528170075], [0.34058854450862136, 0.34058854450862136, 0.34058854450862136], [0.34057431146702916, 0.34057431146702916, 0.34057431146702916], [0.34056661291445395, 0.34056661291445395, 0.34056661291445395], [0.3405095674351329, 0.3405095674351329, 0.3405095674351329], [0.3406720557633856, 0.3406720557633856, 0.3406720557633856], [0.34119018649456917, 0.34119018649456917, 0.34119018649456917], [0.3417601140417576, 0.3417601140417576, 0.3417601140417576], [0.34234012163516947, 0.34234012163516947, 0.34234012163516947], [0.34290472126746524, 0.34290472126746524, 0.34290472126746524], [0.34346266516079665, 0.34346266516079665, 0.34346266516079665], [0.3440227059513364, 0.3440227059513364, 0.3440227059513364], [0.34459453964066405, 0.34459453964066405, 0.34459453964066405], [0.34517904725972276, 0.34517904725972276, 0.34517904725972276], [0.34591937954744784, 0.34591937954744784, 0.34591937954744784], [0.35001374880555824, 0.35001374880555824, 0.35001374880555824], [0.352490425408448, 0.352490425408448, 0.352490425408448], [0.35532737614278703, 0.35532737614278703, 0.35532737614278703], [0.3585066247303051, 0.3585066247303051, 0.3585066247303051], [0.36176090259694876, 0.36176090259694876, 0.36176090259694876], [0.36501211263920463, 0.36501211263920463, 0.36501211263920463], [0.3683042647986919, 0.3683042647986919, 0.3683042647986919], [0.37176421941936755, 0.37176421941936755, 0.37176421941936755], [0.3752504621396836, 0.3752504621396836, 0.3752504621396836], [0.37845639371157813, 0.37845639371157813, 0.37845639371157813], [0.38153836426633225, 0.38153836426633225, 0.38153836426633225], [0.3846225652805618, 0.3846225652805618, 0.3846225652805618], [0.3873649968164934, 0.3873649968164934, 0.3873649968164934], [0.3897298465619053, 0.3897298465619053, 0.3897298465619053], [0.392219222265653, 0.392219222265653, 0.392219222265653], [0.39435423031549216, 0.39435423031549216, 0.39435423031549216], [0.395684130462182, 0.395684130462182, 0.395684130462182], [0.3971874630410349, 0.3971874630410349, 0.3971874630410349], [0.39867286488365283, 0.39867286488365283, 0.39867286488365283], [0.3992389659405542, 0.3992389659405542, 0.3992389659405542], [0.3986730025247158, 0.3986730025247158, 0.3986730025247158], [0.3971875054279598, 0.3971875054279598, 0.3971875054279598], [0.3956840105013314, 0.3956840105013314, 0.3956840105013314], [0.3943539483862101, 0.3943539483862101, 0.3943539483862101], [0.39221883392156154, 0.39221883392156154, 0.39221883392156154], [0.3897294616717698, 0.3897294616717698, 0.3897294616717698], [0.38736475029854117, 0.38736475029854117, 0.38736475029854117], [0.3846228040659158, 0.3846228040659158, 0.3846228040659158], [0.3815392050115547, 0.3815392050115547, 0.3815392050115547], [0.3784575429610334, 0.3784575429610334, 0.3784575429610334], [0.37527088943783765, 0.37527088943783765, 0.37527088943783765], [0.3718090138260676, 0.3718090138260676, 0.3718090138260676], [0.3683289346053363, 0.3683289346053363, 0.3683289346053363], [0.3649378535089646, 0.3649378535089646, 0.3649378535089646], [0.36138023981368, 0.36138023981368, 0.36138023981368], [0.3578454461907265, 0.3578454461907265, 0.3578454461907265], [0.3545371875198611, 0.3545371875198611, 0.3545371875198611], [0.3512031200383265, 0.3512031200383265, 0.3512031200383265], [0.35000024453549555, 0.35000024453549555, 0.35000024453549555], [0.34499831430041233, 0.34499831430041233, 0.34499831430041233], [0.3416097701434717, 0.3416097701434717, 0.3416097701434717], [0.33810010461912443, 0.33810010461912443, 0.33810010461912443], [0.33625685734579686, 0.33625685734579686, 0.33625685734579686], [0.33685025435405463, 0.33685025435405463, 0.33685025435405463], [0.3378407565496068, 0.3378407565496068, 0.3378407565496068], [0.3380944263388001, 0.3380944263388001, 0.3380944263388001], [0.33839747586972213, 0.33839747586972213, 0.33839747586972213], [0.3388339140284505, 0.3388339140284505, 0.3388339140284505], [0.33910019459378227, 0.33910019459378227, 0.33910019459378227], [0.33918527964994516, 0.33918527964994516, 0.33918527964994516]], [[0.26380162636948223, 0.26380162636948223, 0.26380162636948223], [0.2632522682762653, 0.2632522682762653, 0.2632522682762653], [0.26152166351117856, 0.26152166351117856, 0.26152166351117856], [0.25864582990165313, 0.25864582990165313, 0.25864582990165313], [0.25672791847010495, 0.25672791847010495, 0.25672791847010495], [0.255429800958209, 0.255429800958209, 0.255429800958209], [0.24830801116667556, 0.24830801116667556, 0.24830801116667556], [0.2485140540918329, 0.2485140540918329, 0.2485140540918329], [0.26431365593710915, 0.26431365593710915, 0.26431365593710915], [0.2905647195491715, 0.2905647195491715, 0.2905647195491715], [0.316503491932956, 0.316503491932956, 0.316503491932956], [0.3500207227179009, 0.3500207227179009, 0.3500207227179009], [0.3622521932373033, 0.3622521932373033, 0.3622521932373033], [0.38713349251704854, 0.38713349251704854, 0.38713349251704854], [0.41236850544384396, 0.41236850544384396, 0.41236850544384396], [0.439382024976202, 0.439382024976202, 0.439382024976202], [0.4666713699162072, 0.4666713699162072, 0.4666713699162072], [0.49280100426883516, 0.49280100426883516, 0.49280100426883516], [0.5195708871721123, 0.5195708871721123, 0.5195708871721123], [0.5461951996680043, 0.5461951996680043, 0.5461951996680043], [0.5707668001032375, 0.5707668001032375, 0.5707668001032375], [0.594512294602157, 0.594512294602157, 0.594512294602157], [0.6182214174760574, 0.6182214174760574, 0.6182214174760574], [0.639338358537289, 0.639338358537289, 0.639338358537289], [0.6575755889950055, 0.6575755889950055, 0.6575755889950055], [0.676689000277093, 0.676689000277093, 0.676689000277093], [0.6930958522858717, 0.6930958522858717, 0.6930958522858717], [0.7033720276644219, 0.7033720276644219, 0.7033720276644219], [0.7149115892237404, 0.7149115892237404, 0.7149115892237404], [0.7262978329058346, 0.7262978329058346, 0.7262978329058346], [0.730651224802699, 0.730651224802699, 0.730651224802699], [0.7262967794227007, 0.7262967794227007, 0.7262967794227007], [0.7149112671340248, 0.7149112671340248, 0.7149112671340248], [0.703372935161794, 0.703372935161794, 0.703372935161794], [0.693097983890275, 0.693097983890275, 0.693097983890275], [0.6766919229082791, 0.6766919229082791, 0.6766919229082791], [0.6575784700195367, 0.6575784700195367, 0.6575784700195367], [0.6393401995275164, 0.6393401995275164, 0.6393401995275164], [0.6182196408596126, 0.6182196408596126, 0.6182196408596126], [0.5945060732482051, 0.5945060732482051, 0.5945060732482051], [0.5707583318069982, 0.5707583318069982, 0.5707583318069982], [0.5461884102426017, 0.5461884102426017, 0.5461884102426017], [0.5195689093303714, 0.5195689093303714, 0.5195689093303714], [0.4928035144556308, 0.4928035144556308, 0.4928035144556308], [0.4666756155365762, 0.4666756155365762, 0.4666756155365762], [0.4393862243574619, 0.4393862243574619, 0.4393862243574619], [0.41237196835462403, 0.41237196835462403, 0.41237196835462403], [0.3870083047729595, 0.3870083047729595, 0.3870083047729595], [0.3609800386639618, 0.3609800386639618, 0.3609800386639618], [0.3489114776241673, 0.3489114776241673, 0.3489114776241673], [0.33511314444106793, 0.33511314444106793, 0.33511314444106793], [0.33883355125553916, 0.33883355125553916, 0.33883355125553916], [0.3409887123242364, 0.3409887123242364, 0.3409887123242364], [0.3407383168310098, 0.3407383168310098, 0.3407383168310098], [0.337841265336691, 0.337841265336691, 0.337841265336691], [0.33411339169025717, 0.33411339169025717, 0.33411339169025717], [0.3298697231758615, 0.3298697231758615, 0.3298697231758615], [0.32530644821537646, 0.32530644821537646, 0.32530644821537646], [0.32063149020522785, 0.32063149020522785, 0.32063149020522785], [0.3160677126377915, 0.3160677126377915, 0.3160677126377915], [0.3118516241889136, 0.3118516241889136, 0.3118516241889136], [0.3079265412482667, 0.3079265412482667, 0.3079265412482667], [0.30412724900946636, 0.30412724900946636, 0.30412724900946636], [0.30041909732008376, 0.30041909732008376, 0.30041909732008376], [0.29676516960739824, 0.29676516960739824, 0.29676516960739824], [0.2931265122562199, 0.2931265122562199, 0.2931265122562199], [0.28946222244495473, 0.28946222244495473, 0.28946222244495473], [0.2861978492168966, 0.2861978492168966, 0.2861978492168966], [0.28622416724579064, 0.28622416724579064, 0.28622416724579064], [0.28377137699577215, 0.28377137699577215, 0.28377137699577215], [0.2832970322175625, 0.2832970322175625, 0.2832970322175625], [0.28178859899064496, 0.28178859899064496, 0.28178859899064496], [0.2803418683546202, 0.2803418683546202, 0.2803418683546202], [0.28006418373056985, 0.28006418373056985, 0.28006418373056985], [0.2787760082300942, 0.2787760082300942, 0.2787760082300942], [0.2777804769595231, 0.2777804769595231, 0.2777804769595231], [0.27741072642020437, 0.27741072642020437, 0.27741072642020437], [0.27681633264057715, 0.27681633264057715, 0.27681633264057715], [0.2758506834311946, 0.2758506834311946, 0.2758506834311946], [0.2758677420280331, 0.2758677420280331, 0.2758677420280331], [0.27508933068651686, 0.27508933068651686, 0.27508933068651686], [0.27495143172046904, 0.27495143172046904, 0.27495143172046904], [0.2738475760906141, 0.2738475760906141, 0.2738475760906141], [0.273126856230904, 0.273126856230904, 0.273126856230904], [0.273128922368745, 0.273128922368745, 0.273128922368745], [0.27305659202206617, 0.27305659202206617, 0.27305659202206617], [0.2730327101648059, 0.2730327101648059, 0.2730327101648059], [0.2733474558005626, 0.2733474558005626, 0.2733474558005626], [0.27355439960715944, 0.27355439960715944, 0.27355439960715944], [0.27364760894348533, 0.27364760894348533, 0.27364760894348533], [0.2739600760479905, 0.2739600760479905, 0.2739600760479905], [0.27416944627139095, 0.27416944627139095, 0.27416944627139095], [0.2743807028477314, 0.2743807028477314, 0.2743807028477314], [0.27455606734028204, 0.27455606734028204, 0.27455606734028204], [0.2746714377985102, 0.2746714377985102, 0.2746714377985102], [0.274908717211245, 0.274908717211245, 0.274908717211245], [0.27508383334235526, 0.27508383334235526, 0.27508383334235526], [0.27510799704548766, 0.27510799704548766, 0.27510799704548766], [0.2752753254294048, 0.2752753254294048, 0.2752753254294048], [0.27532234381511006, 0.27532234381511006, 0.27532234381511006], [0.2754234323010507, 0.2754234323010507, 0.2754234323010507], [0.2755071599650648, 0.2755071599650648, 0.2755071599650648], [0.27557415921188344, 0.27557415921188344, 0.27557415921188344], [0.27560752677958594, 0.27560752677958594, 0.27560752677958594], [0.27567456900046133, 0.27567456900046133, 0.27567456900046133], [0.27580256589550783, 0.27580256589550783, 0.27580256589550783], [0.2757745787735512, 0.2757745787735512, 0.2757745787735512], [0.275857039104964, 0.275857039104964, 0.275857039104964], [0.2759333134575198, 0.2759333134575198, 0.2759333134575198], [0.2758766191303357, 0.2758766191303357, 0.2758766191303357], [0.27600739853990613, 0.27600739853990613, 0.27600739853990613], [0.27599773470739314, 0.27599773470739314, 0.27599773470739314], [0.2759752286301095, 0.2759752286301095, 0.2759752286301095], [0.27602293028876607, 0.27602293028876607, 0.27602293028876607], [0.27594474311757883, 0.27594474311757883, 0.27594474311757883], [0.2758781317205268, 0.2758781317205268, 0.2758781317205268], [0.2756966529998938, 0.2756966529998938, 0.2756966529998938], [0.2753818749117684, 0.2753818749117684, 0.2753818749117684], [0.274843381145207, 0.274843381145207, 0.274843381145207], [0.27423715007274035, 0.27423715007274035, 0.27423715007274035], [0.273383597982502, 0.273383597982502, 0.273383597982502], [0.27200665433802723, 0.27200665433802723, 0.27200665433802723], [0.2704375759782586, 0.2704375759782586, 0.2704375759782586], [0.2696276252731572, 0.2696276252731572, 0.2696276252731572], [0.26893423927802895, 0.26893423927802895, 0.26893423927802895], [0.2684872600944199, 0.2684872600944199, 0.2684872600944199], [0.26878556362577694, 0.26878556362577694, 0.26878556362577694], [0.2693613808337359, 0.2693613808337359, 0.2693613808337359], [0.2689061229486489, 0.2689061229486489, 0.2689061229486489], [0.2701553150631827, 0.2701553150631827, 0.2701553150631827], [0.2716367938168929, 0.2716367938168929, 0.2716367938168929], [0.2719985644113688, 0.2719985644113688, 0.2719985644113688], [0.2727181028139713, 0.2727181028139713, 0.2727181028139713], [0.27404481337604514, 0.27404481337604514, 0.27404481337604514], [0.27570081596076323, 0.27570081596076323, 0.27570081596076323], [0.2768967981675084, 0.2768967981675084, 0.2768967981675084], [0.2772361739999091, 0.2772361739999091, 0.2772361739999091], [0.2775638629038069, 0.2775638629038069, 0.2775638629038069], [0.27856735352213025, 0.27856735352213025, 0.27856735352213025], [0.27928423002904473, 0.27928423002904473, 0.27928423002904473], [0.28132484873968855, 0.28132484873968855, 0.28132484873968855], [0.2854983648371817, 0.2854983648371817, 0.2854983648371817], [0.28998478270980343, 0.28998478270980343, 0.28998478270980343], [0.29453346584785467, 0.29453346584785467, 0.29453346584785467], [0.2989909357384762, 0.2989909357384762, 0.2989909357384762], [0.3034087025190877, 0.3034087025190877, 0.3034087025190877], [0.3078372918891506, 0.3078372918891506, 0.3078372918891506], [0.31232175846725185, 0.31232175846725185, 0.31232175846725185], [0.31687241531390065, 0.31687241531390065, 0.31687241531390065], [0.3223576906827061, 0.3223576906827061, 0.3223576906827061], [0.35094518671361297, 0.35094518671361297, 0.35094518671361297], [0.3705484988248884, 0.3705484988248884, 0.3705484988248884], [0.3924940875711706, 0.3924940875711706, 0.3924940875711706], [0.41697359011043006, 0.41697359011043006, 0.41697359011043006], [0.4420799396839465, 0.4420799396839465, 0.4420799396839465], [0.4672036978958625, 0.4672036978958625, 0.4672036978958625], [0.49262282013192965, 0.49262282013192965, 0.49262282013192965], [0.51924472508128, 0.51924472508128, 0.51924472508128], [0.5460453497307005, 0.5460453497307005, 0.5460453497307005], [0.5707583318065489, 0.5707583318065489, 0.5707583318065489], [0.5945060732482051, 0.5945060732482051, 0.5945060732482051], [0.6182196408596126, 0.6182196408596126, 0.6182196408596126], [0.6393401995275165, 0.6393401995275165, 0.6393401995275165], [0.657578470019537, 0.657578470019537, 0.657578470019537], [0.6766919229082791, 0.6766919229082791, 0.6766919229082791], [0.693097983890275, 0.693097983890275, 0.693097983890275], [0.7033729351617938, 0.7033729351617938, 0.7033729351617938], [0.714911267134025, 0.714911267134025, 0.714911267134025], [0.7262967794227003, 0.7262967794227003, 0.7262967794227003], [0.7306512248026995, 0.7306512248026995, 0.7306512248026995], [0.7262978329058346, 0.7262978329058346, 0.7262978329058346], [0.7149115892237404, 0.7149115892237404, 0.7149115892237404], [0.7033720276644218, 0.7033720276644218, 0.7033720276644218], [0.6930958522858719, 0.6930958522858719, 0.6930958522858719], [0.676689000277093, 0.676689000277093, 0.676689000277093], [0.6575755889950055, 0.6575755889950055, 0.6575755889950055], [0.639338358537289, 0.639338358537289, 0.639338358537289], [0.6182214174760574, 0.6182214174760574, 0.6182214174760574], [0.5945122946021572, 0.5945122946021572, 0.5945122946021572], [0.5707668001032374, 0.5707668001032374, 0.5707668001032374], [0.5461951996680041, 0.5461951996680041, 0.5461951996680041], [0.5195708871721121, 0.5195708871721121, 0.5195708871721121], [0.4928010042688352, 0.4928010042688352, 0.4928010042688352], [0.4666713699162071, 0.4666713699162071, 0.4666713699162071], [0.43938202497620216, 0.43938202497620216, 0.43938202497620216], [0.41236850544384385, 0.41236850544384385, 0.41236850544384385], [0.3871334925170486, 0.3871334925170486, 0.3871334925170486], [0.36225219323730345, 0.36225219323730345, 0.36225219323730345], [0.3500207227179009, 0.3500207227179009, 0.3500207227179009], [0.31650349193295607, 0.31650349193295607, 0.31650349193295607], [0.29056491620109653, 0.29056491620109653, 0.29056491620109653], [0.26431434294918876, 0.26431434294918876, 0.26431434294918876], [0.24851282199241573, 0.24851282199241573, 0.24851282199241573], [0.2483098126599846, 0.2483098126599846, 0.2483098126599846], [0.25542965771565584, 0.25542965771565584, 0.25542965771565584], [0.2567282421875068, 0.2567282421875068, 0.2567282421875068], [0.2586458438457494, 0.2586458438457494, 0.2586458438457494], [0.2615216625407428, 0.2615216625407428, 0.2615216625407428], [0.2632522682762653, 0.2632522682762653, 0.2632522682762653], [0.26380162636948223, 0.26380162636948223, 0.26380162636948223]], [[0.16696348382146148, 0.16696348382146148, 0.16696348382146148], [0.16629933418604348, 0.16629933418604348, 0.16629933418604348], [0.16418718181442882, 0.16418718181442882, 0.16418718181442882], [0.16060868401551084, 0.16060868401551084, 0.16060868401551084], [0.15878246612858235, 0.15878246612858235, 0.15878246612858235], [0.1597902501091138, 0.1597902501091138, 0.1597902501091138], [0.15303402084500045, 0.15303402084500045, 0.15303402084500045], [0.16442657934836266, 0.16442657934836266, 0.16442657934836266], [0.19831146749077783, 0.19831146749077783, 0.19831146749077783], [0.24707178193555168, 0.24707178193555168, 0.24707178193555168], [0.29658913661925645, 0.29658913661925645, 0.29658913661925645], [0.3501379788817759, 0.3501379788817759, 0.3501379788817759], [0.3844168389081597, 0.3844168389081597, 0.3844168389081597], [0.43237614579181266, 0.43237614579181266, 0.43237614579181266], [0.48179558481516144, 0.48179558481516144, 0.48179558481516144], [0.5343055659650093, 0.5343055659650093, 0.5343055659650093], [0.5874124790027131, 0.5874124790027131, 0.5874124790027131], [0.6386578746746068, 0.6386578746746068, 0.6386578746746068], [0.6907377296498002, 0.6907377296498002, 0.6907377296498002], [0.7423239429637275, 0.7423239429637275, 0.7423239429637275], [0.7902573325145903, 0.7902573325145903, 0.7902573325145903], [0.8363760391806243, 0.8363760391806243, 0.8363760391806243], [0.8818863579670602, 0.8818863579670602, 0.8818863579670602], [0.9226062835933748, 0.9226062835933748, 0.9226062835933748], [0.9579590778730845, 0.9579590778730845, 0.9579590778730845], [0.9939831616071367, 0.9939831616071367, 0.9939831616071367], [1.0248313039834271, 1.0248313039834271, 1.0248313039834271], [1.044864842832045, 1.044864842832045, 1.044864842832045], [1.0661072495973414, 1.0661072495973414, 1.0661072495973414], [1.0861866068419157, 1.0861866068419157, 1.0861866068419157], [1.0939485922134273, 1.0939485922134273, 1.0939485922134273], [1.0861848646733254, 1.0861848646733254, 1.0861848646733254], [1.0661067199491678, 1.0661067199491678, 1.0661067199491678], [1.0448663298755347, 1.044866329 | 4D array with the drag coefficients of the airfoils. Dimension 0 is along the blade span for n_span stations, dimension 1 is along the angles of attack, dimension 2 is along the Reynolds number.
blade.interp_airfoils.cm_interp | output |  | [[[-0.0001, -0.0001, -0.0001], [-9.999999999998899e-05, -9.999999999998899e-05, -9.999999999998899e-05], [-9.999999999998899e-05, -9.999999999998899e-05, -9.999999999998899e-05], [-9.999999999998899e-05, -9.999999999998899e-05, -9.999999999998899e-05], [-9.999999999998899e-05, -9.999999999998899e-05, -9.999999999998899e-05], [-9.999999999998899e-05, -9.999999999998899e-05, -9.999999999998899e-05], [-9.999999999998899e-05, -9.999999999998899e-05, -9.999999999998899e-05], [-9.999999999998899e-05, -9.999999999998899e-05, -9.999999999998899e-05], [-9.999999999998899e-05, -9.999999999998899e-05, -9.999999999998899e-05], [-9.999999999998899e-05, -9.999999999998899e-05, -9.999999999998899e-05], [-9.999999999998899e-05, -9.999999999998899e-05, -9.999999999998899e-05], [-9.999999999998899e-05, -9.999999999998899e-05, -9.999999999998899e-05], [-9.999999999998899e-05, -9.999999999998899e-05, -9.999999999998899e-05], [-9.999999999998899e-05, -9.999999999998899e-05, -9.999999999998899e-05], [-9.999999999998899e-05, -9.999999999998899e-05, -9.999999999998899e-05], [-9.999999999998899e-05, -9.999999999998899e-05, -9.999999999998899e-05], [-9.999999999998899e-05, -9.999999999998899e-05, -9.999999999998899e-05], [-9.999999999998899e-05, -9.999999999998899e-05, -9.999999999998899e-05], [-9.999999999998899e-05, -9.999999999998899e-05, -9.999999999998899e-05], [-9.999999999998899e-05, -9.999999999998899e-05, -9.999999999998899e-05], [-9.999999999998899e-05, -9.999999999998899e-05, -9.999999999998899e-05], [-9.999999999998899e-05, -9.999999999998899e-05, -9.999999999998899e-05], [-9.999999999998899e-05, -9.999999999998899e-05, -9.999999999998899e-05], [-9.999999999998899e-05, -9.999999999998899e-05, -9.999999999998899e-05], [-9.999999999998899e-05, -9.999999999998899e-05, -9.999999999998899e-05], [-9.999999999998899e-05, -9.999999999998899e-05, -9.999999999998899e-05], [-9.999999999998899e-05, -9.999999999998899e-05, -9.999999999998899e-05], [-9.999999999998899e-05, -9.999999999998899e-05, -9.999999999998899e-05], [-9.999999999998899e-05, -9.999999999998899e-05, -9.999999999998899e-05], [-9.999999999998899e-05, -9.999999999998899e-05, -9.999999999998899e-05], [-9.999999999998899e-05, -9.999999999998899e-05, -9.999999999998899e-05], [-9.999999999998899e-05, -9.999999999998899e-05, -9.999999999998899e-05], [-9.999999999998899e-05, -9.999999999998899e-05, -9.999999999998899e-05], [-9.999999999998899e-05, -9.999999999998899e-05, -9.999999999998899e-05], [-9.999999999998899e-05, -9.999999999998899e-05, -9.999999999998899e-05], [-9.999999999998899e-05, -9.999999999998899e-05, -9.999999999998899e-05], [-9.999999999998899e-05, -9.999999999998899e-05, -9.999999999998899e-05], [-9.999999999998899e-05, -9.999999999998899e-05, -9.999999999998899e-05], [-9.999999999998899e-05, -9.999999999998899e-05, -9.999999999998899e-05], [-9.999999999998899e-05, -9.999999999998899e-05, -9.999999999998899e-05], [-9.999999999998899e-05, -9.999999999998899e-05, -9.999999999998899e-05], [-0.00010000000000000286, -0.00010000000000000286, -0.00010000000000000286], [-0.00010000000000000286, -0.00010000000000000286, -0.00010000000000000286], [-0.00010000000000000286, -0.00010000000000000286, -0.00010000000000000286], [-0.00010000000000000286, -0.00010000000000000286, -0.00010000000000000286], [-0.00010000000000000286, -0.00010000000000000286, -0.00010000000000000286], [-0.00010000000000000286, -0.00010000000000000286, -0.00010000000000000286], [-0.00010000000000000286, -0.00010000000000000286, -0.00010000000000000286], [-0.00010000000000000286, -0.00010000000000000286, -0.00010000000000000286], [-0.00010000000000000286, -0.00010000000000000286, -0.00010000000000000286], [-0.00010000000000000286, -0.00010000000000000286, -0.00010000000000000286], [-0.00010000000000000286, -0.00010000000000000286, -0.00010000000000000286], [-0.00010000000000000286, -0.00010000000000000286, -0.00010000000000000286], [-0.00010000000000000286, -0.00010000000000000286, -0.00010000000000000286], [-0.00010000000000000286, -0.00010000000000000286, -0.00010000000000000286], [-0.00010000000000000286, -0.00010000000000000286, -0.00010000000000000286], [-0.00010000000000000286, -0.00010000000000000286, -0.00010000000000000286], [-0.00010000000000000286, -0.00010000000000000286, -0.00010000000000000286], [-9.99999999999994e-05, -9.99999999999994e-05, -9.99999999999994e-05], [-9.99999999999994e-05, -9.99999999999994e-05, -9.99999999999994e-05], [-9.99999999999994e-05, -9.99999999999994e-05, -9.99999999999994e-05], [-9.99999999999994e-05, -9.99999999999994e-05, -9.99999999999994e-05], [-9.99999999999994e-05, -9.99999999999994e-05, -9.99999999999994e-05], [-9.99999999999994e-05, -9.99999999999994e-05, -9.99999999999994e-05], [-0.00010000000000000026, -0.00010000000000000026, -0.00010000000000000026], [-0.00010000000000000005, -0.00010000000000000005, -0.00010000000000000005], [-9.999999999999983e-05, -9.999999999999983e-05, -9.999999999999983e-05], [-9.99999999999994e-05, -9.99999999999994e-05, -9.99999999999994e-05], [-9.99999999999994e-05, -9.99999999999994e-05, -9.99999999999994e-05], [-9.99999999999994e-05, -9.99999999999994e-05, -9.99999999999994e-05], [-9.99999999999994e-05, -9.99999999999994e-05, -9.99999999999994e-05], [-9.99999999999994e-05, -9.99999999999994e-05, -9.99999999999994e-05], [-9.99999999999994e-05, -9.99999999999994e-05, -9.99999999999994e-05], [-9.99999999999994e-05, -9.99999999999994e-05, -9.99999999999994e-05], [-9.99999999999994e-05, -9.99999999999994e-05, -9.99999999999994e-05], [-9.99999999999994e-05, -9.99999999999994e-05, -9.99999999999994e-05], [-9.99999999999994e-05, -9.99999999999994e-05, -9.99999999999994e-05], [-9.99999999999994e-05, -9.99999999999994e-05, -9.99999999999994e-05], [-9.99999999999994e-05, -9.99999999999994e-05, -9.99999999999994e-05], [-9.99999999999994e-05, -9.99999999999994e-05, -9.99999999999994e-05], [-9.99999999999994e-05, -9.99999999999994e-05, -9.99999999999994e-05], [-9.99999999999994e-05, -9.99999999999994e-05, -9.99999999999994e-05], [-9.99999999999994e-05, -9.99999999999994e-05, -9.99999999999994e-05], [-9.99999999999994e-05, -9.99999999999994e-05, -9.99999999999994e-05], [-9.99999999999994e-05, -9.99999999999994e-05, -9.99999999999994e-05], [-9.99999999999994e-05, -9.99999999999994e-05, -9.99999999999994e-05], [-0.00010000000000000286, -0.00010000000000000286, -0.00010000000000000286], [-0.00010000000000000286, -0.00010000000000000286, -0.00010000000000000286], [-0.00010000000000000286, -0.00010000000000000286, -0.00010000000000000286], [-0.00010000000000000286, -0.00010000000000000286, -0.00010000000000000286], [-0.00010000000000000286, -0.00010000000000000286, -0.00010000000000000286], [-0.00010000000000000286, -0.00010000000000000286, -0.00010000000000000286], [-0.00010000000000000286, -0.00010000000000000286, -0.00010000000000000286], [-0.00010000000000000286, -0.00010000000000000286, -0.00010000000000000286], [-0.00010000000000000286, -0.00010000000000000286, -0.00010000000000000286], [-0.00010000000000000286, -0.00010000000000000286, -0.00010000000000000286], [-0.00010000000000000286, -0.00010000000000000286, -0.00010000000000000286], [-0.00010000000000000286, -0.00010000000000000286, -0.00010000000000000286], [-0.00010000000000000286, -0.00010000000000000286, -0.00010000000000000286], [-0.00010000000000000286, -0.00010000000000000286, -0.00010000000000000286], [-0.00010000000000000286, -0.00010000000000000286, -0.00010000000000000286], [-0.00010000000000000286, -0.00010000000000000286, -0.00010000000000000286], [-0.00010000000000000286, -0.00010000000000000286, -0.00010000000000000286], [-0.00010000000000000286, -0.00010000000000000286, -0.00010000000000000286], [-0.00010000000000000286, -0.00010000000000000286, -0.00010000000000000286], [-0.00010000000000000286, -0.00010000000000000286, -0.00010000000000000286], [-0.00010000000000000286, -0.00010000000000000286, -0.00010000000000000286], [-0.00010000000000000286, -0.00010000000000000286, -0.00010000000000000286], [-0.00010000000000000286, -0.00010000000000000286, -0.00010000000000000286], [-0.00010000000000000286, -0.00010000000000000286, -0.00010000000000000286], [-0.00010000000000000286, -0.00010000000000000286, -0.00010000000000000286], [-0.00010000000000000286, -0.00010000000000000286, -0.00010000000000000286], [-9.999999999998899e-05, -9.999999999998899e-05, -9.999999999998899e-05], [-9.999999999998899e-05, -9.999999999998899e-05, -9.999999999998899e-05], [-9.999999999998899e-05, -9.999999999998899e-05, -9.999999999998899e-05], [-9.999999999998899e-05, -9.999999999998899e-05, -9.999999999998899e-05], [-9.999999999998899e-05, -9.999999999998899e-05, -9.999999999998899e-05], [-9.999999999998899e-05, -9.999999999998899e-05, -9.999999999998899e-05], [-0.00010000000000000286, -0.00010000000000000286, -0.00010000000000000286], [-0.00010000000000000286, -0.00010000000000000286, -0.00010000000000000286], [-0.00010000000000000286, -0.00010000000000000286, -0.00010000000000000286], [-0.00010000000000000286, -0.00010000000000000286, -0.00010000000000000286], [-0.00010000000000000286, -0.00010000000000000286, -0.00010000000000000286], [-0.00010000000000000286, -0.00010000000000000286, -0.00010000000000000286], [-0.00010000000000000286, -0.00010000000000000286, -0.00010000000000000286], [-0.00010000000000000286, -0.00010000000000000286, -0.00010000000000000286], [-0.00010000000000000286, -0.00010000000000000286, -0.00010000000000000286], [-0.00010000000000000286, -0.00010000000000000286, -0.00010000000000000286], [-0.00010000000000000286, -0.00010000000000000286, -0.00010000000000000286], [-0.00010000000000000286, -0.00010000000000000286, -0.00010000000000000286], [-0.00010000000000000286, -0.00010000000000000286, -0.00010000000000000286], [-0.00010000000000000286, -0.00010000000000000286, -0.00010000000000000286], [-0.00010000000000000286, -0.00010000000000000286, -0.00010000000000000286], [-0.00010000000000000286, -0.00010000000000000286, -0.00010000000000000286], [-0.00010000000000000286, -0.00010000000000000286, -0.00010000000000000286], [-0.00010000000000000286, -0.00010000000000000286, -0.00010000000000000286], [-0.00010000000000000286, -0.00010000000000000286, -0.00010000000000000286], [-0.00010000000000000286, -0.00010000000000000286, -0.00010000000000000286], [-0.00010000000000000286, -0.00010000000000000286, -0.00010000000000000286], [-0.00010000000000000286, -0.00010000000000000286, -0.00010000000000000286], [-0.00010000000000000286, -0.00010000000000000286, -0.00010000000000000286], [-9.999999999998899e-05, -9.999999999998899e-05, -9.999999999998899e-05], [-9.999999999998899e-05, -9.999999999998899e-05, -9.999999999998899e-05], [-9.999999999998899e-05, -9.999999999998899e-05, -9.999999999998899e-05], [-9.999999999998899e-05, -9.999999999998899e-05, -9.999999999998899e-05], [-9.999999999998899e-05, -9.999999999998899e-05, -9.999999999998899e-05], [-9.999999999998899e-05, -9.999999999998899e-05, -9.999999999998899e-05], [-9.999999999998899e-05, -9.999999999998899e-05, -9.999999999998899e-05], [-9.999999999998899e-05, -9.999999999998899e-05, -9.999999999998899e-05], [-9.999999999998899e-05, -9.999999999998899e-05, -9.999999999998899e-05], [-9.999999999998899e-05, -9.999999999998899e-05, -9.999999999998899e-05], [-9.999999999998899e-05, -9.999999999998899e-05, -9.999999999998899e-05], [-9.999999999998899e-05, -9.999999999998899e-05, -9.999999999998899e-05], [-9.999999999998899e-05, -9.999999999998899e-05, -9.999999999998899e-05], [-9.999999999998899e-05, -9.999999999998899e-05, -9.999999999998899e-05], [-9.999999999998899e-05, -9.999999999998899e-05, -9.999999999998899e-05], [-9.999999999998899e-05, -9.999999999998899e-05, -9.999999999998899e-05], [-9.999999999998899e-05, -9.999999999998899e-05, -9.999999999998899e-05], [-9.999999999998899e-05, -9.999999999998899e-05, -9.999999999998899e-05], [-9.999999999998899e-05, -9.999999999998899e-05, -9.999999999998899e-05], [-9.999999999998899e-05, -9.999999999998899e-05, -9.999999999998899e-05], [-9.999999999998899e-05, -9.999999999998899e-05, -9.999999999998899e-05], [-9.999999999998899e-05, -9.999999999998899e-05, -9.999999999998899e-05], [-9.999999999998899e-05, -9.999999999998899e-05, -9.999999999998899e-05], [-9.999999999998899e-05, -9.999999999998899e-05, -9.999999999998899e-05], [-9.999999999998899e-05, -9.999999999998899e-05, -9.999999999998899e-05], [-9.999999999998899e-05, -9.999999999998899e-05, -9.999999999998899e-05], [-9.999999999998899e-05, -9.999999999998899e-05, -9.999999999998899e-05], [-9.999999999998899e-05, -9.999999999998899e-05, -9.999999999998899e-05], [-9.999999999998899e-05, -9.999999999998899e-05, -9.999999999998899e-05], [-9.999999999998899e-05, -9.999999999998899e-05, -9.999999999998899e-05], [-9.999999999998899e-05, -9.999999999998899e-05, -9.999999999998899e-05], [-9.999999999998899e-05, -9.999999999998899e-05, -9.999999999998899e-05], [-9.999999999998899e-05, -9.999999999998899e-05, -9.999999999998899e-05], [-9.999999999998899e-05, -9.999999999998899e-05, -9.999999999998899e-05], [-9.999999999998899e-05, -9.999999999998899e-05, -9.999999999998899e-05], [-9.999999999998899e-05, -9.999999999998899e-05, -9.999999999998899e-05], [-9.999999999998899e-05, -9.999999999998899e-05, -9.999999999998899e-05], [-9.999999999998899e-05, -9.999999999998899e-05, -9.999999999998899e-05], [-9.999999999998899e-05, -9.999999999998899e-05, -9.999999999998899e-05], [-9.999999999998899e-05, -9.999999999998899e-05, -9.999999999998899e-05], [-9.999999999998899e-05, -9.999999999998899e-05, -9.999999999998899e-05], [-9.999999999998899e-05, -9.999999999998899e-05, -9.999999999998899e-05], [-9.999999999998899e-05, -9.999999999998899e-05, -9.999999999998899e-05], [-9.999999999998899e-05, -9.999999999998899e-05, -9.999999999998899e-05], [-9.999999999998899e-05, -9.999999999998899e-05, -9.999999999998899e-05], [-9.999999999998899e-05, -9.999999999998899e-05, -9.999999999998899e-05], [-9.999999999998899e-05, -9.999999999998899e-05, -9.999999999998899e-05], [-9.999999999998899e-05, -9.999999999998899e-05, -9.999999999998899e-05], [-9.999999999998899e-05, -9.999999999998899e-05, -9.999999999998899e-05], [-9.999999999998899e-05, -9.999999999998899e-05, -9.999999999998899e-05], [-9.999999999998899e-05, -9.999999999998899e-05, -9.999999999998899e-05], [-9.999999999998899e-05, -9.999999999998899e-05, -9.999999999998899e-05], [-9.999999999998899e-05, -9.999999999998899e-05, -9.999999999998899e-05], [-9.999999999998899e-05, -9.999999999998899e-05, -9.999999999998899e-05], [-9.999999999998899e-05, -9.999999999998899e-05, -9.999999999998899e-05], [-9.999999999998899e-05, -9.999999999998899e-05, -9.999999999998899e-05], [-9.999999999998899e-05, -9.999999999998899e-05, -9.999999999998899e-05], [-9.999999999998899e-05, -9.999999999998899e-05, -9.999999999998899e-05], [-0.0001, -0.0001, -0.0001]], [[-9.43686830310173e-05, -9.43686830310173e-05, -9.43686830310173e-05], [0.009259532734700513, 0.009259532734700513, 0.009259532734700513], [0.01466691684084611, 0.01466691684084611, 0.01466691684084611], [0.012520817383751954, 0.012520817383751954, 0.012520817383751954], [0.009141042975208312, 0.009141042975208312, 0.009141042975208312], [0.007294460708086693, 0.007294460708086693, 0.007294460708086693], [0.005116585101333233, 0.005116585101333233, 0.005116585101333233], [0.0029897049744444237, 0.0029897049744444237, 0.0029897049744444237], [0.0003164587431726956, 0.0003164587431726956, 0.0003164587431726956], [0.00028323143434166864, 0.00028323143434166864, 0.00028323143434166864], [0.0002512530955601777, 0.0002512530955601777, 0.0002512530955601777], [0.00022018374651208011, 0.00022018374651208011, 0.00022018374651208011], [0.0001778610256739574, 0.0001778610256739574, 0.0001778610256739574], [0.0001472672180863402, 0.0001472672180863402, 0.0001472672180863402], [0.00013779153204494798, 0.00013779153204494798, 0.00013779153204494798], [0.000131538775211347, 0.000131538775211347, 0.000131538775211347], [0.0001290990461313042, 0.0001290990461313042, 0.0001290990461313042], [0.0001297993732349463, 0.0001297993732349463, 0.0001297993732349463], [0.00013380392205525338, 0.00013380392205525338, 0.00013380392205525338], [0.0001398710944902487, 0.0001398710944902487, 0.0001398710944902487], [0.00014648281739266383, 0.00014648281739266383, 0.00014648281739266383], [0.00015391538907109925, 0.00015391538907109925, 0.00015391538907109925], [0.00016265263625331317, 0.00016265263625331317, 0.00016265263625331317], [0.0001710787738910119, 0.0001710787738910119, 0.0001710787738910119], [0.00017882247588405648, 0.00017882247588405648, 0.00017882247588405648], [0.00018697351171355348, 0.00018697351171355348, 0.00018697351171355348], [0.00019325885639769058, 0.00019325885639769058, 0.00019325885639769058], [0.00019580741945939006, 0.00019580741945939006, 0.00019580741945939006], [0.00019708053637552958, 0.00019708053637552958, 0.00019708053637552958], [0.00019779578953747767, 0.00019779578953747767, 0.00019779578953747767], [0.00019772355468157532, 0.00019772355468157532, 0.00019772355468157532], [0.00019318264293975707, 0.00019318264293975707, 0.00019318264293975707], [0.00017932377790873255, 0.00017932377790873255, 0.00017932377790873255], [0.00016271369476581615, 0.00016271369476581615, 0.00016271369476581615], [0.0001480663999847906, 0.0001480663999847906, 0.0001480663999847906], [0.00013175584906890275, 0.00013175584906890275, 0.00013175584906890275], [0.00011455846914659035, 0.00011455846914659035, 0.00011455846914659035], [9.772553622851288e-05, 9.772553622851288e-05, 9.772553622851288e-05], [8.08598488013755e-05, 8.08598488013755e-05, 8.08598488013755e-05], [6.406485527443717e-05, 6.406485527443717e-05, 6.406485527443717e-05], [4.8251729690862444e-05, 4.8251729690862444e-05, 4.8251729690862444e-05], [3.328588780082166e-05, 3.328588780082166e-05, 3.328588780082166e-05], [1.905583603381642e-05, 1.905583603381642e-05, 1.905583603381642e-05], [6.247368510572775e-06, 6.247368510572775e-06, 6.247368510572775e-06], [-4.821212880371222e-06, -4.821212880371222e-06, -4.821212880371222e-06], [-1.4761945854183052e-05, -1.4761945854183052e-05, -1.4761945854183052e-05], [-2.3933554641432896e-05, -2.3933554641432896e-05, -2.3933554641432896e-05], [-2.927588455289002e-05, -2.927588455289002e-05, -2.927588455289002e-05], [-1.9740400425353327e-05, -1.9740400425353327e-05, -1.9740400425353327e-05], [0.0024306441847435963, 0.0024306441847435963, 0.0024306441847435963], [0.00370920334281543, 0.00370920334281543, 0.00370920334281543], [0.003692649860493412, 0.003692649860493412, 0.003692649860493412], [0.003631745144974007, 0.003631745144974007, 0.003631745144974007], [0.003545665609725336, 0.003545665609725336, 0.003545665609725336], [0.0034435328197136503, 0.0034435328197136503, 0.0034435328197136503], [0.0033062194429168863, 0.0033062194429168863, 0.0033062194429168863], [0.0031323123914392646, 0.0031323123914392646, 0.0031323123914392646], [0.002921959963916178, 0.002921959963916178, 0.002921959963916178], [0.002675310458983015, 0.002675310458983015, 0.002675310458983015], [0.002392512175275169, 0.002392512175275169, 0.002392512175275169], [0.0020363102103168815, 0.0020363102103168815, 0.0020363102103168815], [0.0016604250523456973, 0.0016604250523456973, 0.0016604250523456973], [0.0012684458642625313, 0.0012684458642625313, 0.0012684458642625313], [0.0008610858148301818, 0.0008610858148301818, 0.0008610858148301818], [0.00043905807281144436, 0.00043905807281144436, 0.00043905807281144436], [3.075806969113446e-06, 3.075806969113446e-06, 3.075806969113446e-06], [-0.00044614781393400877, -0.00044614781393400877, -0.00044614781393400877], [-0.0009326956452492471, -0.0009326956452492471, -0.0009326956452492471], [-0.0010451656870926872, -0.0010451656870926872, -0.0010451656870926872], [-0.0011697864613983873, -0.0011697864613983873, -0.0011697864613983873], [-0.0012500122083705031, -0.0012500122083705031, -0.0012500122083705031], [-0.001286461837132831, -0.001286461837132831, -0.001286461837132831], [-0.001323440980739006, -0.001323440980739006, -0.001323440980739006], [-0.0013746977266614994, -0.0013746977266614994, -0.0013746977266614994], [-0.0014260470488933127, -0.0014260470488933127, -0.0014260470488933127], [-0.00148580952668439, -0.00148580952668439, -0.00148580952668439], [-0.001543235099645917, -0.001543235099645917, -0.001543235099645917], [-0.0016401220646364862, -0.0016401220646364862, -0.0016401220646364862], [-0.0016998344361446645, -0.0016998344361446645, -0.0016998344361446645], [-0.0018077362065016273, -0.0018077362065016273, -0.0018077362065016273], [-0.0018792125022329062, -0.0018792125022329062, -0.0018792125022329062], [-0.0019401111243013483, -0.0019401111243013483, -0.0019401111243013483], [-0.0019001535041737252, -0.0019001535041737252, -0.0019001535041737252], [-0.001749558266671506, -0.001749558266671506, -0.001749558266671506], [-0.0019553069175470596, -0.0019553069175470596, -0.0019553069175470596], [-0.0021937982208167523, -0.0021937982208167523, -0.0021937982208167523], [-0.0025154677795477948, -0.0025154677795477948, -0.0025154677795477948], [-0.0028434964976676146, -0.0028434964976676146, -0.0028434964976676146], [-0.0031692979677287007, -0.0031692979677287007, -0.0031692979677287007], [-0.0035322448696210066, -0.0035322448696210066, -0.0035322448696210066], [-0.0037939433019257393, -0.0037939433019257393, -0.0037939433019257393], [-0.004201060018192016, -0.004201060018192016, -0.004201060018192016], [-0.004516016162671833, -0.004516016162671833, -0.004516016162671833], [-0.00470552887370974, -0.00470552887370974, -0.00470552887370974], [-0.004813292185501455, -0.004813292185501455, -0.004813292185501455], [-0.004765143431287181, -0.004765143431287181, -0.004765143431287181], [-0.00475029881688341, -0.00475029881688341, -0.00475029881688341], [-0.004726453396531773, -0.004726453396531773, -0.004726453396531773], [-0.004692408276351678, -0.004692408276351678, -0.004692408276351678], [-0.0046403602212532775, -0.0046403602212532775, -0.0046403602212532775], [-0.004622691824255995, -0.004622691824255995, -0.004622691824255995], [-0.004621909067000456, -0.004621909067000456, -0.004621909067000456], [-0.004635016357760828, -0.004635016357760828, -0.004635016357760828], [-0.004669728387211119, -0.004669728387211119, -0.004669728387211119], [-0.004674725673735105, -0.004674725673735105, -0.004674725673735105], [-0.0047148836805505035, -0.0047148836805505035, -0.0047148836805505035], [-0.004740754962485745, -0.004740754962485745, -0.004740754962485745], [-0.004787544688414007, -0.004787544688414007, -0.004787544688414007], [-0.004814252916209611, -0.004814252916209611, -0.004814252916209611], [-0.0048474663928276766, -0.0048474663928276766, -0.0048474663928276766], [-0.004875664302885928, -0.004875664302885928, -0.004875664302885928], [-0.004903162317245236, -0.004903162317245236, -0.004903162317245236], [-0.004945038575504478, -0.004945038575504478, -0.004945038575504478], [-0.004943246153018935, -0.004943246153018935, -0.004943246153018935], [-0.004966077364112019, -0.004966077364112019, -0.004966077364112019], [-0.004967717851019815, -0.004967717851019815, -0.004967717851019815], [-0.004877439754099284, -0.004877439754099284, -0.004877439754099284], [-0.004794741672811981, -0.004794741672811981, -0.004794741672811981], [-0.004407474218381656, -0.004407474218381656, -0.004407474218381656], [-0.00388694808948054, -0.00388694808948054, -0.00388694808948054], [-0.0034842132410247847, -0.0034842132410247847, -0.0034842132410247847], [-0.0032593050021832, -0.0032593050021832, -0.0032593050021832], [-0.003188444302650596, -0.003188444302650596, -0.003188444302650596], [-0.0030412666164239552, -0.0030412666164239552, -0.0030412666164239552], [-0.0029223097772676865, -0.0029223097772676865, -0.0029223097772676865], [-0.0028447069611331945, -0.0028447069611331945, -0.0028447069611331945], [-0.0027456897662684523, -0.0027456897662684523, -0.0027456897662684523], [-0.002684367468204573, -0.002684367468204573, -0.002684367468204573], [-0.002666604407370877, -0.002666604407370877, -0.002666604407370877], [-0.00258267210638714, -0.00258267210638714, -0.00258267210638714], [-0.0024744098805602396, -0.0024744098805602396, -0.0024744098805602396], [-0.0023609821824806723, -0.0023609821824806723, -0.0023609821824806723], [-0.0022718490228648587, -0.0022718490228648587, -0.0022718490228648587], [-0.002293571975216832, -0.002293571975216832, -0.002293571975216832], [-0.002339459392567531, -0.002339459392567531, -0.002339459392567531], [-0.0024139154004157067, -0.0024139154004157067, -0.0024139154004157067], [-0.002542590015655089, -0.002542590015655089, -0.002542590015655089], [-0.002712086097889456, -0.002712086097889456, -0.002712086097889456], [-0.0028798272822291773, -0.0028798272822291773, -0.0028798272822291773], [-0.0030944327964836328, -0.0030944327964836328, -0.0030944327964836328], [-0.0034586980392018983, -0.0034586980392018983, -0.0034586980392018983], [-0.0039991167808059065, -0.0039991167808059065, -0.0039991167808059065], [-0.004560937424979487, -0.004560937424979487, -0.004560937424979487], [-0.005108013050627254, -0.005108013050627254, -0.005108013050627254], [-0.005655401100557243, -0.005655401100557243, -0.005655401100557243], [-0.006203237877296678, -0.006203237877296678, -0.006203237877296678], [-0.006761329854510036, -0.006761329854510036, -0.006761329854510036], [-0.007338740622393907, -0.007338740622393907, -0.007338740622393907], [-0.007982356193327062, -0.007982356193327062, -0.007982356193327062], [-0.008214152880685388, -0.008214152880685388, -0.008214152880685388], [-0.008894035707374615, -0.008894035707374615, -0.008894035707374615], [-0.00958826001136553, -0.00958826001136553, -0.00958826001136553], [-0.010262826905781796, -0.010262826905781796, -0.010262826905781796], [-0.010684351377290853, -0.010684351377290853, -0.010684351377290853], [-0.011111470262949365, -0.011111470262949365, -0.011111470262949365], [-0.011489636967541326, -0.011489636967541326, -0.011489636967541326], [-0.011938253665008145, -0.011938253665008145, -0.011938253665008145], [-0.012375344843430714, -0.012375344843430714, -0.012375344843430714], [-0.012821693271501892, -0.012821693271501892, -0.012821693271501892], [-0.013289334773325584, -0.013289334773325584, -0.013289334773325584], [-0.013796637387248038, -0.013796637387248038, -0.013796637387248038], [-0.014326694886402421, -0.014326694886402421, -0.014326694886402421], [-0.014864777009394954, -0.014864777009394954, -0.014864777009394954], [-0.015432157913337921, -0.015432157913337921, -0.015432157913337921], [-0.01602515655414824, -0.01602515655414824, -0.01602515655414824], [-0.01660730113824298, -0.01660730113824298, -0.01660730113824298], [-0.017175133327160825, -0.017175133327160825, -0.017175133327160825], [-0.01787957707048122, -0.01787957707048122, -0.01787957707048122], [-0.018479382686724402, -0.018479382686724402, -0.018479382686724402], [-0.018721593135692827, -0.018721593135692827, -0.018721593135692827], [-0.01898720496982248, -0.01898720496982248, -0.01898720496982248], [-0.019139065657790125, -0.019139065657790125, -0.019139065657790125], [-0.01910816455675398, -0.01910816455675398, -0.01910816455675398], [-0.018933290541594067, -0.018933290541594067, -0.018933290541594067], [-0.018817796128117584, -0.018817796128117584, -0.018817796128117584], [-0.01870418519592469, -0.01870418519592469, -0.01870418519592469], [-0.01857928635302878, -0.01857928635302878, -0.01857928635302878], [-0.018388273591732698, -0.018388273591732698, -0.018388273591732698], [-0.018161391093816676, -0.018161391093816676, -0.018161391093816676], [-0.01802644478733076, -0.01802644478733076, -0.01802644478733076], [-0.01797889202370714, -0.01797889202370714, -0.01797889202370714], [-0.017918035365777775, -0.017918035365777775, -0.017918035365777775], [-0.0177695991173526, -0.0177695991173526, -0.0177695991173526], [-0.017577797039487253, -0.017577797039487253, -0.017577797039487253], [-0.01766678121123971, -0.01766678121123971, -0.01766678121123971], [-0.018285197959186813, -0.018285197959186813, -0.018285197959186813], [-0.0190530495951849, -0.0190530495951849, -0.0190530495951849], [-0.021124333921026223, -0.021124333921026223, -0.021124333921026223], [-0.024032897778141993, -0.024032897778141993, -0.024032897778141993], [-0.026502380252309915, -0.026502380252309915, -0.026502380252309915], [-0.030926034199679913, -0.030926034199679913, -0.030926034199679913], [-0.03525488413118624, -0.03525488413118624, -0.03525488413118624], [-0.038751272232803474, -0.038751272232803474, -0.038751272232803474], [-0.036927660050009276, -0.036927660050009276, -0.036927660050009276], [-0.02977410730075608, -0.02977410730075608, -0.02977410730075608], [-0.01958900018470193, -0.01958900018470193, -0.01958900018470193], [-0.013268429784387557, -0.013268429784387557, -0.013268429784387557], [-0.013021560821859969, -0.013021560821859969, -0.013021560821859969], [-0.008097964229800844, -0.008097964229800844, -0.008097964229800844], [-9.436868303101333e-05, -9.436868303101333e-05, -9.436868303101333e-05]], [[-5.6433357849407746e-05, -5.6433357849407746e-05, -5.6433357849407746e-05], [0.06776713486867408, 0.06776713486867408, 0.06776713486867408], [0.11196377505203729, 0.11196377505203729, 0.11196377505203729], [0.10038543025191453, 0.10038543025191453, 0.10038543025191453], [0.0796918367661153, 0.0796918367661153, 0.0796918367661153], [0.06812235552636708, 0.06812235552636708, 0.06812235552636708], [0.05475134785921619, 0.05475134785921619, 0.05475134785921619], [0.04224400727956304, 0.04224400727956304, 0.04224400727956304], [0.027287324601409816, 0.027287324601409816, 0.027287324601409816], [0.02540404782625685, 0.02540404782625685, 0.02540404782625685], [0.023552103431002405, 0.023552103431002405, 0.023552103431002405], [0.021595073719022206, 0.021595073719022206, 0.021595073719022206], [0.018916975690614773, 0.018916975690614773, 0.018916975690614773], [0.01695327467795569, 0.01695327467795569, 0.01695327467795569], [0.016323878893546404, 0.016323878893546404, 0.016323878893546404], [0.015905557598821774, 0.015905557598821774, 0.015905557598821774], [0.015723974668210506, 0.015723974668210506, 0.015723974668210506], [0.015753468962393425, 0.015753468962393425, 0.015753468962393425], [0.01599856964573733, 0.01599856964573733, 0.01599856964573733], [0.016375708849154513, 0.016375708849154513, 0.016375708849154513], [0.016786619407763718, 0.016786619407763718, 0.016786619407763718], [0.017250368633348705, 0.017250368633348705, 0.017250368633348705], [0.01779684774353488, 0.01779684774353488, 0.01779684774353488], [0.018321994308346235, 0.018321994308346235, 0.018321994308346235], [0.018798360768263262, 0.018798360768263262, 0.018798360768263262], [0.019297464121832794, 0.019297464121832794, 0.019297464121832794], [0.019679530362309256, 0.019679530362309256, 0.019679530362309256], [0.019826394162982118, 0.019826394162982118, 0.019826394162982118], [0.019888187314917122, 0.019888187314917122, 0.019888187314917122], [0.01991275239471326, 0.01991275239471326, 0.01991275239471326], [0.019888891975249984, 0.019888891975249984, 0.019888891975249984], [0.019571960031522548, 0.019571960031522548, 0.019571960031522548], [0.018684430801952836, 0.018684430801952836, 0.018684430801952836], [0.017626473516540824, 0.017626473516540824, 0.017626473516540824], [0.016681545598734724, 0.016681545598734724, 0.016681545598734724], [0.01562939802428556, 0.01562939802428556, 0.01562939802428556], [0.014519405377164351, 0.014519405377164351, 0.014519405377164351], [0.013428867599670472, 0.013428867599670472, 0.013428867599670472], [0.01233063153764709, 0.01233063153764709, 0.01233063153764709], [0.011233870335691103, 0.011233870335691103, 0.011233870335691103], [0.010196012581558495, 0.010196012581558495, 0.010196012581558495], [0.009209008597800114, 0.009209008597800114, 0.009209008597800114], [0.008265461077446705, 0.008265461077446705, 0.008265461077446705], [0.007409761438548259, 0.007409761438548259, 0.007409761438548259], [0.006663667840255303, 0.006663667840255303, 0.006663667840255303], [0.005988973639284988, 0.005988973639284988, 0.005988973639284988], [0.00536573365951146, 0.00536573365951146, 0.00536573365951146], [0.004960668129614588, 0.004960668129614588, 0.004960668129614588], [0.0053826685956140305, 0.0053826685956140305, 0.0053826685956140305], [0.019906557758103908, 0.019906557758103908, 0.019906557758103908], [0.02683869069238142, 0.02683869069238142, 0.02683869069238142], [0.026446721915165842, 0.026446721915165842, 0.026446721915165842], [0.025800265841026848, 0.025800265841026848, 0.025800265841026848], [0.024992771460417035, 0.024992771460417035, 0.024992771460417035], [0.02406935405 | 4D array with the moment coefficients of the airfoils. Dimension 0 is along the blade span for n_span stations, dimension 1 is along the angles of attack, dimension 2 is along the Reynolds number.
blade.interp_airfoils.coord_xy_interp | output |  | [[[1.0, -5.228293926268224e-16], [0.9994296839925828, -0.022259740711558177], [0.9980630178329651, -0.04445803489546769], [0.9955739142666737, -0.0665618134473914], [0.9920863097495596, -0.08851982053258163], [0.9876861486750573, -0.11027527223126012], [0.9823305251706396, -0.1317843709197388], [0.9760119083356915, -0.1530066176350885], [0.9687874672983805, -0.1738868028054739], [0.9606748602592401, -0.19437934848935778], [0.9516753587636769, -0.2144496858898974], [0.9418276527462444, -0.23405837873056085], [0.9311752953551309, -0.2531529758653068], [0.9197303974311781, -0.2717058715241765], [0.9075245591947199, -0.2896910384273745], [0.8946104080703081, -0.3070575403137143], [0.8810096964994352, -0.3237794960574165], [0.866747905197194, -0.339839087916958], [0.8518902581712053, -0.35520047541186606], [0.8364694626214207, -0.3698431374689817], [0.8205134859436981, -0.3837614939542973], [0.8040738322175812, -0.39691489811790015], [0.7871915298856534, -0.4092893400643106], [0.7698979191015535, -0.4208940017028426], [0.7522523412351593, -0.43170364047579557], [0.7342913491785575, -0.44170411642042817], [0.7160449249557642, -0.45091629501054464], [0.6975716400331089, -0.45931119239150625], [0.6789061864336874, -0.466891833699312], [0.6600803126205398, -0.4736931268620854], [0.6411475171372123, -0.4796641292900073], [0.6221376509688521, -0.4848434334715212], [0.6030879981944149, -0.4892689245320695], [0.5840450421189749, -0.49287710440089977], [0.5650308976870032, -0.4957710179013429], [0.5460886027795995, -0.49790677272002765], [0.5272486739168989, -0.49920523096536945], [0.508535950506088, -0.4999001471231513], [0.48999235547038833, -0.49986512233616703], [0.4716321145068305, -0.49915299052333634], [0.45349250374434763, -0.4978655748478763], [0.43559330289767306, -0.49584922139645754], [0.41795606561694243, -0.49322020425743757], [0.40060974844257635, -0.4900340177148858], [0.38356093160600935, -0.4862406543812106], [0.3668432157337161, -0.4819531220757106], [0.35045731632050314, -0.4771070365916879], [0.33443448400863013, -0.47180161714763363], [0.3187741003293152, -0.465997503105357], [0.3034996231212948, -0.4597718336399732], [0.2886112935656476, -0.45311101277459825], [0.27412438666566624, -0.44607147267604036], [0.26004145552371905, -0.43865399658656523], [0.2463748720159175, -0.43089728807614147], [0.23312344393883352, -0.4228128921543159], [0.22029377781042306, -0.41444216059030153], [0.20788328296533118, -0.4057907314202666], [0.19590295639164573, -0.39689711005990247], [0.18434125306662855, -0.3877630289328062], [0.17321393095416077, -0.3784327818575115], [0.16249917612963843, -0.3689016855353164], [0.15221460277725932, -0.35922081920480586], [0.14233175939897136, -0.34938179497549954], [0.13287211153919, -0.3394286782901919], [0.12380643962975976, -0.3293594524047539], [0.11514762338607656, -0.3192023645100907], [0.10688720880274838, -0.30897183476900875], [0.09900711152156341, -0.2986754406431282], [0.09152340438534401, -0.28834653723959136], [0.08439704281722242, -0.2779791205220024], [0.0776464790199521, -0.26760420577043886], [0.07124790821202077, -0.25722921245277414], [0.06518786629737473, -0.24686109008276283], [0.05948747212742032, -0.23652443301269652], [0.05410024641809, -0.2262139012738714], [0.049037878670187655, -0.21594907486257178], [0.044300349757333976, -0.20574524647381487], [0.039842359734680484, -0.19559765442820762], [0.035689975243613004, -0.18552550330330408], [0.0318292350050659, -0.1755359887530568], [0.028220007205789974, -0.16562693673246215], [0.024892524779269766, -0.15581522149021937], [0.021828668303003517, -0.1461056218157035], [0.018984694713133153, -0.13649533799824295], [0.016392191702033498, -0.1269983005811027], [0.014044634634199048, -0.11762077059006068], [0.011879824984634942, -0.10835684703907963], [0.00993094518736226, -0.09921662146203766], [0.008219407957347493, -0.09020841012942249], [0.0066583862213787865, -0.08132543510984099], [0.005267741928506431, -0.07257222340427001], [0.00409515753852961, -0.06395640173157158], [0.0030987885971364196, -0.05547801302110005], [0.0021966077355110324, -0.04713200469997591], [0.0014626417630186888, -0.038924405260417023], [0.0009644846082979224, -0.030860610171394718], [0.0005993738679828514, -0.022936235945969066], [0.0002900866455990823, -0.015148765877396714], [7.807077883024657e-05, -0.007502222076493378], [0.0, 0.0], [7.804120611659719e-05, 0.007500736220690077], [0.0002898787241920041, 0.015142758486887441], [0.000598775316682048, 0.022922584561419372], [0.000963326351634835, 0.03083611939777482], [0.0014596682128281925, 0.03888574897117924], [0.002190976364499905, 0.047075815990683056], [0.0030899784195977838, 0.05540088812816734], [0.0040827111247031585, 0.06385488643689734], [0.005248531243836643, 0.07244263446468859], [0.006631282230012606, 0.08116423659691048], [0.008183684298590573, 0.09001209900857182], [0.009883614168490653, 0.09898142028662286], [0.011817640154723611, 0.10807902374749316], [0.01396619932168302, 0.1172968915532844], [0.016295142079104163, 0.1266248185078847], [0.018863193778115264, 0.13606823481979582], [0.02168071375327755, 0.14562174107393758], [0.02471591629586298, 0.15527150565279574], [0.028006440010586352, 0.1650191265391525], [0.03157625589149645, 0.17486145042023296], [0.03539483961687758, 0.18478174850035556], [0.03949498254800754, 0.19478045115068363], [0.04389792827815823, 0.20485282604936875], [0.04857580757377651, 0.21497933573681455], [0.053567991613811754, 0.22516324887670366], [0.058881821148870805, 0.23539257539832661], [0.06450016290273135, 0.24564586185495754], [0.07046920463911449, 0.2559288096954281], [0.07677403099247093, 0.2662200889663396], [0.08341621271683673, 0.2765073937902718], [0.09042901951906561, 0.28678971177956086], [0.0977906533229447, 0.29703436159541413], [0.10553618719874776, 0.30724577033016703], [0.11365876004177941, 0.31739779819794195], [0.12216148331893956, 0.32747251411893785], [0.1310674986027348, 0.33746715509188474], [0.14035464992188373, 0.3473464005305412], [0.15005511078613856, 0.35711729389225577], [0.16014896266156226, 0.3667368291462652], [0.17065818789963985, 0.37620901617836566], [0.181574957422924, 0.38549542027777267], [0.19290757140963558, 0.39458324766597075], [0.20465763457781186, 0.40345225285920333], [0.21681735306942435, 0.4120736546751029], [0.22939648396347811, 0.4204412604055216], [0.24237780069407988, 0.4285157291249229], [0.25577362426833844, 0.43629701405132887], [0.2695667856328992, 0.4437307842367116], [0.2837657972261352, 0.4508257189736272], [0.29834798288780395, 0.457529313046837], [0.3133189787852679, 0.46384827499917675], [0.3286584618928104, 0.4697270339484697], [0.3443649416455463, 0.4751660894880115], [0.3604197737256814, 0.480124895665173], [0.37681123376695697, 0.4845801569487354], [0.3935252510207292, 0.48853802379954264], [0.41053864255357086, 0.4919162868719799], [0.4278432324908231, 0.4947936897726825], [0.4454066634681981, 0.49700186546594954], [0.46322225410302975, 0.4986945279258362], [0.4812515456557157, 0.4995759574617022], [0.49948102667173666, 0.49999959595885196], [0.5178795830856975, 0.4996098999639328], [0.53641763136701, 0.49871925440459125], [0.5550757049095608, 0.4969470954598009], [0.5738084272426077, 0.49454680736168694], [0.5925967311050585, 0.4913424955847996], [0.6114013775535108, 0.48742771367820337], [0.6301864306052414, 0.48276379079159115], [0.648926781663159, 0.47729943602739405], [0.6675702064249728, 0.4710909063826163], [0.6860884295909518, 0.4640855644485798], [0.7044453890439168, 0.4562851535303835], [0.722592093722966, 0.44772115413233077], [0.7405018004535244, 0.4383571285236732], [0.7581254571228347, 0.4282123442390851], [0.7754210143761534, 0.4173028842750689], [0.7923623735876001, 0.4056139761112096], [0.8088945461516956, 0.3931735469910264], [0.8249746330148909, 0.37999039194943635], [0.8405769522734091, 0.36606263907410247], [0.8556527588088183, 0.3514331465234179], [0.8701628988827118, 0.33611786369580327], [0.8840850330712717, 0.3201256148355837], [0.8973612142623708, 0.3034905059583089], [0.9099546800766618, 0.2862409686609341], [0.921851471402547, 0.26839650792968384], [0.9330128366584268, 0.2500014055184513], [0.9433892789690503, 0.23108884233257737], [0.9529731538505595, 0.2116848082416565], [0.9617431308270605, 0.19183234032607036], [0.9696406906754642, 0.17157715881862903], [0.9766642158986641, 0.15095167052848088], [0.9828150771120139, 0.12999562103203396], [0.9880284400451029, 0.1087652991581767], [0.992304836603751, 0.08729993375043676], [0.9956935187759139, 0.06563977190440679], [0.9981204893400154, 0.04383945814142799], [0.9994430379087048, 0.021949651396883253], [1.0, -5.268286851570632e-16]], [[1.0, 1.7897811119669052e-05], [0.9990809117031884, -0.022228090825207984], [0.9961721630063859, -0.04410350968066318], [0.9922686754851797, -0.0659215711854088], [0.9875159955715765, -0.08789243976094208], [0.9819784764121089, -0.10972855935189753], [0.9755897088267382, -0.13132651542761478], [0.9683270381879465, -0.15262818869640776], [0.9602212545783497, -0.17355509558200646], [0.9513041422534144, -0.19409999516002965], [0.9415445552819941, -0.2141790940505887], [0.9309808657504843, -0.23376257360386174], [0.9196493623384566, -0.2527976538012731], [0.9075491245121619, -0.27123814141372105], [0.8947198854179729, -0.28907732080682996], [0.8812088629837693, -0.3062593149708355], [0.8670368258396942, -0.3227566078473381], [0.8522334546807107, -0.3385579884585285], [0.8368650431126397, -0.35363407654690876], [0.8209679513221269, -0.3679720263833508], [0.8045671724461785, -0.38155520980561214], [0.7877153160820018, -0.3943383333205755], [0.7704663437880499, -0.40633671809892496], [0.7528361328114624, -0.4175188176942967], [0.7348963825516471, -0.4279128914245938], [0.7166734021465863, -0.4374567993354544], [0.6982057236876973, -0.4462050430190056], [0.6795519716796501, -0.45414154520036], [0.660745533374571, -0.4612596856464057], [0.641817424628307, -0.46757749900061957], [0.6228216586715186, -0.4730951415701499], [0.6037872875028354, -0.47779569478129924], [0.584750653902754, -0.4817576037867934], [0.5657563138386041, -0.48491702619033394], [0.5468262542597927, -0.4873786557855394], [0.5280038258676216, -0.48907065016682283], [0.5093169878624744, -0.48995199097799697], [0.4907863469887845, -0.490250879901559], [0.47245531155151077, -0.4898356976679347], [0.4543376172339583, -0.4887567048870747], [0.4364645338325695, -0.4871261399198292], [0.41886261469687674, -0.48477444050129576], [0.4015406332031675, -0.48184840913953497], [0.3845370841968586, -0.4783691713018934], [0.36784940137605954, -0.47431361445559833], [0.3515127376636817, -0.4697815243595423], [0.33553029277511287, -0.4647087079065905], [0.31992085506634993, -0.45920762389708913], [0.3046966107434669, -0.4532215477465971], [0.28986772723945325, -0.44684149600394607], [0.275441868440594, -0.4400446126862895], [0.26142937317888276, -0.43289063971852487], [0.2478257591016065, -0.42538894918737924], [0.23465209542534454, -0.4175653862089521], [0.22189288616008707, -0.4094464855965244], [0.20955384646663905, -0.4010707923866621], [0.19763421241636406, -0.39244130756567713], [0.1861369072438744, -0.38360030240252774], [0.1750689864164904, -0.3745338220922249], [0.16442675155235606, -0.3652980757992934], [0.15417972883387462, -0.3558941788517265], [0.14436962372984388, -0.3463531013249215], [0.13495438727092968, -0.33667602487660175], [0.1259505535673522, -0.3269064988277662], [0.11732520140225587, -0.31704429844903187], [0.10908528775004159, -0.30711794545841054], [0.10123544521932637, -0.2971338153510387], [0.09374884624846393, -0.2871029244329559], [0.08663751738288371, -0.2770570368720433], [0.07986662251818219, -0.2669885648184787], [0.07346152113526275, -0.25692268336022483], [0.06739410565372389, -0.24686814256779413], [0.061652321773808444, -0.23683086599633998], [0.056257358373520694, -0.22683290908532228], [0.05116346416339908, -0.21686961535700897], [0.04637849733335639, -0.20695974193639188], [0.04190357481891343, -0.19711773401229443], [0.037693769778433944, -0.18733816987120466], [0.03376738324559917, -0.17764013109984358], [0.03011413876403313, -0.16802951072679956], [0.026702406338654328, -0.15850266979879826], [0.02355761802228544, -0.14907543151576708], [0.0206588186353494, -0.13975222993940395], [0.01796271294396925, -0.1305304469121277], [0.01550388113515292, -0.1214222186213136], [0.013280631150410598, -0.11243256941791681], [0.011232819232381506, -0.10355581988234656], [0.0093888262724301, -0.09480162547893725], [0.00776760605443381, -0.08617774040578152], [0.006289344061423029, -0.07767735036275736], [0.004975663726913648, -0.06930431915507058], [0.0038690963617287254, -0.061065713430143304], [0.002925909720831884, -0.05296165854949873], [0.0020644884419379807, -0.04498748929679464], [0.001360788512271664, -0.03714839209871939], [0.0008928055357135674, -0.029448568251949844], [0.0005513203456379964, -0.02188395615910576], [0.0002643113869564741, -0.014452178197298073], [7.113835182934509e-05, -0.007156954481539243], [0.0, 0.0], [7.261025324417865e-05, 0.00715269257924583], [0.00027160421621862997, 0.0144433131549286], [0.0005689053692926173, 0.021867250326072805], [0.0009215919252649405, 0.029420968427302262], [0.001393924802531123, 0.03710726404787433], [0.0020856964403036873, 0.044930330628818495], [0.0029350921604641617, 0.05288506542114687], [0.0038749160865546185, 0.06096563010264636], [0.004983757919640348, 0.06917665546510353], [0.006298482384906716, 0.07751883489560599], [0.007769333644812681, 0.08598553300586788], [0.009378509939634485, 0.09457224720479691], [0.011210150283891756, 0.10328529931297026], [0.013249932523396965, 0.11211690684490506], [0.015464011126756197, 0.12105781410003662], [0.017901760893590152, 0.13011409359409637], [0.020571383888762503, 0.13928125224680477], [0.02344614659672389, 0.14854593447211228], [0.02656678632317281, 0.15790920955296883], [0.029955672577633406, 0.1673690352219946], [0.033575531078988544, 0.17691081915137788], [0.03745425942144398, 0.1865363285895336], [0.04161633484086884, 0.19624044481195138], [0.04604247676980452, 0.20600447854868692], [0.05076825566599661, 0.21583243626234835], [0.05579705190806525, 0.2257140894022765], [0.061120012754656027, 0.23562729750455738], [0.06678391170681951, 0.24557699783728476], [0.0727711847652399, 0.25554439706224813], [0.07908519391263263, 0.2655176753664515], [0.08575826888398914, 0.27549582177387194], [0.09276284011982731, 0.28545138122209657], [0.10013277349609384, 0.2953889488867619], [0.107867050544848, 0.3052826674222999], [0.11597079882887636, 0.3151148836937293], [0.12445541633886398, 0.32488905843343513], [0.1333053169800561, 0.3345699060079789], [0.14256068009886366, 0.34416014190731786], [0.1522042546338349, 0.3536186992384285], [0.16225296729535343, 0.36295200388276505], [0.17270101706498098, 0.37212379541690327], [0.1835522302386599, 0.3811260540501506], [0.1948168496846966, 0.38993394807897036], [0.20649223868509797, 0.3985175378977613], [0.21858179010271214, 0.4068769112461151], [0.2310693334123689, 0.4149755691576512], [0.24397240014424357, 0.4228091009838927], [0.2572785266720548, 0.43032267260390816], [0.2709978193622442, 0.4375233729972888], [0.2851110656037872, 0.44435908762674947], [0.299627585572177, 0.45083058988629526], [0.31451907042918187, 0.45689844775076405], [0.32980019871677074, 0.4625378723666597], [0.3454400251243586, 0.4677333079902945], [0.361437581453036, 0.4724445329229456], [0.3777759639104092, 0.4766841076446822], [0.39443809244472694, 0.4803639302163089], [0.4114123519229561, 0.48356557167303704], [0.42867033380894914, 0.4861243916747244], [0.44620780610060484, 0.488178345936567], [0.4639904925342544, 0.48943700322658723], [0.482003843993792, 0.4902350710638657], [0.5002161587608933, 0.49024046400384524], [0.5185989048796776, 0.48974670315848956], [0.5371339320188646, 0.48838310376217153], [0.5557763306997385, 0.4863956316332541], [0.5745083772537016, 0.48360721419591984], [0.5932899587169707, 0.4801186511938108], [0.612087217327964, 0.4758643173635627], [0.6308739937468675, 0.470809854238127], [0.6496008783899057, 0.46503775656043533], [0.6682360391210493, 0.4584256682534741], [0.6867485029474455, 0.45104465693066215], [0.7050877966133346, 0.4428891827843932], [0.723226475801292, 0.4339250010055645], [0.7411164407435715, 0.42416801848275115], [0.7587221614536886, 0.4136438131818565], [0.7760131505028981, 0.4023208414728787], [0.7929342519432618, 0.3902373097537059], [0.8094388127909367, 0.37738491840407173], [0.8255073608952317, 0.3637855512802365], [0.8410886363431351, 0.349469551671364], [0.8561463230049665, 0.334456672172524], [0.870658488132585, 0.3187592858793892], [0.8845599077794076, 0.3023847988264055], [0.8978260817495547, 0.2853926940986501], [0.9104273131668529, 0.26776460621869164], [0.9223388019726919, 0.24957608813967622], [0.933508455666539, 0.2308505075902439], [0.9439246637546922, 0.21158386025511483], [0.9535603918650003, 0.1917458319538985], [0.9623705067081184, 0.17150500708486874], [0.9703466921448884, 0.15089355154807663], [0.9774756428785357, 0.12995068732583226], [0.9837150521967468, 0.10873344836838907], [0.9890545757927561, 0.08728069922337789], [0.9935420828789053, 0.06563277254117508], [0.9970824578496298, 0.043843501797821316], [0.9994230212697741, 0.02182580997039807], [1.0, 1.7897811119665054e-05]], [[1.0, 0.00011785360579029863], [0.9958979723039507, -0.021214749453418058], [0.9831598929594264, -0.040042356425359894], [0.9699039768448792, -0.05924884383343366], [0.9566891014241764, -0.08014226223762667], [0.9435127760385006, -0.10133776491321225], [0.9301746286506198, -0.12242894197908574], [0.9165577172697147, -0.14326200972006667], [0.9025205860745708, -0.16363005850007264], [0.8881876681833849, -0.18371138192571787], [0.8733152996879927, -0.20317072324124089], [0.857938843236366, -0.22202188752153826], [0.8420452905794094, -0.24020222526764587], [0.8255458636439471, -0.2575649676241227], [0.8085316565232971, -0.2741915322988375], [0.7910116111511427, -0.28999605847760673], [0.7729975182395316, -0.3049366801017498], [0.754545046995201, -0.31902983445338706], [0.7357260616291489, -0.33227523805109777], [0.71660055539626, -0.34469661670356966], [0.6971721317960258, -0.35621688010905583], [0.6776504662243664, -0.3667651705054], [0.6583116097547699, -0.37650633791153076], [0.6388102105115466, -0.38519413528365193], [0.6192746830707787, -0.39313416457804246], [0.5996775202805195, -0.40001075795654656], [0.5800974664202269, -0.40604997555366895], [0.5605893846217654, -0.41130570772139713], [0.5411788746686637, -0.41572098553181835], [0.5218919758765702, -0.4192209413015366], [0.5027816337913035, -0.42208579045587447], [0.4838713752579174, -0.4239952629890049], [0.4651904507893255, -0.4252479952636677], [0.44677037223857075, -0.4257835186908341], [0.42863125094824633, -0.42571197762488294], [0.410814526520347, -0.4248098281310856], [0.39333307641665677, -0.423251860634329], [0.3761845220784833, -0.4212279880178635], [0.35941588052525303, -0.4185846324711761], [0.3430372633766418, -0.41535618474041414], [0.3270463565866239, -0.41171256675049467], [0.3115013812895465, -0.40739939697383837], [0.296345131467551, -0.40273873782165265], [0.2816603983475108, -0.3975492802399519], [0.2673978675234541, -0.39196988963040125], [0.25359724160455344, -0.38601845375304966], [0.2402733454786887, -0.379635220972675], [0.22737916318637966, -0.3730106468052179], [0.21499032457043882, -0.3659850619218766], [0.20304743666133213, -0.3587329192935054], [0.19159438046103802, -0.3511761214555078], [0.18061503291170866, -0.3433938117348645], [0.1700689074259698, -0.3354500106759389], [0.16001874870547275, -0.3272904466045568], [0.1503770934033074, -0.3190367347693143], [0.1411436476424888, -0.31071079304942256], [0.13232628013636175, -0.3023003289685883], [0.12388545717066451, -0.2938725839504125], [0.11592072218012597, -0.2853141707480302], [0.1083284963492543, -0.2767581699525089], [0.10103598290289795, -0.26824478545050884], [0.09420146808053557, -0.259674821261563], [0.08771699035626698, -0.25111235797285353], [0.08157153765638872, -0.24259794027993573], [0.07571562094988778, -0.2341439823686468], [0.07012429760993463, -0.22578148843378062], [0.06486700432165786, -0.21746421759676496], [0.05987382850830775, -0.2092263994631845], [0.05513376878524509, -0.20108958328274837], [0.050634463233559295, -0.19303608394419017], [0.04643107896473742, -0.1850522573517111], [0.04247546318050204, -0.1771558665290265], [0.038762905207668244, -0.1693461002617616], [0.03531132816736502, -0.16162806622094777], [0.03208203004147497, -0.15400179053129398], [0.02906374022370578, -0.1464805898960586], [0.026263635645330227, -0.13907331501746187], [0.023640605001144052, -0.1317701668675712], [0.021171498779008088, -0.12458950128391957], [0.01886517918990539, -0.11752849263262671], [0.016736611061089098, -0.11057362698408], [0.01478239427924867, -0.10373367971805689], [0.012966787138992155, -0.09701077183003656], [0.011252005606226433, -0.09040353611381165], [0.009682365425859457, -0.08391199099970932], [0.00827922382792851, -0.07753279331830884], [0.00699933953371646, -0.07126176747721377], [0.005844881231978136, -0.0651056596455657], [0.004819939798543742, -0.059068451099727075], [0.0038885563421275408, -0.053143071151424304], [0.0030789150714482434, -0.047328905537321955], [0.0024028173093248568, -0.04162925266308805], [0.0018117763938830238, -0.03604480909978821], [0.001233458982624533, -0.030573535221662368], [0.00074508418209414, -0.025214915875225924], [0.00046905709782356483, -0.019965054760427123], [0.00027405364639700413, -0.014822058817637658], [0.0001203615797336067, -0.009784451426182544], [3.242209511963595e-05, -0.004853693133175756], [0.0, 0.0], [4.227943756309819e-05, 0.004791206305482956], [0.00016646600697868994, 0.009712655313537431], [0.0003836479045518438, 0.014741085486067191], [0.000649997509045757, 0.019872815871074104], [0.0009628817292764825, 0.02511349524582567], [0.001395441079560291, 0.03046631508235858], [0.001920409929772449, 0.035928384823780996], [0.0025120138897967523, 0.04149546168544555], [0.0032374500264407387, 0.047170876833322425], [0.004095153127595685, 0.05295933518774377], [0.005028063938841588, 0.05886068155175951], [0.0060413687840040154, 0.06487240551563687], [0.007199365712012325, 0.07099742426364404], [0.008513950177245678, 0.0772294955436598], [0.009954036919308122, 0.08356575971283113], [0.011517653413584824, 0.09001667053574613], [0.013203437164907676, 0.0965838680629464], [0.015014168106870852, 0.10325715907994971], [0.017002657307169496, 0.11003400941393585], [0.019184122629431154, 0.11691991759433865], [0.021493470372579527, 0.12391470961438607], [0.02392977944900298, 0.13102917569308578], [0.026533510252770225, 0.13825550511593881], [0.029332289206265415, 0.14558066632138428], [0.03234076787943074, 0.15301359091101158], [0.035542584288997654, 0.1605558343190521], [0.038967527543273005, 0.1681804942429957], [0.04266188924969862, 0.17588731855722914], [0.046599174935202124, 0.1836745183593424], [0.050790701050514024, 0.1915334684027666], [0.05526227772994834, 0.19946308774000318], [0.05996163925405092, 0.20747082349067378], [0.06491577106342737, 0.215562121604651], [0.07015472267199555, 0.2237128097434216], [0.07569422340467388, 0.23190689305750076], [0.08148632118205773, 0.2401887571377148], [0.08755189679519855, 0.24852291986983793], [0.09396936114529894, 0.2568829126206959], [0.1007380938147019, 0.26524028866288396], [0.1078486200589809, 0.27361673381342605], [0.11530822413798886, 0.2819897148193289], [0.12309924256456417, 0.2903813649885573], [0.13127587286144174, 0.2987361406986588], [0.1398635587052612, 0.30701594254427284], [0.1488350011904323, 0.3152599606208118], [0.158181950909913, 0.3234487551597257], [0.16794744310910337, 0.33154828349213544], [0.17814473542360823, 0.33950002790673434], [0.1887928683365284, 0.3472988914890884], [0.1998929938957594, 0.35489463973245344], [0.21147247501799876, 0.36224960970740133], [0.22346542897288432, 0.36942408448618114], [0.23596796090738492, 0.3762357369345572], [0.2488900179746027, 0.3828217290412517], [0.2622860996568472, 0.3890370490979632], [0.2761268045423653, 0.3949311018136587], [0.29042779742812336, 0.40038148599410006], [0.305160970049973, 0.4054825290165369], [0.3203207647058814, 0.41009569701398463], [0.33591563800566643, 0.41425916597471213], [0.3519356251177134, 0.4177247487732686], [0.36836188419994814, 0.4207051643561436], [0.38516259438524614, 0.42301813370894165], [0.40231703635006244, 0.4248353578779372], [0.4198152396648287, 0.42586108218548685], [0.4376187537457313, 0.42628651580901133], [0.4557180999141611, 0.4259371089830973], [0.4740723072987496, 0.4249502780948487], [0.49266096642173807, 0.423113429320657], [0.5114547927819564, 0.42048992789207207], [0.5304232252274045, 0.4173033543923194], [0.5495189454401715, 0.41305513622399337], [0.5687393599186717, 0.40819322731731744], [0.5880310102875979, 0.4025112252551187], [0.6073651052800332, 0.3959902609453548], [0.626702647407615, 0.3886290119116669], [0.6462508614507053, 0.3805036250912326], [0.6659290616862229, 0.3714965087810791], [0.6854930595270367, 0.36170049265384163], [0.7048708483606551, 0.35101919592928693], [0.7240856746075315, 0.33960056925760507], [0.7430694819619824, 0.3274082504360845], [0.761805429757342, 0.3144826824294487], [0.7802744922234662, 0.3008550195841773], [0.7983637817560867, 0.2863956493175343], [0.8161304234765888, 0.27132329784712045], [0.833441648854642, 0.25542720946266806], [0.8503644791687986, 0.23894032053046377], [0.8668300070967746, 0.22183580679060727], [0.8828007603143152, 0.20398702621225578], [0.8982133084867076, 0.18507033894486064], [0.9131076015876376, 0.16574791672609696], [0.9274306674799553, 0.14603756865370504], [0.9410754945679959, 0.1259472369233127], [0.9541358830068576, 0.10557784419799791], [0.9665239308886734, 0.08494637515572326], [0.9782562342067197, 0.06409822114515273], [0.9890679744667445, 0.043038403955945194], [0.9981151774062125, 0.02104578849789875], [1.0, 0.00011785360579029488]], [[1.0, 0.0001828705153974592], [0.9895551000420558, -0.017528354759354554], [0.9670998626253857, -0.03023447132772891], [0.9441807438398093, -0.04421813892923897], [0.921973367503166, -0.060500398234405554], [0.9005228230220885, -0.0776068305480715], [0.8795735515064472, -0.09501143689031194], [0.8589547290651623, -0.11249336511609517], [0.8383954908180532, -0.12975155002099242], [0.8180881724722151, -0.1470050444192365], [0.7976348715028905, -0.16380780660359076], [0.7770633359547022, -0.18017201473537497], [0.7563133228938929, -0.19600148771618597], [0.7352236785426404, -0.21108656253157027], [0.7139121761114107, -0.22551128457011843], [0.6923464600952214, -0.23916218346528198], [0.6705228992415968, -0.25197285468005504], [0.6485089870634013, -0.2639527594421298], [0.6263697946171332, -0.2751026192555163], [0.6041784459360887, -0.2854539060021308], [0.5819168688325492, -0.2948940545434135], [0.5600848582453722, -0.3033402655143176], [0.5392831440452762, -0.31101527994585676], [0.5185858976870146, -0.31757457653540766], [0.49812818974679185, -0.32343971461261056], [0.47785584712191626, -0.3281813290462241], [0.45785524349456913, -0.3320852016515955], [0.4381688230353112, -0.335242602790661], [0.41881588984623097, -0.3375777814138392], [0.399817070971982, -0.33896730805318886], [0.38121492891420544, -0.33983939081094566], [0.3630267841769943, -0.3397215224774268], [0.3452727634321095, -0.3390170569392355], [0.32797028957093916, -0.3376852235733333], [0.31113540107851567, -0.3358225844588063], [0.2947993038308407, -0.3331447447632149], [0.278963100076857, -0.32994865043684646], [0.2636110659240837, -0.326372091569551], [0.24878104678572016, -0.32227833346704077], [0.23447861593572042, -0.3176877129842624], [0.22067951706280373, -0.3127909442725415], [0.20744742628869625, -0.3073159030769287], [0.1946954825313414, -0.30167197553529546], [0.18251323639307396, -0.29555331227930015], [0.1708316163462955, -0.28920912114589264], [0.15968315963007848, -0.2825893038711864], [0.14908472611431536, -0.27565168822268843], [0.1389558243076622, -0.26862408934384435], [0.12939352264137222, -0.2612903074538736], [0.12030464469727814, -0.2538708378543676], [0.11174375750981744, -0.24625707417355333], [0.10368024311610397, -0.23853368101661263], [0.09605827523931257, -0.2308041753369678], [0.08895075470820762, -0.22295695454373612], [0.08224286300145457, -0.2151797524473591], [0.07592786377210616, -0.20748134025086232], [0.07001538394409794, -0.19984117041255678], [0.06444474551368445, -0.19234248347614827], [0.05934765274143816, -0.18480481747343355], [0.05457713630562446, -0.17741275531950373], [0.050047716855431496, -0.1702385132123213], [0.04594936018984395, -0.1630853995339891], [0.04215587416755465, -0.15606559593091784], [0.03863831662449875, -0.14921345337843134], [0.03534651120465448, -0.14255273445314534], [0.032237660553238595, -0.1361146445250187], [0.02940299856815627, -0.1298136756446275], [0.026758705000864726, -0.1237018278525912], [0.02427774262360117, -0.11779019950348124], [0.021959838245017356, -0.11205622608732482], [0.019857997933254896, -0.1064549156083489], [0.017920824501799618, -0.10101022401778348], [0.01614708186580982, -0.0957155856769921], [0.01454358146329013, -0.09056084792418866], [0.013083539248608006, -0.08555042387319108], [0.011748817056423458, -0.08069041539343337], [0.010549833899866252, -0.07598295558895962], [0.009452216641381444, -0.07141647561954455], [0.008410569991846866, -0.06700634914802914], [0.007442665073455101, -0.06274194777542229], [0.006591596655697192, -0.058602501111288216], [0.0058302455357178585, -0.05458923101940727], [0.005115834146428881, -0.050702489092347064], [0.0044215613361610895, -0.04694188318885532], [0.0037809281191093958, -0.04329643153432038], [0.0032206016198394636, -0.03975554419839951], [0.002721672873501568, -0.03631629985623695], [0.002270743844077389, -0.032981549661922765], [0.001859459890696238, -0.02975102809733512], [0.0014919195339654061, -0.02661789516707241], [0.0011925211306575197, -0.0235772085255609], [0.0009482558915088987, -0.02062819112999376], [0.0007217711232773081, -0.017771706547129545], [0.00046392840212120635, -0.015007987690038898], [0.00022939326552082214, -0.012331193833027571], [0.0001358313242933462, -0.009730315633065235], [7.183715486954949e-05, -0.007205335244822034], [2.6728472868543623e-05, -0.004755400680372654], [7.238849154583085e-06, -0.0023792660384782853], [0.0, 0.0], [2.25505573321284e-05, 0.0022285029372160446], [9.051177291390477e-05, 0.004587185854820606], [0.00021782676062882608, 0.007027480188990597], [0.0003786766208054196, 0.009541733812073329], [0.0005255111825720126, 0.012137912477019156], [0.0006950671855297415, 0.014818188519352172], [0.000892551591956728, 0.017582208092164375], [0.0011280470046508527, 0.020427950457500593], [0.0014438688755113605, 0.02335743247772037], [0.0018147941913164486, 0.026378690217747906], [0.002195049336088512, 0.029497804389209934], [0.002601954952078558, 0.03271467083002404], [0.003071484244071158, 0.036029082219972426], [0.0036250872807246687, 0.03943754673188562], [0.004236084720781881, 0.04294403990036182], [0.004871252101175559, 0.04656208046041317], [0.005529108998144577, 0.05029870434918228], [0.006234822503794922, 0.05414805478841689], [0.007036198709259, 0.05810496003012183], [0.007948208675908898, 0.062180622507306174], [0.00891194010310185, 0.06638818118226904], [0.009904069667496037, 0.0707453573159691], [0.010970351649609767, 0.07524295121224321], [0.01216632062292759, 0.0798737923146998], [0.013493776830079284, 0.08465016270147577], [0.014929355135135864, 0.08958358734888784], [0.01650929273428193, 0.09464823713063619], [0.018270343703850046, 0.09983909405220603], [0.020194610862587475, 0.10516904477516813], [0.022293548372406206, 0.11063405245443743], [0.0245856042609504, 0.11623277591454717], [0.02702097142659641, 0.12200220376240574], [0.02962181951769267, 0.12794651138531551], [0.0324345674626201, 0.1340449776269432], [0.03548022403653733, 0.14028445391149108], [0.038687557677087495, 0.146739086398863], [0.04210061730916999, 0.1533759403513072], [0.04580675711654641, 0.16014435690830595], [0.049820434210150616, 0.16702902200652156], [0.054119506603803456, 0.17406096543041802], [0.05872409298136474, 0.18122939714042707], [0.0636111437808332, 0.188576900318421], [0.06885290912011459, 0.19602575763203905], [0.07449132518292026, 0.2035324394851517], [0.08049105208857268, 0.21116006121953432], [0.08685396554334755, 0.21890264693323092], [0.0936308518295422, 0.22670165122338906], [0.10085032864826488, 0.23450042064837637], [0.10853732721629056, 0.242277740 | 3D array of the non-dimensional x and y airfoil coordinates of the airfoils interpolated along span for n_span stations. The leading edge is place at x=0 and y=0.
blade.opt_var.s_opt_twist | output |  | [0.0, 0.034482758620689655, 0.06896551724137931, 0.10344827586206896, 0.13793103448275862, 0.1724137931034483, 0.20689655172413793, 0.24137931034482757, 0.27586206896551724, 0.3103448275862069, 0.3448275862068966, 0.3793103448275862, 0.41379310344827586, 0.4482758620689655, 0.48275862068965514, 0.5172413793103449, 0.5517241379310345, 0.5862068965517241, 0.6206896551724138, 0.6551724137931034, 0.6896551724137931, 0.7241379310344828, 0.7586206896551724, 0.7931034482758621, 0.8275862068965517, 0.8620689655172413, 0.896551724137931, 0.9310344827586207, 0.9655172413793103, 1.0]
blade.opt_var.s_opt_chord | output |  | [0.0, 0.034482758620689655, 0.06896551724137931, 0.10344827586206896, 0.13793103448275862, 0.1724137931034483, 0.20689655172413793, 0.24137931034482757, 0.27586206896551724, 0.3103448275862069, 0.3448275862068966, 0.3793103448275862, 0.41379310344827586, 0.4482758620689655, 0.48275862068965514, 0.5172413793103449, 0.5517241379310345, 0.5862068965517241, 0.6206896551724138, 0.6551724137931034, 0.6896551724137931, 0.7241379310344828, 0.7586206896551724, 0.7931034482758621, 0.8275862068965517, 0.8620689655172413, 0.896551724137931, 0.9310344827586207, 0.9655172413793103, 1.0]
blade.opt_var.twist_opt | output | rad | [0.27217629557079365, 0.2703213611890718, 0.25679956476423604, 0.2327155229387189, 0.2032173164154689, 0.1732589091471034, 0.14740155387210616, 0.12742646107176156, 0.10871460898629609, 0.09126428560094874, 0.07584972929275116, 0.06295038726312088, 0.05200766129122832, 0.04228858599827694, 0.0335870202593458, 0.02563348018408986, 0.018440021928095202, 0.012090217267594518, 0.006201760506518446, 0.0003199226315125809, -0.0062113670739392755, -0.014504119313560162, -0.02398668998573534, -0.03232520669679878, -0.03736348292490616, -0.037945785000536754, -0.03678035236750884, -0.03399755916765491, -0.029012617364700573, -0.021683756060763528]
blade.opt_var.chord_opt | output | m | [5.2, 5.2265040720520535, 5.319400683825207, 5.4580745530036845, 5.603038107463281, 5.718286587458929, 5.764630606410189, 5.715053106286686, 5.539182293334066, 5.290780459215475, 5.034005694445184, 4.815660040795825, 4.623237527554848, 4.432040224442178, 4.2451981651395, 4.065767388212587, 3.896040232078195, 3.7350841723423227, 3.5792063535409593, 3.4245801420565267, 3.267946590725438, 3.111859691750389, 2.957140175463699, 2.800021994595202, 2.6367899876098777, 2.4641317667059357, 2.2834502451238916, 2.0956817072301495, 1.9024851146667074, 0.5000000000000001]
blade.opt_var.af_position | output |  | [0.0, 0.02, 0.15, 0.24517031675566095, 0.3288439506472435, 0.4391793464459161, 0.5376714071084352, 0.6382076569163737, 0.7717438522715817, 1.0]
blade.opt_var.s_opt_layer_0 | output |  | [0.0, 0.034482758620689655, 0.06896551724137931, 0.10344827586206896, 0.13793103448275862, 0.1724137931034483, 0.20689655172413793, 0.24137931034482757, 0.27586206896551724, 0.3103448275862069, 0.3448275862068966, 0.3793103448275862, 0.41379310344827586, 0.4482758620689655, 0.48275862068965514, 0.5172413793103449, 0.5517241379310345, 0.5862068965517241, 0.6206896551724138, 0.6551724137931034, 0.6896551724137931, 0.7241379310344828, 0.7586206896551724, 0.7931034482758621, 0.8275862068965517, 0.8620689655172413, 0.896551724137931, 0.9310344827586207, 0.9655172413793103, 1.0]
blade.opt_var.layer_0_opt | output | m | [0.001, 0.001, 0.001, 0.001, 0.001, 0.001, 0.001, 0.001, 0.001, 0.001, 0.001, 0.001, 0.001, 0.001, 0.001, 0.001, 0.001, 0.001, 0.001, 0.001, 0.001, 0.001, 0.001, 0.001, 0.001, 0.001, 0.001, 0.001, 0.001, 0.001]
blade.opt_var.s_opt_layer_1 | output |  | [0.0, 0.034482758620689655, 0.06896551724137931, 0.10344827586206896, 0.13793103448275862, 0.1724137931034483, 0.20689655172413793, 0.24137931034482757, 0.27586206896551724, 0.3103448275862069, 0.3448275862068966, 0.3793103448275862, 0.41379310344827586, 0.4482758620689655, 0.48275862068965514, 0.5172413793103449, 0.5517241379310345, 0.5862068965517241, 0.6206896551724138, 0.6551724137931034, 0.6896551724137931, 0.7241379310344828, 0.7586206896551724, 0.7931034482758621, 0.8275862068965517, 0.8620689655172413, 0.896551724137931, 0.9310344827586207, 0.9655172413793103, 1.0]
blade.opt_var.layer_1_opt | output | m | [0.05, 0.0408222184063085, 0.03227313926048303, 0.024145972694482237, 0.015705569687762155, 0.008780100035772388, 0.00479635850055312, 0.0031297240664340336, 0.0022826917804419063, 0.0020369729079713524, 0.0020007460905738872, 0.002000037059269053, 0.002000000495532114, 0.0020000000000000608, 0.002, 0.002, 0.002, 0.002, 0.002, 0.002, 0.002, 0.002, 0.002, 0.002, 0.0017994981851164914, 0.0013159487984171954, 0.0010438809038808864, 0.001001931909619958, 0.001, 0.001]
blade.opt_var.s_opt_layer_2 | output |  | [0.0, 0.034482758620689655, 0.06896551724137931, 0.10344827586206896, 0.13793103448275862, 0.1724137931034483, 0.20689655172413793, 0.24137931034482757, 0.27586206896551724, 0.3103448275862069, 0.3448275862068966, 0.3793103448275862, 0.41379310344827586, 0.4482758620689655, 0.48275862068965514, 0.5172413793103449, 0.5517241379310345, 0.5862068965517241, 0.6206896551724138, 0.6551724137931034, 0.6896551724137931, 0.7241379310344828, 0.7586206896551724, 0.7931034482758621, 0.8275862068965517, 0.8620689655172413, 0.896551724137931, 0.9310344827586207, 0.9655172413793103, 1.0]
blade.opt_var.layer_2_opt | output | m | [0.0001, 0.004419878334477179, 0.015090822119312248, 0.030382105124484426, 0.04744079152205518, 0.06353773283159729, 0.07594813593145543, 0.08316374510452554, 0.08936990874530398, 0.09447030393782439, 0.09767621042889293, 0.09829737923548582, 0.09732816699112329, 0.09510225437702131, 0.09225052519827547, 0.08925817046710618, 0.08634924135483835, 0.08326351521775043, 0.07969892747853398, 0.07545926234514862, 0.06996616697984069, 0.06112109490616299, 0.04860983245173956, 0.03553265093318574, 0.024710213639477004, 0.01776948594807157, 0.01195955439742918, 0.006954287330510351, 0.003327560264074706, 0.0010000000000001236]
blade.opt_var.s_opt_layer_3 | output |  | [0.0, 0.034482758620689655, 0.06896551724137931, 0.10344827586206896, 0.13793103448275862, 0.1724137931034483, 0.20689655172413793, 0.24137931034482757, 0.27586206896551724, 0.3103448275862069, 0.3448275862068966, 0.3793103448275862, 0.41379310344827586, 0.4482758620689655, 0.48275862068965514, 0.5172413793103449, 0.5517241379310345, 0.5862068965517241, 0.6206896551724138, 0.6551724137931034, 0.6896551724137931, 0.7241379310344828, 0.7586206896551724, 0.7931034482758621, 0.8275862068965517, 0.8620689655172413, 0.896551724137931, 0.9310344827586207, 0.9655172413793103, 1.0]
blade.opt_var.layer_3_opt | output | m | [0.0001, 0.004419878334477179, 0.015090822119312248, 0.030382105124484426, 0.04744079152205518, 0.06353773283159729, 0.07594813593145543, 0.08316374510452554, 0.08936990874530398, 0.09447030393782439, 0.09767621042889293, 0.09829737923548582, 0.09732816699112329, 0.09510225437702131, 0.09225052519827547, 0.08925817046710618, 0.08634924135483835, 0.08326351521775043, 0.07969892747853398, 0.07545926234514862, 0.06996616697984069, 0.06112109490616299, 0.04860983245173956, 0.03553265093318574, 0.024710213639477004, 0.01776948594807157, 0.01195955439742918, 0.006954287330510351, 0.003327560264074706, 0.0010000000000001236]
blade.opt_var.s_opt_layer_4 | output |  | [0.0, 0.034482758620689655, 0.06896551724137931, 0.10344827586206896, 0.13793103448275862, 0.1724137931034483, 0.20689655172413793, 0.24137931034482757, 0.27586206896551724, 0.3103448275862069, 0.3448275862068966, 0.3793103448275862, 0.41379310344827586, 0.4482758620689655, 0.48275862068965514, 0.5172413793103449, 0.5517241379310345, 0.5862068965517241, 0.6206896551724138, 0.6551724137931034, 0.6896551724137931, 0.7241379310344828, 0.7586206896551724, 0.7931034482758621, 0.8275862068965517, 0.8620689655172413, 0.896551724137931, 0.9310344827586207, 0.9655172413793103, 1.0]
blade.opt_var.layer_4_opt | output | m | [0.0, 0.0, 0.0, 0.002996816779346709, 0.0029458128078817744, 0.002896551724137931, 0.0028472906403940877, 0.0027980295566502455, 0.0027487684729064037, 0.0026995073891625623, 0.002650246305418719, 0.0026009852216748765, 0.0025517241379310347, 0.0025024630541871933, 0.0024532019704433497, 0.0024039408866995075, 0.002354679802955666, 0.002305418719211824, 0.0022561576354679803, 0.002206896551724138, 0.002157635467980296, 0.002108374384236454, 0.0020591133004926104, 0.002012755077250901, 0.0, 0.0, 0.0, 0.0, 0.0, 0.0]
blade.opt_var.s_opt_layer_5 | output |  | [0.0, 0.034482758620689655, 0.06896551724137931, 0.10344827586206896, 0.13793103448275862, 0.1724137931034483, 0.20689655172413793, 0.24137931034482757, 0.27586206896551724, 0.3103448275862069, 0.3448275862068966, 0.3793103448275862, 0.41379310344827586, 0.4482758620689655, 0.48275862068965514, 0.5172413793103449, 0.5517241379310345, 0.5862068965517241, 0.6206896551724138, 0.6551724137931034, 0.6896551724137931, 0.7241379310344828, 0.7586206896551724, 0.7931034482758621, 0.8275862068965517, 0.8620689655172413, 0.896551724137931, 0.9310344827586207, 0.9655172413793103, 1.0]
blade.opt_var.layer_5_opt | output | m | [0.0, 0.0, 0.0, 0.014603445589732792, 0.027047460650643354, 0.03045990214853375, 0.03, 0.03, 0.03, 0.03, 0.03, 0.03, 0.03, 0.03, 0.03, 0.03, 0.029771622514482537, 0.022712924291608143, 0.01506313277081732, 0.007701969096218487, 0.004634878249282575, 0.0031057808675626557, 0.0020040105889382307, 0.0002636147262998891, 0.0, 0.0, 0.0, 0.0, 0.0, 0.0]
blade.opt_var.s_opt_layer_6 | output |  | [0.0, 0.034482758620689655, 0.06896551724137931, 0.10344827586206896, 0.13793103448275862, 0.1724137931034483, 0.20689655172413793, 0.24137931034482757, 0.27586206896551724, 0.3103448275862069, 0.3448275862068966, 0.3793103448275862, 0.41379310344827586, 0.4482758620689655, 0.48275862068965514, 0.5172413793103449, 0.5517241379310345, 0.5862068965517241, 0.6206896551724138, 0.6551724137931034, 0.6896551724137931, 0.7241379310344828, 0.7586206896551724, 0.7931034482758621, 0.8275862068965517, 0.8620689655172413, 0.896551724137931, 0.9310344827586207, 0.9655172413793103, 1.0]
blade.opt_var.layer_6_opt | output | m | [0.0, 0.0, 0.0, 0.014603445589732792, 0.027047460650643354, 0.03045990214853375, 0.03, 0.03, 0.03, 0.03, 0.03, 0.03, 0.03, 0.03, 0.03, 0.03, 0.029771622514482537, 0.022712924291608143, 0.01506313277081732, 0.007701969096218487, 0.004634878249282575, 0.0031057808675626557, 0.0020040105889382307, 0.0002636147262998891, 0.0, 0.0, 0.0, 0.0, 0.0, 0.0]
blade.opt_var.s_opt_layer_7 | output |  | [0.0, 0.034482758620689655, 0.06896551724137931, 0.10344827586206896, 0.13793103448275862, 0.1724137931034483, 0.20689655172413793, 0.24137931034482757, 0.27586206896551724, 0.3103448275862069, 0.3448275862068966, 0.3793103448275862, 0.41379310344827586, 0.4482758620689655, 0.48275862068965514, 0.5172413793103449, 0.5517241379310345, 0.5862068965517241, 0.6206896551724138, 0.6551724137931034, 0.6896551724137931, 0.7241379310344828, 0.7586206896551724, 0.7931034482758621, 0.8275862068965517, 0.8620689655172413, 0.896551724137931, 0.9310344827586207, 0.9655172413793103, 1.0]
blade.opt_var.layer_7_opt | output | m | [0.0, 0.0, 0.0, 0.059824922864068986, 0.05701970443349754, 0.054310344827586204, 0.05160098522167486, 0.048891625615763545, 0.04618226600985221, 0.0434729064039409, 0.04076354679802956, 0.03805418719211823, 0.03534482758620689, 0.03263546798029556, 0.02992610837438424, 0.027216748768472895, 0.02450738916256158, 0.021798029556650257, 0.019088669950738914, 0.016379310344827588, 0.013669950738916255, 0.010960591133004929, 0.008251231527093606, 0.005630111038532382, 0.0, 0.0, 0.0, 0.0, 0.0, 0.0]
blade.opt_var.s_opt_layer_8 | output |  | [0.0, 0.034482758620689655, 0.06896551724137931, 0.10344827586206896, 0.13793103448275862, 0.1724137931034483, 0.20689655172413793, 0.24137931034482757, 0.27586206896551724, 0.3103448275862069, 0.3448275862068966, 0.3793103448275862, 0.41379310344827586, 0.4482758620689655, 0.48275862068965514, 0.5172413793103449, 0.5517241379310345, 0.5862068965517241, 0.6206896551724138, 0.6551724137931034, 0.6896551724137931, 0.7241379310344828, 0.7586206896551724, 0.7931034482758621, 0.8275862068965517, 0.8620689655172413, 0.896551724137931, 0.9310344827586207, 0.9655172413793103, 1.0]
blade.opt_var.layer_8_opt | output | m | [0.0, 0.0, 0.0, 0.059824922864068986, 0.05701970443349754, 0.054310344827586204, 0.05160098522167486, 0.048891625615763545, 0.04618226600985221, 0.0434729064039409, 0.04076354679802956, 0.03805418719211823, 0.03534482758620689, 0.03263546798029556, 0.02992610837438424, 0.027216748768472895, 0.02450738916256158, 0.021798029556650257, 0.019088669950738914, 0.016379310344827588, 0.013669950738916255, 0.010960591133004929, 0.008251231527093606, 0.005630111038532382, 0.0, 0.0, 0.0, 0.0, 0.0, 0.0]
blade.opt_var.s_opt_layer_9 | output |  | [0.0, 0.034482758620689655, 0.06896551724137931, 0.10344827586206896, 0.13793103448275862, 0.1724137931034483, 0.20689655172413793, 0.24137931034482757, 0.27586206896551724, 0.3103448275862069, 0.3448275862068966, 0.3793103448275862, 0.41379310344827586, 0.4482758620689655, 0.48275862068965514, 0.5172413793103449, 0.5517241379310345, 0.5862068965517241, 0.6206896551724138, 0.6551724137931034, 0.6896551724137931, 0.7241379310344828, 0.7586206896551724, 0.7931034482758621, 0.8275862068965517, 0.8620689655172413, 0.896551724137931, 0.9310344827586207, 0.9655172413793103, 1.0]
blade.opt_var.layer_9_opt | output | m | [0.0, 0.0, 0.0, 0.059824922864068986, 0.05701970443349754, 0.054310344827586204, 0.05160098522167486, 0.048891625615763545, 0.04618226600985221, 0.0434729064039409, 0.04076354679802956, 0.03805418719211823, 0.03534482758620689, 0.03263546798029556, 0.02992610837438424, 0.027216748768472895, 0.02450738916256158, 0.021798029556650257, 0.019088669950738914, 0.016379310344827588, 0.013669950738916255, 0.010960591133004929, 0.008251231527093606, 0.005630111038532382, 0.0, 0.0, 0.0, 0.0, 0.0, 0.0]
blade.opt_var.s_opt_layer_10 | output |  | [0.0, 0.034482758620689655, 0.06896551724137931, 0.10344827586206896, 0.13793103448275862, 0.1724137931034483, 0.20689655172413793, 0.24137931034482757, 0.27586206896551724, 0.3103448275862069, 0.3448275862068966, 0.3793103448275862, 0.41379310344827586, 0.4482758620689655, 0.48275862068965514, 0.5172413793103449, 0.5517241379310345, 0.5862068965517241, 0.6206896551724138, 0.6551724137931034, 0.6896551724137931, 0.7241379310344828, 0.7586206896551724, 0.7931034482758621, 0.8275862068965517, 0.8620689655172413, 0.896551724137931, 0.9310344827586207, 0.9655172413793103, 1.0]
blade.opt_var.layer_10_opt | output | m | [0.0, 0.0, 0.0, 0.059824922864068986, 0.05701970443349754, 0.054310344827586204, 0.05160098522167486, 0.048891625615763545, 0.04618226600985221, 0.0434729064039409, 0.04076354679802956, 0.03805418719211823, 0.03534482758620689, 0.03263546798029556, 0.02992610837438424, 0.027216748768472895, 0.02450738916256158, 0.021798029556650257, 0.019088669950738914, 0.016379310344827588, 0.013669950738916255, 0.010960591133004929, 0.008251231527093606, 0.005630111038532382, 0.0, 0.0, 0.0, 0.0, 0.0, 0.0]
blade.opt_var.s_opt_layer_11 | output |  | [0.0, 0.034482758620689655, 0.06896551724137931, 0.10344827586206896, 0.13793103448275862, 0.1724137931034483, 0.20689655172413793, 0.24137931034482757, 0.27586206896551724, 0.3103448275862069, 0.3448275862068966, 0.3793103448275862, 0.41379310344827586, 0.4482758620689655, 0.48275862068965514, 0.5172413793103449, 0.5517241379310345, 0.5862068965517241, 0.6206896551724138, 0.6551724137931034, 0.6896551724137931, 0.7241379310344828, 0.7586206896551724, 0.7931034482758621, 0.8275862068965517, 0.8620689655172413, 0.896551724137931, 0.9310344827586207, 0.9655172413793103, 1.0]
blade.opt_var.layer_11_opt | output | m | [0.05, 0.0408222184063085, 0.03227313926048303, 0.024145972694482237, 0.015705569687762155, 0.008780100035772388, 0.00479635850055312, 0.0031297240664340336, 0.0022826917804419063, 0.0020369729079713524, 0.0020007460905738872, 0.002000037059269053, 0.002000000495532114, 0.0020000000000000608, 0.002, 0.002, 0.002, 0.002, 0.002, 0.002, 0.002, 0.002, 0.002, 0.002, 0.0017994981851164914, 0.0013159487984171954, 0.0010438809038808864, 0.001001931909619958, 0.001, 0.001]
blade.opt_var.s_opt_layer_12 | output |  | [0.0, 0.034482758620689655, 0.06896551724137931, 0.10344827586206896, 0.13793103448275862, 0.1724137931034483, 0.20689655172413793, 0.24137931034482757, 0.27586206896551724, 0.3103448275862069, 0.3448275862068966, 0.3793103448275862, 0.41379310344827586, 0.4482758620689655, 0.48275862068965514, 0.5172413793103449, 0.5517241379310345, 0.5862068965517241, 0.6206896551724138, 0.6551724137931034, 0.6896551724137931, 0.7241379310344828, 0.7586206896551724, 0.7931034482758621, 0.8275862068965517, 0.8620689655172413, 0.896551724137931, 0.9310344827586207, 0.9655172413793103, 1.0]
blade.opt_var.layer_12_opt | output | m | [0.0, 0.0, 0.0, 0.001996067786251817, 0.0019330628803245443, 0.001872210953346856, 0.001811359026369168, 0.001750507099391481, 0.0016896551724137933, 0.0016288032454361057, 0.0015679513184584176, 0.0015070993914807298, 0.0014462474645030427, 0.001385395537525355, 0.0013245436105476676, 0.0012636916835699796, 0.0012028397565922919, 0.0011419878296146041, 0.0010811359026369164, 0.001020283975659229, 0.0009594320486815414, 0.0008985801217038539, 0.0008377281947261663, 0.0007768762677484787, 0.0007160243407707911, 0.0006551724137931035, 0.000594320486815416, 0.0005380493880995532, 0.0, 0.0]
blade.opt_var.s_opt_layer_13 | output |  | [0.0, 0.034482758620689655, 0.06896551724137931, 0.10344827586206896, 0.13793103448275862, 0.1724137931034483, 0.20689655172413793, 0.24137931034482757, 0.27586206896551724, 0.3103448275862069, 0.3448275862068966, 0.3793103448275862, 0.41379310344827586, 0.4482758620689655, 0.48275862068965514, 0.5172413793103449, 0.5517241379310345, 0.5862068965517241, 0.6206896551724138, 0.6551724137931034, 0.6896551724137931, 0.7241379310344828, 0.7586206896551724, 0.7931034482758621, 0.8275862068965517, 0.8620689655172413, 0.896551724137931, 0.9310344827586207, 0.9655172413793103, 1.0]
blade.opt_var.layer_13_opt | output | m | [0.0, 0.0, 0.0, 0.04290038391837936, 0.041304259634888436, 0.03976267748478701, 0.038221095334685595, 0.036679513184584164, 0.035137931034482754, 0.03359634888438133, 0.032054766734279906, 0.0305131845841785, 0.02897160243407708, 0.02743002028397566, 0.025888438133874248, 0.02434685598377282, 0.022805273833671404, 0.021263691683569976, 0.020037030057826286, 0.02, 0.02, 0.02, 0.02, 0.02, 0.02, 0.02, 0.02, 0.02, 0.0, 0.0]
blade.opt_var.s_opt_layer_14 | output |  | [0.0, 0.034482758620689655, 0.06896551724137931, 0.10344827586206896, 0.13793103448275862, 0.1724137931034483, 0.20689655172413793, 0.24137931034482757, 0.27586206896551724, 0.3103448275862069, 0.3448275862068966, 0.3793103448275862, 0.41379310344827586, 0.4482758620689655, 0.48275862068965514, 0.5172413793103449, 0.5517241379310345, 0.5862068965517241, 0.6206896551724138, 0.6551724137931034, 0.6896551724137931, 0.7241379310344828, 0.7586206896551724, 0.7931034482758621, 0.8275862068965517, 0.8620689655172413, 0.896551724137931, 0.9310344827586207, 0.9655172413793103, 1.0]
blade.opt_var.layer_14_opt | output | m | [0.0, 0.0, 0.0, 0.001996067786251817, 0.0019330628803245443, 0.001872210953346856, 0.001811359026369168, 0.001750507099391481, 0.0016896551724137933, 0.0016288032454361057, 0.0015679513184584176, 0.0015070993914807298, 0.0014462474645030427, 0.001385395537525355, 0.0013245436105476676, 0.0012636916835699796, 0.0012028397565922919, 0.0011419878296146041, 0.0010811359026369164, 0.001020283975659229, 0.0009594320486815414, 0.0008985801217038539, 0.0008377281947261663, 0.0007768762677484787, 0.0007160243407707911, 0.0006551724137931035, 0.000594320486815416, 0.0005380493880995532, 0.0, 0.0]
blade.opt_var.s_opt_layer_15 | output |  | [0.0, 0.034482758620689655, 0.06896551724137931, 0.10344827586206896, 0.13793103448275862, 0.1724137931034483, 0.20689655172413793, 0.24137931034482757, 0.27586206896551724, 0.3103448275862069, 0.3448275862068966, 0.3793103448275862, 0.41379310344827586, 0.4482758620689655, 0.48275862068965514, 0.5172413793103449, 0.5517241379310345, 0.5862068965517241, 0.6206896551724138, 0.6551724137931034, 0.6896551724137931, 0.7241379310344828, 0.7586206896551724, 0.7931034482758621, 0.8275862068965517, 0.8620689655172413, 0.896551724137931, 0.9310344827586207, 0.9655172413793103, 1.0]
blade.opt_var.layer_15_opt | output | m | [0.0, 0.0, 0.0, 0.001996067786251817, 0.0019330628803245443, 0.001872210953346856, 0.001811359026369168, 0.001750507099391481, 0.0016896551724137933, 0.0016288032454361057, 0.0015679513184584176, 0.0015070993914807298, 0.0014462474645030427, 0.001385395537525355, 0.0013245436105476676, 0.0012636916835699796, 0.0012028397565922919, 0.0011419878296146041, 0.0010811359026369164, 0.001020283975659229, 0.0009594320486815414, 0.0008985801217038539, 0.0008377281947261663, 0.0007768762677484787, 0.0007160243407707911, 0.0006551724137931035, 0.000594320486815416, 0.0005380493880995532, 0.0, 0.0]
blade.opt_var.s_opt_layer_16 | output |  | [0.0, 0.034482758620689655, 0.06896551724137931, 0.10344827586206896, 0.13793103448275862, 0.1724137931034483, 0.20689655172413793, 0.24137931034482757, 0.27586206896551724, 0.3103448275862069, 0.3448275862068966, 0.3793103448275862, 0.41379310344827586, 0.4482758620689655, 0.48275862068965514, 0.5172413793103449, 0.5517241379310345, 0.5862068965517241, 0.6206896551724138, 0.6551724137931034, 0.6896551724137931, 0.7241379310344828, 0.7586206896551724, 0.7931034482758621, 0.8275862068965517, 0.8620689655172413, 0.896551724137931, 0.9310344827586207, 0.9655172413793103, 1.0]
blade.opt_var.layer_16_opt | output | m | [0.0, 0.0, 0.0, 0.04290038391837936, 0.041304259634888436, 0.03976267748478701, 0.038221095334685595, 0.036679513184584164, 0.035137931034482754, 0.03359634888438133, 0.032054766734279906, 0.0305131845841785, 0.02897160243407708, 0.02743002028397566, 0.025888438133874248, 0.02434685598377282, 0.022805273833671404, 0.021263691683569976, 0.020037030057826286, 0.02, 0.02, 0.02, 0.02, 0.02, 0.02, 0.02, 0.02, 0.02, 0.0, 0.0]
blade.opt_var.s_opt_layer_17 | output |  | [0.0, 0.034482758620689655, 0.06896551724137931, 0.10344827586206896, 0.13793103448275862, 0.1724137931034483, 0.20689655172413793, 0.24137931034482757, 0.27586206896551724, 0.3103448275862069, 0.3448275862068966, 0.3793103448275862, 0.41379310344827586, 0.4482758620689655, 0.48275862068965514, 0.5172413793103449, 0.5517241379310345, 0.5862068965517241, 0.6206896551724138, 0.6551724137931034, 0.6896551724137931, 0.7241379310344828, 0.7586206896551724, 0.7931034482758621, 0.8275862068965517, 0.8620689655172413, 0.896551724137931, 0.9310344827586207, 0.9655172413793103, 1.0]
blade.opt_var.layer_17_opt | output | m | [0.0, 0.0, 0.0, 0.001996067786251817, 0.0019330628803245443, 0.001872210953346856, 0.001811359026369168, 0.001750507099391481, 0.0016896551724137933, 0.0016288032454361057, 0.0015679513184584176, 0.0015070993914807298, 0.0014462474645030427, 0.001385395537525355, 0.0013245436105476676, 0.0012636916835699796, 0.0012028397565922919, 0.0011419878296146041, 0.0010811359026369164, 0.001020283975659229, 0.0009594320486815414, 0.0008985801217038539, 0.0008377281947261663, 0.0007768762677484787, 0.0007160243407707911, 0.0006551724137931035, 0.000594320486815416, 0.0005380493880995532, 0.0, 0.0]
blade.outer_shape.af_position | output |  | [0.0, 0.02, 0.15, 0.24517031675566095, 0.3288439506472435, 0.4391793464459161, 0.5376714071084352, 0.6382076569163737, 0.7717438522715817, 1.0] | 1D array of the non dimensional positions of the airfoils af_master defined along blade span.
blade.outer_shape.s | output |  | [0.0, 0.034482758620689655, 0.06896551724137931, 0.10344827586206896, 0.13793103448275862, 0.1724137931034483, 0.20689655172413793, 0.24137931034482757, 0.27586206896551724, 0.3103448275862069, 0.3448275862068966, 0.3793103448275862, 0.41379310344827586, 0.4482758620689655, 0.48275862068965514, 0.5172413793103449, 0.5517241379310345, 0.5862068965517241, 0.6206896551724138, 0.6551724137931034, 0.6896551724137931, 0.7241379310344828, 0.7586206896551724, 0.7931034482758621, 0.8275862068965517, 0.8620689655172413, 0.896551724137931, 0.9310344827586207, 0.9655172413793103, 1.0] | 1D array of the non-dimensional spanwise grid defined along blade axis (0-blade root, 1-blade tip)
blade.outer_shape.chord | output | m | [5.2, 5.2265040720520535, 5.319400683825207, 5.4580745530036845, 5.603038107463281, 5.718286587458929, 5.764630606410189, 5.715053106286686, 5.539182293334066, 5.290780459215475, 5.034005694445184, 4.815660040795825, 4.623237527554848, 4.432040224442178, 4.2451981651395, 4.065767388212587, 3.896040232078195, 3.7350841723423227, 3.5792063535409593, 3.4245801420565267, 3.267946590725438, 3.111859691750389, 2.957140175463699, 2.800021994595202, 2.6367899876098777, 2.4641317667059357, 2.2834502451238916, 2.0956817072301495, 1.9024851146667074, 0.5000000000000001] | 1D array of the chord values defined along blade span.
blade.outer_shape.twist | output | deg | [15.594553019711718, 15.488273108365346, 14.713531241787171, 13.333617291568489, 11.64349455458099, 9.927004257169598, 8.44548693054192, 7.300998417700018, 6.228888266329779, 5.229058385210933, 4.345869365684452, 3.6067915088909195, 2.979819494333284, 2.4229574992772958, 1.9243945072809059, 1.4686902287805776, 1.056535430608546, 0.6927184228293561, 0.3553347025744226, 0.018330216556389917, -0.35588511834324404, -0.8310248222211819, -1.3743361006713517, -1.8520979156145951, -2.1407698795062395, -2.1741333308415802, -2.1073589596622617, -1.9479166540529262, -1.6623005276253076, -1.2423877062729696] | 1D array of the twist values defined along blade span. The twist is defined positive for negative rotations around the z axis (the same as in BeamDyn).
blade.outer_shape.section_offset_y | output | m | [2.6236363636363635, 2.4995804987150767, 2.3762361856440886, 2.2616477449128607, 2.1584497140857244, 2.0527710922856235, 1.952796634528913, 1.8585292926271957, 1.7534662289999947, 1.6448872401139045, 1.5446112372339533, 1.4587998049500115, 1.3798062735755259, 1.3032468381474656, 1.2339289290107218, 1.172876784888303, 1.1214371480080307, 1.076880021233291, 1.038540793587187, 1.0041865174763036, 0.9713554292056902, 0.9397702013886831, 0.9085814579098136, 0.8751958529583892, 0.8396456162002741, 0.8026938753665375, 0.7632802345290842, 0.7203550881905245, 0.6752146602742011, 0.1840909090909091] | 1D array of the airfoil position relative to the reference axis, specifying the distance in meters along the chordline from the reference axis to the leading edge. 0 means that the airfoil is pinned at the leading edge, a positive offset means that the leading edge is upstream of the reference axis in local chordline coordinates, and a negative offset that the leading edge aft of the reference axis.
blade.outer_shape.section_offset_x | output | m | [0.0, 0.0, 0.0, 0.0, 0.0, 0.0, 0.0, 0.0, 0.0, 0.0, 0.0, 0.0, 0.0, 0.0, 0.0, 0.0, 0.0, 0.0, 0.0, 0.0, 0.0, 0.0, 0.0, 0.0, 0.0, 0.0, 0.0, 0.0, 0.0, 0.0] | 1D array of the airfoil position relative to the reference axis, specifying the chordline normal distance in meters from the reference axis. 0 means that the reference axis lies on the airfoil chordline, a positive offset means that the chordline is shifted in the direction of the suction side relative to the reference axis, and a negative offset that the section is shifted in the direction of the pressure side of the airfoil.
blade.outer_shape.rthick_yaml | output |  | [1.0, 0.9840297092621071, 0.8649857209486732, 0.6864842867182435, 0.5327349818434093, 0.45524785455371464, 0.39841264843118784, 0.3624560084288326, 0.34604070533162656, 0.3353338630392611, 0.32535434590508927, 0.3164065147174628, 0.307838539433933, 0.29833325571513225, 0.28751083205284395, 0.27635536228391355, 0.26575719804127773, 0.25541738866754155, 0.24563055785583482, 0.23639140917657717, 0.22612233053700542, 0.21693211259238354, 0.21160416900133958, 0.211, 0.211, 0.211, 0.211, 0.211, 0.211, 0.211] | 1D array of the relative thickness values defined along blade span.
blade.pa.twist_param | output | rad | [0.27217629557079365, 0.2703213611890718, 0.25679956476423604, 0.2327155229387189, 0.2032173164154689, 0.1732589091471034, 0.14740155387210616, 0.12742646107176156, 0.10871460898629609, 0.09126428560094874, 0.07584972929275116, 0.06295038726312088, 0.05200766129122832, 0.04228858599827694, 0.0335870202593458, 0.02563348018408986, 0.018440021928095202, 0.012090217267594518, 0.006201760506518446, 0.0003199226315125809, -0.0062113670739392755, -0.014504119313560162, -0.02398668998573534, -0.03232520669679878, -0.03736348292490616, -0.037945785000536754, -0.03678035236750884, -0.03399755916765491, -0.029012617364700573, -0.02168375606076353] | 1D array of the twist values defined along blade span. The twist is the result of the parameterization.
blade.pa.chord_param | output | m | [5.2, 5.2265040720520535, 5.319400683825207, 5.4580745530036845, 5.603038107463281, 5.718286587458929, 5.764630606410189, 5.715053106286686, 5.539182293334066, 5.290780459215475, 5.034005694445184, 4.815660040795825, 4.623237527554848, 4.432040224442178, 4.2451981651395, 4.065767388212587, 3.896040232078195, 3.7350841723423227, 3.5792063535409593, 3.4245801420565267, 3.267946590725438, 3.111859691750389, 2.957140175463699, 2.800021994595202, 2.6367899876098777, 2.4641317667059357, 2.2834502451238916, 2.0956817072301495, 1.9024851146667074, 0.5000000000000001] | 1D array of the chord values defined along blade span. The chord is the result of the parameterization.
blade.pa.section_offset_y_param | output | m | [2.6236363636363635, 2.4995804987150767, 2.3762361856440886, 2.2616477449128607, 2.1584497140857244, 2.0527710922856235, 1.952796634528913, 1.858529292627196, 1.7534662289999945, 1.6448872401139045, 1.5446112372339533, 1.4587998049500115, 1.3798062735755259, 1.3032468381474656, 1.2339289290107218, 1.172876784888303, 1.1214371480080307, 1.0768800212332912, 1.038540793587187, 1.0041865174763036, 0.9713554292056902, 0.9397702013886831, 0.9085814579098136, 0.8751958529583892, 0.8396456162002742, 0.8026938753665375, 0.7632802345290842, 0.7203550881905245, 0.6752146602742011, 0.1840909090909091] | 1D array of the airfoil position relative to the reference axis, specifying the distance in meters along the chordline from the reference axis to the leading edge. The distribution is the result of the parameterization.
blade.pa.max_chord_constr | output |  | [1.0947368421052632, 1.1003166467478007, 1.1198738281737277, 1.149068326948144, 1.1795869699922696, 1.2038498078860902, 1.2136064434547766, 1.2031690750077235, 1.1661436407019086, 1.1138485177295738, 1.0597906725147754, 1.0138231664833315, 0.9733131636957575, 0.9330610998825639, 0.8937259295030525, 0.8559510290973866, 0.8202189962269885, 0.7863335099668047, 0.7535171270612546, 0.720964240432953, 0.6879887559421975, 0.6551283561579766, 0.6225558264134103, 0.5894783146516215, 0.5551136816020795, 0.5187645824644075, 0.4807263673945035, 0.4411961488905578, 0.4005231820350963, 0.10526315789473686] | 1D array of the ratio between chord values and maximum chord along blade span.
blade.pa.slope_chord_constr | output |  | [-0.026504072052053296, -0.09289661177315356, -0.13867386917847746, -0.1449635544595962, -0.11524847999564791, -0.0463440189512605, -0.049577500123502816, -0.17587081295262053, -0.24840183411859051, -0.2567747647702916, -0.21834565364935887, -0.19242251324097648, -0.19119730311266991, -0.18684205930267872, -0.179430776926913, -0.1697271561343916, -0.16095605973587235, -0.15587781880136342, -0.15462621148443256, -0.15663355133108858, -0.15608689897504924, -0.1547195162866899, -0.15711818086849716, -0.16323200698532414, -0.172658220903942, -0.1806815215820441, -0.18776853789374215, -0.19319659256344202, -1.4024851146667072] | 1D array of the difference between one chord point and the other. It can be used as constraint to achieve monotically increasing and then decreasing chord
blade.pa.slope_twist_constr | output |  | [-0.001854934381721851, -0.013521796424835753, -0.024084041825517155, -0.029498206523249998, -0.02995840726836549, -0.025857355274997246, -0.019975092800344596, -0.01871185208546547, -0.017450323385347355, -0.015414556308197574, -0.012899342029630279, -0.01094272597189256, -0.009719075292951386, -0.00870156573893114, -0.007953540075255935, -0.007193458255994659, -0.006349804660500684, -0.005888456761076072, -0.005881837875005865, -0.006531289705451857, -0.008292752239620886, -0.009482570672175178, -0.008338516711063441, -0.0050382762281073815, -0.0005823020756305919, -0.0011654326330279158, -0.0027827931998539307, -0.004984941802954335, -0.007328861303937045] | 1D array of the difference between one twist point and the other. It can be used as constraint to achieve monotically decreasing and then increasing chord
blade.ps.layer_thickness_param | output | m | [[0.001, 0.001, 0.001, 0.001, 0.001, 0.001, 0.001, 0.001, 0.001, 0.001, 0.001, 0.001, 0.001, 0.001, 0.001, 0.001, 0.001, 0.001, 0.001, 0.001, 0.001, 0.001, 0.001, 0.001, 0.001, 0.001, 0.001, 0.001, 0.001, 0.001], [0.05, 0.0408222184063085, 0.03227313926048303, 0.024145972694482237, 0.015705569687762155, 0.008780100035772388, 0.00479635850055312, 0.0031297240664340336, 0.0022826917804419063, 0.0020369729079713524, 0.0020007460905738872, 0.002000037059269053, 0.002000000495532114, 0.0020000000000000608, 0.002, 0.002, 0.002, 0.002, 0.002, 0.002, 0.002, 0.002, 0.002, 0.002, 0.0017994981851164914, 0.0013159487984171954, 0.0010438809038808864, 0.001001931909619958, 0.001, 0.001], [0.0001, 0.004419878334477179, 0.015090822119312248, 0.030382105124484426, 0.04744079152205518, 0.06353773283159729, 0.07594813593145543, 0.08316374510452554, 0.08936990874530398, 0.09447030393782439, 0.09767621042889293, 0.09829737923548582, 0.09732816699112329, 0.09510225437702131, 0.09225052519827547, 0.08925817046710618, 0.08634924135483835, 0.08326351521775043, 0.07969892747853398, 0.07545926234514862, 0.06996616697984069, 0.06112109490616299, 0.04860983245173956, 0.03553265093318574, 0.024710213639477004, 0.01776948594807157, 0.01195955439742918, 0.006954287330510351, 0.003327560264074706, 0.0010000000000001236], [0.0001, 0.004419878334477179, 0.015090822119312248, 0.030382105124484426, 0.04744079152205518, 0.06353773283159729, 0.07594813593145543, 0.08316374510452554, 0.08936990874530398, 0.09447030393782439, 0.09767621042889293, 0.09829737923548582, 0.09732816699112329, 0.09510225437702131, 0.09225052519827547, 0.08925817046710618, 0.08634924135483835, 0.08326351521775043, 0.07969892747853398, 0.07545926234514862, 0.06996616697984069, 0.06112109490616299, 0.04860983245173956, 0.03553265093318574, 0.024710213639477004, 0.01776948594807157, 0.01195955439742918, 0.006954287330510351, 0.003327560264074706, 0.0010000000000001236], [0.0, 0.0, 0.0, 0.002996816779346709, 0.0029458128078817744, 0.002896551724137931, 0.0028472906403940877, 0.0027980295566502455, 0.0027487684729064037, 0.0026995073891625623, 0.002650246305418719, 0.0026009852216748765, 0.0025517241379310347, 0.0025024630541871933, 0.0024532019704433497, 0.0024039408866995075, 0.002354679802955666, 0.002305418719211824, 0.0022561576354679803, 0.002206896551724138, 0.002157635467980296, 0.002108374384236454, 0.0020591133004926104, 0.002012755077250901, 0.0, 0.0, 0.0, 0.0, 0.0, 0.0], [0.0, 0.0, 0.0, 0.014603445589732792, 0.027047460650643354, 0.03045990214853375, 0.03, 0.03, 0.03, 0.03, 0.03, 0.03, 0.03, 0.03, 0.03, 0.03, 0.029771622514482537, 0.022712924291608143, 0.01506313277081732, 0.007701969096218487, 0.004634878249282575, 0.0031057808675626557, 0.0020040105889382307, 0.0002636147262998891, 0.0, 0.0, 0.0, 0.0, 0.0, 0.0], [0.0, 0.0, 0.0, 0.014603445589732792, 0.027047460650643354, 0.03045990214853375, 0.03, 0.03, 0.03, 0.03, 0.03, 0.03, 0.03, 0.03, 0.03, 0.03, 0.029771622514482537, 0.022712924291608143, 0.01506313277081732, 0.007701969096218487, 0.004634878249282575, 0.0031057808675626557, 0.0020040105889382307, 0.0002636147262998891, 0.0, 0.0, 0.0, 0.0, 0.0, 0.0], [0.0, 0.0, 0.0, 0.059824922864068986, 0.05701970443349754, 0.054310344827586204, 0.05160098522167486, 0.048891625615763545, 0.04618226600985221, 0.0434729064039409, 0.04076354679802956, 0.03805418719211823, 0.03534482758620689, 0.03263546798029556, 0.02992610837438424, 0.027216748768472895, 0.02450738916256158, 0.021798029556650257, 0.019088669950738914, 0.016379310344827588, 0.013669950738916255, 0.010960591133004929, 0.008251231527093606, 0.005630111038532382, 0.0, 0.0, 0.0, 0.0, 0.0, 0.0], [0.0, 0.0, 0.0, 0.059824922864068986, 0.05701970443349754, 0.054310344827586204, 0.05160098522167486, 0.048891625615763545, 0.04618226600985221, 0.0434729064039409, 0.04076354679802956, 0.03805418719211823, 0.03534482758620689, 0.03263546798029556, 0.02992610837438424, 0.027216748768472895, 0.02450738916256158, 0.021798029556650257, 0.019088669950738914, 0.016379310344827588, 0.013669950738916255, 0.010960591133004929, 0.008251231527093606, 0.005630111038532382, 0.0, 0.0, 0.0, 0.0, 0.0, 0.0], [0.0, 0.0, 0.0, 0.059824922864068986, 0.05701970443349754, 0.054310344827586204, 0.05160098522167486, 0.048891625615763545, 0.04618226600985221, 0.0434729064039409, 0.04076354679802956, 0.03805418719211823, 0.03534482758620689, 0.03263546798029556, 0.02992610837438424, 0.027216748768472895, 0.02450738916256158, 0.021798029556650257, 0.019088669950738914, 0.016379310344827588, 0.013669950738916255, 0.010960591133004929, 0.008251231527093606, 0.005630111038532382, 0.0, 0.0, 0.0, 0.0, 0.0, 0.0], [0.0, 0.0, 0.0, 0.059824922864068986, 0.05701970443349754, 0.054310344827586204, 0.05160098522167486, 0.048891625615763545, 0.04618226600985221, 0.0434729064039409, 0.04076354679802956, 0.03805418719211823, 0.03534482758620689, 0.03263546798029556, 0.02992610837438424, 0.027216748768472895, 0.02450738916256158, 0.021798029556650257, 0.019088669950738914, 0.016379310344827588, 0.013669950738916255, 0.010960591133004929, 0.008251231527093606, 0.005630111038532382, 0.0, 0.0, 0.0, 0.0, 0.0, 0.0], [0.05, 0.0408222184063085, 0.03227313926048303, 0.024145972694482237, 0.015705569687762155, 0.008780100035772388, 0.00479635850055312, 0.0031297240664340336, 0.0022826917804419063, 0.0020369729079713524, 0.0020007460905738872, 0.002000037059269053, 0.002000000495532114, 0.0020000000000000608, 0.002, 0.002, 0.002, 0.002, 0.002, 0.002, 0.002, 0.002, 0.002, 0.002, 0.0017994981851164914, 0.0013159487984171954, 0.0010438809038808864, 0.001001931909619958, 0.001, 0.001], [0.0, 0.0, 0.0, 0.001996067786251817, 0.0019330628803245443, 0.001872210953346856, 0.001811359026369168, 0.001750507099391481, 0.0016896551724137933, 0.0016288032454361057, 0.0015679513184584176, 0.0015070993914807298, 0.0014462474645030427, 0.001385395537525355, 0.0013245436105476676, 0.0012636916835699796, 0.0012028397565922919, 0.0011419878296146041, 0.0010811359026369164, 0.001020283975659229, 0.0009594320486815414, 0.0008985801217038539, 0.0008377281947261663, 0.0007768762677484787, 0.0007160243407707911, 0.0006551724137931035, 0.000594320486815416, 0.0005380493880995532, 0.0, 0.0], [0.0, 0.0, 0.0, 0.04290038391837936, 0.041304259634888436, 0.03976267748478701, 0.038221095334685595, 0.036679513184584164, 0.035137931034482754, 0.03359634888438133, 0.032054766734279906, 0.0305131845841785, 0.02897160243407708, 0.02743002028397566, 0.025888438133874248, 0.02434685598377282, 0.022805273833671404, 0.021263691683569976, 0.020037030057826286, 0.02, 0.02, 0.02, 0.02, 0.02, 0.02, 0.02, 0.02, 0.02, 0.0, 0.0], [0.0, 0.0, 0.0, 0.001996067786251817, 0.0019330628803245443, 0.001872210953346856, 0.001811359026369168, 0.001750507099391481, 0.0016896551724137933, 0.0016288032454361057, 0.0015679513184584176, 0.0015070993914807298, 0.0014462474645030427, 0.001385395537525355, 0.0013245436105476676, 0.0012636916835699796, 0.0012028397565922919, 0.0011419878296146041, 0.0010811359026369164, 0.001020283975659229, 0.0009594320486815414, 0.0008985801217038539, 0.0008377281947261663, 0.0007768762677484787, 0.0007160243407707911, 0.0006551724137931035, 0.000594320486815416, 0.0005380493880995532, 0.0, 0.0], [0.0, 0.0, 0.0, 0.001996067786251817, 0.0019330628803245443, 0.001872210953346856, 0.001811359026369168, 0.001750507099391481, 0.0016896551724137933, 0.0016288032454361057, 0.0015679513184584176, 0.0015070993914807298, 0.0014462474645030427, 0.001385395537525355, 0.0013245436105476676, 0.0012636916835699796, 0.0012028397565922919, 0.0011419878296146041, 0.0010811359026369164, 0.001020283975659229, 0.0009594320486815414, 0.0008985801217038539, 0.0008377281947261663, 0.0007768762677484787, 0.0007160243407707911, 0.0006551724137931035, 0.000594320486815416, 0.0005380493880995532, 0.0, 0.0], [0.0, 0.0, 0.0, 0.04290038391837936, 0.041304259634888436, 0.03976267748478701, 0.038221095334685595, 0.036679513184584164, 0.035137931034482754, 0.03359634888438133, 0.032054766734279906, 0.0305131845841785, 0.02897160243407708, 0.02743002028397566, 0.025888438133874248, 0.02434685598377282, 0.022805273833671404, 0.021263691683569976, 0.020037030057826286, 0.02, 0.02, 0.02, 0.02, 0.02, 0.02, 0.02, 0.02, 0.02, 0.0, 0.0], [0.0, 0.0, 0.0, 0.001996067786251817, 0.0019330628803245443, 0.001872210953346856, 0.001811359026369168, 0.001750507099391481, 0.0016896551724137933, 0.0016288032454361057, 0.0015679513184584176, 0.0015070993914807298, 0.0014462474645030427, 0.001385395537525355, 0.0013245436105476676, 0.0012636916835699796, 0.0012028397565922919, 0.0011419878296146041, 0.0010811359026369164, 0.001020283975659229, 0.0009594320486815414, 0.0008985801217038539, 0.0008377281947261663, 0.0007768762677484787, 0.0007160243407707911, 0.0006551724137931035, 0.000594320486815416, 0.0005380493880995532, 0.0, 0.0]] | 2D array of the thickness of the layers of the blade structure after the parametrization. The first dimension represents each layer, the second dimension represents each entry along blade span.
blade.structure.layer_thickness | output | m | [[0.001, 0.001, 0.001, 0.001, 0.001, 0.001, 0.001, 0.001, 0.001, 0.001, 0.001, 0.001, 0.001, 0.001, 0.001, 0.001, 0.001, 0.001, 0.001, 0.001, 0.001, 0.001, 0.001, 0.001, 0.001, 0.001, 0.001, 0.001, 0.001, 0.001], [0.05, 0.0408222184063085, 0.03227313926048303, 0.024145972694482237, 0.015705569687762155, 0.008780100035772388, 0.00479635850055312, 0.0031297240664340336, 0.0022826917804419063, 0.0020369729079713524, 0.0020007460905738872, 0.002000037059269053, 0.002000000495532114, 0.0020000000000000608, 0.002, 0.002, 0.002, 0.002, 0.002, 0.002, 0.002, 0.002, 0.002, 0.002, 0.0017994981851164914, 0.0013159487984171954, 0.0010438809038808864, 0.001001931909619958, 0.001, 0.001], [0.0001, 0.004419878334477179, 0.015090822119312248, 0.030382105124484426, 0.04744079152205518, 0.06353773283159729, 0.07594813593145543, 0.08316374510452554, 0.08936990874530398, 0.09447030393782439, 0.09767621042889293, 0.09829737923548582, 0.09732816699112329, 0.09510225437702131, 0.09225052519827547, 0.08925817046710618, 0.08634924135483835, 0.08326351521775043, 0.07969892747853398, 0.07545926234514862, 0.06996616697984069, 0.06112109490616299, 0.04860983245173956, 0.03553265093318574, 0.024710213639477004, 0.01776948594807157, 0.01195955439742918, 0.006954287330510351, 0.003327560264074706, 0.0010000000000001236], [0.0001, 0.004419878334477179, 0.015090822119312248, 0.030382105124484426, 0.04744079152205518, 0.06353773283159729, 0.07594813593145543, 0.08316374510452554, 0.08936990874530398, 0.09447030393782439, 0.09767621042889293, 0.09829737923548582, 0.09732816699112329, 0.09510225437702131, 0.09225052519827547, 0.08925817046710618, 0.08634924135483835, 0.08326351521775043, 0.07969892747853398, 0.07545926234514862, 0.06996616697984069, 0.06112109490616299, 0.04860983245173956, 0.03553265093318574, 0.024710213639477004, 0.01776948594807157, 0.01195955439742918, 0.006954287330510351, 0.003327560264074706, 0.0010000000000001236], [0.0, 0.0, 0.0, 0.002996816779346709, 0.0029458128078817744, 0.002896551724137931, 0.0028472906403940877, 0.0027980295566502455, 0.0027487684729064037, 0.0026995073891625623, 0.002650246305418719, 0.0026009852216748765, 0.0025517241379310347, 0.0025024630541871933, 0.0024532019704433497, 0.0024039408866995075, 0.002354679802955666, 0.002305418719211824, 0.0022561576354679803, 0.002206896551724138, 0.002157635467980296, 0.002108374384236454, 0.0020591133004926104, 0.002012755077250901, 0.0, 0.0, 0.0, 0.0, 0.0, 0.0], [0.0, 0.0, 0.0, 0.014603445589732792, 0.027047460650643354, 0.03045990214853375, 0.03, 0.03, 0.03, 0.03, 0.03, 0.03, 0.03, 0.03, 0.03, 0.03, 0.029771622514482537, 0.022712924291608143, 0.01506313277081732, 0.007701969096218487, 0.004634878249282575, 0.0031057808675626557, 0.0020040105889382307, 0.0002636147262998891, 0.0, 0.0, 0.0, 0.0, 0.0, 0.0], [0.0, 0.0, 0.0, 0.014603445589732792, 0.027047460650643354, 0.03045990214853375, 0.03, 0.03, 0.03, 0.03, 0.03, 0.03, 0.03, 0.03, 0.03, 0.03, 0.029771622514482537, 0.022712924291608143, 0.01506313277081732, 0.007701969096218487, 0.004634878249282575, 0.0031057808675626557, 0.0020040105889382307, 0.0002636147262998891, 0.0, 0.0, 0.0, 0.0, 0.0, 0.0], [0.0, 0.0, 0.0, 0.059824922864068986, 0.05701970443349754, 0.054310344827586204, 0.05160098522167486, 0.048891625615763545, 0.04618226600985221, 0.0434729064039409, 0.04076354679802956, 0.03805418719211823, 0.03534482758620689, 0.03263546798029556, 0.02992610837438424, 0.027216748768472895, 0.02450738916256158, 0.021798029556650257, 0.019088669950738914, 0.016379310344827588, 0.013669950738916255, 0.010960591133004929, 0.008251231527093606, 0.005630111038532382, 0.0, 0.0, 0.0, 0.0, 0.0, 0.0], [0.0, 0.0, 0.0, 0.059824922864068986, 0.05701970443349754, 0.054310344827586204, 0.05160098522167486, 0.048891625615763545, 0.04618226600985221, 0.0434729064039409, 0.04076354679802956, 0.03805418719211823, 0.03534482758620689, 0.03263546798029556, 0.02992610837438424, 0.027216748768472895, 0.02450738916256158, 0.021798029556650257, 0.019088669950738914, 0.016379310344827588, 0.013669950738916255, 0.010960591133004929, 0.008251231527093606, 0.005630111038532382, 0.0, 0.0, 0.0, 0.0, 0.0, 0.0], [0.0, 0.0, 0.0, 0.059824922864068986, 0.05701970443349754, 0.054310344827586204, 0.05160098522167486, 0.048891625615763545, 0.04618226600985221, 0.0434729064039409, 0.04076354679802956, 0.03805418719211823, 0.03534482758620689, 0.03263546798029556, 0.02992610837438424, 0.027216748768472895, 0.02450738916256158, 0.021798029556650257, 0.019088669950738914, 0.016379310344827588, 0.013669950738916255, 0.010960591133004929, 0.008251231527093606, 0.005630111038532382, 0.0, 0.0, 0.0, 0.0, 0.0, 0.0], [0.0, 0.0, 0.0, 0.059824922864068986, 0.05701970443349754, 0.054310344827586204, 0.05160098522167486, 0.048891625615763545, 0.04618226600985221, 0.0434729064039409, 0.04076354679802956, 0.03805418719211823, 0.03534482758620689, 0.03263546798029556, 0.02992610837438424, 0.027216748768472895, 0.02450738916256158, 0.021798029556650257, 0.019088669950738914, 0.016379310344827588, 0.013669950738916255, 0.010960591133004929, 0.008251231527093606, 0.005630111038532382, 0.0, 0.0, 0.0, 0.0, 0.0, 0.0], [0.05, 0.0408222184063085, 0.03227313926048303, 0.024145972694482237, 0.015705569687762155, 0.008780100035772388, 0.00479635850055312, 0.0031297240664340336, 0.0022826917804419063, 0.0020369729079713524, 0.0020007460905738872, 0.002000037059269053, 0.002000000495532114, 0.0020000000000000608, 0.002, 0.002, 0.002, 0.002, 0.002, 0.002, 0.002, 0.002, 0.002, 0.002, 0.0017994981851164914, 0.0013159487984171954, 0.0010438809038808864, 0.001001931909619958, 0.001, 0.001], [0.0, 0.0, 0.0, 0.001996067786251817, 0.0019330628803245443, 0.001872210953346856, 0.001811359026369168, 0.001750507099391481, 0.0016896551724137933, 0.0016288032454361057, 0.0015679513184584176, 0.0015070993914807298, 0.0014462474645030427, 0.001385395537525355, 0.0013245436105476676, 0.0012636916835699796, 0.0012028397565922919, 0.0011419878296146041, 0.0010811359026369164, 0.001020283975659229, 0.0009594320486815414, 0.0008985801217038539, 0.0008377281947261663, 0.0007768762677484787, 0.0007160243407707911, 0.0006551724137931035, 0.000594320486815416, 0.0005380493880995532, 0.0, 0.0], [0.0, 0.0, 0.0, 0.04290038391837936, 0.041304259634888436, 0.03976267748478701, 0.038221095334685595, 0.036679513184584164, 0.035137931034482754, 0.03359634888438133, 0.032054766734279906, 0.0305131845841785, 0.02897160243407708, 0.02743002028397566, 0.025888438133874248, 0.02434685598377282, 0.022805273833671404, 0.021263691683569976, 0.020037030057826286, 0.02, 0.02, 0.02, 0.02, 0.02, 0.02, 0.02, 0.02, 0.02, 0.0, 0.0], [0.0, 0.0, 0.0, 0.001996067786251817, 0.0019330628803245443, 0.001872210953346856, 0.001811359026369168, 0.001750507099391481, 0.0016896551724137933, 0.0016288032454361057, 0.0015679513184584176, 0.0015070993914807298, 0.0014462474645030427, 0.001385395537525355, 0.0013245436105476676, 0.0012636916835699796, 0.0012028397565922919, 0.0011419878296146041, 0.0010811359026369164, 0.001020283975659229, 0.0009594320486815414, 0.0008985801217038539, 0.0008377281947261663, 0.0007768762677484787, 0.0007160243407707911, 0.0006551724137931035, 0.000594320486815416, 0.0005380493880995532, 0.0, 0.0], [0.0, 0.0, 0.0, 0.001996067786251817, 0.0019330628803245443, 0.001872210953346856, 0.001811359026369168, 0.001750507099391481, 0.0016896551724137933, 0.0016288032454361057, 0.0015679513184584176, 0.0015070993914807298, 0.0014462474645030427, 0.001385395537525355, 0.0013245436105476676, 0.0012636916835699796, 0.0012028397565922919, 0.0011419878296146041, 0.0010811359026369164, 0.001020283975659229, 0.0009594320486815414, 0.0008985801217038539, 0.0008377281947261663, 0.0007768762677484787, 0.0007160243407707911, 0.0006551724137931035, 0.000594320486815416, 0.0005380493880995532, 0.0, 0.0], [0.0, 0.0, 0.0, 0.04290038391837936, 0.041304259634888436, 0.03976267748478701, 0.038221095334685595, 0.036679513184584164, 0.035137931034482754, 0.03359634888438133, 0.032054766734279906, 0.0305131845841785, 0.02897160243407708, 0.02743002028397566, 0.025888438133874248, 0.02434685598377282, 0.022805273833671404, 0.021263691683569976, 0.020037030057826286, 0.02, 0.02, 0.02, 0.02, 0.02, 0.02, 0.02, 0.02, 0.02, 0.0, 0.0], [0.0, 0.0, 0.0, 0.001996067786251817, 0.0019330628803245443, 0.001872210953346856, 0.001811359026369168, 0.001750507099391481, 0.0016896551724137933, 0.0016288032454361057, 0.0015679513184584176, 0.0015070993914807298, 0.0014462474645030427, 0.001385395537525355, 0.0013245436105476676, 0.0012636916835699796, 0.0012028397565922919, 0.0011419878296146041, 0.0010811359026369164, 0.001020283975659229, 0.0009594320486815414, 0.0008985801217038539, 0.0008377281947261663, 0.0007768762677484787, 0.0007160243407707911, 0.0006551724137931035, 0.000594320486815416, 0.0005380493880995532, 0.0, 0.0]] | 2D array of the thickness of the layers of the blade structure. The first dimension represents each layer, the second dimension represents span.
blade.structure.layer_fiber_orientation | output | deg | [[0.0, 0.0, 0.0, 0.0, 0.0, 0.0, 0.0, 0.0, 0.0, 0.0, 0.0, 0.0, 0.0, 0.0, 0.0, 0.0, 0.0, 0.0, 0.0, 0.0, 0.0, 0.0, 0.0, 0.0, 0.0, 0.0, 0.0, 0.0, 0.0, 0.0], [0.0, 0.0, 0.0, 0.0, 0.0, 0.0, 0.0, 0.0, 0.0, 0.0, 0.0, 0.0, 0.0, 0.0, 0.0, 0.0, 0.0, 0.0, 0.0, 0.0, 0.0, 0.0, 0.0, 0.0, 0.0, 0.0, 0.0, 0.0, 0.0, 0.0], [0.0, 0.0, 0.0, 0.0, 0.0, 0.0, 0.0, 0.0, 0.0, 0.0, 0.0, 0.0, 0.0, 0.0, 0.0, 0.0, 0.0, 0.0, 0.0, 0.0, 0.0, 0.0, 0.0, 0.0, 0.0, 0.0, 0.0, 0.0, 0.0, 0.0], [0.0, 0.0, 0.0, 0.0, 0.0, 0.0, 0.0, 0.0, 0.0, 0.0, 0.0, 0.0, 0.0, 0.0, 0.0, 0.0, 0.0, 0.0, 0.0, 0.0, 0.0, 0.0, 0.0, 0.0, 0.0, 0.0, 0.0, 0.0, 0.0, 0.0], [0.0, 0.0, 0.0, 0.0, 0.0, 0.0, 0.0, 0.0, 0.0, 0.0, 0.0, 0.0, 0.0, 0.0, 0.0, 0.0, 0.0, 0.0, 0.0, 0.0, 0.0, 0.0, 0.0, 0.0, 0.0, 0.0, 0.0, 0.0, 0.0, 0.0], [0.0, 0.0, 0.0, 0.0, 0.0, 0.0, 0.0, 0.0, 0.0, 0.0, 0.0, 0.0, 0.0, 0.0, 0.0, 0.0, 0.0, 0.0, 0.0, 0.0, 0.0, 0.0, 0.0, 0.0, 0.0, 0.0, 0.0, 0.0, 0.0, 0.0], [0.0, 0.0, 0.0, 0.0, 0.0, 0.0, 0.0, 0.0, 0.0, 0.0, 0.0, 0.0, 0.0, 0.0, 0.0, 0.0, 0.0, 0.0, 0.0, 0.0, 0.0, 0.0, 0.0, 0.0, 0.0, 0.0, 0.0, 0.0, 0.0, 0.0], [0.0, 0.0, 0.0, 0.0, 0.0, 0.0, 0.0, 0.0, 0.0, 0.0, 0.0, 0.0, 0.0, 0.0, 0.0, 0.0, 0.0, 0.0, 0.0, 0.0, 0.0, 0.0, 0.0, 0.0, 0.0, 0.0, 0.0, 0.0, 0.0, 0.0], [0.0, 0.0, 0.0, 0.0, 0.0, 0.0, 0.0, 0.0, 0.0, 0.0, 0.0, 0.0, 0.0, 0.0, 0.0, 0.0, 0.0, 0.0, 0.0, 0.0, 0.0, 0.0, 0.0, 0.0, 0.0, 0.0, 0.0, 0.0, 0.0, 0.0], [0.0, 0.0, 0.0, 0.0, 0.0, 0.0, 0.0, 0.0, 0.0, 0.0, 0.0, 0.0, 0.0, 0.0, 0.0, 0.0, 0.0, 0.0, 0.0, 0.0, 0.0, 0.0, 0.0, 0.0, 0.0, 0.0, 0.0, 0.0, 0.0, 0.0], [0.0, 0.0, 0.0, 0.0, 0.0, 0.0, 0.0, 0.0, 0.0, 0.0, 0.0, 0.0, 0.0, 0.0, 0.0, 0.0, 0.0, 0.0, 0.0, 0.0, 0.0, 0.0, 0.0, 0.0, 0.0, 0.0, 0.0, 0.0, 0.0, 0.0], [0.0, 0.0, 0.0, 0.0, 0.0, 0.0, 0.0, 0.0, 0.0, 0.0, 0.0, 0.0, 0.0, 0.0, 0.0, 0.0, 0.0, 0.0, 0.0, 0.0, 0.0, 0.0, 0.0, 0.0, 0.0, 0.0, 0.0, 0.0, 0.0, 0.0], [0.0, 0.0, 0.0, 0.0, 0.0, 0.0, 0.0, 0.0, 0.0, 0.0, 0.0, 0.0, 0.0, 0.0, 0.0, 0.0, 0.0, 0.0, 0.0, 0.0, 0.0, 0.0, 0.0, 0.0, 0.0, 0.0, 0.0, 0.0, 0.0, 0.0], [0.0, 0.0, 0.0, 0.0, 0.0, 0.0, 0.0, 0.0, 0.0, 0.0, 0.0, 0.0, 0.0, 0.0, 0.0, 0.0, 0.0, 0.0, 0.0, 0.0, 0.0, 0.0, 0.0, 0.0, 0.0, 0.0, 0.0, 0.0, 0.0, 0.0], [0.0, 0.0, 0.0, 0.0, 0.0, 0.0, 0.0, 0.0, 0.0, 0.0, 0.0, 0.0, 0.0, 0.0, 0.0, 0.0, 0.0, 0.0, 0.0, 0.0, 0.0, 0.0, 0.0, 0.0, 0.0, 0.0, 0.0, 0.0, 0.0, 0.0], [0.0, 0.0, 0.0, 0.0, 0.0, 0.0, 0.0, 0.0, 0.0, 0.0, 0.0, 0.0, 0.0, 0.0, 0.0, 0.0, 0.0, 0.0, 0.0, 0.0, 0.0, 0.0, 0.0, 0.0, 0.0, 0.0, 0.0, 0.0, 0.0, 0.0], [0.0, 0.0, 0.0, 0.0, 0.0, 0.0, 0.0, 0.0, 0.0, 0.0, 0.0, 0.0, 0.0, 0.0, 0.0, 0.0, 0.0, 0.0, 0.0, 0.0, 0.0, 0.0, 0.0, 0.0, 0.0, 0.0, 0.0, 0.0, 0.0, 0.0], [0.0, 0.0, 0.0, 0.0, 0.0, 0.0, 0.0, 0.0, 0.0, 0.0, 0.0, 0.0, 0.0, 0.0, 0.0, 0.0, 0.0, 0.0, 0.0, 0.0, 0.0, 0.0, 0.0, 0.0, 0.0, 0.0, 0.0, 0.0, 0.0, 0.0]] | 2D array of the orientation of the layers of the blade structure. The first dimension represents each layer, the second dimension represents span.
blade.structure.joint_position | output |  | 0 | Spanwise position of a blade segmentation joint.
blade.structure.joint_mass | output | kg | 0 | Mass of the blade spanwise joint.
blade.structure.joint_cost | output | USD | 0 | Cost of the joint.
blade.structure.d_f | output | m | 0.03 | Diameter of the blade root fastener.
blade.structure.sigma_max | output | Pa | 675000000 | Max stress on each blade root bolt.
blade.structure.web_start_nd | output |  | [[0.24727725566114558, 0.2575340010922135, 0.25920993675311416, 0.29294596745491147, 0.30692964790911076, 0.3188478133652299, 0.33426403494070495, 0.34564291614880505, 0.3492410069002326, 0.356378955421779, 0.36005351724489515, 0.36726353109410265, 0.37120473062913567, 0.3751093742808024, 0.38000530786873915, 0.38333522517388274, 0.3852471490427467, 0.387725467831641, 0.39057282110731806, 0.3894856680167424, 0.3947025490908726, 0.39359238669690455, 0.3966591924982631, 0.3964331888428503, 0.3964331888428503, 0.3964331888428504, 0.3964331888428504, 0.40087082644801886, 0.40515191952521395, 0.30868453872628726], [0.24727725566114558, 0.2575340010922135, 0.25920993675311416, 0.24141941080208573, 0.2512379120438545, 0.27158985624369353, 0.2813485124553761, 0.28844610047622793, 0.2944172261271639, 0.29657190271086087, 0.295216782623136, 0.29980069687540134, 0.30240990291670194, 0.30393004715863337, 0.3022354579015866, 0.300163519761425, 0.3037255503432532, 0.29593269621182167, 0.29963062949717784, 0.29560711093184355, 0.2879627635364019, 0.2871137476524621, 0.2780595942287453, 0.27791382932215797, 0.269716350380897, 0.261318492587797, 0.25272166997466666, 0.23494022262901046, 0.22576116575532898, 0.30868453872628726]] | 2D array of the non-dimensional start point defined along the outer profile of a web. The TE suction side is 0, the TE pressure side is 1. The first dimension represents each web, the second dimension represents each entry along blade span.
blade.structure.web_end_nd | output |  | [[0.7498395725131751, 0.7453976387886924, 0.7429294863121189, 0.7079377213110828, 0.693449344283781, 0.6758683030371325, 0.6694863568854699, 0.657737582861745, 0.6539099468127898, 0.6484535372099851, 0.6451778330800177, 0.637661016449798, 0.6340730285320205, 0.6304084567930213, 0.6247138816277006, 0.6207583874983139, 0.618277377228626, 0.6144005027074835, 0.6104792644673128, 0.6112047682002305, 0.6099264994908554, 0.6047205454802782, 0.6051206915798969, 0.6052012677533023, 0.6052012677533024, 0.6005192853178057, 0.6005192853178061, 0.6005192853178057, 0.5959981560819585, 0.6895415256506233], [0.7498395725131751, 0.7453976387886924, 0.7429294863121189, 0.759439108719152, 0.7405776173764275, 0.7303058055476204, 0.7224199063165678, 0.7148259233038572, 0.7087692273751898, 0.7078964352070983, 0.7096416227064685, 0.7049353885457346, 0.7026719622834525, 0.7011921634223615, 0.702260372512273, 0.7038220325844066, 0.699741049824865, 0.7064276775896323, 0.7019015787215546, 0.7056448133386122, 0.7125804524100174, 0.7122961053980216, 0.7205851815072908, 0.7289044657054156, 0.7289044657054153, 0.7373771646736582, 0.7460470838534453, 0.763969604755745, 0.7732163698932634, 0.6895415256506233]] | 2D array of the non-dimensional end point defined along the outer profile of a web. The TE suction side is 0, the TE pressure side is 1. The first dimension represents each web, the second dimension represents each entry along blade span.
blade.structure.layer_start_nd | output |  | [[0.0, 0.0, 0.0, 0.0, 0.0, 0.0, 0.0, 0.0, 0.0, 0.0, 0.0, 0.0, 0.0, 0.0, 0.0, 0.0, 0.0, 0.0, 0.0, 0.0, 0.0, 0.0, 0.0, 0.0, 0.0, 0.0, 0.0, 0.0, 0.0, 0.0], [0.0, 0.0, 0.0, 0.0, 0.0, 0.0, 0.0, 0.0, 0.005258518184427406, 0.01, 0.01, 0.01, 0.01, 0.01, 0.01, 0.01, 0.01, 0.01, 0.01, 0.01, 0.01, 0.01, 0.01, 0.01, 0.01, 0.01, 0.01, 0.01, 0.01, 0.01], [0.21972971318816067, 0.22976098652308571, 0.2295286062933169, 0.23267810779776843, 0.24298295944428294, 0.2623500446107045, 0.27090002859053136, 0.2761611026958766, 0.28324177661580113, 0.28653991141688673, 0.2886968185091356, 0.28725386355274524, 0.2914472743123232, 0.29228358868415116, 0.29226799794853325, 0.29090760562759743, 0.29127924127605265, 0.2843078189827025, 0.2816227861304419, 0.2824131244911994, 0.2729924902194028, 0.2684806511989201, 0.26343871989838635, 0.25914262351295164, 0.24777946369664167, 0.2420453940901392, 0.22844950064264827, 0.22231819958711785, 0.22463104703426198, 0.16764908950518048], [0.7222920300401903, 0.7176246242195645, 0.7132481558523217, 0.6971747247519217, 0.6827894814259637, 0.6719475019938582, 0.6641180301051983, 0.649440360885181, 0.6458885671645186, 0.6406894698675377, 0.6349498904414249, 0.6316153812041028, 0.6238885472207212, 0.6192584050068177, 0.613677268406438, 0.6096274429325803, 0.6040393353158142, 0.6045407890769601, 0.6008850549594132, 0.5939110205997511, 0.5960496484984011, 0.5921510029064695, 0.5886166862073133, 0.5845570833048461, 0.5864599611520521, 0.5807258915455498, 0.5807899874398788, 0.5817296730708333, 0.5910299577160575, 0.5485060764295165], [0.49999933459621543, 0.4999613786563075, 0.49968187267419334, 0.4707932463675792, 0.46901665107361684, 0.4691410070559485, 0.4696599289611836, 0.4689553670654596, 0.46769375824994097, 0.4666910932526923, 0.4650261546034342, 0.4630436551449999, 0.46156092590295694, 0.45989889271987977, 0.4572109749917459, 0.45463737156003003, 0.4522824999671613, 0.4494806802924329, 0.4464103652614179, 0.443267356329434, 0.4397193249182455, 0.4365853467565232, 0.43566314197592076, 0.43591142395648763, 0.49683998400205737, 0.4968399840020574, 0.4968399840020575, 0.49683998400205703, 0.49683998400205726, 0.4968399840020574], [0.0, 0.0, 0.0, 0.0, 0.0, 0.0, 0.0, 0.0, 0.0, 0.0, 0.0, 0.0, 0.0, 0.0, 0.0, 0.0, 0.0, 0.0, 0.0, 0.0, 0.0, 0.0, 0.0, 0.0, 0.0, 0.0, 0.0, 0.0, 0.0, 0.0], [1.0, 1.0, 1.0, 0.9469392535112678, 0.9444459787923614, 0.9436563703509959, 0.942696614072415, 0.9412382341558871, 0.9382984508350876, 0.93547172348605, 0.9321153926105189, 0.9283566330674886, 0.925066649646418, 0.9218054910022205, 0.9177270648757416, 0.9136857736597153, 0.909774550633955, 0.9054303366967935, 0.900901041328783, 0.8960728223226877, 0.8906399465993167, 0.8846900094636095, 0.8783663667938416, 0.8715066131866114, 1.0, 1.0, 1.0, 1.0, 1.0, 1.0], [0.0, 0.0, 0.0, 0.05306074648873214, 0.05555402120763862, 0.056343629649004086, 0.057303385927584945, 0.05876176584411291, 0.06170154916491246, 0.06452827651395002, 0.06788460738948111, 0.07164336693251135, 0.07493335035358195, 0.07819450899777942, 0.0822729351242584, 0.08631422634028468, 0.09022544936604499, 0.09456966330320647, 0.09909895867121703, 0.10392717767731233, 0.10936005340068333, 0.11530999053639045, 0.1216336332061584, 0.12849338681338868, 0.0, 0.0, 0.0, 0.0, 0.0, 0.0], [0.2748247981341305, 0.28530701566134137, 0.28889126721291136, 0.29635100358424704, 0.3096477848934493, 0.32996240018950945, 0.3396640917036333, 0.3466752217088121, 0.3572836356136961, 0.3639738432336268, 0.37015834737651293, 0.3732259038717589, 0.38136729473662156, 0.38611699948148653, 0.3909955200976434, 0.3944846772359391, 0.39954978051530665, 0.3977914149465503, 0.4005415365359024, 0.40712573770397426, 0.40422455430022286, 0.4068526398425886, 0.4093990797457765, 0.41333468768901804, 0.41151684823541296, 0.4172509178419156, 0.4172702954526671, 0.4234015965081973, 0.40711387466489274, 0.4497199879473941], [0.49999933459621543, 0.4999613786563075, 0.49968187267419334, 0.5273913759555602, 0.528274273695098, 0.5292408786815529, 0.5307835406172743, 0.5316345839658467, 0.5335087440258477, 0.5355212548675724, 0.5374364024855475, 0.5394632465396787, 0.5414898329467778, 0.5433063689841778, 0.5449687724576215, 0.5467058796563338, 0.5485229792909426, 0.5503549878158531, 0.5521159211773827, 0.5541185864940362, 0.5562075073685684, 0.557930751122299, 0.5580964501846599, 0.5577685440476264, 0.49683998400205737, 0.4968399840020574, 0.4968399840020575, 0.49683998400205703, 0.49683998400205726, 0.4968399840020574], [0.77738711498616, 0.7731706533578201, 0.772610816771916, 0.7608476205384002, 0.7494543068751299, 0.7395598575726631, 0.7328820932183001, 0.7199544798981163, 0.7199304261624135, 0.7181234016842777, 0.7164114193088023, 0.7175874215231165, 0.7138085676450197, 0.713091815804153, 0.7124047905555481, 0.7132045145409219, 0.7123098745550682, 0.7180243850408078, 0.7198038053648738, 0.7186236338125259, 0.7272817125792213, 0.730522991550138, 0.7345770460547034, 0.7387491474809126, 0.7501973456908233, 0.7559314152973261, 0.7696107822498975, 0.7828130699919128, 0.7735127853466883, 0.8305769748717302], [0.0, 0.0, 0.0, 0.0, 0.0, 0.0, 0.004146131452704074, 0.07368567796957642, 0.08, 0.08, 0.08, 0.08, 0.08, 0.08, 0.08, 0.08, 0.08, 0.08, 0.08, 0.08, 0.08, 0.08, 0.08, 0.08, 0.08, 0.08, 0.08, 0.08, 0.08, 0.08], [0.0, 0.0, 0.0, 0.0, 0.0, 0.0, 0.0, 0.0, 0.0, 0.0, 0.0, 0.0, 0.0, 0.0, 0.0, 0.0, 0.0, 0.0, 0.0, 0.0, 0.0, 0.0, 0.0, 0.0, 0.0, 0.0, 0.0, 0.0, 0.0, 0.0], [0.0, 0.0, 0.0, 0.0, 0.0, 0.0, 0.0, 0.0, 0.0, 0.0, 0.0, 0.0, 0.0, 0.0, 0.0, 0.0, 0.0, 0.0, 0.0, 0.0, 0.0, 0.0, 0.0, 0.0, 0.0, 0.0, 0.0, 0.0, 0.0, 0.0], [0.0, 0.0, 0.0, 0.0, 0.0, 0.0, 0.0, 0.0, 0.0, 0.0, 0.0, 0.0, 0.0, 0.0, 0.0, 0.0, 0.0, 0.0, 0.0, 0.0, 0.0, 0.0, 0.0, 0.0, 0.0, 0.0, 0.0, 0.0, 0.0, 0.0], [0.0, 0.0, 0.0, 0.0, 0.0, 0.0, 0.0, 0.0, 0.0, 0.0, 0.0, 0.0, 0.0, 0.0, 0.0, 0.0, 0.0, 0.0, 0.0, 0.0, 0.0, 0.0, 0.0, 0.0, 0.0, 0.0, 0.0, 0.0, 0.0, 0.0], [0.0, 0.0, 0.0, 0.0, 0.0, 0.0, 0.0, 0.0, 0.0, 0.0, 0.0, 0.0, 0.0, 0.0, 0.0, 0.0, 0.0, 0.0, 0.0, 0.0, 0.0, 0.0, 0.0, 0.0, 0.0, 0.0, 0.0, 0.0, 0.0, 0.0], [0.0, 0.0, 0.0, 0.0, 0.0, 0.0, 0.0, 0.0, 0.0, 0.0, 0.0, 0.0, 0.0, 0.0, 0.0, 0.0, 0.0, 0.0, 0.0, 0.0, 0.0, 0.0, 0.0, 0.0, 0.0, 0.0, 0.0, 0.0, 0.0, 0.0]] | 2D array of the start_nd_arc of the layers. The first dimension represents each layer, the second dimension represents span.
blade.structure.layer_end_nd | output |  | [[1.0, 1.0, 1.0, 1.0, 1.0, 1.0, 1.0, 1.0, 1.0, 1.0, 1.0, 1.0, 1.0, 1.0, 1.0, 1.0, 1.0, 1.0, 1.0, 1.0, 1.0, 1.0, 1.0, 1.0, 1.0, 1.0, 1.0, 1.0, 1.0, 1.0], [1.0, 1.0, 1.0, 1.0, 1.0, 1.0, 1.0, 1.0, 0.9947414818155725, 0.99, 0.99, 0.99, 0.99, 0.99, 0.99, 0.99, 0.99, 0.99, 0.99, 0.99, 0.99, 0.99, 0.99, 0.99, 0.99, 0.99, 0.99, 0.99, 0.99, 0.99], [0.2748247981341305, 0.28530701566134137, 0.28889126721291136, 0.29635100358424704, 0.3096477848934493, 0.32996240018950945, 0.3396640917036333, 0.3466752217088121, 0.3572836356136961, 0.3639738432336268, 0.37015834737651293, 0.3732259038717589, 0.38136729473662156, 0.38611699948148653, 0.3909955200976434, 0.3944846772359391, 0.39954978051530665, 0.3977914149465503, 0.4005415365359024, 0.40712573770397426, 0.40422455430022286, 0.4068526398425886, 0.4093990797457765, 0.41333468768901804, 0.41151684823541296, 0.4172509178419156, 0.4172702954526671, 0.4234015965081973, 0.40711387466489274, 0.4497199879473941], [0.77738711498616, 0.7731706533578201, 0.772610816771916, 0.7608476205384002, 0.7494543068751299, 0.7395598575726631, 0.7328820932183001, 0.7199544798981163, 0.7199304261624135, 0.7181234016842777, 0.7164114193088023, 0.7175874215231165, 0.7138085676450197, 0.713091815804153, 0.7124047905555481, 0.7132045145409219, 0.7123098745550682, 0.7180243850408078, 0.7198038053648738, 0.7186236338125259, 0.7272817125792213, 0.730522991550138, 0.7345770460547034, 0.7387491474809126, 0.7501973456908233, 0.7559314152973261, 0.7696107822498975, 0.7828130699919128, 0.7735127853466883, 0.8305769748717302], [0.49999933459621543, 0.4999613786563075, 0.49968187267419334, 0.5273913759555602, 0.528274273695098, 0.5292408786815529, 0.5307835406172743, 0.5316345839658467, 0.5335087440258477, 0.5355212548675724, 0.5374364024855475, 0.5394632465396787, 0.5414898329467778, 0.5433063689841778, 0.5449687724576215, 0.5467058796563338, 0.5485229792909426, 0.5503549878158531, 0.5521159211773827, 0.5541185864940362, 0.5562075073685684, 0.557930751122299, 0.5580964501846599, 0.5577685440476264, 0.49683998400205737, 0.4968399840020574, 0.4968399840020575, 0.49683998400205703, 0.49683998400205726, 0.4968399840020574], [0.0, 0.0, 0.0, 0.05306074648873214, 0.05555402120763862, 0.056343629649004086, 0.057303385927584945, 0.05876176584411291, 0.06170154916491246, 0.06452827651395002, 0.06788460738948111, 0.07164336693251135, 0.07493335035358195, 0.07819450899777942, 0.0822729351242584, 0.08631422634028468, 0.09022544936604499, 0.09456966330320647, 0.09909895867121703, 0.10392717767731233, 0.10936005340068333, 0.11530999053639045, 0.1216336332061584, 0.12849338681338868, 0.0, 0.0, 0.0, 0.0, 0.0, 0.0], [1.0, 1.0, 1.0, 1.0, 1.0, 1.0, 1.0, 1.0, 1.0, 1.0, 1.0, 1.0, 1.0, 1.0, 1.0, 1.0, 1.0, 1.0, 1.0, 1.0, 1.0, 1.0, 1.0, 1.0, 1.0, 1.0, 1.0, 1.0, 1.0, 1.0], [0.21972971318816067, 0.22976098652308571, 0.2295286062933169, 0.23267810779776843, 0.24298295944428294, 0.2623500446107045, 0.27090002859053136, 0.2761611026958766, 0.28324177661580113, 0.28653991141688673, 0.2886968185091356, 0.28725386355274524, 0.2914472743123232, 0.29228358868415116, 0.29226799794853325, 0.29090760562759743, 0.29127924127605265, 0.2843078189827025, 0.2816227861304419, 0.2824131244911994, 0.2729924902194028, 0.2684806511989201, 0.26343871989838635, 0.25914262351295164, 0.24777946369664167, 0.2420453940901392, 0.22844950064264827, 0.22231819958711785, 0.22463104703426198, 0.16764908950518048], [0.49999933459621543, 0.4999613786563075, 0.49968187267419334, 0.4707932463675792, 0.46901665107361684, 0.4691410070559485, 0.4696599289611836, 0.4689553670654596, 0.46769375824994097, 0.4666910932526923, 0.4650261546034342, 0.4630436551449999, 0.46156092590295694, 0.45989889271987977, 0.4572109749917459, 0.45463737156003003, 0.4522824999671613, 0.4494806802924329, 0.4464103652614179, 0.443267356329434, 0.4397193249182455, 0.4365853467565232, 0.43566314197592076, 0.43591142395648763, 0.49683998400205737, 0.4968399840020574, 0.4968399840020575, 0.49683998400205703, 0.49683998400205726, 0.4968399840020574], [0.7222920300401903, 0.7176246242195645, 0.7132481558523217, 0.6971747247519217, 0.6827894814259637, 0.6719475019938582, 0.6641180301051983, 0.649440360885181, 0.6458885671645186, 0.6406894698675377, 0.6349498904414249, 0.6316153812041028, 0.6238885472207212, 0.6192584050068177, 0.613677268406438, 0.6096274429325803, 0.6040393353158142, 0.6045407890769601, 0.6008850549594132, 0.5939110205997511, 0.5960496484984011, 0.5921510029064695, 0.5886166862073133, 0.5845570833048461, 0.5864599611520521, 0.5807258915455498, 0.5807899874398788, 0.5817296730708333, 0.5910299577160575, 0.5485060764295165], [1.0, 1.0, 1.0, 0.9469392535112678, 0.9444459787923614, 0.9436563703509959, 0.942696614072415, 0.9412382341558871, 0.9382984508350876, 0.93547172348605, 0.9321153926105189, 0.9283566330674886, 0.925066649646418, 0.9218054910022205, 0.9177270648757416, 0.9136857736597153, 0.909774550633955, 0.9054303366967935, 0.900901041328783, 0.8960728223226877, 0.8906399465993167, 0.8846900094636095, 0.8783663667938416, 0.8715066131866114, 1.0, 1.0, 1.0, 1.0, 1.0, 1.0], [1.0, 1.0, 1.0, 1.0, 1.0, 1.0, 0.995853868547296, 0.9263143220304236, 0.92, 0.92, 0.92, 0.92, 0.92, 0.92, 0.92, 0.92, 0.92, 0.92, 0.92, 0.92, 0.92, 0.92, 0.92, 0.92, 0.92, 0.92, 0.92, 0.92, 0.92, 0.92], [0.0, 0.0, 0.0, 0.0, 0.0, 0.0, 0.0, 0.0, 0.0, 0.0, 0.0, 0.0, 0.0, 0.0, 0.0, 0.0, 0.0, 0.0, 0.0, 0.0, 0.0, 0.0, 0.0, 0.0, 0.0, 0.0, 0.0, 0.0, 0.0, 0.0], [0.0, 0.0, 0.0, 0.0, 0.0, 0.0, 0.0, 0.0, 0.0, 0.0, 0.0, 0.0, 0.0, 0.0, 0.0, 0.0, 0.0, 0.0, 0.0, 0.0, 0.0, 0.0, 0.0, 0.0, 0.0, 0.0, 0.0, 0.0, 0.0, 0.0], [0.0, 0.0, 0.0, 0.0, 0.0, 0.0, 0.0, 0.0, 0.0, 0.0, 0.0, 0.0, 0.0, 0.0, 0.0, 0.0, 0.0, 0.0, 0.0, 0.0, 0.0, 0.0, 0.0, 0.0, 0.0, 0.0, 0.0, 0.0, 0.0, 0.0], [0.0, 0.0, 0.0, 0.0, 0.0, 0.0, 0.0, 0.0, 0.0, 0.0, 0.0, 0.0, 0.0, 0.0, 0.0, 0.0, 0.0, 0.0, 0.0, 0.0, 0.0, 0.0, 0.0, 0.0, 0.0, 0.0, 0.0, 0.0, 0.0, 0.0], [0.0, 0.0, 0.0, 0.0, 0.0, 0.0, 0.0, 0.0, 0.0, 0.0, 0.0, 0.0, 0.0, 0.0, 0.0, 0.0, 0.0, 0.0, 0.0, 0.0, 0.0, 0.0, 0.0, 0.0, 0.0, 0.0, 0.0, 0.0, 0.0, 0.0], [0.0, 0.0, 0.0, 0.0, 0.0, 0.0, 0.0, 0.0, 0.0, 0.0, 0.0, 0.0, 0.0, 0.0, 0.0, 0.0, 0.0, 0.0, 0.0, 0.0, 0.0, 0.0, 0.0, 0.0, 0.0, 0.0, 0.0, 0.0, 0.0, 0.0]] | 2D array of the end_nd_arc of the layers. The first dimension represents each layer, the second dimension represents span.
bos.plant_turbine_spacing | output |  | 7 | Distance between turbines in rotor diameters
bos.plant_row_spacing | output |  | 7 | Distance between turbine rows in rotor diameters
bos.commissioning_cost_kW | output | USD/kW | 44
bos.decommissioning_cost_kW | output | USD/kW | 58
bos.distance_to_substation | output | km | 1
bos.distance_to_interconnection | output | km | 8.5
bos.site_distance | output | km | 115
bos.distance_to_landfall | output | km | 50
bos.port_cost_per_month | output | USD/mo | 2000000
bos.site_auction_price | output | USD | 100000000
bos.site_assessment_cost | output | USD | 50000000
bos.boem_review_cost | output | USD | 0
bos.installation_plan_cost | output | USD | 1000000
bos.construction_plan_cost | output | USD | 250000
bos.construction_insurance | output | USD/kW | 44
bos.construction_financing | output | USD/kW | 183
bos.contingency | output | USD/kW | 316
configuration.rated_power | output | W | 15000000 | Electrical rated power of the generator.
configuration.lifetime | output | year | 25 | Turbine design lifetime.
configuration.rotor_diameter_user | output | m | 241.3506 | Diameter of the wind turbine rotor specified by the user, defined as 2 x (Rhub + blade length along z) * cos(precone).
configuration.hub_height_user | output | m | 150 | Height of the hub center over the ground (land-based) or the mean sea level (offshore) specified by the user.
configuration.ws_class | output | n/a | I | IEC wind turbine class. I - offshore, II coastal, III - land-based, IV - low wind speed site.
configuration.turb_class | output | n/a | B | IEC wind turbine category. A - high turbulence intensity (land-based), B - mid turbulence, C - low turbulence (offshore).
configuration.gearbox_type | output | n/a | direct_drive | Gearbox configuration (geared, direct-drive, etc.).
configuration.rotor_orientation | output | n/a | upwind | Rotor orientation, either upwind or downwind.
configuration.upwind | output | n/a | TRUE | Convenient boolean for upwind (True) or downwind (False).
configuration.n_blades | output | n/a | 3 | Number of blades of the rotor.
control.V_in | output | m/s | 3 | Cut in wind speed. This is the wind speed where region II begins.
control.V_out | output | m/s | 25 | Cut out wind speed. This is the wind speed where region III ends.
control.minOmega | output | rpm | 5 | Minimum allowed rotor speed.
control.maxOmega | output | rpm | 9.072 | Maximum allowed rotor speed.
control.max_allowable_blade_tip_speed | output | m/s | 95 | Maximum allowed blade tip speed.
control.rated_TSR | output |  | 9 | Constant tip speed ratio in region II.
control.rated_pitch | output | deg | 0 | Constant pitch angle in region II.
control.peak_thrust_shaving | output |  | 1 | Scalar applied to the max thrust within RotorSE for peak thrust shaving.
costs.offset_tcc_per_kW | output | USD/kW | 0 | Offset to turbine capital cost
costs.bos_per_kW | output | USD/kW | 4053 | Balance of station/plant capital cost
costs.opex_per_kW | output | USD/kW/year | 137 | Average annual operational expenditures of the turbine
costs.wake_loss_factor | output |  | 0.15 | The losses in AEP due to waked conditions
costs.fixed_charge_rate | output |  | 0.056 | Fixed charge rate for coe calculation
costs.labor_rate | output | USD/h | 58.8
costs.painting_rate | output | USD/m**2 | 30
costs.blade_mass_cost_coeff | output | USD/kg | 14.6
costs.hub_mass_cost_coeff | output | USD/kg | 3.9
costs.pitch_system_mass_cost_coeff | output | USD/kg | 22.1
costs.spinner_mass_cost_coeff | output | USD/kg | 11.1
costs.lss_mass_cost_coeff | output | USD/kg | 11.9
costs.bearing_mass_cost_coeff | output | USD/kg | 4.5
costs.gearbox_torque_cost | output | USD/kN/m | 50
costs.hss_mass_cost_coeff | output | USD/kg | 6.8
costs.generator_mass_cost_coeff | output | USD/kg | 12.4
costs.bedplate_mass_cost_coeff | output | USD/kg | 2.9
costs.yaw_mass_cost_coeff | output | USD/kg | 8.3
costs.converter_mass_cost_coeff | output | USD/kg | 18.8
costs.transformer_mass_cost_coeff | output | USD/kg | 18.8
costs.hvac_mass_cost_coeff | output | USD/kg | 124
costs.cover_mass_cost_coeff | output | USD/kg | 5.7
costs.elec_connec_machine_rating_cost_coeff | output | USD/kW | 41.85
costs.platforms_mass_cost_coeff | output | USD/kg | 17.1
costs.tower_mass_cost_coeff | output | USD/kg | 2.9
costs.controls_machine_rating_cost_coeff | output | USD/kW | 21.15
costs.crane_cost | output | USD | 12000
costs.electricity_price | output | USD/kW/h | 0.04
costs.reserve_margin_price | output | USD/kW/year | 120
costs.capacity_credit | output |  | 0
costs.benchmark_price | output | USD/kW/h | 0.071
costs.turbine_number | output | n/a | 40 | Number of turbines at plant
drivetrain.uptilt | output | deg | 6 | Shaft uptilt angle. A standard machine has positive values.
drivetrain.distance_tt_hub | output | m | 5.614 | Vertical distance from tower top plane to hub flange
drivetrain.overhang | output | m | 12.0313 | Horizontal distance from tower top edge to hub flange
drivetrain.gearbox_efficiency | output |  | 1 | Efficiency of the gearbox. Set to 1.0 for direct-drive
drivetrain.gearbox_mass_user | output | kg | 0 | User override of gearbox mass.
drivetrain.gearbox_radius_user | output | m | 0 | User override of gearbox radius (only used if gearbox_mass_user is > 0).
drivetrain.gearbox_length_user | output | m | 0 | User override of gearbox length (only used if gearbox_mass_user is > 0).
drivetrain.gear_ratio | output |  | 1 | Total gear ratio of drivetrain (use 1.0 for direct)
drivetrain.distance_hub_mb | output | m | 1 | Distance from hub flange to first main bearing along shaft
drivetrain.distance_mb_mb | output | m | 1.2 | Distance from first to second main bearing along shaft
drivetrain.lss_diameter | output | m | [3.0, 3.0] | Diameter of low speed shaft
drivetrain.lss_wall_thickness | output | m | [0.1, 0.1] | Thickness of low speed shaft
drivetrain.lss_mass_user | output | kg | 0 | User override of low speed shaft mass.
drivetrain.damping_ratio | output |  | 0.005 | Damping ratio for the drivetrain system
drivetrain.brake_mass_user | output | kg | 0 | Override regular regression-based calculation of brake mass with this value
drivetrain.hvac_mass_coeff | output | kg/kW/m | 0.025 | Regression-based scaling coefficient on machine rating to get HVAC system mass
drivetrain.converter_mass_user | output | kg | 0 | Override regular regression-based calculation of converter mass with this value
drivetrain.transformer_mass_user | output | kg | 0 | Override regular regression-based calculation of transformer mass with this value
drivetrain.platform_mass_user | output | kg | 0 | Override regular regression-based calculation of platform mass with this value
drivetrain.cover_mass_user | output | kg | 0 | Override regular regression-based calculation of cover mass with this value
drivetrain.mb1_mass_user | output | kg | 0 | Override regular regression-based calculation of first main bearing mass with this value
drivetrain.mb2_mass_user | output | kg | 0 | Override regular regression-based calculation of second main bearing mass with this value
drivetrain.mb1_e | output |  | 0 | limiting value of Fa/Fr for the applicability of different values of factors X and Y (ISO 281)
drivetrain.mb2_e | output |  | 0 | limiting value of Fa/Fr for the applicability of different values of factors X and Y (ISO 281)
drivetrain.bedplate_mass_user | output | kg | 0 | Override bottom-up calculation of bedplate mass with this value
drivetrain.nose_diameter | output | m | [2.2, 2.2] | Diameter of nose (also called turret or spindle)
drivetrain.nose_wall_thickness | output | m | [0.1, 0.1] | Thickness of nose (also called turret or spindle)
drivetrain.bedplate_wall_thickness | output | m | [0.05, 0.05, 0.05, 0.05] | Thickness of hollow elliptical bedplate
drivetrain.yaw_system_mass_user | output | kg | 0
drivetrain.above_yaw_mass_user | output | kg | 0
drivetrain.above_yaw_cm_user | output | m | [0.0, 0.0, 0.0]
drivetrain.above_yaw_I_user | output | kg*m**2 | [0.0, 0.0, 0.0, 0.0, 0.0, 0.0]
drivetrain.drivetrain_spring_constant_user | output | N*m/rad | 0
drivetrain.drivetrain_damping_coefficient_user | output | N*m*s/rad | 0
drivetrain.mb1Type | output | n/a | CARB | Type of main bearing: CARB / CRB / SRB / TRB / TRB2
drivetrain.mb2Type | output | n/a | SRB | Type of main bearing: CARB / CRB / SRB / TRB / TRB2
drivetrain.uptower | output | n/a | TRUE | If power electronics are located uptower (True) or at tower base (False)
drivetrain.lss_material | output | n/a | steel_drive | Material name identifier for the low speed shaft
drivetrain.hss_material | output | n/a | steel | Material name identifier for the high speed shaft
drivetrain.bedplate_material | output | n/a | steel_drive | Material name identifier for the bedplate
env.rho_air | output | kg/m**3 | 1.225 | Density of air
env.mu_air | output | kg/m/s | 1.81e-05 | Dynamic viscosity of air
env.shear_exp | output |  | 0.12 | Shear exponent of the wind.
env.speed_sound_air | output | m/s | 340 | Speed of sound in air.
env.weibull_k | output |  | 2 | Shape parameter of the Weibull probability density function of the wind.
env.rho_water | output | kg/m**3 | 1025 | Density of ocean water
env.mu_water | output | kg/m/s | 0.0013351 | Dynamic viscosity of ocean water
env.water_depth | output | m | 30 | Water depth for analysis. Values > 0 mean offshore
env.Hsig_wave | output | m | 4.52 | Significant wave height
env.Tsig_wave | output | s | 9.45 | Significant wave period
env.G_soil | output | N/m**2 | 140000000 | Shear stress of soil
env.nu_soil | output |  | 0.4 | Poisson ratio of soil
generator.L_generator | output | m | 2.15 | Generator length along shaft
generator.generator_mass_user | output | kg | 0
generator.generator_rotor_I_user | output | kg*m**2 | [0.0, 0.0, 0.0]
generator.B_r | output | T | 1.279
generator.P_Fe0e | output | W/kg | 1
generator.P_Fe0h | output | W/kg | 4
generator.S_N | output |  | -0.002
generator.alpha_p | output |  | 1.0996
generator.b_r_tau_r | output |  | 0.45
generator.b_ro | output | m | 0.004
generator.b_s_tau_s | output |  | 0.45
generator.b_so | output | m | 0.004
generator.cofi | output |  | 0.9
generator.freq | output | Hz | 60
generator.h_i | output | m | 0.004
generator.h_sy0 | output |  | 0
generator.h_w | output | m | 0.005
generator.k_fes | output |  | 0.8
generator.k_fillr | output |  | 0.55
generator.k_fills | output |  | 0.65
generator.k_s | output |  | 0.2
generator.mu_0 | output | m*kg/s**2/A**2 | 1.2566e-06
generator.mu_r | output | m*kg/s**2/A**2 | 1.06
generator.p | output |  | 100
generator.phi | output | deg | 90
generator.ratio_mw2pp | output |  | 0.8
generator.resist_Cu | output | ohm/m | 2.52e-08
generator.sigma | output | Pa | 60000
generator.y_tau_p | output |  | 0.8
generator.y_tau_pr | output |  | 0.83333
generator.I_0 | output | A | 0
generator.d_r | output | m | 0
generator.h_m | output | m | 0.099539
generator.h_0 | output | m | 0.05
generator.h_s | output | m | 0.37694
generator.len_s | output | m | 2.2396
generator.n_r | output |  | 0
generator.rad_ag | output | m | 5.1262
generator.t_wr | output | m | 0
generator.n_s | output |  | 0
generator.b_st | output | m | 0
generator.d_s | output | m | 0
generator.t_ws | output | m | 0
generator.rho_Copper | output | kg/m**3 | 8900
generator.rho_Fe | output | kg/m**3 | 7700
generator.rho_Fes | output | kg/m**3 | 7850
generator.rho_PM | output | kg/m**3 | 7450
generator.C_Cu | output | USD/kg | 4.786
generator.C_Fe | output | USD/kg | 0.556
generator.C_Fes | output | USD/kg | 0.50139
generator.C_PM | output | USD/kg | 50
generator.N_c | output |  | 2
generator.b | output |  | 2
generator.c | output |  | 5
generator.E_p | output | V | 1905.2559
generator.h_yr | output | m | 0.036176
generator.h_ys | output | m | 0.036181
generator.h_sr | output | m | 0.046771 | Structural Mass
generator.h_ss | output | m | 0.046508
generator.t_r | output | m | 0.060766
generator.t_s | output | m | 0.060652
generator.u_allow_pcent | output |  | 8.5
generator.y_allow_pcent | output |  | 1
generator.z_allow_deg | output | deg | 0.05
generator.B_tmax | output | T | 1.9
generator.m | output | n/a | 3
generator.q1 | output | n/a | 5
generator.q2 | output | n/a | 4
high_level_tower_props.tower_ref_axis | output | m | [[0.0, 0.0, 15.0], [0.0, 0.0, 28.0], [0.0, 0.0, 41.0], [0.0, 0.0, 54.0], [0.0, 0.0, 67.0], [0.0, 0.0, 80.0], [0.0, 0.0, 93.0], [0.0, 0.0, 106.0], [0.0, 0.0, 119.0], [0.0, 0.0, 132.0], [0.0, 0.0, 144.386]] | 2D array of the coordinates (x,y,z) of the tower reference axis. The coordinate system is the global coordinate system of OpenFAST: it is placed at tower base with x pointing downwind, y pointing on the side and z pointing vertically upwards. A standard tower configuration will have zero x and y values and positive z values.
high_level_tower_props.hub_height | output | m | 150 | Height of the hub in the global reference system, i.e. distance rotor center to ground.
hub.radius | output | m | 3.97 | Radius of the hub. It defines the distance of the blade root from the rotor center along the coned line.
hub.cone | output | deg | 4 | Cone angle of the rotor. It defines the angle between the rotor plane and the blade pitch axis. A standard machine has positive values.
hub.flange_t2shell_t | output |  | 6
hub.flange_OD2hub_D | output |  | 0.6
hub.flange_ID2flange_OD | output |  | 0.8
hub.hub_stress_concentration | output |  | 3
hub.clearance_hub_spinner | output | m | 0.5
hub.spin_hole_incr | output |  | 1.2
hub.pitch_system_scaling_factor | output |  | 0.75
hub.hub_in2out_circ | output |  | 1.2
hub.hub_shell_mass_user | output | kg | 0
hub.spinner_mass_user | output | kg | 0
hub.pitch_system_mass_user | output | kg | 0
hub.hub_system_mass_user | output | kg | 0
hub.hub_system_I_user | output | kg*m**2 | [0.0, 0.0, 0.0, 0.0, 0.0, 0.0]
hub.hub_system_cm_user | output | m | 0
hub.n_front_brackets | output | n/a | 5
hub.n_rear_brackets | output | n/a | 5
hub.hub_material | output | n/a | cast_iron
hub.spinner_material | output | n/a | glass_uni
materials.ply_t | output | m | [0.0, 0.0, 0.0, 0.0, 0.005, 0.005158730158730159, 0.001, 0.001, 0.0, 0.0, 0.0] | 1D array of the ply thicknesses of the materials. Non-composite materials are kept at 0.
materials.fvf | output |  | [0.0, 0.0, 0.0, 0.0, 0.57, 0.1076923076923077, 0.57, 0.57, 0.0, 0.0, 0.0] | 1D array of the non-dimensional fiber volume fraction of the composite materials. Non-composite materials are kept at 0.
materials.fwf | output |  | [0.0, 0.0, 0.0, 0.0, 0.7450682696347697, 0.15889029003783103, 0.7450682696347697, 0.7450682696347697, 0.0, 0.0, 0.0] | 1D array of the non-dimensional fiber weight- fraction of the composite materials. Non-composite materials are kept at 0.
materials.E | output | Pa | [[3440000000.0, 3440000000.0, 3440000000.0], [200000000000.0, 200000000000.0, 200000000000.0], [205000000000.0, 205000000000.0, 205000000000.0], [118000000000.0, 118000000000.0, 118000000000.0], [44600000000.0, 17000000000.0, 16700000000.0], [114500000000.0, 8390000000.0, 8390000000.0], [11100000000.0, 11100000000.0, 16700000000.0], [28700000000.0, 16600000000.0, 16700000000.0], [129200000.0, 129200000.0, 129200000.0], [1000000.0, 1000000.0, 1000000.0], [4560000000.0, 4560000000.0, 4560000000.0]] | 2D array of the Youngs moduli of the materials. Each row represents a material, the three columns represent E11, E22 and E33.
materials.G | output | Pa | [[1323000000.0, 1323000000.0, 1323000000.0], [79300000000.0, 79300000000.0, 79300000000.0], [80000000000.0, 80000000000.0, 80000000000.0], [47600000000.0, 47600000000.0, 47600000000.0], [3270000000.0, 3480000000.0, 3500000000.0], [5990000000.0, 5990000000.0, 5990000000.0], [13530000000.0, 3490000000.0, 3490000000.0], [8400000000.0, 3490000000.0, 3490000000.0], [48946969.696969695, 48946969.696969695, 48946969.696969695], [312500.0, 312500.0, 312500.0], [1520000000.0, 1520000000.0, 1520000000.0]] | 2D array of the shear moduli of the materials. Each row represents a material, the three columns represent G12, G13 and G23.
materials.nu | output |  | [[0.3, 0.3, 0.3], [0.3, 0.3, 0.3], [0.3, 0.3, 0.3], [0.3, 0.3, 0.3], [0.262, 0.35, 0.264], [0.27, 0.27, 0.27], [0.5, 0.0, 0.066], [0.5, 0.0, 0.17], [0.32, 0.32, 0.32], [0.3, 0.3, 0.3], [0.49, 0.49, 0.49]] | 2D array of the Poisson ratio of the materials. Each row represents a material, the three columns represent nu12, nu13 and nu23.
materials.Xt | output | Pa | [[74000000.0, 74000000.0, 74000000.0], [450000000.0, 450000000.0, 450000000.0], [814000000.0, 814000000.0, 814000000.0], [310000000.0, 310000000.0, 310000000.0], [609200000.0, 38100000.0, 15290000.0], [1546000000.0, 0.0, 0.0], [42900000.0, 42600000.0, 15300000.0], [396000000.0, 76400000.0, 15300000.0], [2083000.0, 2083000.0, 2083000.0], [0.0, 0.0, 0.0], [690000.0, 690000.0, 690000.0]] | 2D array of the Ultimate Tensile Strength (UTS) of the materials. Each row represents a material, the three columns represent Xt12, Xt13 and Xt23.
materials.Xc | output | Pa | [[87000000.0, 87000000.0, 87000000.0], [450000000.0, 450000000.0, 450000000.0], [814000000.0, 814000000.0, 814000000.0], [310000000.0, 310000000.0, 310000000.0], [474710000.0, 112640000.0, 113220000.0], [1047000000.0, 0.0, 0.0], [70700000.0, 70700000.0, 113200000.0], [448900000.0, 174700000.0, 113200000.0], [1563000.0, 1563000.0, 1563000.0], [0.0, 0.0, 0.0], [400000.0, 400000.0, 400000.0]] | 2D array of the Ultimate Compressive Strength (UCS) of the materials. Each row represents a material, the three columns represent Xc12, Xc13 and Xc23.
materials.S | output | Pa | [[21260000.0, 21260000.0, 21260000.0], [0.0, 0.0, 0.0], [0.0, 0.0, 0.0], [0.0, 0.0, 0.0], [18910000.0, 17240000.0, 13160000.0], [0.0, 0.0, 0.0], [103400000.0, 17200000.0, 13200000.0], [103400000.0, 17200000.0, 13200000.0], [1250000.0, 1250000.0, 1250000.0], [0.0, 0.0, 0.0], [310000.0, 310000.0, 310000.0]] | 2D array of the Ultimate Shear Strength (USS) of the materials. Each row represents a material, the three columns represent S12, S13 and S23.
materials.sigma_y | output | Pa | [0.0, 345000000.0, 485000000.0, 265000000.0, 0.0, 0.0, 0.0, 0.0, 0.0, 0.0, 0.0] | Yield stress of the material (in the principle direction for composites).
materials.wohler_exp | output |  | [1.0, 3.0, 3.0, 3.0, 10.0, 16.1, 10.0, 10.0, 1.0, 1.0, 1.0] | Exponent of S-N Wohler fatigue curve in the form of S = A*N^-(1/m).
materials.wohler_intercept | output |  | [87000000.0, 450000000.0, 814000000.0, 310000000.0, 609200000.0, 1546000000.0, 113200000.0, 448900000.0, 2083000.0, 0.0, 690000.0] | Stress-intercept (A) of S-N Wohler fatigue curve in the form of S = A*N^-(1/m), taken as ultimate stress unless otherwise specified.
materials.unit_cost | output | USD/kg | [7.23, 0.7, 0.9, 0.5, 1.87, 30.0, 3.0, 2.86, 13.0, 3.63, 9.0] | 1D array of the unit costs of the materials.
materials.waste | output |  | [0.25, 0.0, 0.0, 0.0, 0.05, 0.05, 0.15, 0.15, 0.2, 0.0, 0.0] | 1D array of the non-dimensional waste fraction of the materials.
materials.roll_mass | output | kg | [0.0, 0.0, 0.0, 0.0, 0.0, 0.0, 181.4368, 181.4368, 0.0, 0.0, 0.0] | 1D array of the roll mass of the composite fabrics. Non-composite materials are kept at 0.
monopile.s | output |  | [0.0, 0.5, 0.6111111111111112, 0.7222222222222222, 0.8333333333333334, 0.9444444444444444, 1.0] | 1D array of the non-dimensional grid defined along the tower axis (0-tower base, 1-tower top)
monopile.height | output | m | 90 | Scalar of the tower height computed along the z axis.
monopile.length | output | m | 90 | Scalar of the tower length computed along its curved axis. A standard straight tower will be as high as long.
monopile.foundation_height | output | m | -75 | Foundation height in respect to the ground level.
monopile.diameter | output | m | [10.0, 10.0, 10.0, 10.0, 10.0, 10.0, 10.0] | 1D array of the outer diameter values defined along the tower axis.
monopile.layer_thickness | output | m | [[0.055341, 0.055341, 0.055341, 0.047677, 0.047357, 0.039697, 0.042419]] | 2D array of the thickness of the layers of the tower structure. The first dimension represents each layer, the second dimension represents each piecewise-constant entry of the tower sections.
monopile.outfitting_factor | output |  | 1.07 | Multiplier that accounts for secondary structure mass inside of tower
monopile.transition_piece_mass | output | kg | 100000 | point mass of transition piece
monopile.transition_piece_cost | output | USD | 0 | cost of transition piece
monopile.gravity_foundation_mass | output | kg | 0 | extra mass of gravity foundation
monopile.monopile_mass_user | output | kg | 0 | Override bottom-up calculation of total monopile mass with this value
monopile.layer_name | output | n/a | monopile_wall | 1D array of the names of the layers modeled in the tower structure.
monopile.layer_mat | output | n/a | steel | 1D array of the names of the materials of each layer modeled in the tower structure.
opex.equipment_dispatch_distance | output | km | 116 | Distance, in km, that servicing equipment must travel daily to reach the wind farm
opex.repair_port_distance | output | km | 116 | Distance, in km, that tugboats must travel to reach the wind farm for tow-to-port repairs
opex.reduced_speed | output | km/h | 0 | Reduced speed applied to servicing equipment in the reduced speed period
opex.workday_start | output | n/a | 7 | Hour of the day where any work-related activities begin
opex.workday_end | output | n/a | 19 | Hour of the day where any work-related activities end
opex.n_ctv | output | n/a | 3 | Number of crew transfer vessels that should be made available to the wind farm.
opex.n_hlv | output | n/a | 1 | Number of heavy lift vessels that should be made available to the wind farm (fixed-bottom simulations only)
opex.n_tugboat | output | n/a | 2 | Number of tugboat groups that should be available to the port to tow floating turbines to port and back
opex.port_workday_start | output | n/a | 6 | Hour of the day where any work-related activities begin for port-side repairs
opex.port_workday_end | output | n/a | 18 | Hour of the day where any work-related activities end for port-side repairs
opex.n_port_crews | output | n/a | 2 | Number of port-side crews available to work on simultaneous repairs for any at-port turbine
opex.max_port_operations | output | n/a | 2 | Number of turbines that can be at port at once
opex.maintenance_start | output | n/a | None | Date of first maintenance event to determine regular interval timing. Can be set to prior to the starting year to ensure staggered starts.
opex.non_operational_start | output | n/a | None | Starting date, in MM/DD format, for an annual period where the site is inaccessible
opex.non_operational_end | output | n/a | None | Ending date, in MM/DD format, for an annual period where the site is inaccessible
opex.reduced_speed_start | output | n/a | None | Starting date, in MM/DD format, for an annual period where traveling speed is reduced
opex.reduced_speed_end | output | n/a | None | Ending date, in MM/DD format, for an annual period where traveling speed is reduced
opex.random_seed | output | n/a | 42 | Random seed for the internal random generator
tower.ref_axis | output | m | [[0.0, 0.0, 15.0], [0.0, 0.0, 28.0], [0.0, 0.0, 41.0], [0.0, 0.0, 54.0], [0.0, 0.0, 67.0], [0.0, 0.0, 80.0], [0.0, 0.0, 93.0], [0.0, 0.0, 106.0], [0.0, 0.0, 119.0], [0.0, 0.0, 132.0], [0.0, 0.0, 144.386]] | 2D array of the coordinates (x,y,z) of the tower reference axis. The coordinate system is the global coordinate system of OpenFAST: it is placed at tower base with x pointing downwind, y pointing on the side and z pointing vertically upwards. A standard tower configuration will have zero x and y values and positive z values.
tower.diameter | output | m | [10.0, 10.0, 9.926, 9.443, 8.833, 8.151, 7.39, 6.909, 6.748, 6.572, 6.5] | 1D array of the outer diameter values defined along the tower axis.
tower.cd | output |  | [0.5, 0.5, 0.5, 0.5, 0.5, 0.5, 0.5, 0.5, 0.5, 0.5, 0.5] | 1D array of the drag coefficients defined along the tower height.
tower.layer_thickness | output | m | [[0.039496, 0.039496, 0.033416, 0.034142, 0.030242, 0.031174, 0.027028, 0.027398, 0.02062, 0.021032, 0.026964000000000002]] | 2D array of the thickness of the layers of the tower structure. The first dimension represents each layer, the second dimension represents each piecewise-constant entry of the tower sections.
tower.outfitting_factor | output |  | 1.07 | Multiplier that accounts for secondary structure mass inside of tower
tower.tower_mass_user | output | kg | 0 | Override bottom-up calculation of total tower mass with this value
tower.lumped_mass | output | kg | [0.0, 0.0, 0.0, 0.0, 0.0, 0.0, 0.0, 0.0, 0.0, 0.0, 0.0] | 1D array of the lumped mass values defined along the tower axis.
tower.layer_name | output | n/a | tower_wall | 1D array of the names of the layers modeled in the tower structure.
tower.layer_mat | output | n/a | steel | 1D array of the names of the materials of each layer modeled in the tower structure.
tower_grid.s | output |  | [0.0, 0.10047454902385111, 0.20094909804770222, 0.30142364707155334, 0.40189819609540445, 0.5023727451192556, 0.6028472941431067, 0.7033218431669578, 0.8037963921908089, 0.90427094121466, 1.0] | 1D array of the non-dimensional grid defined along the tower axis (0-tower base, 1-tower top)
tower_grid.height | output | m | 129.386 | Scalar of the tower height computed along the z axis.
tower_grid.length | output | m | 129.386 | Scalar of the tower length computed along its curved axis. A standard straight tower will be as high as long.
tower_grid.foundation_height | output | m | 15 | Foundation height in respect to the ground level.
drivese.bear1.mb_max_defl_ang | output | rad | 0.0087266
drivese.bear1.mb_mass | output | kg | 48092.0018
drivese.bear1.mb_I | output | kg*m**2 | [59002.874691857956, 29771.954855978252, 29771.954855978252]
drivese.bear1.face_width | output | m | 0.62936 | face width of the bearing
drivese.bear1.mb_Cr | output | N | 53336973.8334 | Dynamic load rating of the bearing
drivese.bear1.mb_p | output |  | 3.3333 | Bearing life exponent
drivese.bear1.mb_X1 | output |  | 1 | Bearing light coefficient for P calculation
drivese.bear1.mb_Y1 | output |  | 1.9286 | Bearing light coefficient for P calculation
drivese.bear1.mb_X2 | output |  | 0.67 | Bearing heavy coefficient for P calculation
drivese.bear1.mb_Y2 | output |  | 2.8714 | Bearing heavy coefficient for P calculation
drivese.bear1.mb_Reactions | output |  | [0.0, 1.0, 1.0, 0.0, 0.0, 0.0] | Bearing reaction constraints: [Rx,Ry,Rz,Rxx,Ryy,Rzz]
drivese.bear1.mb_k | output | N*m/rad | 0 | Torsional stiffness of the moment-reacting bearing (eg. TRB2)
drivese.bear2.mb_max_defl_ang | output | rad | 0.078
drivese.bear2.mb_mass | output | kg | 13479.2839
drivese.bear2.mb_I | output | kg*m**2 | [16537.396406511503, 8344.519175063495, 8344.519175063495]
drivese.bear2.face_width | output | m | 0.60764 | face width of the bearing
drivese.bear2.mb_Cr | output | N | 32509209.5098 | Dynamic load rating of the bearing
drivese.bear2.mb_p | output |  | 3.3333 | Bearing life exponent
drivese.bear2.mb_X1 | output |  | 1 | Bearing light coefficient for P calculation
drivese.bear2.mb_Y1 | output |  | 1.9286 | Bearing light coefficient for P calculation
drivese.bear2.mb_X2 | output |  | 0.67 | Bearing heavy coefficient for P calculation
drivese.bear2.mb_Y2 | output |  | 2.8714 | Bearing heavy coefficient for P calculation
drivese.bear2.mb_Reactions | output |  | [1.0, 1.0, 1.0, 0.0, 0.0, 0.0] | Bearing reaction constraints: [Rx,Ry,Rz,Rxx,Ryy,Rzz]
drivese.bear2.mb_k | output | N*m/rad | 0 | Torsional stiffness of the moment-reacting bearing (eg. TRB2)
drivese.converter.V_LL_rms_V | output | V | 6600 | Line-to-line RMS voltage
drivese.converter.Vdc_V | output | V | 11500 | DC link voltage
drivese.converter.Vdc_min_V | output | V | 11345.0051 | Minimum required DC voltage
drivese.converter.I_rms_A | output | A | 1312.1597 | RMS current per phase
drivese.converter.I_pk_A | output | A | 1855.674 | Peak current per phase
drivese.converter.f_res_Hz | output | Hz | 598.1817 | LC filter resonant frequency
drivese.converter.Rf_ohm | output | ohm | 1.4564 | Filter damping resistor
drivese.converter.Cf_uF | output | uF | 45.6712 | AC filter capacitance
drivese.converter.Lf_uH | output | uH | 1550 | AC filter inductance
drivese.converter.Cdc_uF | output | uF | 3010 | DC link capacitance
drivese.converter.Ns_series | output |  | 10 | Series IGBT modules per phase leg
drivese.converter.Np_parallel | output |  | 1 | Parallel IGBT modules per phase leg
drivese.converter.N_igbt_modules | output |  | 30 | Total IGBT modules per converter
drivese.converter.Cost_semiconductors | output | USD | 33627 | Semiconductor cost
drivese.converter.Cost_dc_cap | output | USD | 22045.0386 | DC capacitor cost
drivese.converter.Cost_filt_ind_3ph | output | USD | 234876.9954 | 3-phase filter inductor cost
drivese.converter.Cost_filt_cap | output | USD | 7319.493 | AC filter capacitor cost
drivese.converter.Cost_passive_total | output | USD | 264241.527 | Total passive component cost
drivese.converter.Cost_BOS_total | output | USD | 207315 | Balance of system cost
drivese.converter.Cost_converter | output | USD | 505183.527 | Total cost per converter
drivese.converter.Cost_B2B | output | USD | 988322.0154 | Total B2B converter cost
drivese.converter.P_loss_total_kW | output | kW | 198.8116 | Total converter losses
drivese.converter.eta_conv_pct | output |  | 98.6746 | Converter efficiency [%]
drivese.drivetrain_spring_constant | output | N*m/rad | 69737644923.0506
drivese.drivetrain_damping_coefficient | output | N*m*s/rad | 49372900.5691
drivese.stage_ratios | output |  | [0.0, 0.0, 0.0]
drivese.gearbox_torque_density | output | N*m/kg | 0
drivese.L_gearbox | output | m | 0
drivese.D_gearbox | output | m | 0
drivese.generator.con_uas | output | m | -0.0086627
drivese.generator.con_zas | output | m | 0
drivese.generator.con_yas | output | m | -0.0060289
drivese.generator.con_bst | output | m | 0
drivese.generator.con_uar | output | m | -0.00033433
drivese.generator.con_yar | output | m | -0.010689
drivese.generator.con_zar | output | m | 0
drivese.generator.con_br | output | m | 0
drivese.generator.TCr | output | m**3 | 15.5669
drivese.generator.TCs | output | m**3 | 10.0364
drivese.generator.con_TC2r | output | m**3 | 10.0364
drivese.generator.con_TC2s | output | m**3 | 10.0364
drivese.generator.con_Bsmax | output | T | 1.3681
drivese.generator.K_rad_L | output |  | 0.21845
drivese.generator.K_rad_U | output |  | 0.21845
drivese.generator.D_ratio_L | output |  | 0
drivese.generator.D_ratio_U | output |  | 0
drivese.generator.converter_efficiency | output |  | [0.9854582574465455, 0.985468030023459, 0.9854747397391531, 0.9854786121616389, 0.9854798512400176, 0.9854786418338738, 0.9854751518956703, 0.9854695343604296, 0.9854619287875126, 0.9854524627916202, 0.985441253293927, 0.9854284076191845, 0.9854140244604706, 0.985398194729846, 0.9853810023103584, 0.9853625247224831, 0.9853428337161538, 0.9853219957978934, 0.9853000727011982, 0.9852771218071795]
drivese.generator.transformer_efficiency | output |  | [0.9977548505921634, 0.9976915625072795, 0.9976266191963954, 0.997560020659511, 0.9974917668966264, 0.9974218579077416, 0.9973502936928567, 0.9972770742519714, 0.997202199585086, 0.9971256696922005, 0.9970474845733147, 0.9969676442284287, 0.9968861486575425, 0.9968029978606561, 0.9967181918377694, 0.9966317305888827, 0.9965436141139956, 0.9964538424131084, 0.996362415486221, 0.9962693333333333]
drivese.generator_efficiency | output |  | [0.9568585163573256, 0.9590900111609085, 0.9609494384640103, 0.9624065450254242, 0.9635505010755105, 0.9644916479210641, 0.9652281252879784, 0.9657822054776233, 0.9661963643970696, 0.9653886887453373, 0.9643336043794587, 0.9633643332627906, 0.962469954115781, 0.9616212712228429, 0.9608468051286547, 0.9600974280925256, 0.9593876645243947, 0.9587433052223328, 0.9581014923260597, 0.9574868258660686]
drivese.generator_cost | output | USD | 5003334.9694
drivese.generator.B_rymax | output | T | 1.6348
drivese.generator.B_trmax | output | T | 0
drivese.generator.B_tsmax | output | T | 0
drivese.generator.B_g1 | output | T | 0
drivese.generator.B_pm1 | output |  | 1.1476
drivese.generator.N_s | output |  | 115
drivese.generator.b_s | output | m | 0.050752
drivese.generator.b_t | output | m | 0.080896
drivese.generator.A_Curcalc | output | mm**2 | 0
drivese.generator.A_Cuscalc | output | mm**2 | 534.5836
drivese.generator.b_m | output |  | 0.12884
drivese.generator.f | output |  | [8.333352820291639, 8.554189804723563, 8.775026789155485, 8.99586377358741, 9.216700758019334, 9.437537742451257, 9.658374726883181, 9.879211711315104, 10.100048695747029, 10.320885680178952, 10.541722664610873, 10.7625596490428, 10.983396633474722, 11.204233617906647, 11.425070602338568, 11.645907586770493, 11.866744571202414, 12.087581555634342, 12.308418540066263, 12.529255524498186]
drivese.generator.I_s | output | A | [1860.4952217851167, 1678.2740675794205, 1502.7146274561926, 1330.5294987453879, 1158.1426739974, 980.8141367258502, 790.6849880622314, 570.0869934723665, 237.9736929025275, 428.87018339259254, 632.5016160426627, 771.1156166715126, 877.5325725862524, 963.5875919361075, 1035.2583959488682, 1096.098167101405, 1148.4364043342107, 1193.9039690886023, 1233.6975417008052, 1268.726694449621]
drivese.generator.R_s | output | ohm | [0.03928075241445536, 0.038372526925103796, 0.037237245063414345, 0.03632901957406276, 0.035647850457049095, 0.03473962496769752, 0.03383139947834595, 0.03315023036133228, 0.0324690612443186, 0.03178789212730492, 0.031106723010291243, 0.030425553893277568, 0.029744384776263892, 0.029290272031588106, 0.02860910291457443, 0.028154990169898645, 0.02770087742522286, 0.02701970830820918, 0.0265655955635334, 0.026111482818857615]
drivese.generator.L_s | output |  | 0.01948
drivese.generator.J_s | output | A/m**2 | [6.0, 6.0, 6.0, 6.0, 6.0, 6.0, 6.0, 6.0, 6.0, 6.0, 6.0, 6.0, 6.0, 6.0, 6.0, 6.0, 6.0, 6.0, 6.0, 6.0]
drivese.generator.A_1 | output |  | [59958.07100345181, 52835.10545415104, 45908.52631042329, 39656.78294201841, 33871.52159657151, 27954.4619481443, 21946.37277641544, 15504.828914963124, 6339.251433719704, 11184.765400164566, 16141.920223536108, 19248.517529856766, 21414.479917970755, 23155.485926577392, 24299.21795000423, 25318.858793492323, 26099.955773177644, 26466.063329713368, 26888.56040863444, 27179.340095086372]
drivese.generator.Losses | output | W | [420426.75904726627, 384054.64460260683, 353534.3907079096, 329352.2112023437, 310091.0687498836, 293995.98238871485, 281099.7107674695, 271050.19023765874, 263173.0310875926, 274719.74566190504, 290160.5513301043, 304184.77145262813, 316967.8620333047, 328976.65640626464, 339757.4227008638, 350094.80163051694, 359758.140666669, 368336.82628908724, 376834.6057501102, 384859.81014970987]
drivese.generator.S | output |  | 240
drivese.generator.Slot_aspect_ratio | output |  | 7.4273
drivese.generator.Slot_aspect_ratio1 | output |  | 0
drivese.generator.Slot_aspect_ratio2 | output |  | 0
drivese.generator.J_r | output |  | [0.0, 0.0, 0.0, 0.0, 0.0, 0.0, 0.0, 0.0, 0.0, 0.0, 0.0, 0.0, 0.0, 0.0, 0.0, 0.0, 0.0, 0.0, 0.0, 0.0]
drivese.generator.L_sm | output |  | 0
drivese.generator.Q_r | output |  | 0
drivese.generator.R_R | output |  | 0
drivese.generator.b_r | output |  | 0
drivese.generator.b_tr | output |  | 0
drivese.generator.b_trmin | output |  | 0
drivese.generator.B_symax | output | T | 1.6346
drivese.generator.tau_p | output | m | 0.16105
drivese.generator.q | output | N/m**2 | 768352.1521
drivese.generator.len_ag | output | m | 0.010252
drivese.generator.h_t | output | m | 0.43194
drivese.generator.tau_s | output | m | 0.13394
drivese.generator.J_actual | output | A/m**2 | [2.460922539620269, 2.2198941616219883, 1.987677395793462, 1.7599239142095264, 1.5319036443435012, 1.297346850442822, 1.0458583747367807, 0.7540680112225178, 0.31477362470116654, 0.5672770822110758, 0.8366253592267546, 1.0199734885098695, 1.1607337991744064, 1.2745608782691444, 1.369361603883736, 1.4498358573951, 1.5190649240339396, 1.5792059841213542, 1.63184191601019, 1.678175833202759]
drivese.generator.T_e | output | N*m | 22187153.3218
drivese.generator.twist_r | output | deg | 0.00044317
drivese.generator.twist_s | output | deg | 9.0462e-05
drivese.generator.Structural_mass_rotor | output | kg | 66168.7507
drivese.generator.Structural_mass_stator | output | kg | 61098.3358
drivese.generator.Mass_tooth_stator | output | kg | 159099.6083
drivese.generator.Mass_yoke_rotor | output | kg | 20554.8981
drivese.generator.Mass_yoke_stator | output | kg | 18292.2134
drivese.hub_system_cost | output | USD | 15653.164
drivese.constr_hub_diameter | output | m | 0.73467
drivese.spinner.spinner_diameter | output | m | 8.94
drivese.L_lss | output | m | 2.2
drivese.s_generator | output | m | 1.525
drivese.constr_length | output | m | 1.75
drivese.D_shaft_mb1 | output | m | 2.2
drivese.D_shaft_mb2 | output | m | 2.2
drivese.L_nose | output | m | 2.1
drivese.D_bearing1 | output | m | 0.3
drivese.D_bearing2 | output | m | 0.3
drivese.constr_access | output | m | [[0.09999999999999964, 0.0], [0.09999999999999964, 0.0]]
drivese.constr_ecc | output | m | 0.12505
drivese.torq_deflection | output | m | 0.00015263
drivese.torq_angle | output | rad | 0.00010357
drivese.lss_axial_stress | output | Pa | [[12488204.163780928], [21415766.183269832], [20143540.775251023], [19733826.475165855]]
drivese.lss_shear_stress | output | Pa | [[33255431.460019343], [33739283.380037755], [14159696.02955475], [66259802.7894478]]
drivese.constr_lss_vonmises | output |  | [[0.21327167867988372], [0.22521417752108183], [0.11484304848512111], [0.4213794643204044]]
drivese.F_torq | output | N | [[-0.0], [-0.0], [-0.0]]
drivese.M_torq | output | N*m | [[72544724.81158322], [-0.0], [-0.0]]
drivese.lss_axial_load2stress | output | m**2 | [1.097620297185484, 2.2727272727272725, 2.2727272727272725, 0.0, 1.5643044615470085, 1.5643044615470085]
drivese.lss_shear_load2stress | output | m**2 | [0.0, 1.7777097935356427, 1.7777097935356427, 0.7821522307735043, 0.0, 0.0]
drivese.constr_shaft_deflection | output |  | 2.6787
drivese.constr_shaft_angle | output |  | 10.414
drivese.constr_Lh1_MB1fw | output | m | 0.18532
drivese.constr_L12_MBsFW | output | m | 0.4815
drivese.constr_del_MB2fw | output | m | 0.29618
drivese.hub_E | output | Pa | 118000000000
drivese.hub_G | output | Pa | 47600000000
drivese.hub_rho | output | kg/m**3 | 7200
drivese.hub_Xy | output | Pa | 265000000
drivese.hub_wohler_exp | output |  | 3
drivese.hub_wohler_A | output |  | 310000000
drivese.hub_mat_cost | output | USD/kg | 0.5
drivese.spinner_rho | output | kg/m**3 | 1940
drivese.spinner_Xt | output | Pa | 38100000
drivese.spinner_mat_cost | output | USD/kg | 1.87
drivese.lss_Xt | output | Pa | 814000000
drivese.lss_wohler_exp | output |  | 3
drivese.lss_wohler_A | output |  | 814000000
drivese.lss_cost | output | USD/kg | 0.9
drivese.hss_E | output | Pa | 0
drivese.hss_G | output | Pa | 0
drivese.hss_rho | output | kg/m**3 | 0
drivese.hss_Xy | output | Pa | 0
drivese.hss_Xt | output | Pa | 0
drivese.hss_wohler_exp | output |  | 0
drivese.hss_wohler_A | output |  | 0
drivese.hss_cost | output | USD/kg | 0
drivese.bedplate_mat_cost | output | USD/kg | 0.9
drivese.cover_length | output | m | 5.5
drivese.cover_height | output | m | 11.6792
drivese.cover_width | output | m | 11.6792
drivese.misc_component_mass | output | kg | 0
drivese.mean_bearing_mass | output | kg | 30785.6428
drivese.total_bedplate_mass | output | kg | 53149.9969
drivese.above_yaw_mass | output | kg | 644799.1797
drivese.above_yaw_cm | output | m | [-5.124475909046317, -0.1463668747962924, 4.314135921804797]
drivese.nacelle_I | output | kg*m**2 | [9954628.324465815, 11769740.687526166, 11213567.926713102, 464225.71993616247, 2770778.662476017, -219982.047392106]
drivese.above_yaw_I | output | kg*m**2 | [9472481.01660386, 10608644.690932155, 10533510.553209333, 483633.89685895067, 2198726.322382845, -236321.18425711387]
drivese.above_yaw_I_TT | output | kg*m**2 | [21487147.94225093, 39542087.72858031, 27479914.06878698, -1.1641532182693481e-10, 16453743.862010518, 170835.060493373]
drivese.msa_mass | output | kg | 77305.3242
drivese.mb1_deflection | output | m | 0.0071991
drivese.mb2_deflection | output | m | 0.0049736
drivese.stator_deflection | output | m | 0.0042873
drivese.mb1_angle | output | rad | -0.00081492
drivese.mb2_angle | output | rad | -0.00080479
drivese.stator_angle | output | rad | 0.0007903
drivese.base_F | output | N | [[3818324.1399836694], [23991.43511646899], [-8901787.013061497]]
drivese.base_M | output | N*m | [[-1128972.4323735232], [-39299058.57624601], [9633344.967881592]]
drivese.bedplate_nose_axial_stress | output | Pa | [[33399000.35757693], [35325114.61682526], [37892652.90894168], [41332039.702394664], [45990283.084060535], [52396787.389422186], [61342894.91976494], [73865359.51953532], [90533488.17540872], [107889372.9851111], [111116861.91824107], [54711124.57030625], [49799917.52968493], [22447398.973985467], [74721.36520727136]]
drivese.bedplate_nose_shear_stress | output | Pa | [[10991321.729544677], [7321023.453202934], [3540950.1504971245], [7154410.62413211], [12100580.634018147], [17933768.49705679], [25077902.501818363], [34085364.996467106], [45408433.118264124], [58265203.3011568], [68123935.67595406], [35820396.07421124], [24370643.92533875], [60279343.42191573], [60168806.62226168]]
drivese.bedplate_nose_bending_stress | output | Pa | [[18616635.08770939], [19845061.0337955], [21649553.027845602], [24208346.744808365], [27800828.622379404], [32881466.9684776], [40207062.14569595], [50980722.44793728], [66455729.63534564], [84184088.19135514], [89510064.25308225], [0.0], [0.0], [0.0], [0.0]]
drivese.constr_bedplate_vonmises | output |  | [[0.1254926098865988], [0.12009320079545632], [0.1211980064550207], [0.13766494407862295], [0.1637850218422021], [0.20044946171483946], [0.25069690391614957], [0.3190666824183719], [0.4091047591115158], [0.5095489446839685], [0.5644895449760343], [0.29932725257766857], [0.23622875585707528], [0.38643548556895996], [0.37710953987219015]]
drivese.constr_mb1_defl | output |  | 0.093383
drivese.constr_mb2_defl | output |  | 0.010318
drivese.constr_stator_deflection | output |  | 75.2415
drivese.constr_stator_angle | output |  | 79.4681
drivese.rotor_mass | output | kg | 278546.2961
drivese.rna_mass | output | kg | 951532.9696
drivese.rna_cm | output | m | [-7.282687919025192, -0.09918441485751493, 4.5971379164517305]
drivese.rna_I_TT | output | kg*m**2 | [378216785.7720111, 270952191.22358733, 251710895.14062148, 848.4313921991852, 19029032.47282536, 170120.79265189238]
drivese.lss_rpm | output | rpm | [5.000011692174984, 5.132513882834138, 5.265016073493292, 5.397518264152446, 5.5300204548116, 5.662522645470754, 5.795024836129908, 5.927527026789063, 6.060029217448217, 6.192531408107371, 6.325033598766525, 6.457535789425679, 6.590037980084833, 6.722540170743987, 6.855042361403141, 6.987544552062295, 7.120046742721449, 7.252548933380604, 7.385051124039758, 7.517553314698912]
drivese.hss_rpm | output | rpm | [5.000011692174984, 5.132513882834138, 5.265016073493292, 5.397518264152446, 5.5300204548116, 5.662522645470754, 5.795024836129908, 5.927527026789063, 6.060029217448217, 6.192531408107371, 6.325033598766525, 6.457535789425679, 6.590037980084833, 6.722540170743987, 6.855042361403141, 6.987544552062295, 7.120046742721449, 7.252548933380604, 7.385051124039758, 7.517553314698912]
rotorse.rp.AEP | output | kW*h | 77900133.2944 | annual energy production
rotorse.rp.cdf.F | output | m/s | [0.06824542890062357, 0.07317591699895976, 0.0782572892593486, 0.0834867729272738, 0.08886152565772643, 0.09437863808619773, 0.10003513644897788, 0.10582798524946013, 0.111754089967113, 0.11781029980574287, 0.1239934104776389, 0.13030016702016722, 0.13672726664136148, 0.14327136159103837, 0.1499290620539624, 0.15669693906157633, 0.16357152741881542, 0.17054932864253203, 0.17762681390806612, 0.18480042700051713, 0.1920665872672923, 0.19942169256853526, 0.20686212222207034, 0.21438423993953504, 0.22198439675041493, 0.22965893391074088, 0.23740418579326206, 0.2452164827559593, 0.25309215398582674, 0.2610275303149113, 0.26901894700566786, 0.2770627465027594, 0.2851552811485054, 0.2932929158592633, 0.30147203076010554, 0.3096890237752422, 0.31794031317172833, 0.32622234005408157, 0.33453157080753404, 0.3428644994877329, 0.35121765015480666, 0.359587579149811, 0.3679708773116699, 0.3763641721328316, 0.38476412985196506, 0.39316745748212356, 0.40157090477291557, 0.4099712661053254, 0.41836538231793574, 0.42675014246341525, 0.4351224854942394, 0.44347940187672463, 0.4518179351325651, 0.46013518330716474, 0.4684283003641737, 0.4766944975057369, 0.48493104441807544, 0.4931352704421229, 0.5013045656690445, 0.5094363819605701, 0.5175282338941716, 0.5255776996332195, 0.5335824217223419, 0.5415401078083175, 0.549448531286918, 0.557305531876211, 0.565109016116925, 0.5728569578005609, 0.5805473983260228, 0.5881784469856199, 0.5957482811813741, 0.6032551465726356, 0.6106973571560927, 0.6180732952793255, 0.6253814115891211, 0.6326202249158333, 0.6397883220951315, 0.6468843577285381, 0.6539070538842126, 0.6608551997394858, 0.6677276511667043, 0.6745233302639786, 0.6812412248324818, 0.687880387801973, 0.6944399366062621, 0.7009190525103597, 0.7073169798910838, 0.7136330254729251, 0.7198665575209853, 0.7260170049928295, 0.7320838566511036, 0.7380666601387833, 0.7439650210189257, 0.7497786017808057, 0.7555071208143176, 0.7611503513545257, 0.7667081203982418, 0.7721803075945045, 0.7775668441108253, 0.7828677114770557, 0.7880829404087153, 0.7932126096116073, 0.7982568445695253, 0.8032158163168381, 0.8080897401977154, 0.8128788746137294, 0.8175835197615456, 0.8222040163623808, 0.8267407443848819, 0.8311941217630395, 0.8355646031107233, 0.8398526784343843, 0.8440588718454349, 0.8481837402737814, 0.8522278721839357, 0.8561918862951032, 0.8600764303065928, 0.8638821796298557, 0.8676098361284179, 0.8712601268669216, 0.874833802870451, 0.8783316378952705, 0.8817544272120527, 0.8851029864026376, 0.8883781501713058, 0.8915807711715089, 0.8947117188489526, 0.8977718783018782, 0.9007621491593426, 0.9036834444782513, 0.9065366896598506, 0.9093228213863385, 0.9120427865782108, 0.9146975413729075, 0.917288050125288, 0.9198152844304095, 0.9222802221690469, 0.9246838465763445, 0.9270271453339509, 0.9293111096859409, 0.9315367335787955, 0.9337050128256638, 0.935816944295095, 0.9378735251243889, 0.9398757519576787, 0.9418246202088197, 0.9437211233491252, 0.9455662522199553, 0.9473609943701341, 0.9491063334181327, 0.9508032484389316, 0.9524527133754431, 0.9540556964743434, 0.955613159746143, 0.9571260584492911, 0.95859534059809, 0.9600219464941686, 0.9614068082812414, 0.9627508495228616, 0.9640549848028517, 0.9653201193480782, 0.9665471486732214, 0.9677369582471703, 0.9688904231806579, 0.9700084079347429, 0.9710917660497208, 0.9721413398940456, 0.9731579604328232, 0.9741424470154336, 0.9750956071818272, 0.976018236487031, 0.9769111183433988, 0.9777750238801264, 0.9786107118195515, 0.9794189283697563, 0.9802004071329793, 0.9809558690293495, 0.9816860222354487, 0.9823915621372072, 0.9830731712966422, 0.9837315194319419, 0.9843672634104078, 0.984981047253762, 0.9855735021553346, 0.9861452465086472, 0.9866968859469133, 0.987229013392978, 0.9877422091192308, 0.988237040817024, 0.9887140636751386, 0.9891738204668462, 0.9896168416451226, 0.9900436454455723, 0.9904547379966367, 0.990850613436662, 0.9912317540374134, 0.9915986303336295, 0.9919517012582219, 0.9922914142827302, 0.9926182055626563] | magnitude of wind speed at each z location
rotorse.rp.gust.V_gust | output | m/s | 19.7207 | gust wind speed
rotorse.rp.powercurve.pitch | output | deg | [3.9033677586611253, 3.5428212992362846, 2.548189212230428, 1.5042836438280336, 0.6955756395265448, 0.2876529707698629, 0.20261665880852517, 0.0, 0.0, 0.0, 0.0, 0.0, 3.447078998902772, 7.589953412148599, 10.6382055461054, 13.360225094951282, 15.912031403870062, 18.343213287660795, 20.665437882776196, 22.87753801844287] | rotor pitch schedule
rotorse.rp.powercurve.P_aero | output | W | [49400.46156916368, 786587.0021560633, 1787992.6922883545, 2825026.036875201, 3652553.9500328866, 4072866.519516651, 4160320.71480299, 4790597.427328945, 6088963.348027265, 8344405.203552222, 11999219.997470113, 15666012.272790622, 15666017.549607428, 15666079.818971895, 15666013.008329289, 15665980.472379891, 15666172.761023806, 15666103.133560466, 15666042.6332567, 15666013.11148874] | rotor mechanical power
rotorse.rp.powercurve.T | output | N | [200811.11627550924, 395208.403814578, 614375.9549863834, 808049.6155290238, 946551.8333423274, 1012914.9725072923, 1026447.1834321596, 1118918.629626464, 1312907.9962364736, 1619828.2803178104, 2063672.2806845333, 2440632.5654099192, 1985735.3729467145, 1549288.7010738035, 1304940.7325394694, 1133522.5865517524, 1005549.2066742239, 907446.4740859489, 831258.4721753043, 771730.1342782713] | rotor aerodynamic thrust
rotorse.rp.powercurve.Q | output | N*m | [94347.71117105363, 1502267.0018259422, 3414806.516975467, 5395389.680815892, 6975847.880123924, 7778583.879901931, 7945608.699012588, 8930514.519033235, 10478817.326027434, 12928464.67356442, 16470952.200815674, 19900011.51207894, 19900018.215042867, 19900097.313734237, 19900012.44640911, 19899971.117080607, 19900215.374914758, 19900126.929476447, 19900050.07796373, 19900012.577449113] | rotor aerodynamic torque
rotorse.rp.powercurve.M | output | N*m | [5883668.398520948, 10891870.105206478, 16563878.018851276, 21589401.869602032, 25190173.119790506, 26920492.983884312, 27273787.400195032, 29701410.089847367, 34850808.426951766, 42997929.21037771, 54779655.17485763, 64730901.0197008, 51618765.50050385, 38197381.43834839, 30069017.041741498, 23915108.72793038, 18933684.970722552, 14765116.650040327, 11214613.35005544, 8150995.941109146] | blade root moment
rotorse.rp.powercurve.Cp | output |  | [0.06247727093196568, 0.34450362086469033, 0.4091685733828472, 0.4291842607466761, 0.4361354476776127, 0.4382468647254137, 0.43860577998757233, 0.4405675624064773, 0.4427555648434002, 0.4436202831202468, 0.4411877021027721, 0.4401905110868835, 0.38971990244416743, 0.26274594657088507, 0.17824637686452233, 0.12269153562502175, 0.08612560343935909, 0.061831862688246184, 0.045465889140200166, 0.034259289313822334] | rotor electrical power coefficient
rotorse.rp.powercurve.Cp_aero | output |  | [0.06529415950844235, 0.3600361225199777, 0.42761659876907915, 0.4485347256960397, 0.4557993181065471, 0.45800593179903837, 0.45838102933495545, 0.4594405242730624, 0.45944052427306253, 0.4594405242730624, 0.4594405242730626, 0.459735329917966, 0.40702378495933367, 0.274412081562413, 0.18616066182834864, 0.12813914018600478, 0.08994965069513394, 0.06457724797891551, 0.04748461181562808, 0.03578042978835686] | rotor aerodynamic power coefficient
rotorse.rp.powercurve.Ct_aero | output |  | [0.7962552964492536, 0.7727898490938353, 0.7793438601079364, 0.7800506512024389, 0.7782123522388406, 0.7769432636628218, 0.7766741568584861, 0.7718400035907765, 0.7718400035907763, 0.7718400035907762, 0.7718400035907762, 0.7644886543117129, 0.5734970520252616, 0.3440302625108393, 0.22372410162539422, 0.151500951062415, 0.10615246216837615, 0.07680728547821462, 0.057319295117328944, 0.04406487420984746] | rotor aerodynamic thrust coefficient
rotorse.rp.powercurve.Cq_aero | output |  | [0.003100112699492202, 0.024342428058155244, 0.035895709272662786, 0.04316076386231065, 0.04752610792797017, 0.04944226791202279, 0.049820829042407914, 0.05104894714145138, 0.0510489471414514, 0.051048947141451397, 0.051048947141451397, 0.051653945485041035, 0.04762607823610788, 0.036618539842466574, 0.028272021531580017, 0.022040383983885897, 0.01740868834139094, 0.013957857977504925, 0.011371047014843793, 0.009415902575883385] | rotor aerodynamic torque coefficient
rotorse.rp.powercurve.Cm_aero | output |  | [0.19332779667316272, 0.17648964141028234, 0.17411591164443319, 0.17270579719860235, 0.1716194084200914, 0.17111215190106285, 0.17101304014291013, 0.16978033129801426, 0.16978033129801426, 0.16978033129801423, 0.16978033129801423, 0.16802032654301255, 0.12353754341390219, 0.07028771327227157, 0.042719164097355225, 0.026487384141354153, 0.016563168518511494, 0.010356185262180044, 0.006408119334231541, 0.0038567304105564895] | rotor aerodynamic moment coefficient
rotorse.rp.powercurve.ax_induct_rotor | output |  | [0.3469909734351462, 0.29658036121919595, 0.2936197567051852, 0.2933521207263036, 0.2925271261228852, 0.2920038293033027, 0.2918906062016964, 0.28908012355128315, 0.28908012355128293, 0.28908012355128293, 0.28908012355128293, 0.28471558114053575, 0.19253475601994485, 0.10972021627443357, 0.07141429687252382, 0.04913877542188173, 0.035147937626440244, 0.025940372982899466, 0.01968118556972541, 0.015311414866655217] | rotor aerodynamic induction
rotorse.rp.powercurve.V_R25 | output | m/s | 10.5556 | region 2.5 transition wind speed
rotorse.rp.powercurve.rated_V | output | m/s | 10.6738 | rated wind speed
rotorse.rp.powercurve.rated_Omega | output | rpm | 7.5176 | rotor rotation speed at rated
rotorse.rp.powercurve.rated_pitch | output | deg | 0 | pitch setting at rated
rotorse.rp.powercurve.rated_T | output | N | 2440632.5654 | rotor aerodynamic thrust at rated
rotorse.rp.powercurve.rated_Q | output | N*m | 19900011.5121 | rotor aerodynamic torque at rated
rotorse.rp.powercurve.rated_mech | output | W | 15666012.2728 | Mechanical shaft power at rated
rotorse.rp.powercurve.ax_induct_regII | output |  | [0.07331912917356892, 0.0384827213552234, 0.057511283124689755, 0.16947905384434242, 0.22283777528251017, 0.2569048674712185, 0.2896089326118225, 0.30392409914908286, 0.30724564459575054, 0.30691468813791506, 0.3057976010763598, 0.3043487953825725, 0.3028822124167648, 0.3007845615995474, 0.2995135185584662, 0.2984278533881203, 0.2972088914213909, 0.2955731349653999, 0.2939360208506173, 0.2922018438835757, 0.2908073704767411, 0.2929312369621751, 0.29749151652047195, 0.3013811507661466, 0.29983357365749863, 0.2924754397882991, 0.28820963074874, 0.29530830485531867, 0.3419278111548422, 0.1487853458400097] | rotor axial induction at cut-in wind speed along blade span
rotorse.rp.powercurve.tang_induct_regII | output |  | [-0.07326081988764281, -0.026859674085096586, 0.015233334431612426, 0.07141102336355055, 0.0634936286081056, 0.0517224458749218, 0.04357945552738686, 0.03554343356558305, 0.02857103726928062, 0.023205251241126934, 0.01921908841803634, 0.016170495905274238, 0.01378207036337346, 0.011905008940132309, 0.010378789344193862, 0.009143054527872717, 0.008102366726981386, 0.007291581293131922, 0.006549988990096946, 0.005856829249882987, 0.005353943812153527, 0.004886542014155739, 0.00451673269034167, 0.004186747694705768, 0.0038523295504576836, 0.0035143308633634363, 0.003229976760116861, 0.0030375097771515413, 0.003022470612347095, 0.001676340923975583] | rotor tangential induction at cut-in wind speed along blade span
rotorse.rp.powercurve.aoa_regII | output | deg | [53.5331148776632, 43.55570592803775, 31.53066520672428, 19.891700155166223, 14.69359845846738, 11.866832462800332, 9.872301181819086, 8.700863256185334, 8.133573684186302, 7.851200767065671, 7.67364685470147, 7.518962120438683, 7.380207176103202, 7.281407585787328, 7.195508031696939, 7.1333220653789695, 7.087127375893885, 7.0449665430839294, 7.0177401000653, 7.026844483482875, 7.099405060176072, 7.267482726596305, 7.507939362603161, 7.712935334930111, 7.793844660630333, 7.6799107322872375, 7.4531484121057465, 7.062500922122732, 6.284104073390591, 7.085435584064812] | angle of attack distribution along blade span at cut-in wind speed
rotorse.rp.powercurve.L_D | output |  | [0.0002857142857142234, 0.14915658942471474, 1.5401221658694333, 8.484115913565034, 16.233953516308787, 25.908860257845298, 50.90910131035652, 85.1611030791519, 92.69584658623086, 88.19567622796407, 87.94775900474312, 88.53790650337343, 88.47472162160311, 92.67761338298322, 94.15248551860715, 97.56327155110209, 99.05749948255892, 114.21892573374477, 118.09202136332244, 107.2186025990473, 120.4663894258188, 115.40728669948658, 116.76158087353785, 118.82797285285847, 119.33867917513578, 118.62115281757266, 117.22496833848571, 114.90522341443757, 110.50774446825835, 115.03881747593324] | Lift over drag distribution along blade span at cut-in wind speed
rotorse.rp.powercurve.Cp_regII | output |  | 0.45944 | power coefficient at cut-in wind speed
rotorse.rp.powercurve.Ct_regII | output |  | 0.77184 | thrust coefficient at cut-in wind speed
rotorse.rp.powercurve.cl_regII | output |  | [9.999999999997819e-05, 0.05376998741296736, 0.5152270479013111, 1.6771313307439029, 1.837270197980902, 1.7876852089145598, 1.7257454588602386, 1.624400281870458, 1.5400209268803775, 1.4812430956858702, 1.4368994980692835, 1.393333795552454, 1.3530453645436253, 1.3199565253489467, 1.2956318854730793, 1.2767447725245922, 1.2610084947567766, 1.2472385571249371, 1.2370399738759241, 1.2310809458863559, 1.2311652388943202, 1.2436895080668475, 1.2648601076044828, 1.2868712901104868, 1.2957152233577898, 1.2832552494126457, 1.2583296522640013, 1.215006739277155, 1.127322756697709, 1.2175632569687573] | lift coefficient distribution along blade span at cut-in wind speed
rotorse.rp.powercurve.cd_regII | output |  | [0.35, 0.3604935431974811, 0.33453647984506085, 0.19767897419486935, 0.11317453854571916, 0.06899899073612249, 0.03389856458749091, 0.01907443918804903, 0.016613699357584097, 0.016794962735556584, 0.016338102463665845, 0.015737144129326863, 0.015293016352517674, 0.014242452704239655, 0.01376099503201141, 0.013086325952649646, 0.012730065884398815, 0.010919718856683781, 0.010475220591491455, 0.011481971561316494, 0.010219989532038322, 0.01077652498065688, 0.010832845000398099, 0.010829699936933078, 0.010857462411296337, 0.010818097944016464, 0.01073431428559306, 0.01057399048688062, 0.010201300932546996, 0.010583934046640198] | drag coefficient distribution along blade span at cut-in wind speed
rotorse.rp.powercurve.rated_efficiency | output |  | 0.95749 | Efficiency at rated conditions
rotorse.rp.powercurve.V_spline | output | m/s | [3.0, 3.1105527638190953, 3.221105527638191, 3.3316582914572863, 3.442211055276382, 3.5527638190954773, 3.6633165829145726, 3.7738693467336684, 3.884422110552764, 3.9949748743718594, 4.105527638190955, 4.21608040201005, 4.326633165829145, 4.437185929648241, 4.547738693467337, 4.658291457286432, 4.768844221105528, 4.8793969849246235, 4.989949748743719, 5.100502512562814, 5.211055276381909, 5.321608040201005, 5.432160804020101, 5.542713567839196, 5.653266331658291, 5.763819095477388, 5.874371859296483, 5.984924623115578, 6.0954773869346734, 6.206030150753769, 6.316582914572864, 6.42713567839196, 6.5376884422110555, 6.648241206030151, 6.758793969849247, 6.869346733668342, 6.9798994974874375, 7.090452261306533, 7.201005025125628, 7.311557788944724, 7.42211055276382, 7.532663316582915, 7.64321608040201, 7.7537688442211055, 7.864321608040202, 7.974874371859297, 8.085427135678392, 8.195979899497488, 8.306532663316583, 8.417085427135678, 8.527638190954775, 8.638190954773869, 8.748743718592966, 8.859296482412061, 8.969849246231156, 9.080402010050252, 9.190954773869347, 9.301507537688442, 9.412060301507537, 9.522613065326635, 9.633165829145728, 9.743718592964825, 9.85427135678392, 9.964824120603016, 10.075376884422111, 10.185929648241206, 10.296482412060302, 10.407035175879397, 10.517587939698494, 10.628140703517587, 10.738693467336685, 10.84924623115578, 10.959798994974875, 11.07035175879397, 11.180904522613066, 11.291457286432161, 11.402010050251256, 11.512562814070352, 11.623115577889449, 11.733668341708544, 11.84422110552764, 11.954773869346734, 12.06532663316583, 12.175879396984925, 12.28643216080402, 12.396984924623116, 12.507537688442211, 12.618090452261308, 12.728643216080403, 12.839195979899499, 12.949748743718594, 13.06030150753769, 13.170854271356784, 13.28140703517588, 13.391959798994975, 13.50251256281407, 13.613065326633166, 13.723618090452263, 13.834170854271358, 13.944723618090453, 14.055276381909549, 14.165829145728644, 14.27638190954774, 14.386934673366834, 14.49748743718593, 14.608040201005025, 14.718592964824122, 14.829145728643217, 14.939698492462313, 15.050251256281408, 15.160804020100503, 15.271356783919598, 15.381909547738694, 15.492462311557789, 15.603015075376884, 15.713567839195981, 15.824120603015077, 15.934673366834172, 16.04522613065327, 16.155778894472363, 16.266331658291456, 16.376884422110553, 16.48743718592965, 16.597989949748744, 16.70854271356784, 16.819095477386938, 16.92964824120603, 17.040201005025125, 17.150753768844222, 17.26130653266332, 17.371859296482413, 17.482412060301506, 17.592964824120603, 17.7035175879397, 17.814070351758794, 17.92462311557789, 18.035175879396988, 18.14572864321608, 18.256281407035175, 18.366834170854272, 18.47738693467337, 18.587939698492463, 18.69849246231156, 18.809045226130657, 18.91959798994975, 19.030150753768844, 19.14070351758794, 19.251256281407038, 19.36180904522613, 19.47236180904523, 19.582914572864322, 19.69346733668342, 19.804020100502512, 19.91457286432161, 20.025125628140703, 20.1356783919598, 20.246231155778897, 20.35678391959799, 20.467336683417088, 20.57788944723618, 20.68844221105528, 20.798994974874372, 20.90954773869347, 21.020100502512562, 21.13065326633166, 21.241206030150757, 21.35175879396985, 21.462311557788947, 21.57286432160804, 21.683417085427138, 21.79396984924623, 21.90452261306533, 22.015075376884422, 22.12562814070352, 22.236180904522616, 22.34673366834171, 22.457286432160807, 22.5678391959799, 22.678391959798997, 22.78894472361809, 22.899497487437188, 23.01005025125628, 23.12060301507538, 23.231155778894475, 23.34170854271357, 23.452261306532666, 23.56281407035176, 23.673366834170857, 23.78391959798995, 23.894472361809047, 24.00502512562814, 24.115577889447238, 24.22613065326633, 24.33668341708543, 24.447236180904525, 24.55778894472362, 24.668341708542716, 24.77889447236181, 24.889447236180906, 25.0] | wind vector
rotorse.rp.powercurve.P_spline | output | W | [47269.25110693452, 88262.2162245563, 134082.25294676845, 184426.23916171183, 238991.05275752812, 297473.571622358, 359570.67364434316, 424979.2367116249, 493396.13871234434, 564518.2575346425, 638042.4710666604, 713665.6571965399, 791747.4828708881, 875969.5824980582, 966486.5632097244, 1062745.6814814238, 1164194.193788694, 1270279.3566070693, 1380448.4264120876, 1494148.6596792853, 1610827.3128841985, 1730007.7325044149, 1854898.0459668403, 1986860.4859300356, 2125099.530582981, 2268819.65811466, 2417225.3467140505, 2569521.0745701343, 2724978.675147801, 2886939.735741577, 3056457.1082373057, 3231897.5534242615, 3411627.8320917147, 3595449.743573755, 3787369.1298816246, 3984106.263392077, 4187310.76600479, 4394936.658532931, 4610421.056047853, 4832841.963441939, 5060450.859427581, 5294009.007187025, 5534277.669902516, 5782018.110756296, 6037486.098085395, 6299474.353239363, 6567986.178814544, 6843145.652690208, 7125076.852745625, 7413903.856860068, 7709750.74291281, 8012741.588783113, 8322878.369155155, 8640045.338877331, 8964307.801881429, 9295734.34461717, 9634393.553534275, 9980354.015082467, 10333684.315711476, 10694453.041871026, 11062728.780010825, 11438580.116580615, 11854316.600922327, 12359230.642185777, 12914442.366344158, 13478150.24883619, 14008552.765100587, 14463848.390576076, 14802235.600701377, 14981912.870915195, 15000001.133286519, 15000002.39292407, 15000003.294206204, 15000004.40245047, 15000006.306704734, 15000009.352864737, 15000013.373540653, 15000018.167827053, 15000023.5348185, 15000029.273609573, 15000035.183294835, 15000041.062968858, 15000046.711726205, 15000051.928661456, 15000056.51286917, 15000060.263443923, 15000062.97948028, 15000064.460072814, 15000064.545652425, 15000063.440329008, 15000061.315993179, 15000058.306084994, 15000054.544044504, 15000050.163311766, 15000045.297326831, 15000040.079529755, 15000034.643360592, 15000029.122259397, 15000023.649666224, 15000018.359021122, 15000013.383764153, 15000008.857335364, 15000004.913174814, 15000001.684722556, 14999999.111933194, 14999996.570552956, 14999994.019805623, 14999991.48165594, 14999988.978068655, 14999986.53100852, 14999984.16244028, 14999981.894328685, 14999979.748638483, 14999977.747334423, 14999975.912381254, 14999974.26574372, 14999972.829386575, 14999971.625274565, 14999970.67537244, 14999970.001644945, 14999969.626056833, 14999969.726341346, 14999972.271024738, 14999977.57772087, 14999985.297776055, 14999995.082536614, 15000006.583348865, 15000019.45155912, 15000033.3385137, 15000047.89555892, 15000062.7740411, 15000077.62530655, 15000092.100701593, 15000105.851572545, 15000118.52926572, 15000129.785127437, 15000139.27050401, 15000146.636741763, 15000151.535187004, 15000153.617186055, 15000153.420421643, 15000152.498067768, 15000150.946891386, 15000148.826133868, 15000146.195036579, 15000143.112840896, 15000139.638788184, 15000135.832119813, 15000131.752077157, 15000127.45790158, 15000123.008834455, 15000118.464117154, 15000113.882991044, 15000109.324697493, 15000104.848477876, 15000100.513573557, 15000096.379225912, 15000092.504676307, 15000088.949166112, 15000085.73392493, 15000082.553535478, 15000079.337842453, 15000076.098243037, 15000072.846134411, 15000069.592913765, 15000066.34997828, 15000063.128725138, 15000059.940551521, 15000056.796854619, 15000053.70903161, 15000050.68847968, 15000047.74659601, 15000044.894777788, 15000042.144422196, 15000039.506926415, 15000036.99368763, 15000034.616103023, 15000032.385569783, 15000030.313485088, 15000028.401278257, 15000026.543991806, 15000024.713715777, 15000022.91432397, 15000021.149690183, 15000019.423688212, 15000017.740191858, 15000016.103074914, 15000014.516211182, 15000012.983474461, 15000011.508738542, 15000010.09587723, 15000008.74876432, 15000007.47127361, 15000006.267278899, 15000005.14065398, 15000004.095272658, 15000003.135008728, 15000002.263735985, 15000001.485328233, 15000000.803659264] | rotor electrical power
rotorse.rp.powercurve.Omega_spline | output | rpm | [5.000011692174984, 5.000011692174984, 5.000011692174984, 5.000011692174984, 5.000011692174984, 5.000011692174984, 5.000011692174984, 5.000011692174984, 5.000011692174984, 5.000011692174984, 5.000011692174984, 5.000011692174984, 5.000011692174984, 5.000011692174984, 5.000011692174984, 5.000011692174984, 5.000011692174984, 5.000011692174984, 5.000011692174984, 5.000011692174984, 5.000011692174984, 5.000011692174984, 5.000011692174984, 5.000011692174984, 5.000011692174984, 5.000011692174984, 5.000011692174984, 5.000011692174984, 5.000011692174984, 5.000011692174984, 5.000011692174984, 5.000011692174984, 5.000011692174984, 5.000011692174984, 5.000011692174984, 5.000018086791103, 5.021638029739231, 5.0708354181672854, 5.126579897327597, 5.189359206438896, 5.2655447054510764, 5.3498462166768785, 5.43697356242904, 5.521636565020302, 5.600885397383453, 5.679619888592677, 5.758354379801901, 5.837088871011125, 5.915823362220349, 5.994557853429574, 6.073292344638799, 6.152026835848022, 6.231138597115307, 6.311077785930633, 6.391520987518019, 6.472132884910767, 6.552578161142178, 6.632521499245553, 6.71162758225419, 6.789561093201391, 6.865986715120454, 6.940569131044684, 7.0176263856857775, 7.104281528114183, 7.195242875211484, 7.284802497223095, 7.367252464394421, 7.4368848469708775, 7.487991715197872, 7.514865139320815, 7.517553314698912, 7.517553314698912, 7.517553314698912, 7.517553314698912, 7.517553314698912, 7.517553314698912, 7.517553314698912, 7.517553314698912, 7.517553314698912, 7.517553314698912, 7.517553314698912, 7.517553314698912, 7.517553314698912, 7.517553314698912, 7.517553314698912, 7.517553314698912, 7.517553314698912, 7.517553314698912, 7.517553314698912, 7.517553314698912, 7.517553314698912, 7.517553314698912, 7.517553314698912, 7.517553314698912, 7.517553314698912, 7.517553314698912, 7.517553314698912, 7.517553314698912, 7.517553314698912, 7.517553314698912, 7.517553314698912, 7.517553314698912, 7.517553314698912, 7.517553314698912, 7.517553314698912, 7.517553314698912, 7.517553314698912, 7.517553314698912, 7.517553314698912, 7.517553314698912, 7.517553314698912, 7.517553314698912, 7.517553314698912, 7.517553314698912, 7.517553314698912, 7.517553314698912, 7.517553314698912, 7.517553314698912, 7.517553314698912, 7.517553314698912, 7.517553314698912, 7.517553314698912, 7.517553314698912, 7.517553314698912, 7.517553314698912, 7.517553314698912, 7.517553314698912, 7.517553314698912, 7.517553314698912, 7.517553314698912, 7.517553314698912, 7.517553314698912, 7.517553314698912, 7.517553314698912, 7.517553314698912, 7.517553314698912, 7.517553314698912, 7.517553314698912, 7.517553314698912, 7.517553314698912, 7.517553314698912, 7.517553314698912, 7.517553314698912, 7.517553314698912, 7.517553314698912, 7.517553314698912, 7.517553314698912, 7.517553314698912, 7.517553314698912, 7.517553314698912, 7.517553314698912, 7.517553314698912, 7.517553314698912, 7.517553314698912, 7.517553314698912, 7.517553314698912, 7.517553314698912, 7.517553314698912, 7.517553314698912, 7.517553314698912, 7.517553314698912, 7.517553314698912, 7.517553314698912, 7.517553314698912, 7.517553314698912, 7.517553314698912, 7.517553314698912, 7.517553314698912, 7.517553314698912, 7.517553314698912, 7.517553314698912, 7.517553314698912, 7.517553314698912, 7.517553314698912, 7.517553314698912, 7.517553314698912, 7.517553314698912, 7.517553314698912, 7.517553314698912, 7.517553314698912, 7.517553314698912, 7.517553314698912, 7.517553314698912, 7.517553314698912, 7.517553314698912, 7.517553314698912, 7.517553314698912, 7.517553314698912, 7.517553314698912, 7.517553314698912, 7.517553314698912, 7.517553314698912, 7.517553314698912, 7.517553314698912, 7.517553314698912, 7.517553314698912, 7.517553314698912, 7.517553314698912, 7.517553314698912, 7.517553314698912] | omega
rotorse.rs.aero_gust.loads_r | output | m | [3.97, 8.004482758623, 12.038965517246, 16.073448275868998, 20.107931034492, 24.142413793114997, 28.176896551737997, 32.211379310361, 36.245862068984, 40.280344827606996, 44.314827586229995, 48.349310344852995, 52.38379310347599, 56.418275862098994, 60.452758620721994, 64.48724137934501, 68.521724137968, 72.556206896591, 76.59068965521399, 80.62517241383698, 84.65965517246, 88.69413793108299, 92.72862068970598, 96.76310344832899, 100.79758620695198, 104.83206896557498, 108.86655172419799, 112.90103448282098, 116.93551724144399, 120.97000000006697]
rotorse.rs.aero_gust.loads_Px | output | N/m | [383.754352589282, 473.7401643103895, 865.0094149249671, 1561.0562427246177, 2465.299616943017, 3436.6434841869745, 4493.851622998704, 5456.8504751342825, 6433.648577997504, 7216.359385784207, 7904.324662170835, 8704.019576774755, 9615.30198139212, 10570.896058551958, 11346.811783367682, 12025.457417202613, 13239.90251603675, 14784.903299680322, 16173.720441981184, 17177.146340319825, 17778.902115928016, 18165.23149943281, 18535.387880554274, 19036.748854768335, 19457.221431901347, 19645.49481229751, 19470.36594687325, 18849.963554014685, 17572.296905846168, 4940.374950395298]
rotorse.rs.aero_gust.loads_Py | output | N/m | [78.2123288048239, 106.51688854028131, -149.02514527614326, -729.6388436995728, -1388.6295117530324, -1913.1346786987378, -2336.91784451213, -2617.47907689349, -2893.3603355290206, -3057.3839689142687, -3140.4209928556866, -3269.034607629615, -3439.283226849237, -3625.963451694804, -3679.19367521007, -3694.0922464886953, -3910.517640395684, -4255.753540580891, -4500.826963338811, -4561.571395685614, -4520.499826434206, -4391.199829637076, -4267.328331080531, -4193.565152095444, -4125.452063106189, -4032.2869286862274, -3864.3005307277717, -3595.0874854700455, -3139.64547001909, -963.2869444077613]
rotorse.rs.aero_gust.loads_Pz | output | N/m | [0.0, 0.0, 0.0, 0.0, 0.0, 0.0, 0.0, 0.0, 0.0, 0.0, 0.0, 0.0, 0.0, 0.0, 0.0, 0.0, 0.0, 0.0, 0.0, 0.0, 0.0, 0.0, 0.0, 0.0, 0.0, 0.0, 0.0, 0.0, 0.0, 0.0]
rotorse.rs.aero_hub_loads.P | output | W | 57109843.8076 | Rotor aerodynamic power
rotorse.rs.aero_hub_loads.Mb | output | N/m | 102633936.788 | Aerodynamic blade root flapwise moment
rotorse.rs.aero_hub_loads.Fhub | output | N | [3843579.4518579766, 23991.435116444976, 40178.360215546214] | Aerodynamic forces at hub center in the hub c.s.
rotorse.rs.aero_hub_loads.Mhub | output | N*m | [72544724.81158322, 4628629.723871293, 9887576.167660773] | Aerodynamic moments at hub center in the hub c.s.
rotorse.rs.aero_hub_loads.CP | output |  | 0.26574 | Rotor aerodynamic power coefficient
rotorse.rs.aero_hub_loads.CMb | output |  | 0.078044 | Aerodynamic blade root flapwise moment coefficient
rotorse.rs.aero_hub_loads.CFhub | output |  | [0.35269595119285174, 0.0022015108923495235, 0.0036868614662670758] | Aerodynamic force coefficients at hub center in the hub c.s.
rotorse.rs.aero_hub_loads.CMhub | output |  | [0.05516352095197869, 0.003519642722677426, 0.007518582729559831] | Aerodynamic moment coefficients at hub center in the hub c.s.
rotorse.rs.brs.d_r | output | m | 7.9618 | Root fastener circle diameter
rotorse.rs.brs.ratio | output |  | 1.5461 | Ratio of recommended diameter over actual diameter. It can be constrained to be smaller than 1
rotorse.rs.constr.constr_max_strainU_spar | output |  | [0.45289511293528634, 0.507507480965349, 0.4214308391013929, 0.7761727828858905, 0.9272507063822273, 0.9498840689653596, 0.9528218481509328, 0.9862314917774107, 0.9728565735007122, 0.9088565791458656, 0.8656967135101986, 0.873020881703009, 0.8473428065888554, 0.8164410390032257, 0.8200900748987796, 0.819358613901294, 0.7883795381236641, 0.7708633781296591, 0.7426158835387192, 0.6984027049168632, 0.6636661631749419, 0.6534141394004299, 0.6571525811345111, 0.65777420827661, 0.6553677517970516, 0.5905721081143036, 0.4891536219533009, 0.35165460026486006, 0.1509900518100455, 0.00025391429235295705] | constraint for maximum strain in spar cap suction side
rotorse.rs.constr.constr_max_strainL_spar | output |  | [0.4456529660169987, 0.49965525471152084, 0.4554746409153655, 0.775141592814875, 0.9223530327360087, 0.9390727822770515, 0.9187863317512746, 0.9161830017155402, 0.93211854544783, 0.8581542971717189, 0.8186972321401538, 0.8231510399382965, 0.7978972509764201, 0.7677723431169428, 0.7772537532672643, 0.7729939700279684, 0.745232385939506, 0.729900413431209, 0.7056899245401462, 0.666992043423822, 0.6375291479420221, 0.6291863956464051, 0.6328763261902189, 0.637258528213675, 0.6339946878174467, 0.5725966040966444, 0.4765509079200501, 0.3434839298670367, 0.14435141333837295, 0.00025539065903325194] | constraint for maximum strain in spar cap pressure side
rotorse.rs.constr.constr_max_strainU_te | output |  | [0.019193332772988833, 0.012020422908673441, 0.46639562964138165, 0.15090056398257135, 0.12706259417603533, 0.11767929981087441, 0.10275023432307782, 0.13524410139222334, 0.1091655654399173, 0.16686038118297644, 0.18418399153108136, 0.20297141967038107, 0.20659932258964633, 0.21397816772012926, 0.06796417600158139, 0.07509455882286416, 0.077590931373906, 0.12419892754060935, 0.18705030250743312, 0.2765540168706787, 0.3271491116241081, 0.36052803004673395, 0.384110160580626, 0.4430658028851871, 0.18067528425531562, 0.15162903594237118, 0.11248203634869386, 0.03032902956578128, 0.020548010660189985, 1.4685682799551417e-05] | constraint for maximum strain in trailing edge suction side
rotorse.rs.constr.constr_max_strainL_te | output |  | [0.019193332772988833, 0.012020422908673441, 0.46639562964138165, 0.0916716100914209, 0.13547687470715705, 0.12098584333968686, 0.16427371822719364, 0.3294078232800871, 0.22425002760002485, 0.2956932828819286, 0.3073007279920293, 0.32541352265317897, 0.3160324530550033, 0.31012380554888325, 0.23157813667145272, 0.22575785346319394, 0.21605081097951165, 0.24984639170663486, 0.29796777621143733, 0.37974785362266616, 0.41863804453729164, 0.4400806647014645, 0.4568248923089447, 0.5153394398079543, 0.18067528425531562, 0.15162903594237118, 0.11248203634869386, 0.03032902956578128, 0.020548010660189985, 1.4685682799551417e-05] | constraint for maximum strain in trailing edge pressure side
rotorse.rs.constr.constr_flap_f_margin | output |  | [-0.11893104022922318, -1.073057357265827, -2.551349285596907, -4.643792770640775, -7.2748812198181385] | constraint on flap blade frequency such that ratio of 3P/f is above or below gamma with constraint <= 0
rotorse.rs.constr.constr_edge_f_margin | output |  | [-0.281644169978926, -1.657971639344179, -3.714708755980932, -6.6826674446272065, -10.594536556815457] | constraint on edge blade frequency such that ratio of 3P/f is above or below gamma with constraint <= 0
rotorse.rs.curvature.s | output | m | [3.97, 8.004628525654907, 12.039408793080494, 16.074279667722518, 20.109105924233404, 24.143788209189776, 28.178307427958263, 32.21279020989709, 36.247274368995555, 40.2817612687735, 44.31625098506068, 48.35076171053135, 52.385451129210715, 56.42066517341444, 60.45639426172772, 64.49244032032193, 68.52906512793462, 72.56719303181772, 76.60690248621464, 80.64768087885774, 84.68892098336102, 88.73109074690116, 92.77480765383778, 96.81989863377915, 100.86603716524817, 104.91326437539493, 108.962148680714, 113.0127424748825, 117.06506463637126, 121.11887120903152] | cumulative path length along blade
rotorse.rs.curvature.blades_cg_hubcc | output | m | 2.1853 | cg of all blades relative to hub along shaft axis. Distance is should be interpreted as negative for upwind and positive for downwind turbines
rotorse.rs.frame.root_F | output | N | [-1453865.3654746413, -362203.9837996688, 652479.0748141276] | Blade root forces in blade c.s.
rotorse.rs.frame.root_M | output | N*m | [24115580.179020587, -102784038.07632115, -0.0] | Blade root moment in blade c.s.
rotorse.rs.frame.flap_mode_shapes | output |  | [[-0.002080630979788084, 2.3114401625669294, -2.4377248945452927, 1.771476107878054, -0.6431107449199073], [-0.5449031679318055, 0.8358630472639995, -8.012564395643073, 15.945132740650436, -7.223528224339559], [-2.8519809133514187, 30.736075445943438, -81.93907534637391, 77.47516848184202, -22.42018766806013], [-0.5459848878965613, -20.554026005574592, 104.30802015486027, -159.39696650792294, 77.18895724653383], [23.262001830166025, -173.78059663244892, 454.5443451847428, -499.77656982967795, 196.75081944721808]] | 6-degree polynomial coefficients of mode shapes in the flap direction (x^2..x^6, no linear or constant term)
rotorse.rs.frame.edge_mode_shapes | output |  | [[0.0006928857653100689, 4.667694825950657, -9.192479483692, 8.386147544616406, -2.862055772640379], [-1.629920599953763, 7.166425600734363, -20.87467971820086, 27.299989604319936, -10.96181488689968], [-1.6925812382622754, 27.936902441703943, -85.05542647444457, 88.50424802510042, -28.693142754097515], [-4.9733535557226185, 12.512893799466914, 20.90984361175808, -72.55767053915316, 45.10828668365079], [22.945489594104068, -173.05384101913268, 454.66832321393923, -500.91983374229864, 197.35986195338805]] | 6-degree polynomial coefficients of mode shapes in the edge direction (x^2..x^6, no linear or constant term)
rotorse.rs.frame.tors_mode_shapes | output |  | [[0.0, 0.0, 0.0, 0.0, 0.0], [0.0, 0.0, 0.0, 0.0, 0.0], [0.0, 0.0, 0.0, 0.0, 0.0], [0.0, 0.0, 0.0, 0.0, 0.0], [0.0, 0.0, 0.0, 0.0, 0.0]] | 6-degree polynomial coefficients of mode shapes in the torsional direction (x^2..x^6, no linear or constant term)
rotorse.rs.frame.all_mode_shapes | output |  | [[-0.002080630979788084, 2.3114401625669294, -2.4377248945452927, 1.771476107878054, -0.6431107449199073], [0.0006928857653100689, 4.667694825950657, -9.192479483692, 8.386147544616406, -2.862055772640379], [-0.5449031679318055, 0.8358630472639995, -8.012564395643073, 15.945132740650436, -7.223528224339559], [-1.629920599953763, 7.166425600734363, -20.87467971820086, 27.299989604319936, -10.96181488689968], [-2.8519809133514187, 30.736075445943438, -81.93907534637391, 77.47516848184202, -22.42018766806013], [-1.6925812382622754, 27.936902441703943, -85.05542647444457, 88.50424802510042, -28.693142754097515], [-0.5459848878965613, -20.554026005574592, 104.30802015486027, -159.39696650792294, 77.18895724653383], [-4.9733535557226185, 12.512893799466914, 20.90984361175808, -72.55767053915316, 45.10828668365079], [23.262001830166025, -173.78059663244892, 454.5443451847428, -499.77656982967795, 196.75081944721808], [22.945489594104068, -173.05384101913268, 454.66832321393923, -500.91983374229864, 197.35986195338805]] | 6-degree polynomial coefficients of mode shapes in the edge direction (x^2..x^6, no linear or constant term)
rotorse.rs.frame.flap_mode_freqs | output | Hz | [0.5497874510712987, 1.6099278033341922, 3.252474390368725, 5.577411595973023, 8.500843206170094] | Frequencies associated with mode shapes in the flap direction
rotorse.rs.frame.edge_mode_freqs | output | Hz | [0.7305798174598573, 2.2598325611990275, 4.545096024128753, 7.8428279004023915, 12.189349136167115] | Frequencies associated with mode shapes in the edge direction
rotorse.rs.frame.tors_mode_freqs | output | Hz | [0.0, 0.0, 0.0, 0.0, 0.0] | Frequencies associated with mode shapes in the torsional direction
rotorse.rs.frame.freqs | output | Hz | [0.5497874510712987, 0.7305798174598573, 1.6099278033341922, 2.2598325611990275, 3.252474390368725, 3.5144029145398004, 4.545096024128753, 5.577411595973023, 6.432145102660728, 7.8428279004023915] | ration of 2nd and 1st natural frequencies, should be ratio of edgewise to flapwise
rotorse.rs.frame.freq_distance | output |  | 1.3288 | ration of 2nd and 1st natural frequencies, should be ratio of edgewise to flapwise
rotorse.rs.frame.dx | output | m | [-0.0, 0.0058781543416575825, 0.024756819494129688, 0.06102425216530942, 0.12313091288694364, 0.22198445756838536, 0.3658373364429204, 0.5606383252079303, 0.8135323139088699, 1.130313607300972, 1.5126866490292536, 1.9625773954612722, 2.4848451397133924, 3.0829866596927413, 3.7595819101078622, 4.520438492439086, 5.372385367126542, 6.320846580366602, 7.371344992776866, 8.52847849325218, 9.795283297431753, 11.1765053450662, 12.680763783864919, 14.318687081301679, 16.09957969760528, 18.029195764248865, 20.104748477113286, 22.312091586110334, 24.61751491931743, 26.97409335714552] | deflection of blade section in airfoil x-direction
rotorse.rs.frame.dy | output | m | [0.0, -0.0013756257323565546, -0.00588408983481529, -0.01468933181514952, -0.02995783223850629, -0.05414537148653392, -0.08853427353337126, -0.13409261545110582, -0.19197168224463018, -0.26204059256799367, -0.3433767460738877, -0.4355225119008983, -0.5383416794592524, -0.651503703046533, -0.7745541592258651, -0.9071796105255305, -1.0490046892321443, -1.1997497501805345, -1.3597686412275982, -1.5300962546484975, -1.712179372446783, -1.9071033449800063, -2.115042906316536, -2.3360838424429757, -2.5707484416851165, -2.818928784658151, -3.0791322939723784, -3.3479443419243116, -3.62128352620237, -3.8966645145915386] | deflection of blade section in airfoil y-direction
rotorse.rs.frame.dz | output | m | [-0.0, -6.500295730143212e-05, -0.00015033546008767253, -0.0002472254545733474, -0.0003660928772532131, -0.0004961655035461682, -0.0006305583391126935, -0.0007632419419035031, -0.0008900656360815418, -0.0010085696215461884, -0.0011185413039804203, -0.0012214975951237463, -0.0013187500843674694, -0.0014107105071908073, -0.001497368247581077, -0.0015783358792223776, -0.0016528706494291136, -0.0017210233430769066, -0.0017834628684219092, -0.001840297512586087, -0.001891368418853691, -0.0019370652328394317, -0.0019791052232294155, -0.0020194310633888254, -0.0020589805701387584, -0.002097160470966197, -0.0021321438463552797, -0.0021633342664220505, -0.0021872656725042215, -0.0022022372581755483] | deflection of blade section in airfoil z-direction
rotorse.rs.frame.EI11 | output | N*m**2 | [152446991049.18304, 123885047568.03477, 84803828125.82063, 51967220959.441696, 32456874871.023705, 26342156780.461147, 21989454553.920063, 17369654360.247375, 14250058470.272732, 13288491528.429928, 11876521835.775455, 9550242974.53098, 8330915490.384179, 7344108672.762073, 5860519769.746851, 4691453875.999728, 3893511175.102698, 3073186835.0508604, 2467045910.190836, 1990522398.8921082, 1538679021.733619, 1108817390.6150167, 765489833.9646316, 516122274.36669225, 328180733.88362217, 207253433.3285444, 120154268.1309808, 59196015.88254207, 22249173.22682201, 186098.77470657782] | stiffness w.r.t principal axis 1
rotorse.rs.frame.EI22 | output | N*m**2 | [152571124293.20737, 126444753164.26672, 87707621195.90631, 67731393400.00129, 53837025198.91332, 42840091020.696594, 35202951592.130775, 31231787175.84693, 27975258562.74571, 26064008093.164024, 23920501536.473064, 21361471369.7762, 19871049930.242424, 18187182605.843292, 16413881278.262154, 14772951595.972473, 13459456142.874731, 9757656887.432646, 6657558259.354765, 4129716272.4677706, 2860530769.278645, 2168994433.187558, 1613063143.316117, 1019347992.3663373, 668165925.1572412, 444068716.29850763, 287819059.9876035, 180099889.51249593, 89074557.17637582, 1605237.424342437] | stiffness w.r.t principal axis 2
rotorse.rs.frame.alpha | output | deg | [88.85051242035692, 89.95121752560682, 4.562823199670413, 4.626812762515332, 4.055298113575005, 2.17633519180749, 2.5916260571227463, 5.5620716159214, 1.852244547831354, 1.675019980277868, 1.5857492091409606, 1.5645247301366698, 1.4639679961707803, 1.56449506513563, 1.452184175422554, 1.362817278923424, 1.3532096146085368, 1.4316623949126033, 1.4810034035645143, 1.5491310044301747, 1.462987458091612, 1.4386078734254453, 1.5148106144143754, 1.8774533487131821, 1.749136074786217, 1.5865880614606154, 1.369736792148525, -0.4672003758401419, 0.9752220276139614, 0.8035368719684406] | Angle between blade c.s. and principal axes
rotorse.rs.frame.M1 | output | N*m | [3202295.3659617235, 3107314.031439694, -61056462.93638367, -87224169.56753749, -81600043.42591761, -76017395.17954205, -70369562.96552655, -64864220.10699315, -59463651.848422185, -54098325.148568794, -49012620.51877698, -44133050.49263436, -39465962.274905026, -35025505.25799275, -30812701.608691562, -26827405.661949243, -23086992.038560193, -19603527.38894717, -16386959.657777533, -13447662.097840691, -10790720.809253056, -8420002.224311957, -6339685.12992864, -4553357.186514359, -3060135.2124331384, -1864382.9956656357, -970101.0859592471, -373043.16872476926, -66207.17502993463, 3.659457151161405] | distribution along blade span of bending moment w.r.t principal axis 1
rotorse.rs.frame.M2 | output | N*m | [105526648.04609783, 99504277.673349, 70906537.96826914, 8556433.773105059, 5559473.698271352, 1405999.1915494883, -1446028.1029492181, -795092.0807169919, -2164188.582631535, -4703843.733144508, -5108517.719638556, -5202598.160643391, -5106928.249335278, -4841712.674049403, -4499548.567394775, -4146884.4757300126, -3724612.8362795743, -3246661.984829899, -2762809.7936906056, -2304965.952236213, -1896901.2905569782, -1535337.4656679656, -1198423.6505963148, -875599.1384871033, -596872.7580945569, -370160.19579063955, -193816.0685893723, -79591.56341274182, -14534.817354884652, 0.19431863522004278] | distribution along blade span of bending moment w.r.t principal axis 2
rotorse.rs.frame.F2 | output | N | [-24918.472286102107, -22156.970642487555, 987886.7280456368, 1466266.069130082, 1454084.7707242887, 1437469.4900083386, 1414401.7709651424, 1389077.1065520353, 1357909.9940810145, 1319095.7417234136, 1279936.6351807965, 1237826.0868514022, 1192095.2168997552, 1142509.9444605408, 1089227.5785794198, 1032624.8655361901, 972127.4297244864, 906271.7310949872, 835024.153216856, 759466.4544803954, 681001.6576361696, 600784.030154355, 519996.42762600566, 439115.2184954634, 357824.4831776515, 276444.4693157738, 195921.05608352012, 117226.77094437042, 43500.43899213125, -1343.3054436564162] | distribution along blade span of force w.r.t principal axis 2
rotorse.rs.frame.F3 | output | N | [652479.0748141276, 725075.4644639351, 759671.8566705501, 768405.374475158, 761661.4032194406, 746775.322758144, 728334.4976600783, 707499.6687477096, 683856.6574872112, 656527.2569305602, 624984.4353490365, 589530.6567194187, 550617.7002341641, 508609.319317917, 464004.4934450432, 417199.858640587, 368413.63150002545, 319376.47064036905, 272185.00234020175, 227634.41345236654, 185562.3279152388, 145962.98556085557, 110211.41964349132, 79795.85741567748, 55445.41912532108, 36704.7678291653, 22427.65965276683, 11584.385774960385, 3818.943585343062, 1.7053025658242404e-11] | axial resultant along blade span
rotorse.rs.strains.strainU_spar | output |  | [-0.0018115804517411453, -0.0020300299238613963, -0.0016857233564055716, -0.003104691131543562, -0.0037090028255289094, -0.0037995362758614384, -0.0038112873926037317, -0.0039449259671096425, -0.003891426294002849, -0.0036354263165834623, -0.0034627868540407945, -0.003492083526812036, -0.0033893712263554218, -0.003265764156012903, -0.0032803602995951186, -0.003277434455605176, -0.0031535181524946563, -0.0030834535125186364, -0.002970463534154877, -0.0027936108196674526, -0.0026546646526997677, -0.00261365655760172, -0.0026286103245380444, -0.00263109683310644, -0.002621471007188207, -0.0023622884324572143, -0.0019566144878132036, -0.0014066184010594403, -0.000603960207240182, 1.0156571694118283e-06] | strain in spar cap on upper surface at location xu,yu_strain with loads P_strain
rotorse.rs.strains.strainL_spar | output |  | [0.0017826118640679948, 0.0019986210188460835, 0.001821898563661462, 0.0031005663712595, 0.0036894121309440347, 0.003756291129108206, 0.0036751453270050982, 0.003664732006862161, 0.00372847418179132, 0.0034326171886868754, 0.0032747889285606154, 0.003292604159753186, 0.0031915890039056804, 0.003071089372467771, 0.0031090150130690573, 0.003091975880111874, 0.002980929543758024, 0.0029196016537248364, 0.002822759698160585, 0.002667968173695288, 0.0025501165917680884, 0.0025167455825856203, 0.0025315053047608757, 0.0025490341128547, 0.0025359787512697868, 0.0022903864163865777, 0.0019062036316802005, 0.0013739357194681467, 0.0005774056533534918, -1.0215626361330078e-06] | strain in spar cap on lower surface at location xl,yl_strain with loads P_strain
rotorse.rs.strains.strainU_te | output |  | [7.677333109195533e-05, 4.808169163469377e-05, 0.0018655825185655266, -0.0006036022559302854, -0.0005082503767041413, -0.0004707171992434977, 0.0004110009372923113, 0.0005409764055688933, 0.0004366622617596692, 0.0006674415247319058, 0.0007367359661243255, 0.0008118856786815243, 0.0008263972903585854, 0.0008559126708805171, 0.0002718567040063256, 0.00030037823529145664, 0.00031036372549562405, 0.0004967957101624374, 0.0007482012100297325, 0.0011062160674827149, 0.0013085964464964325, 0.0014421121201869359, 0.0015364406423225042, 0.0017722632115407485, -0.0007227011370212625, -0.0006065161437694847, -0.0004499281453947754, -0.00012131611826312512, -8.219204264075994e-05, -5.874273119820567e-08] | strain in trailing-edge panels on upper surface at location xu,yu_te with loads P_te
rotorse.rs.strains.strainL_te | output |  | [7.677333109195533e-05, 4.808169163469377e-05, 0.0018655825185655266, 0.0003666864403656836, 0.0005419074988286283, 0.0004839433733587474, 0.0006570948729087746, 0.0013176312931203484, 0.0008970001104000994, 0.0011827731315277143, 0.0012292029119681171, 0.0013016540906127159, 0.0012641298122200134, 0.001240495222195533, 0.0009263125466858109, 0.0009030314138527757, 0.0008642032439180466, 0.0009993855668265395, 0.0011918711048457494, 0.0015189914144906648, 0.0016745521781491666, 0.001760322658805858, 0.0018272995692357788, 0.002061357759231817, -0.0007227011370212625, -0.0006065161437694847, -0.0004499281453947754, -0.00012131611826312512, -8.219204264075994e-05, -5.874273119820567e-08] | strain in trailing-edge panels on lower surface at location xl,yl_te with loads P_te
rotorse.rs.strains.axial_root_sparU_load2stress | output | m**2 | [0.0, 0.0, -0.6060404265477359, -0.008184036399943289, 0.4847492405763469, 0.0] | Linear conversion factors between loads [Fx-z; Mx-z] and axial stress in the upper spar cap at blade root
rotorse.rs.strains.axial_root_sparL_load2stress | output | m**2 | [0.0, 0.0, -0.6060404265477359, 0.0004570704197680627, -0.4848213724376945, 0.0] | Linear conversion factors between loads [Fx-z; Mx-z] and axial stress in the lower spar cap at blade root
rotorse.rs.strains.axial_maxc_teU_load2stress | output | m**2 | [0.0, 0.0, -1.020843655784078, -2.095813809829058, -0.0025308079213493075, 0.0] | Linear conversion factors between loads [Fx-z; Mx-z] and axial stress in the upper trailing edge at blade max chord
rotorse.rs.strains.axial_maxc_teL_load2stress | output | m**2 | [0.0, 0.0, -1.020843655784078, -2.0984207733056826, -0.08020068110654788, 0.0] | Linear conversion factors between loads [Fx-z; Mx-z] and axial stress in the lower trailing edge at blade max chord
rotorse.rs.tip_pos.tip_deflection | output | m | 25.9815 | deflection at tip in yaw x-direction
rotorse.rs.tot_loads_gust.Px_af | output | N/m | [2118.8225921770286, 2275.054947516623, 2559.38336120494, 3329.4584946601067, 4049.74254133135, 4823.49840244413, 5761.8168959285, 6677.690102247635, 7657.8917855225445, 8479.586773044293, 9210.34909811431, 10073.100154962112, 11088.752166460092, 12147.642402047344, 12982.08109700472, 13713.677418270781, 15029.611753324049, 16592.473070600605, 17929.644994544447, 18815.26434152081, 19326.321194777665, 19596.471015203108, 19773.624417921565, 20019.49473683084, 20176.269438416835, 20169.532582271226, 19852.76478092941, 19135.08883385041, 17754.90215837532, 4985.868485118674] | total distributed loads in airfoil x-direction
rotorse.rs.tot_loads_gust.Py_af | output | N/m | [672.5702771056748, 740.9579506831625, 518.0100395650276, 39.26152657685145, -583.307586961455, -1098.0350829362972, -1507.0314107606287, -1783.3243646428225, -2074.7229377377707, -2294.1218291994196, -2449.5310997314864, -2640.5780188008735, -2866.719173649505, -3115.1950046606266, -3245.0764234048174, -3343.6999349191174, -3634.0048022069004, -4055.448218961011, -4389.716729916793, -4555.55220003905, -4640.631449668939, -4675.911243813417, -4742.951038330531, -4843.116874896533, -4882.540062542721, -4800.907977330983, -4597.436935519472, -4247.963220695347, -3656.228064854921, -1071.6427539009123] | total distributed loads in airfoil y-direction
rotorse.rs.tot_loads_gust.Pz_af | output | N/m | [-23412.743174250172, -12575.219622505603, -4575.133743738759, 245.69633565045478, 3097.4699966381995, 4281.956312073113, 4859.651962622669, 5468.727869923925, 6251.742786332274, 7296.1692195010455, 8340.447438780691, 9234.935595708397, 10055.253714064063, 10769.420102913271, 11342.381596763338, 11859.921806831586, 12324.711906778668, 11984.315300053422, 11409.752662298282, 10675.160310034405, 10181.094785358346, 9449.3541997814, 8273.648518698117, 6804.156681032739, 5267.004358907691, 4023.2361188903137, 3054.306553253595, 2320.9928770198158, 1528.5438438957194, 364.6082008872067] | total distributed loads in airfoil z-direction
rotorse.stall_check.no_stall_constraint | output |  | [0.0, 0.0, 0.0, 0.0, 0.0, 0.0, 0.0, 1.0709581425037051, 1.0042395498816095, 0.9514406310676726, 0.9231580725927222, 0.9007494705936288, 0.8787152272844946, 0.8606299823461494, 0.8529985077557769, 0.8513442388890571, 0.8467297340567158, 0.8377911146263297, 0.8276895944992317, 0.8217009320932553, 0.8284449810096035, 0.8470707390387715, 0.8680844715869203, 0.8827989411609752, 0.8884173656378112, 0.880505679732571, 0.8647590774823893, 0.8376321251744788, 0.7835794696893441, 0.8392247310318156] | Constraint, ratio between angle of attack plus a margin and stall angle
rotorse.stall_check.stall_angle_along_span | output | deg | [1e-06, 23.595319517795588, 16.836641485416767, 19.396844466398758, 15.761229698565641, 13.769616398704956, 12.879368373640073, 12.793089395777141, 13.078128306871232, 13.507096867036793, 13.72857718625271, 13.89838410028507, 14.088986729366146, 14.270252998050546, 14.297220828419842, 14.251957681903246, 14.27507135952812, 14.377052146770747, 14.519622065970596, 14.636522868295764, 14.604959095087828, 14.482241165026016, 14.408666174776465, 14.40071429878613, 14.40071429878613, 14.40071429878613, 14.40071429878613, 14.40071429878613, 14.40071429878613, 14.40071429878613] | Stall angle along blade span