## Sheet1
variables | type | units | values | description
financese.machine_rating | input | kW | [5000.]
financese.offset_tcc_per_kW | input | USD/kW | [0.]
financese.opex_per_kW | input | USD/kW/year | [43.]
financese.plant_aep_in | input | kW*h | [0.]
financese.wake_loss_factor | input |  | [0.15]
financese.fixed_charge_rate | input |  | [0.0578]
financese.electricity_price | input | USD/kW/h | [0.04]
financese.reserve_margin_price | input | USD/kW/year | [120.]
financese.capacity_credit | input |  | [1.]
financese.benchmark_price | input | USD/kW/h | [0.071]
financese.turbine_number | input | n/a | 120
landbosse.blade_drag_coefficient | input |  | [-1.]
landbosse.blade_lever_arm | input | m | [-1.]
landbosse.blade_install_cycle_time | input | h | [-1.]
landbosse.blade_offload_hook_height | input | m | [-1.]
landbosse.blade_offload_cycle_time | input | h | [-1.]
landbosse.blade_drag_multiplier | input |  | [-1.]
landbosse.tower_section_length_m | input | m | [30.]
landbosse.crane_breakdown_fraction | input |  | [0.] | 0 means the crane is never broken down. 1 means it is broken down every turbine.
landbosse.construct_duration | input |  | [9.] | Total project construction time (months)
landbosse.wind_shear_exponent | input |  | [0.2] | Wind shear exponent
landbosse.turbine_rating_MW | input | MW | [5.] | Turbine rating MW
landbosse.fuel_cost_usd_per_gal | input |  | [1.5] | Fuel cost USD/gal
landbosse.breakpoint_between_base_and_topping_percent | input |  | [0.8] | Breakpoint between base and topping (percent)
landbosse.turbine_spacing_rotor_diameters | input |  | [7.] | Turbine spacing (times rotor diameter)
landbosse.depth | input | m | [2.36] | Foundation depth m
landbosse.bearing_pressure_n_m2 | input |  | [191521.] | Bearing Pressure (n/m2)
landbosse.road_length_adder_m | input | m | [5000.] | Road length adder (m)
landbosse.fraction_new_roads | input |  | [0.33] | Percent of roads that will be constructed (0.0 - 1.0)
landbosse.road_quality | input |  | [0.6] | Road Quality (0-1)
landbosse.line_frequency_hz | input | Hz | [60.] | Line Frequency (Hz)
landbosse.row_spacing_rotor_diameters | input |  | [7.] | Row spacing (times rotor diameter)
landbosse.trench_len_to_substation_km | input | km | [50.] | Combined Homerun Trench Length to Substation (km)
landbosse.distance_to_interconnect_mi | input | mi | [4.97096954] | Distance to interconnect (miles)
landbosse.interconnect_voltage_kV | input | kV | [130.] | Interconnect Voltage (kV)
landbosse.critical_speed_non_erection_wind_delays_m_per_s | input | m/s | [15.] | Non-Erection Wind Delay Critical Speed (m/s)
landbosse.critical_height_non_erection_wind_delays_m | input | m | [10.] | Non-Erection Wind Delay Critical Height (m)
landbosse.road_width_ft | input | ft | [20.] | Road width (ft)
landbosse.road_thickness | input |  | [8.] | Road thickness (in)
landbosse.crane_width | input | m | [12.2] | Crane width (m)
landbosse.overtime_multiplier | input |  | [1.4] | Overtime multiplier
landbosse.markup_contingency | input |  | [0.03] | Markup contingency
landbosse.markup_warranty_management | input |  | [0.0002] | Markup warranty management
landbosse.markup_sales_and_use_tax | input |  | [0.] | Markup sales and use tax
landbosse.markup_overhead | input |  | [0.05] | Markup overhead
landbosse.markup_profit_margin | input |  | [0.05] | Markup profit margin
landbosse.Mass tonne | input | t | [1.]
landbosse.development_labor_cost_usd | input | USD | [1000000.] | The cost of labor in the development phase
landbosse.labor_cost_multiplier | input |  | [1.] | Labor cost multiplier
landbosse.commissioning_pct | input |  | [0.01]
landbosse.decommissioning_pct | input |  | [0.15]
landbosse.road_distributed_winnd | input | n/a | FALSE
landbosse.num_turbines | input | n/a | 120 | Number of turbines in project
landbosse.number_of_blades | input | n/a | 3 | Number of blades on the rotor
landbosse.user_defined_home_run_trench | input | n/a | 0 | Flag for user-defined home run trench length (0 = no; 1 = yes)
landbosse.allow_same_flag | input | n/a | FALSE | Allow same crane for base and topping (True or False)
landbosse.hour_day | input | n/a | {'long': 24, 'normal': 10} | Dictionary of normal and long hours for construction in a day in the form of {'long': 24, 'normal': 10}
landbosse.time_construct | input | n/a | normal | One of the keys in the hour_day dictionary to specify how many hours per day construction happens.
landbosse.user_defined_distance_to_grid_connection | input | n/a | FALSE | Flag for user-defined home run trench length (True or False)
landbosse.rate_of_deliveries | input | n/a | 10 | Rate of deliveries (turbines per week)
landbosse.new_switchyard | input | n/a | TRUE | New Switchyard (True or False)
landbosse.num_hwy_permits | input | n/a | 10 | Number of highway permits
landbosse.num_access_roads | input | n/a | 2 | Number of access roads
landbosse.site_facility_building_area_df | input | n/a | Size Min (MW) Size Max (MW) Building area (sq. ft.) 0 0 200 3000 1 200 500 5000 2 500 800 7000 3 800 1000 9000 4 1000 5000 12000 | site_facility_building_area DataFrame
landbosse.components | input | n/a | Component Mass tonne ... Multplier drag rotor Multiplier tower drag 0 Nacelle GE 1.5SLE 50.0 ... 1.000000 0 1 Hub 15.4 ... 0.000000 0 2 Blade 1 5.2 ... 0.666667 0 3 Blade 2 5.2 ... 0.666667 0 4 Blade 3 5.2 ... 0.666667 0 5 Tower section 1 59.8 ... 0.000000 1 6 Tower section 2 39.3 ... 0.000000 1 7 Tower section 3 30.9 ... 0.000000 1 [8 rows x 13 columns] | Dataframe of components for tower, blade, nacelle
landbosse.crane_specs | input | n/a | Equipment name Crane name ... Hook Height m Mobilization cost USD 0 Offload crane LB 75 ... 12.5 8040 1 Offload crane Big LB 2580 ... 48.0 406100 2 Offload crane LB 258 ... 48.0 40610 3 Crawler crane M999 ... 57.0 68709 4 Crawler crane LR1500 ... 94.0 184398 5 Crawler crane LR1500 ... 100.0 184398 6 Crawler crane LR1500 ... 106.0 184398 7 Crawler crane LR1500 ... 112.0 184398 8 Crawler crane LR1500 ... 94.0 184398 9 Crawler crane LR1500 ... 100.0 184398 10 Crawler crane LR1500 ... 112.0 184398 11 Crawler crane LR1500 ... 130.0 184398 12 Crawler crane LR1500 ... 142.0 184398 13 Crawler crane LR1600/2 ... 93.0 249177 14 Crawler crane LR1600/2 ... 114.0 249177 15 Crawler crane LR1600/2 ... 117.0 249177 16 Crawler crane LR1600/2 ... 135.0 249177 17 Crawler crane LR1600/2 ... 147.0 249177 18 Crawler crane LR1600/2 ... 152.0 249177 19 Crawler crane LR1600/2 ... 164.0 249177 20 Crawler crane LR1750/2 ... 101.0 360193 21 Crawler crane LR1500/2 ... 109.0 360193 22 Crawler crane LR1750/2 ... 136.0 360193 23 Crawler crane LR1750/2 ... 147.0 360193 24 Crawler crane LR1500/2 ... 152.0 360193 25 Crawler crane LR1750/2 ... 154.0 360193 26 Crawler crane LR1750/2 ... 165.0 360193 27 Crawler crane LR11000 ... 114.0 579224 28 Crawler crane LR11000 ... 120.0 1000000 29 Crawler crane LR11000 ... 132.0 1000000 30 Crawler crane LR11000 ... 136.0 1000000 31 Crawler crane LR11000 ... 147.0 1000000 32 Crawler crane LR11000 ... 152.0 1000000 33 Crawler crane LR11000 ... 174.0 1000000 34 Crawler crane LR11000 ... 192.0 1000000 35 Crawler crane LR11000 ... 198.0 1000000 36 Crawler crane LR11000 ... 147.0 1000000 37 Crawler crane LR11000 ... 174.0 1000000 38 Crawler crane Big LR110000 ... 300.0 1400000 [39 rows x 16 columns] | Dataframe of specifications of cranes
landbosse.weather_window | input | n/a | Date UTC Temp C Pressure atm ... Hour Time window Season 0 2012-01-01 12:00:00+00:00 2.444 0.952053 ... 5 long winter 1 2012-01-01 13:00:00+00:00 1.655 0.952275 ... 6 long winter 2 2012-01-01 14:00:00+00:00 2.512 0.952485 ... 7 long winter 3 2012-01-01 15:00:00+00:00 2.589 0.953325 ... 8 normal winter 4 2012-01-01 16:00:00+00:00 1.534 0.954406 ... 9 normal winter ... ... ... ... ... ... ... ... 8779 2013-01-01 07:00:00+00:00 -8.496 0.970703 ... 0 long winter 8780 2013-01-01 08:00:00+00:00 -8.584 0.970879 ... 1 long winter 8781 2013-01-01 09:00:00+00:00 -9.121 0.970915 ... 2 long winter 8782 2013-01-01 10:00:00+00:00 -9.941 0.970998 ... 3 long winter 8783 2013-01-01 11:00:00+00:00 -10.568 0.971338 ... 4 long winter [8784 rows x 11 columns] | Dataframe of wind toolkit data
landbosse.crew | input | n/a | Crew type ID Operation ... Labor type ID Number of workers 0 M0 Management ... Project manager 1 1 M0 Management ... Site manager 1 2 M0 Management ... Construction manager 1 3 M0 Management ... Project engineer 1 4 M0 Management ... Safety or qc manager 1 .. ... ... ... ... ... 74 C4 Base ... Rigger foreman 1 75 C0 Base ... Crane operator 2 76 C0 Base ... Oiler 2 77 C0 Base ... Iron worker 3 78 C0 Base ... Rigger foreman 1 [79 rows x 5 columns] | Dataframe of crew configurations
landbosse.crew_price | input | n/a | Labor type ID ... Notes/References 0 Crane operator ... 2017 National Construction Estimator: Page 30... 1 Oiler ... (35% burden) https://www.ziprecruiter.com/Sala... 2 Rigger ... 2017 National Construction Estimator: Page 30... 3 Truck driver ... 2017 National Construction Estimator: Page 30... 4 Iron worker ... 2017 National Construction Estimator: Page 30... 5 Project manager ... (50% burden) https://www.salary.com/tools/sala... 6 Site manager ... (50% burden) https://www.salary.com/tools/sala... 7 Construction manager ... (50% burden) https://www.salary.com/tools/sala... 8 Project engineer ... (50% burden) https://www.salary.com/tools/sala... 9 Safety or qc manager ... (70% burden) https://www.salary.com/tools/sala... 10 Logistics manager ... (50 % burden) https://www.salary.com/research/... 11 Rigger foreman ... 2017 National Construction Estimator: Page 30... 12 Rigger ... 2017 National Construction Estimator: Page 30... 13 Operator ... 2017 National Construction Estimator: Page 30... 14 Oiler ... (35% burden) https://www.ziprecruiter.com/Sala... 15 Electrician ... 2017 National Construction Estimator: Page 30... 16 Tool room ... 2017 National Construction Estimator: Page 30... 17 QC/QA tech ... (50% burden for QC/QC Manager) https://www.zip... 18 Office admin ... (35% burden) https://www.salary.com/tools/sala... 19 RSMeans ... NaN [20 rows x 4 columns] | Dataframe of costs per hour for each type of worker.
landbosse.equip | input | n/a | Equipment ID Operation ... Crane capacity tonne Number of equipment 0 E1 Base ... 500 1 1 E1 Base ... 50 1 2 E1 Top ... 500 1 3 E1 Top ... 50 2 4 E2 Top ... 600 1 5 E2 Top ... 50 2 6 E2 Top ... 100 2 7 E3 Top ... 750 1 8 E3 Top ... 100 2 9 E4 Top ... 1000 1 10 E4 Top ... 100 2 11 ST1 Top ... 200 1 12 ST1 Top ... 100 2 13 OL1 Offload ... 75 2 14 OL2 Offload ... 200 2 15 B1 Base ... 275 1 16 B1 Base ... 50 1 17 E2 Base ... 600 1 18 E2 Base ... 50 2 19 E2 Base ... 100 2 20 E3 Base ... 750 1 21 E3 Base ... 100 2 22 E4 Base ... 1000 1 23 E4 Base ... 100 2 24 ST1 Base ... 200 1 25 ST1 Base ... 100 2 26 OL2 Base ... 200 2 [27 rows x 5 columns] | Collections of equipment to perform erection operations.
landbosse.equip_price | input | n/a | Equipment name ... Fuel consumption gal per day 0 Mobile crane ... 44.0 1 Mobile crane ... 64.0 2 Crawler crane ... 76.0 3 Crawler crane ... 72.0 4 Crawler crane ... 97.0 5 Crawler crane ... 113.0 6 Crawler crane ... 130.0 7 Crawler crane ... 154.0 8 Crawler crane ... 195.0 9 Crawler crane ... 252.0 10 Truck crane ... NaN 11 RT ... NaN 12 Offload crane ... 44.0 13 Offload crane ... 64.0 [14 rows x 5 columns] | Prices for various type of equipment.
landbosse.rsmeans | input | n/a | Operation ID ... Source 0 Concrete placement ... Source 2017 National Construction Estimator: ... 1 Rebar installation ... Source: 2017 National Construction Estimator: ... 2 Survey ... NaN 3 Clear and grub ... NaN 4 Topsoil stripping and stockpiling ... 2017 National Construction Estimator: Page 599 5 Stormwater pollution prevention ... NaN 6 Culverts ... NaN 7 Compaction of soil (subgrade and crane path) ... http://www.get-a-quote.net/QuoteEngine/costboo... 8 Mass material movement (cut and fill) ... NaN 9 Placing road base (hauling) ... NaN 10 Rough grading road base ... http://www.get-a-quote.net/QuoteEngine/costboo... 11 Compacting road base ... http://www.get-a-quote.net/QuoteEngine/costboo... 12 Final grading ... NaN 13 Road maintanance ... NaN 14 Decompaction of crane paths ... NaN 15 Reseeding, planting, etc ... NaN 16 Concrete placement ... Source: 2017 National Construction Estimator: ... 17 Rebar installation ... Source: 2017 National Construction Estimator: ... 18 Survey ... NaN 19 Clear and grub ... NaN 20 Topsoil stripping and stockpiling ... 2017 National Construction Estimator: Page 599 21 Stormwater pollution prevention ... NaN 22 Culverts ... NaN 23 Compaction of soil (subgrade and crane path) ... http://www.get-a-quote.net/QuoteEngine/costboo... 24 Mass material movement (cut and fill) ... NaN 25 Placing road base (hauling) ... http://www.get-a-quote.net/QuoteEngine/costboo... 26 Rough grading road base ... http://www.get-a-quote.net/QuoteEngine/costboo... 27 Compacting road base ... http://www.get-a-quote.net/QuoteEngine/costboo... 28 Final grading ... NaN 29 Road maintanance ... NaN 30 Decompaction of crane paths ... NaN 31 Reseeding, planting, etc ... NaN 32 Excavation ... Source: 2017 National Construction Estimator: ... 33 Excavation ... Source: 2017 National Construction Estimator: ... 34 Backfill ... Source: 2017 National Construction Estimator: ... 35 Backfill ... Source: 2017 National Construction Estimator: ... 36 Collection ... Source: 2017 National Construction Estimator: ... 37 Collection ... Source: 2017 National Construction Estimator: ... 38 Collection ... Source: 2017 National Construction Estimator: ... 39 Collection ... Source: 2017 National Construction Estimator: ... 40 Collection ... Source: 2017 National Construction Estimator: ... 41 Collection ... Source: 2017 National Construction Estimator: ... [42 rows x 12 columns] | RSMeans price data
landbosse.cable_specs | input | n/a | Array Cable ... Notes 0 AWG 1/0 ... 2017 National Construction Estimator: Page 55... 1 AWG 4/0 ... 2017 National Construction Estimator: Page 55... 2 MCM 500 ... 2017 National Construction Estimator: Page 55... 3 MCM1000 ... (curve fitted) 2017 National Construction Esti... 4 MCM1250 ... (curve fitted) 2017 National Construction Esti... [5 rows x 9 columns] | cable specs for collection system
landbosse.material_price | input | n/a | Material type ID ... Notes 0 unique identifier for the material ... NaN 1 Concrete 3000 psi ... http://gsiconcrete.com/pricing/ 2 Concrete 5000 psi ... http://gsiconcrete.com/pricing/ 3 Concrete 8000 psi ... Curve fit http://gsiconcrete.com/pricing/ 4 Steel - rebar ... https://www.steelsupplylp.com/sku/102775?gclid... 5 Road base - 3/4 inch crushed stone ... https://homeguide.com/costs/gravel-prices#yard 6 Excavated dirt ... NaN 7 Backfill ... NaN [8 rows x 4 columns] | Prices of materials for foundations and roads
landbosse.project_data | input | n/a | {'components': Component Mass tonne ... Multiplier tower drag Operation 0 Nacelle 178.691414 ... 0 Top 1 Hub 36.199470 ... 0 Top 2 Blade 1 50.109689 ... 0 Top 2 Blade 2 50.109689 ... 0 Top 2 Blade 3 50.109689 ... 0 Top 5 Tower 1 79.144596 ... 1 Base 5 Tower 2 79.144596 ... 1 Base 5 Tower 3 79.144596 ... 1 Base 5 Tower 4 79.144596 ... 1 Base 5 Tower 5 79.144596 ... 1 Base 5 Tower 6 79.144596 ... 1 Base 5 Tower 7 79.144596 ... 1 Base 5 Tower 8 79.144596 ... 1 Base 5 Tower 9 79.144596 ... 1 Top 5 Tower 10 79.144596 ... 1 Top [15 rows x 14 columns], 'cable_specs': Array Cable ... Notes 0 AWG 1/0 ... 2017 National Construction Estimator: Page 55... 1 AWG 4/0 ... 2017 National Construction Estimator: Page 55... 2 MCM 500 ... 2017 National Construction Estimator: Page 55... 3 MCM1000 ... (curve fitted) 2017 National Construction Esti... 4 MCM1250 ... (curve fitted) 2017 National Construction Esti... [5 rows x 9 columns], 'equip': Equipment ID Operation ... Crane capacity tonne Number of equipment 0 E1 Base ... 500 1 1 E1 Base ... 50 1 2 E1 Top ... 500 1 3 E1 Top ... 50 2 4 E2 Top ... 600 1 5 E2 Top ... 50 2 6 E2 Top ... 100 2 7 E3 Top ... 750 1 8 E3 Top ... 100 2 9 E4 Top ... 1000 1 10 E4 Top ... 100 2 11 ST1 Top ... 200 1 12 ST1 Top ... 100 2 13 OL1 Offload ... 75 2 14 OL2 Offload ... 200 2 15 B1 Base ... 275 1 16 B1 Base ... 50 1 17 E2 Base ... 600 1 18 E2 Base ... 50 2 19 E2 Base ... 100 2 20 E3 Base ... 750 1 21 E3 Base ... 100 2 22 E4 Base ... 1000 1 23 E4 Base ... 100 2 24 ST1 Base ... 200 1 25 ST1 Base ... 100 2 26 OL2 Base ... 200 2 [27 rows x 5 columns], 'crane_specs': Equipment name Crane name ... Hook Height m Mobilization cost USD 0 Offload crane LB 75 ... 12.5 8040 1 Offload crane Big LB 2580 ... 48.0 406100 2 Offload crane LB 258 ... 48.0 40610 3 Crawler crane M999 ... 57.0 68709 4 Crawler crane LR1500 ... 94.0 184398 5 Crawler crane LR1500 ... 100.0 184398 6 Crawler crane LR1500 ... 106.0 184398 7 Crawler crane LR1500 ... 112.0 184398 8 Crawler crane LR1500 ... 94.0 184398 9 Crawler crane LR1500 ... 100.0 184398 10 Crawler crane LR1500 ... 112.0 184398 11 Crawler crane LR1500 ... 130.0 184398 12 Crawler crane LR1500 ... 142.0 184398 13 Crawler crane LR1600/2 ... 93.0 249177 14 Crawler crane LR1600/2 ... 114.0 249177 15 Crawler crane LR1600/2 ... 117.0 249177 16 Crawler crane LR1600/2 ... 135.0 249177 17 Crawler crane LR1600/2 ... 147.0 249177 18 Crawler crane LR1600/2 ... 152.0 249177 19 Crawler crane LR1600/2 ... 164.0 249177 20 Crawler crane LR1750/2 ... 101.0 360193 21 Crawler crane LR1500/2 ... 109.0 360193 22 Crawler crane LR1750/2 ... 136.0 360193 23 Crawler crane LR1750/2 ... 147.0 360193 24 Crawler crane LR1500/2 ... 152.0 360193 25 Crawler crane LR1750/2 ... 154.0 360193 26 Crawler crane LR1750/2 ... 165.0 360193 27 Crawler crane LR11000 ... 114.0 579224 28 Crawler crane LR11000 ... 120.0 1000000 29 Crawler crane LR11000 ... 132.0 1000000 30 Crawler crane LR11000 ... 136.0 1000000 31 Crawler crane LR11000 ... 147.0 1000000 32 Crawler crane LR11000 ... 152.0 1000000 33 Crawler crane LR11000 ... 174.0 1000000 34 Crawler crane LR11000 ... 192.0 1000000 35 Crawler crane LR11000 ... 198.0 1000000 36 Crawler crane LR11000 ... 147.0 1000000 37 Crawler crane LR11000 ... 174.0 1000000 38 Crawler crane Big LR110000 ... 300.0 1400000 [39 rows x 16 columns], 'development': Type of cost Cost USD Phase of construction 0 Equipment rental 0 Development 1 Labor 1000000 Development 2 Materials 0 Development 3 Mobilization 0 Development 4 Other 0 Development, 'crew_price': Labor type ID ... Notes/References 0 Crane operator ... 2017 National Construction Estimator: Page 30... 1 Oiler ... (35% burden) https://www.ziprecruiter.com/Sala... 2 Rigger ... 2017 National Construction Estimator: Page 30... 3 Truck driver ... 2017 National Construction Estimator: Page 30... 4 Iron worker ... 2017 National Construction Estimator: Page 30... 5 Project manager ... (50% burden) https://www.salary.com/tools/sala... 6 Site manager ... (50% burden) https://www.salary.com/tools/sala... 7 Construction manager ... (50% burden) https://www.salary.com/tools/sala... 8 Project engineer ... (50% burden) https://www.salary.com/tools/sala... 9 Safety or qc manager ... (70% burden) https://www.salary.com/tools/sala... 10 Logistics manager ... (50 % burden) https://www.salary.com/research/... 11 Rigger foreman ... 2017 National Construction Estimator: Page 30... 12 Rigger ... 2017 National Construction Estimator: Page 30... 13 Operator ... 2017 National Construction Estimator: Page 30... 14 Oiler ... (35% burden) https://www.ziprecruiter.com/Sala... 15 Electrician ... 2017 National Construction Estimator: Page 30... 16 Tool room ... 2017 National Construction Estimator: Page 30... 17 QC/QA tech ... (50% burden for QC/QC Manager) https://www.zip... 18 Office admin ... (35% burden) https://www.salary.com/tools/sala... 19 RSMeans ... NaN [20 rows x 4 columns], 'crew': Crew type ID Operation ... Labor type ID Number of workers 0 M0 Management ... Project manager 1 1 M0 Management ... Site manager 1 2 M0 Management ... Construction manager 1 3 M0 Management ... Project engineer 1 4 M0 Management ... Safety or qc manager 1 .. ... ... ... ... ... 74 C4 Base ... Rigger foreman 1 75 C0 Base ... Crane operator 2 76 C0 Base ... Oiler 2 77 C0 Base ... Iron worker 3 78 C0 Base ... Rigger foreman 1 [79 rows x 5 columns], 'equip_price': Equipment name ... Fuel consumption gal per day 0 Mobile crane ... 44.0 1 Mobile crane ... 64.0 2 Crawler crane ... 76.0 3 Crawler crane ... 72.0 4 Crawler crane ... 97.0 5 Crawler crane ... 113.0 6 Crawler crane ... 130.0 7 Crawler crane ... 154.0 8 Crawler crane ... 195.0 9 Crawler crane ... 252.0 10 Truck crane ... NaN 11 RT ... NaN 12 Offload crane ... 44.0 13 Offload crane ... 64.0 [14 rows x 5 columns], 'material_price': Material type ID ... Notes 0 unique identifier for the material ... NaN 1 Concrete 3000 psi ... http://gsiconcrete.com/pricing/ 2 Concrete 5000 psi ... http://gsiconcrete.com/pricing/ 3 Concrete 8000 psi ... Curve fit http://gsiconcrete.com/pricing/ 4 Steel - rebar ... https://www.steelsupplylp.com/sku/102775?gclid... 5 Road base - 3/4 inch crushed stone ... https://homeguide.com/costs/gravel-prices#yard 6 Excavated dirt ... NaN 7 Backfill ... NaN [8 rows x 4 columns], 'rsmeans': Operation ID ... Source 0 Concrete placement ... Source 2017 National Construction Estimator: ... 1 Rebar installation ... Source: 2017 National Construction Estimator: ... 2 Survey ... NaN 3 Clear and grub ... NaN 4 Topsoil stripping and stockpiling ... 2017 National Construction Estimator: Page 599 5 Stormwater pollution prevention ... NaN 6 Culverts ... NaN 7 Compaction of soil (subgrade and crane path) ... http://www.get-a-quote.net/QuoteEngine/costboo... 8 Mass material movement (cut and fill) ... NaN 9 Placing road base (hauling) ... NaN 10 Rough grading road base ... http://www.get-a-quote.net/QuoteEngine/costboo... 11 Compacting road base ... http://www.get-a-quote.net/QuoteEngine/costboo... 12 Final grading ... NaN 13 Road maintanance ... NaN 14 Decompaction of crane paths ... NaN 15 Reseeding, planting, etc ... NaN 16 Concrete placement ... Source: 2017 National Construction Estimator: ... 17 Rebar installation ... Source: 2017 National Construction Estimator: ... 18 Survey ... NaN 19 Clear and grub ... NaN 20 Topsoil stripping and stockpiling ... 2017 National Construction Estimator: Page 599 21 Stormwater pollution prevention ... NaN 22 Culverts ... NaN 23 Compaction of soil (subgrade and crane path) ... http://www.get-a-quote.net/QuoteEngine/costboo... 24 Mass material movement (cut and fill) ... NaN 25 Placing road base (hauling) ... http://www.get-a-quote.net/QuoteEngine/costboo... 26 Rough grading road base ... http://www.get-a-quote.net/QuoteEngine/costboo... 27 Compacting road base ... http://www.get-a-quote.net/QuoteEngine/costboo... 28 Final grading ... NaN 29 Road maintanance ... NaN 30 Decompaction of crane paths ... NaN 31 Reseeding, planting, etc ... NaN 32 Excavation ... Source: 2017 National Construction Estimator: ... 33 Excavation ... Source: 2017 National Construction Estimator: ... 34 Backfill ... Source: 2017 National Construction Estimator: ... 35 Backfill ... Source: 2017 National Construction Estimator: ... 36 Collection ... Source: 2017 National Construction Estimator: ... 37 Collection ... Source: 2017 National Construction Estimator: ... 38 Collection ... Source: 2017 National Construction Estimator: ... 39 Collection ... Source: 2017 National Construction Estimator: ... 40 Collection ... Source: 2017 National Construction Estimator: ... 41 Collection ... Source: 2017 National Construction Estimator: ... [42 rows x 12 columns], 'site_facility_building_area': Size Min (MW) Size Max (MW) Building area (sq. ft.) 0 0 200 3000 1 200 500 5000 2 500 800 7000 3 800 1000 9000 4 1000 5000 12000, 'weather_window': Unnamed: 0 71444 ... 1 8760 0 NaT WTK data from NREL downloaded 2018-1-25 ... NaN NaN 1 NaT Temperature ... NaN NaN 2 NaT C ... NaN NaN 3 NaT 100 ... NaN NaN 4 2012-01-01 12:00:00 2.444 ... NaN NaN ... ... ... ... .. ... 8783 2013-01-01 07:00:00 -8.496 ... NaN NaN 8784 2013-01-01 08:00:00 -8.584 ... NaN NaN 8785 2013-01-01 09:00:00 -9.121 ... NaN NaN 8786 2013-01-01 10:00:00 -9.941 ... NaN NaN 8787 2013-01-01 11:00:00 -10.568 ... NaN NaN [8788 rows x 11 columns]} | Dictionary of all dataframes of data
outputs_2_screen.My_std | input | N*m | [0.]
outputs_2_screen.flp1_std | input | deg | [0.]
outputs_2_screen.PC_omega | input | rad/s | [0.]
outputs_2_screen.PC_zeta | input |  | [0.]
outputs_2_screen.VS_omega | input | rad/s | [0.]
outputs_2_screen.VS_zeta | input |  | [0.]
outputs_2_screen.Flp_omega | input | rad/s | [0.]
outputs_2_screen.Flp_zeta | input |  | [0.]
tcc.bearing_mass_cost_coeff | input | USD/kg | [4.5]
tcc.bedplate_mass_cost_coeff | input | USD/kg | [2.9]
tcc.blade_mass_cost_coeff | input | USD/kg | [14.6]
tcc.brake_mass_cost_coeff | input | USD/kg | [3.6254]
tcc.machine_rating | input | kW | [5000.]
tcc.controls_machine_rating_cost_coeff | input | USD/kW | [21.15]
tcc.converter_mass_cost_coeff | input | USD/kg | [18.8]
tcc.cover_mass_cost_coeff | input | USD/kg | [5.7]
tcc.elec_connec_machine_rating_cost_coeff | input | USD/kW | [41.85]
tcc.gearbox_torque_density | input | N*m/kg | [200.] | In 2024, modern 5-7MW gearboxes are able to reach 200 Nm/kg
tcc.gearbox_torque_cost | input | USD/kN/m | [50.] | In 2024, modern 5-7MW gearboxes cost approx $50/kNm
tcc.generator_mass_cost_coeff | input | USD/kg | [12.4]
tcc.generator_cost_external | input | USD | [0.]
tcc.hss_mass_cost_coeff | input | USD/kg | [6.8]
tcc.hub_assemblyCostMultiplier | input |  | [0.]
tcc.hub_overheadCostMultiplier | input |  | [0.]
tcc.hub_profitMultiplier | input |  | [0.]
tcc.hub_transportMultiplier | input |  | [0.]
tcc.hub_mass_cost_coeff | input | USD/kg | [3.9]
tcc.hvac_mass_cost_coeff | input | USD/kg | [124.]
tcc.lss_mass_cost_coeff | input | USD/kg | [11.9]
tcc.nacelle_assemblyCostMultiplier | input |  | [0.]
tcc.nacelle_overheadCostMultiplier | input |  | [0.]
tcc.nacelle_profitMultiplier | input |  | [0.]
tcc.nacelle_transportMultiplier | input |  | [0.]
tcc.main_bearing_number | input | n/a | 2
tcc.pitch_system_mass_cost_coeff | input | USD/kg | [22.1]
tcc.platforms_mass_cost_coeff | input | USD/kg | [17.1]
tcc.crane_cost | input | USD | [12000.]
tcc.crane | input | n/a | FALSE
tcc.blade_number | input | n/a | 3
tcc.spinner_mass_cost_coeff | input | USD/kg | [11.1]
tcc.tower_assemblyCostMultiplier | input |  | [0.]
tcc.tower_overheadCostMultiplier | input |  | [0.]
tcc.tower_profitMultiplier | input |  | [0.]
tcc.tower_transportMultiplier | input |  | [0.]
tcc.tower_mass_cost_coeff | input | USD/kg | [2.9]
tcc.transformer_mass_cost_coeff | input | USD/kg | [18.8]
tcc.turbine_assemblyCostMultiplier | input |  | [0.]
tcc.turbine_overheadCostMultiplier | input |  | [0.]
tcc.turbine_profitMultiplier | input |  | [0.]
tcc.turbine_transportMultiplier | input |  | [0.]
tcc.yaw_mass_cost_coeff | input | USD/kg | [8.3]
tcons.blade_number | input | n/a | 3
tcons.precone | input | deg | [2.]
tcons.tilt | input | deg | [4.]
tcons.overhang | input | m | [7.]
tcons.outer_diameter_full | input | m | [6. 6. 6. 6. 6. 6. 6. 6. 6. 5.89079213 5.53032592]
tcons.max_allowable_td_ratio | input |  | [1.4175]
tcons.rotor_orientation | input | n/a | upwind
towerse.env.distLoads.waveLoads_Px | input | N/m | [0. 0. 0. 0. 0. 0. 0. 0. 0. 0. 0. 0. 0. 0. 0. 0. 0. 0. 0. 0. 0. 0. 0. 0. 0. 0. 0. 0. 0. 0. 0.]
towerse.env.distLoads.waveLoads_Py | input | N/m | [0. 0. 0. 0. 0. 0. 0. 0. 0. 0. 0. 0. 0. 0. 0. 0. 0. 0. 0. 0. 0. 0. 0. 0. 0. 0. 0. 0. 0. 0. 0.]
towerse.env.distLoads.waveLoads_Pz | input | N/m | [0. 0. 0. 0. 0. 0. 0. 0. 0. 0. 0. 0. 0. 0. 0. 0. 0. 0. 0. 0. 0. 0. 0. 0. 0. 0. 0. 0. 0. 0. 0.]
towerse.env.distLoads.waveLoads_qdyn | input | N/m**2 | [0. 0. 0. 0. 0. 0. 0. 0. 0. 0. 0. 0. 0. 0. 0. 0. 0. 0. 0. 0. 0. 0. 0. 0. 0. 0. 0. 0. 0. 0. 0.]
towerse.env.distLoads.waveLoads_z | input | m | [0. 0. 0. 0. 0. 0. 0. 0. 0. 0. 0. 0. 0. 0. 0. 0. 0. 0. 0. 0. 0. 0. 0. 0. 0. 0. 0. 0. 0. 0. 0.]
towerse.env.distLoads.waveLoads_beta | input | deg | [0.]
towerse.yaw | input | deg | [0.]
towerse.z0 | input | m | [0.]
towerse.shearExp | input |  | [0.2]
towerse.beta_wind | input | deg | [0.]
towerse.rho_air | input | kg/m**3 | [1.225]
towerse.mu_air | input | kg/m/s | [1.81e-05]
towerse.cd_usr | input |  | [-1. -1. -1. -1. -1. -1. -1. -1. -1. -1. -1. -1. -1. -1. -1. -1. -1. -1. -1. -1. -1. -1. -1. -1. -1. -1. -1. -1. -1. -1. -1.]
towerse.s_all | input |  | [0. 0. 0. 0. 0. 0. 0. 0. 0. 0. 0. 0. 0. 0. 0. 0. 0. 0. 0. 0. 0. 0. 0. 0. 0. 0. 0. 0. 0. 0. 0.]
rotorse.ccblade.Uhub | input | m/s | [9.] | Undisturbed wind speed
rotorse.tsr | input |  | [10.5] | Tip speed ratio
rotorse.pitch | input | deg | [0.] | Pitch angle
rotorse.ccblade.s_opt_chord | input |  | [0. 0.33333333 0.66666667 1. ] | 1D array of the non-dimensional spanwise grid defined along blade axis to optimize the blade chord
rotorse.ccblade.s_opt_theta | input |  | [0. 0.33333333 0.66666667 1. ] | 1D array of the non-dimensional spanwise grid defined along blade axis to optimize the blade twist
rotorse.ccblade.aoa_op | input | rad | [3.14159265 3.14159265 3.14159265 3.14159265 3.14159265 3.14159265 3.14159265 3.14159265 3.14159265 3.14159265 3.14159265 3.14159265 3.14159265 3.14159265 3.14159265 3.14159265 3.14159265 3.14159265 3.14159265 3.14159265 3.14159265 3.14159265 3.14159265 3.14159265 3.14159265 3.14159265 3.14159265 3.14159265 3.14159265 3.14159265] | 1D array with the operational angles of attack for the airfoils along blade span.
rotorse.airfoils_aoa | input | deg | [-180. -177. -174. -171. -168. -165. -162. -159. -156. -153. -150. -147. -144. -141. -138. -135. -132. -129. -126. -123. -120. -117. -114. -111. -108. -105. -102. -99. -96. -93. -90. -87. -84. -81. -78. -75. -72. -69. -66. -63. -60. -57. -54. -51. -48. -45. -42. -39. -36. -33. -30. -29.39393939 -28.78787879 -28.18181818 -27.57575758 -26.96969697 -26.36363636 -25.75757576 -25.15151515 -24.54545455 -23.93939394 -23.33333333 -22.72727273 -22.12121212 -21.51515152 -20.90909091 -20.3030303 -19.6969697 -19.09090909 -18.48484848 -17.87878788 -17.27272727 -16.66666667 -16.06060606 -15.45454545 -14.84848485 -14.24242424 -13.63636364 -13.03030303 -12.42424242 -11.81818182 -11.21212121 -10.60606061 -10. -9.39393939 -8.78787879 -8.18181818 -7.57575758 -6.96969697 -6.36363636 -5.75757576 -5.15151515 -4.54545455 -3.93939394 -3.33333333 -2.72727273 -2.12121212 -1.51515152 -0.90909091 -0.3030303 0.3030303 0.90909091 1.51515152 2.12121212 2.72727273 3.33333333 3.93939394 4.54545455 5.15151515 5.75757576 6.36363636 6.96969697 7.57575758 8.18181818 8.78787879 9.39393939 10. 10.60606061 11.21212121 11.81818182 12.42424242 13.03030303 13.63636364 14.24242424 14.84848485 15.45454545 16.06060606 16.66666667 17.27272727 17.87878788 18.48484848 19.09090909 19.6969697 20.3030303 20.90909091 21.51515152 22.12121212 22.72727273 23.33333333 23.93939394 24.54545455 25.15151515 25.75757576 26.36363636 26.96969697 27.57575758 28.18181818 28.78787879 29.39393939 30. 33. 36. 39. 42. 45. 48. 51. 54. 57. 60. 63. 66. 69. 72. 75. 78. 81. 84. 87. 90. 93. 96. 99. 102. 105. 108. 111. 114. 117. 120. 123. 126. 129. 132. 135. 138. 141. 144. 147. 150. 153. 156. 159. 162. 165. 168. 171. 174. 177. 180. ] | angle of attack grid for polars
rotorse.airfoils_Re | input |  | [ 3000000. 5280000. 6000000. 9000000. 12000000.] | Reynolds numbers of polars
rotorse.precone | input | deg | [2.] | precone angle
rotorse.tilt | input | deg | [4.] | shaft tilt
rotorse.yaw | input | deg | [0.] | yaw error
rotorse.rho_air | input | kg/m**3 | [1.225] | density of air
rotorse.mu_air | input | kg/m/s | [1.81e-05] | dynamic viscosity of air
rotorse.shearExp | input |  | [0.2] | shear exponent
rotorse.nBlades | input | n/a | 3 | number of blades
rotorse.nSector | output | n/a | 4 | number of sectors to divide rotor face into in computing thrust and power
rotorse.tiploss | output | n/a | TRUE | include Prandtl tip loss model
rotorse.hubloss | output | n/a | TRUE | include Prandtl hub loss model
rotorse.wakerotation | output | n/a | TRUE | include effect of wake rotation (i.e., tangential induction factor is nonzero)
rotorse.usecd | output | n/a | TRUE | use drag coefficient in computing induction factors
rotorse.re.precomp.uptilt | input | deg | [4.] | Nacelle uptilt angle. A standard machine has positive values.
rotorse.re.precomp.layer_web | input |  | [0. 0. 0. 0. 0. 0. 0. 0. 0. 0. 0. 0. 0. 0. 1. 1. 1. 2. 2. 2.] | 1D array of the web id the layer is associated to. If the layer is on the outer profile, this entry can simply stay equal to 0.
rotorse.re.precomp.fiber_orientation | input | deg | [[0. 0. 0. 0. 0. 0. 0. 0. 0. 0. 0. 0. 0. 0. 0. 0. 0. 0. 0. 0. 0. 0. 0. 0. 0. 0. 0. 0. 0. 0.] [0. 0. 0. 0. 0. 0. 0. 0. 0. 0. 0. 0. 0. 0. 0. 0. 0. 0. 0. 0. 0. 0. 0. 0. 0. 0. 0. 0. 0. 0.] [0. 0. 0. 0. 0. 0. 0. 0. 0. 0. 0. 0. 0. 0. 0. 0. 0. 0. 0. 0. 0. 0. 0. 0. 0. 0. 0. 0. 0. 0.] [0. 0. 0. 0. 0. 0. 0. 0. 0. 0. 0. 0. 0. 0. 0. 0. 0. 0. 0. 0. 0. 0. 0. 0. 0. 0. 0. 0. 0. 0.] [0. 0. 0. 0. 0. 0. 0. 0. 0. 0. 0. 0. 0. 0. 0. 0. 0. 0. 0. 0. 0. 0. 0. 0. 0. 0. 0. 0. 0. 0.] [0. 0. 0. 0. 0. 0. 0. 0. 0. 0. 0. 0. 0. 0. 0. 0. 0. 0. 0. 0. 0. 0. 0. 0. 0. 0. 0. 0. 0. 0.] [0. 0. 0. 0. 0. 0. 0. 0. 0. 0. 0. 0. 0. 0. 0. 0. 0. 0. 0. 0. 0. 0. 0. 0. 0. 0. 0. 0. 0. 0.] [0. 0. 0. 0. 0. 0. 0. 0. 0. 0. 0. 0. 0. 0. 0. 0. 0. 0. 0. 0. 0. 0. 0. 0. 0. 0. 0. 0. 0. 0.] [0. 0. 0. 0. 0. 0. 0. 0. 0. 0. 0. 0. 0. 0. 0. 0. 0. 0. 0. 0. 0. 0. 0. 0. 0. 0. 0. 0. 0. 0.] [0. 0. 0. 0. 0. 0. 0. 0. 0. 0. 0. 0. 0. 0. 0. 0. 0. 0. 0. 0. 0. 0. 0. 0. 0. 0. 0. 0. 0. 0.] [0. 0. 0. 0. 0. 0. 0. 0. 0. 0. 0. 0. 0. 0. 0. 0. 0. 0. 0. 0. 0. 0. 0. 0. 0. 0. 0. 0. 0. 0.] [0. 0. 0. 0. 0. 0. 0. 0. 0. 0. 0. 0. 0. 0. 0. 0. 0. 0. 0. 0. 0. 0. 0. 0. 0. 0. 0. 0. 0. 0.] [0. 0. 0. 0. 0. 0. 0. 0. 0. 0. 0. 0. 0. 0. 0. 0. 0. 0. 0. 0. 0. 0. 0. 0. 0. 0. 0. 0. 0. 0.] [0. 0. 0. 0. 0. 0. 0. 0. 0. 0. 0. 0. 0. 0. 0. 0. 0. 0. 0. 0. 0. 0. 0. 0. 0. 0. 0. 0. 0. 0.] [0. 0. 0. 0. 0. 0. 0. 0. 0. 0. 0. 0. 0. 0. 0. 0. 0. 0. 0. 0. 0. 0. 0. 0. 0. 0. 0. 0. 0. 0.] [0. 0. 0. 0. 0. 0. 0. 0. 0. 0. 0. 0. 0. 0. 0. 0. 0. 0. 0. 0. 0. 0. 0. 0. 0. 0. 0. 0. 0. 0.] [0. 0. 0. 0. 0. 0. 0. 0. 0. 0. 0. 0. 0. 0. 0. 0. 0. 0. 0. 0. 0. 0. 0. 0. 0. 0. 0. 0. 0. 0.] [0. 0. 0. 0. 0. 0. 0. 0. 0. 0. 0. 0. 0. 0. 0. 0. 0. 0. 0. 0. 0. 0. 0. 0. 0. 0. 0. 0. 0. 0.] [0. 0. 0. 0. 0. 0. 0. 0. 0. 0. 0. 0. 0. 0. 0. 0. 0. 0. 0. 0. 0. 0. 0. 0. 0. 0. 0. 0. 0. 0.] [0. 0. 0. 0. 0. 0. 0. 0. 0. 0. 0. 0. 0. 0. 0. 0. 0. 0. 0. 0. 0. 0. 0. 0. 0. 0. 0. 0. 0. 0.]] | 2D array of the orientation of the layers of the blade structure. The first dimension represents each layer, the second dimension represents each entry along blade span.
rotorse.re.precomp.E | input | Pa | [[3.44000e+09 3.44000e+09 3.44000e+09] [4.56000e+06 4.56000e+06 4.56000e+06] [4.37000e+10 1.65000e+10 1.54500e+10] [1.57599e+11 9.10000e+09 9.10000e+09] [1.10231e+10 1.10231e+10 1.60477e+10] [2.82114e+10 1.62388e+10 1.58355e+10] [1.42500e+08 1.42500e+08 1.42500e+08] [1.00000e+06 1.00000e+06 1.00000e+06] [2.00000e+11 2.00000e+11 2.00000e+11] [2.10000e+11 2.10000e+11 2.10000e+11]] | 2D array of the Youngs moduli of the materials. Each row represents a material, the three columns represent E11, E22 and E33.
rotorse.re.precomp.G | input | Pa | [[1.32300e+09 1.32300e+09 1.32300e+09] [1.45000e+06 1.45000e+06 1.45000e+06] [3.26500e+09 3.49500e+09 3.48000e+09] [4.13100e+09 4.13100e+09 2.68900e+09] [1.32314e+10 3.48748e+09 3.48748e+09] [8.24822e+09 3.49124e+09 3.49124e+09] [5.40000e+10 5.40000e+10 5.40000e+10] [3.12500e+05 3.12500e+05 3.12500e+05] [7.93000e+10 7.93000e+10 7.93000e+10] [8.39000e+10 8.39000e+10 8.39000e+10]] | 2D array of the shear moduli of the materials. Each row represents a material, the three columns represent G12, G13 and G23.
rotorse.re.precomp.nu | input |  | [[0.3 0.3 0.3 ] [0.3 0.3 0.3 ] [0.262 0.264 0.35 ] [0.3133 0.3133 0.47066 ] [0.688074 0.117173 0.117173] [0.497511 0.18091 0.27481 ] [0.3194 0.3194 0.3194 ] [0.3 0.3 0.3 ] [0.3 0.3 0.3 ] [0.283 0.283 0.283 ]] | 2D array of the Poisson ratio of the materials. Each row represents a material, the three columns represent nu12, nu13 and nu23.
rotorse.re.precomp.rho | input | kg/m**3 | [1235. 1100. 1940. 1600. 1940. 1940. 130. 1150. 7800. 7800.] | 1D array of the density of the materials. For composites, this is the density of the laminate.
rotorse.re.precomp.joint_position | input |  | [0.7] | Spanwise position of the segmentation joint.
rotorse.re.precomp.n_blades | input | n/a | 3 | Number of blades of the rotor.
rotorse.re.precomp.definition_layer | input | n/a | [ 9. 9. 2. 2. 2. 2. 5. 7. 8. 6. 6. 6. 6. 9. 10. 10. 10. 10. 10. 10.] | 1D array of flags identifying how layers are specified in the yaml. 1) all around (skin, paint, ) 2) offset+rotation twist+width (spar caps) 3) offset+user defined rotation+width 4) midpoint TE+width (TE reinf) 5) midpoint LE+width (LE reinf) 6) layer position fixed to other layer (core fillers) 7) start and width 8) end and width 9) start and end nd 10) web layer
rotorse.re.precomp.mat_name | input | n/a | ['Gelcoat', 'Adhesive', 'glass_uni', 'carbon_uni_industry_baseline', 'glass_biax', 'glass_triax', 'medium_density_foam', 'resin', 'steel', 'joint_insert'] | 1D array of names of materials.
rotorse.re.precomp.orth | input | n/a | [0. 0. 1. 1. 1. 1. 0. 0. 0. 0.] | 1D array of flags to set whether a material is isotropic (0) or orthtropic (1). Each entry represents a material.
rotorse.wt_class.V_mean_overwrite | input |  | [0.]
rotorse.wt_class.V_extreme50_overwrite | input |  | [0.]
rotorse.wt_class.turbine_class | input | n/a | III
towerse.member.ca_usr_grid | input |  | [0. 0. 0. 0. 0. 0. 0. 0. 0. 0. 0.]
towerse.member.cd_usr_grid | input |  | [0. 0. 0. 0. 0. 0. 0. 0. 0. 0. 0.]
towerse.rho_water | input | kg/m**3 | [0.]
towerse.member.s_ghost1 | input |  | [0.]
towerse.member.s_ghost2 | input |  | [1.]
towerse.member.s_const1 | input |  | [0.]
towerse.member.s_const2 | input |  | [0.]
towerse.tower_layer_thickness | input | m | [[0.06515525 0.05866464 0.05197538 0.04607753 0.04094533 0.03582223 0.03074005 0.02575014 0.02129438 0.01803766 0.01803766]]
towerse.tower_outer_diameter_in | input | m | [6. 6. 6. 6. 6. 6. 6. 6. 6. 5.89079213 5.53032592]
towerse.E_mat | input | Pa | [[3.44000e+09 3.44000e+09 3.44000e+09] [4.56000e+06 4.56000e+06 4.56000e+06] [4.37000e+10 1.65000e+10 1.54500e+10] [1.57599e+11 9.10000e+09 9.10000e+09] [1.10231e+10 1.10231e+10 1.60477e+10] [2.82114e+10 1.62388e+10 1.58355e+10] [1.42500e+08 1.42500e+08 1.42500e+08] [1.00000e+06 1.00000e+06 1.00000e+06] [2.00000e+11 2.00000e+11 2.00000e+11] [2.10000e+11 2.10000e+11 2.10000e+11]]
towerse.E_user | input | Pa | [0.]
towerse.G_mat | input | Pa | [[1.32300e+09 1.32300e+09 1.32300e+09] [1.45000e+06 1.45000e+06 1.45000e+06] [3.26500e+09 3.49500e+09 3.48000e+09] [4.13100e+09 4.13100e+09 2.68900e+09] [1.32314e+10 3.48748e+09 3.48748e+09] [8.24822e+09 3.49124e+09 3.49124e+09] [5.40000e+10 5.40000e+10 5.40000e+10] [3.12500e+05 3.12500e+05 3.12500e+05] [7.93000e+10 7.93000e+10 7.93000e+10] [8.39000e+10 8.39000e+10 8.39000e+10]]
towerse.sigma_y_mat | input | Pa | [0.00e+00 0.00e+00 0.00e+00 0.00e+00 0.00e+00 0.00e+00 0.00e+00 0.00e+00 3.45e+08 1.65e+09]
towerse.sigma_ult_mat | input | Pa | [[0.0000e+00 0.0000e+00 0.0000e+00] [6.1510e+07 6.1510e+07 6.1510e+07] [6.4023e+08 3.8100e+07 0.0000e+00] [1.2852e+09 3.8100e+07 0.0000e+00] [4.6210e+07 4.6210e+07 4.6210e+07] [4.3563e+08 7.6440e+07 0.0000e+00] [2.0830e+06 2.0830e+06 2.0830e+06] [0.0000e+00 0.0000e+00 0.0000e+00] [4.5000e+08 4.5000e+08 4.5000e+08] [1.7900e+09 1.7900e+09 1.7900e+09]]
towerse.wohler_exp_mat | input |  | [ 1. 1. 10. 16.1 10. 10. 1. 1. 3. 1. ]
towerse.wohler_A_mat | input |  | [0.00000000e+00 6.53600000e+07 6.40230000e+08 1.28520000e+09 7.06900000e+07 4.35630000e+08 2.08300000e+06 0.00000000e+00 3.55346484e+10 1.79000000e+09]
towerse.rho_mat | input | kg/m**3 | [1235. 1100. 1940. 1600. 1940. 1940. 130. 1150. 7800. 7800.]
towerse.unit_cost_mat | input | USD/kg | [ 7.23 7.23 1.87 20.08 3. 2.86 13. 3.63 0.7 2. ]
towerse.outfitting_factor_in | input |  | [1.07]
towerse.tower_layer_materials | input | n/a | ['steel']
towerse.member.ballast_materials | input | n/a | []
towerse.material_names | input | n/a | ['Gelcoat', 'Adhesive', 'glass_uni', 'carbon_uni_industry_baseline', 'glass_biax', 'glass_triax', 'medium_density_foam', 'resin', 'steel', 'joint_insert']
towerse.labor_cost_rate | input | USD/min | [0.98]
towerse.painting_cost_rate | input | USD/m**2 | [30.]
af_3d.aoa | input | rad | [-3.14159265 -3.08923278 -3.0368729 -2.98451302 -2.93215314 -2.87979327 -2.82743339 -2.77507351 -2.72271363 -2.67035376 -2.61799388 -2.565634 -2.51327412 -2.46091425 -2.40855437 -2.35619449 -2.30383461 -2.25147474 -2.19911486 -2.14675498 -2.0943951 -2.04203522 -1.98967535 -1.93731547 -1.88495559 -1.83259571 -1.78023584 -1.72787596 -1.67551608 -1.6231562 -1.57079633 -1.51843645 -1.46607657 -1.41371669 -1.36135682 -1.30899694 -1.25663706 -1.20427718 -1.15191731 -1.09955743 -1.04719755 -0.99483767 -0.9424778 -0.89011792 -0.83775804 -0.78539816 -0.73303829 -0.68067841 -0.62831853 -0.57595865 -0.52359878 -0.51302102 -0.50244327 -0.49186552 -0.48128776 -0.47071001 -0.46013226 -0.4495545 -0.43897675 -0.428399 -0.41782125 -0.40724349 -0.39666574 -0.38608799 -0.37551023 -0.36493248 -0.35435473 -0.34377697 -0.33319922 -0.32262147 -0.31204371 -0.30146596 -0.29088821 -0.28031046 -0.2697327 -0.25915495 -0.2485772 -0.23799944 -0.22742169 -0.21684394 -0.20626618 -0.19568843 -0.18511068 -0.17453293 -0.16395517 -0.15337742 -0.14279967 -0.13222191 -0.12164416 -0.11106641 -0.10048865 -0.0899109 -0.07933315 -0.06875539 -0.05817764 -0.04759989 -0.03702214 -0.02644438 -0.01586663 -0.00528888 0.00528888 0.01586663 0.02644438 0.03702214 0.04759989 0.05817764 0.06875539 0.07933315 0.0899109 0.10048865 0.11106641 0.12164416 0.13222191 0.14279967 0.15337742 0.16395517 0.17453293 0.18511068 0.19568843 0.20626618 0.21684394 0.22742169 0.23799944 0.2485772 0.25915495 0.2697327 0.28031046 0.29088821 0.30146596 0.31204371 0.32262147 0.33319922 0.34377697 0.35435473 0.36493248 0.37551023 0.38608799 0.39666574 0.40724349 0.41782125 0.428399 0.43897675 0.4495545 0.46013226 0.47071001 0.48128776 0.49186552 0.50244327 0.51302102 0.52359878 0.57595865 0.62831853 0.68067841 0.73303829 0.78539816 0.83775804 0.89011792 0.9424778 0.99483767 1.04719755 1.09955743 1.15191731 1.20427718 1.25663706 1.30899694 1.36135682 1.41371669 1.46607657 1.51843645 1.57079633 1.6231562 1.67551608 1.72787596 1.78023584 1.83259571 1.88495559 1.93731547 1.98967535 2.04203522 2.0943951 2.14675498 2.19911486 2.25147474 2.30383461 2.35619449 2.40855437 2.46091425 2.51327412 2.565634 2.61799388 2.67035376 2.72271363 2.77507351 2.82743339 2.87979327 2.93215314 2.98451302 3.0368729 3.08923278 3.14159265] | 1D array of the angles of attack used to define the polars of the airfoils. All airfoils defined in openmdao share this grid.
af_3d.Re | input |  | [ 3000000. 5280000. 6000000. 9000000. 12000000.] | 1D array of the Reynolds numbers used to define the polars of the airfoils. All airfoils defined in openmdao share this grid.
af_3d.rated_TSR | input |  | [10.5] | Constant tip speed ratio in region II.
blade.compute_reynolds.rho | input | kg/m**3 | [1.225]
blade.compute_reynolds.mu | input | kg/m/s | [1.81e-05] | Dynamic viscosity of air
blade.compute_reynolds.maxOmega | input | rad/s | [2.] | Maximum allowed rotor speed.
blade.compute_reynolds.max_TS | input | m/s | [85.] | Maximum allowed blade tip speed.
blade.compute_reynolds.V_out | input | m/s | [25.] | Cut out wind speed. This is the wind speed where region III ends.
blade.high_level_blade_props.rotor_diameter_user | input | m | [205.99253562] | Diameter of the rotor specified by the user. It is defined as two times the blade length plus the hub diameter.
blade.internal_structure_2d_fem.web_rotation_yaml | output | rad | [[0. 0. 0. 0. 0. 0. 0. 0. 0. 0. 0. 0. 0. 0. 0. 0. 0. 0. 0. 0. 0. 0. 0. 0. 0. 0. 0. 0. 0. 0.] [0. 0. 0. 0. 0. 0. 0. 0. 0. 0. 0. 0. 0. 0. 0. 0. 0. 0. 0. 0. 0. 0. 0. 0. 0. 0. 0. 0. 0. 0.]] | 2D array of the rotation angle of the shear webs in respect to the chord line. The first dimension represents each shear web, the second dimension represents each entry along blade span. If the rotation is equal to negative twist +- a constant, then the web is built straight.
blade.internal_structure_2d_fem.web_offset_y_pa_yaml | output | m | [[ 0.00000000e+00 0.00000000e+00 0.00000000e+00 -1.15000000e+00 -1.14866374e+00 -1.14462435e+00 -1.13783587e+00 -1.12825239e+00 -1.11582796e+00 -1.10051665e+00 -1.08227253e+00 -1.06104965e+00 -1.03680208e+00 -1.00948389e+00 -9.79049142e-01 -9.45451897e-01 -9.08646222e-01 -8.68586181e-01 -8.25225838e-01 -7.78519258e-01 -7.12722539e-01 -6.74883645e-01 -6.17862740e-01 -5.57311856e-01 -4.93185057e-01 -4.25436408e-01 -3.54019972e-01 -2.78889815e-01 -2.00000000e-01 4.16333634e-17] [ 0.00000000e+00 0.00000000e+00 0.00000000e+00 -4.50000000e-01 -4.46963200e-01 -4.38185600e-01 -4.24166400e-01 -4.05404800e-01 -3.82400000e-01 -3.55651200e-01 -3.25657600e-01 -2.92918400e-01 -2.57932800e-01 -2.21200000e-01 -1.83219200e-01 -1.44489600e-01 -1.05510400e-01 -6.67808000e-02 -2.88000000e-02 7.93280000e-03 5.29987456e-02 7.56576000e-02 1.05651200e-01 1.32400000e-01 1.55404800e-01 1.74166400e-01 1.88185600e-01 1.96963200e-01 2.00000000e-01 2.77555756e-17]] | 2D array of the offset along the y axis to set the position of the shear webs. Positive values move the web towards the trailing edge, negative values towards the leading edge. The first dimension represents each shear web, the second dimension represents each entry along blade span.
blade.internal_structure_2d_fem.web_start_nd_yaml | output |  | [[0. 0. 0. 0. 0. 0. 0. 0. 0. 0. 0. 0. 0. 0. 0. 0. 0. 0. 0. 0. 0. 0. 0. 0. 0. 0. 0. 0. 0. 0.] [0. 0. 0. 0. 0. 0. 0. 0. 0. 0. 0. 0. 0. 0. 0. 0. 0. 0. 0. 0. 0. 0. 0. 0. 0. 0. 0. 0. 0. 0.]] | 2D array of the non-dimensional start point defined along the outer profile of a web. The TE suction side is 0, the TE pressure side is 1. The first dimension represents each web, the second dimension represents each entry along blade span.
blade.internal_structure_2d_fem.web_end_nd_yaml | output |  | [[0. 0. 0. 0. 0. 0. 0. 0. 0. 0. 0. 0. 0. 0. 0. 0. 0. 0. 0. 0. 0. 0. 0. 0. 0. 0. 0. 0. 0. 0.] [0. 0. 0. 0. 0. 0. 0. 0. 0. 0. 0. 0. 0. 0. 0. 0. 0. 0. 0. 0. 0. 0. 0. 0. 0. 0. 0. 0. 0. 0.]] | 2D array of the non-dimensional end point defined along the outer profile of a web. The TE suction side is 0, the TE pressure side is 1. The first dimension represents each web, the second dimension represents each entry along blade span.
blade.internal_structure_2d_fem.layer_web | output |  | [0. 0. 0. 0. 0. 0. 0. 0. 0. 0. 0. 0. 0. 0. 1. 1. 1. 2. 2. 2.] | 1D array of the web id the layer is associated to. If the layer is on the outer profile, this entry can simply stay equal to zero.
blade.internal_structure_2d_fem.layer_thickness | output | m | [[ 1.00000000e-03 1.00000000e-03 1.00000000e-03 1.00000000e-03 1.00000000e-03 1.00000000e-03 1.00000000e-03 1.00000000e-03 1.00000000e-03 1.00000000e-03 1.00000000e-03 1.00000000e-03 1.00000000e-03 1.00000000e-03 1.00000000e-03 1.00000000e-03 1.00000000e-03 1.00000000e-03 1.00000000e-03 1.00000000e-03 1.00000000e-03 1.00000000e-03 1.00000000e-03 1.00000000e-03 1.00000000e-03 1.00000000e-03 1.00000000e-03 1.00000000e-03 1.00000000e-03 1.00000000e-03] [ 4.10000000e-02 3.30000000e-02 2.60000000e-02 2.00000000e-02 1.50000000e-02 1.10000000e-02 8.28454072e-03 6.51243402e-03 5.36207752e-03 4.70247504e-03 4.40263040e-03 4.33154742e-03 4.35822991e-03 4.35168169e-03 4.30702965e-03 4.21940069e-03 4.08392168e-03 3.89571952e-03 3.64992111e-03 3.34165333e-03 2.86491152e-03 2.57935592e-03 2.14614940e-03 1.69211977e-03 1.22767857e-03 1.00000000e-03 1.00000000e-03 1.00000000e-03 1.00000000e-03 1.00000000e-03] [ 0.00000000e+00 1.03638639e-02 1.80212345e-02 2.53616596e-02 3.20681938e-02 3.78238917e-02 4.23118077e-02 4.52149966e-02 4.62165127e-02 4.56952678e-02 4.40301733e-02 4.16001409e-02 3.87840821e-02 3.59609085e-02 3.35095318e-02 3.13580743e-02 2.94346583e-02 2.76674064e-02 2.59844408e-02 2.43138839e-02 2.20549123e-02 2.08042751e-02 1.89850461e-02 1.71360827e-02 1.52672963e-02 1.33885984e-02 1.15099005e-02 9.63120264e-03 7.75250477e-03 5.87380689e-03] [ 0.00000000e+00 1.24780597e-02 1.76115740e-02 2.27450883e-02 2.76641755e-02 3.21544085e-02 3.60013601e-02 3.89906033e-02 4.09077110e-02 4.15382560e-02 4.11017265e-02 3.98176106e-02 3.79053964e-02 3.55845720e-02 3.30746256e-02 3.05950453e-02 2.81565527e-02 2.57698696e-02 2.34457177e-02 2.11948185e-02 1.83968865e-02 1.69556653e-02 1.49623503e-02 1.30321660e-02 1.11493299e-02 9.29805909e-03 7.46257101e-03 5.62708293e-03 3.79159485e-03 1.95610677e-03] [ 0.00000000e+00 0.00000000e+00 0.00000000e+00 0.00000000e+00 0.00000000e+00 0.00000000e+00 0.00000000e+00 0.00000000e+00 0.00000000e+00 0.00000000e+00 0.00000000e+00 0.00000000e+00 0.00000000e+00 0.00000000e+00 0.00000000e+00 0.00000000e+00 0.00000000e+00 0.00000000e+00 0.00000000e+00 1.00000000e-03 5.00000000e-02 1.00000000e-03 -8.13151629e-20 0.00000000e+00 0.00000000e+00 0.00000000e+00 0.00000000e+00 0.00000000e+00 0.00000000e+00 0.00000000e+00] [ 0.00000000e+00 0.00000000e+00 0.00000000e+00 0.00000000e+00 0.00000000e+00 0.00000000e+00 0.00000000e+00 0.00000000e+00 0.00000000e+00 0.00000000e+00 0.00000000e+00 0.00000000e+00 0.00000000e+00 0.00000000e+00 0.00000000e+00 0.00000000e+00 0.00000000e+00 0.00000000e+00 0.00000000e+00 1.00000000e-03 5.00000000e-02 1.00000000e-03 -8.13151629e-20 0.00000000e+00 0.00000000e+00 0.00000000e+00 0.00000000e+00 0.00000000e+00 0.00000000e+00 0.00000000e+00] [ 0.00000000e+00 0.00000000e+00 6.65003373e-03 8.14812366e-03 9.64621359e-03 1.11443035e-02 1.26025620e-02 1.39811575e-02 1.52402586e-02 1.63400338e-02 1.72406517e-02 1.79022807e-02 1.83276090e-02 1.85193246e-02 1.84801155e-02 1.82126698e-02 1.77196757e-02 1.70038210e-02 1.61057826e-02 1.50662370e-02 1.35708454e-02 1.27253309e-02 1.15053236e-02 1.03065158e-02 9.12537420e-03 7.95836553e-03 6.80195656e-03 5.65261407e-03 4.50680481e-03 3.36099555e-03] [ 0.00000000e+00 0.00000000e+00 2.33432275e-02 2.51480648e-02 2.69529021e-02 2.87577394e-02 3.05625767e-02 3.23674140e-02 3.39953792e-02 3.52696003e-02 3.60132052e-02 3.60493218e-02 3.52010780e-02 3.32916017e-02 3.05938669e-02 2.73808473e-02 2.39255169e-02 2.05008494e-02 1.73798187e-02 1.48353987e-02 1.22323494e-02 1.10919834e-02 9.70078471e-03 8.50178952e-03 7.39889612e-03 6.29600271e-03 5.19310930e-03 4.09021589e-03 2.98732248e-03 -2.16840434e-19] [ 0.00000000e+00 0.00000000e+00 2.33432275e-02 2.51480648e-02 2.69529021e-02 2.87577394e-02 3.05625767e-02 3.23674140e-02 3.39953792e-02 3.52696003e-02 3.60132052e-02 3.60493218e-02 3.52010780e-02 3.32916017e-02 3.05938669e-02 2.73808473e-02 2.39255169e-02 2.05008494e-02 1.73798187e-02 1.48353987e-02 1.22323494e-02 1.10919834e-02 9.70078471e-03 8.50178952e-03 7.39889612e-03 6.29600271e-03 5.19310930e-03 4.09021589e-03 2.98732248e-03 -2.16840434e-19] [ 0.00000000e+00 0.00000000e+00 1.86402175e-02 2.29043857e-02 2.71685539e-02 3.12820798e-02 3.50943212e-02 3.84546359e-02 4.12123815e-02 4.32169158e-02 4.43175966e-02 4.46317757e-02 4.42768050e-02 4.33700364e-02 4.20288217e-02 4.03705128e-02 3.85124616e-02 3.64638788e-02 3.42339751e-02 3.18319613e-02 2.84675254e-02 2.65484460e-02 2.36853660e-02 2.07018877e-02 1.76220907e-02 1.44700547e-02 1.12698594e-02 8.04558436e-03 4.82130936e-03 1.59703436e-03] [ 0.00000000e+00 0.00000000e+00 1.06783227e-02 1.30277497e-02 1.53771767e-02 1.77266036e-02 2.00760306e-02 2.23436643e-02 2.44477114e-02 2.63063787e-02 2.78378729e-02 2.89604006e-02 2.95921686e-02 2.97916789e-02 2.96174332e-02 2.91279335e-02 2.83816816e-02 2.74371794e-02 2.63529289e-02 2.51106409e-02 2.32295708e-02 2.20787956e-02 2.02526601e-02 1.81953304e-02 1.58885175e-02 1.33738018e-02 1.06927639e-02 7.88698432e-03 4.99804368e-03 2.06752250e-03] [ 0.00000000e+00 0.00000000e+00 1.17141324e-02 1.47649473e-02 1.78157623e-02 2.08665773e-02 2.39173922e-02 2.69682072e-02 3.00190222e-02 3.29529872e-02 3.56532524e-02 3.80029677e-02 3.98852833e-02 4.11833493e-02 4.17803156e-02 4.17273646e-02 4.10756783e-02 3.98764390e-02 3.81808288e-02 3.60400301e-02 3.26797937e-02 3.06420809e-02 2.75162660e-02 2.41934479e-02 2.07392943e-02 1.72194730e-02 1.36996517e-02 1.01798304e-02 6.66000904e-03 3.14018771e-03] [ 0.00000000e+00 0.00000000e+00 3.59873815e-02 4.39773438e-02 5.19673061e-02 5.96302097e-02 6.66389959e-02 7.26666060e-02 7.73859813e-02 8.04700630e-02 8.15917924e-02 8.09966867e-02 7.89302631e-02 7.56380387e-02 7.13655306e-02 6.63582560e-02 6.08617321e-02 5.50357312e-02 4.90400260e-02 4.30343888e-02 3.54771595e-02 3.16324086e-02 2.65556105e-02 2.18699671e-02 1.74972473e-02 1.33592202e-02 9.37765500e-03 5.47432071e-03 1.57098642e-03 1.00000000e-03] [ 4.10000000e-02 3.30000000e-02 2.60000000e-02 2.00000000e-02 1.53156219e-02 1.26140524e-02 1.00892854e-02 7.82972209e-03 5.92376367e-03 4.45981139e-03 3.52626648e-03 3.01625067e-03 2.82288569e-03 2.83929329e-03 2.95859519e-03 3.07391313e-03 3.07836885e-03 2.99303427e-03 2.83898133e-03 2.63728196e-03 2.33877707e-03 2.17523163e-03 1.95702453e-03 1.75179189e-03 1.55693882e-03 1.36987043e-03 1.18799183e-03 1.00870812e-03 1.00000000e-03 1.00000000e-03] [ 0.00000000e+00 0.00000000e+00 0.00000000e+00 2.16422907e-03 2.21016153e-03 2.25609398e-03 2.30202643e-03 2.34795888e-03 2.38578561e-03 2.40740088e-03 2.40469897e-03 2.36957416e-03 2.29392070e-03 2.16963289e-03 2.01292217e-03 1.84000000e-03 1.66707783e-03 1.51036711e-03 1.38607930e-03 1.31042584e-03 1.27397979e-03 1.27259912e-03 1.29421439e-03 1.33204112e-03 1.37797357e-03 1.42390602e-03 1.46983847e-03 1.51577093e-03 1.56170338e-03 1.08420217e-19] [ 0.00000000e+00 0.00000000e+00 0.00000000e+00 3.74890612e-02 3.61172335e-02 3.47454058e-02 3.33630956e-02 3.19598202e-02 3.05250972e-02 2.90484440e-02 2.75193780e-02 2.59274168e-02 2.43374498e-02 2.28143666e-02 2.14230569e-02 2.02284101e-02 1.92953159e-02 1.86886639e-02 1.83467902e-02 1.82080313e-02 2.00000000e-02 2.00000000e-02 2.00000000e-02 2.00000000e-02 2.00000000e-02 2.00000000e-02 2.00000000e-02 2.00000000e-02 2.00000000e-02 5.20417043e-18] [ 0.00000000e+00 0.00000000e+00 0.00000000e+00 2.07236417e-03 2.11829662e-03 2.16422907e-03 2.21016153e-03 2.25609398e-03 2.30202643e-03 2.34795888e-03 2.38578561e-03 2.40740088e-03 2.40469897e-03 2.36957416e-03 2.29392070e-03 2.16963289e-03 2.01292217e-03 1.84000000e-03 1.66707783e-03 1.51036711e-03 1.35893442e-03 1.31042584e-03 1.27530103e-03 1.27259912e-03 1.29421439e-03 1.33204112e-03 1.37797357e-03 1.42390602e-03 1.46983847e-03 1.08420217e-19] [ 0.00000000e+00 0.00000000e+00 0.00000000e+00 2.51759997e-03 2.44512991e-03 2.37265986e-03 2.30018980e-03 2.22771975e-03 2.15449048e-03 2.07974278e-03 2.00271744e-03 1.92265525e-03 1.83879698e-03 1.75038343e-03 1.66146746e-03 1.57610193e-03 1.49833970e-03 1.43223365e-03 1.38183663e-03 1.35120150e-03 1.33654766e-03 1.33604234e-03 1.34493101e-03 1.36040697e-03 1.37917659e-03 1.39794620e-03 1.41671582e-03 1.43548543e-03 1.45425505e-03 2.16840434e-19] [ 0.00000000e+00 0.00000000e+00 0.00000000e+00 3.77066146e-02 3.63461220e-02 3.49856293e-02 3.36139152e-02 3.22197581e-02 3.07919366e-02 2.93192293e-02 2.77904146e-02 2.61942712e-02 2.45955568e-02 2.30590296e-02 2.16494473e-02 2.04315680e-02 2.00000000e-02 2.00000000e-02 2.00000000e-02 2.00000000e-02 2.00000000e-02 2.00000000e-02 2.00000000e-02 2.00000000e-02 2.00000000e-02 2.00000000e-02 2.00000000e-02 2.00000000e-02 2.00000000e-02 5.20417043e-18] [ 0.00000000e+00 0.00000000e+00 0.00000000e+00 2.66254008e-03 2.59007002e-03 2.51759997e-03 2.44512991e-03 2.37265986e-03 2.30018980e-03 2.22771975e-03 2.15449048e-03 2.07974278e-03 2.00271744e-03 1.92265525e-03 1.83879698e-03 1.75038343e-03 1.66146746e-03 1.57610193e-03 1.49833970e-03 1.43223365e-03 1.37083839e-03 1.35120150e-03 1.33703462e-03 1.33604234e-03 1.34493101e-03 1.36040697e-03 1.37917659e-03 1.39794620e-03 1.41671582e-03 3.25260652e-19]] | 2D array of the thickness of the layers of the blade structure. The first dimension represents each layer, the second dimension represents each entry along blade span.
blade.internal_structure_2d_fem.layer_orientation | output | rad | [[0. 0. 0. 0. 0. 0. 0. 0. 0. 0. 0. 0. 0. 0. 0. 0. 0. 0. 0. 0. 0. 0. 0. 0. 0. 0. 0. 0. 0. 0.] [0. 0. 0. 0. 0. 0. 0. 0. 0. 0. 0. 0. 0. 0. 0. 0. 0. 0. 0. 0. 0. 0. 0. 0. 0. 0. 0. 0. 0. 0.] [0. 0. 0. 0. 0. 0. 0. 0. 0. 0. 0. 0. 0. 0. 0. 0. 0. 0. 0. 0. 0. 0. 0. 0. 0. 0. 0. 0. 0. 0.] [0. 0. 0. 0. 0. 0. 0. 0. 0. 0. 0. 0. 0. 0. 0. 0. 0. 0. 0. 0. 0. 0. 0. 0. 0. 0. 0. 0. 0. 0.] [0. 0. 0. 0. 0. 0. 0. 0. 0. 0. 0. 0. 0. 0. 0. 0. 0. 0. 0. 0. 0. 0. 0. 0. 0. 0. 0. 0. 0. 0.] [0. 0. 0. 0. 0. 0. 0. 0. 0. 0. 0. 0. 0. 0. 0. 0. 0. 0. 0. 0. 0. 0. 0. 0. 0. 0. 0. 0. 0. 0.] [0. 0. 0. 0. 0. 0. 0. 0. 0. 0. 0. 0. 0. 0. 0. 0. 0. 0. 0. 0. 0. 0. 0. 0. 0. 0. 0. 0. 0. 0.] [0. 0. 0. 0. 0. 0. 0. 0. 0. 0. 0. 0. 0. 0. 0. 0. 0. 0. 0. 0. 0. 0. 0. 0. 0. 0. 0. 0. 0. 0.] [0. 0. 0. 0. 0. 0. 0. 0. 0. 0. 0. 0. 0. 0. 0. 0. 0. 0. 0. 0. 0. 0. 0. 0. 0. 0. 0. 0. 0. 0.] [0. 0. 0. 0. 0. 0. 0. 0. 0. 0. 0. 0. 0. 0. 0. 0. 0. 0. 0. 0. 0. 0. 0. 0. 0. 0. 0. 0. 0. 0.] [0. 0. 0. 0. 0. 0. 0. 0. 0. 0. 0. 0. 0. 0. 0. 0. 0. 0. 0. 0. 0. 0. 0. 0. 0. 0. 0. 0. 0. 0.] [0. 0. 0. 0. 0. 0. 0. 0. 0. 0. 0. 0. 0. 0. 0. 0. 0. 0. 0. 0. 0. 0. 0. 0. 0. 0. 0. 0. 0. 0.] [0. 0. 0. 0. 0. 0. 0. 0. 0. 0. 0. 0. 0. 0. 0. 0. 0. 0. 0. 0. 0. 0. 0. 0. 0. 0. 0. 0. 0. 0.] [0. 0. 0. 0. 0. 0. 0. 0. 0. 0. 0. 0. 0. 0. 0. 0. 0. 0. 0. 0. 0. 0. 0. 0. 0. 0. 0. 0. 0. 0.] [0. 0. 0. 0. 0. 0. 0. 0. 0. 0. 0. 0. 0. 0. 0. 0. 0. 0. 0. 0. 0. 0. 0. 0. 0. 0. 0. 0. 0. 0.] [0. 0. 0. 0. 0. 0. 0. 0. 0. 0. 0. 0. 0. 0. 0. 0. 0. 0. 0. 0. 0. 0. 0. 0. 0. 0. 0. 0. 0. 0.] [0. 0. 0. 0. 0. 0. 0. 0. 0. 0. 0. 0. 0. 0. 0. 0. 0. 0. 0. 0. 0. 0. 0. 0. 0. 0. 0. 0. 0. 0.] [0. 0. 0. 0. 0. 0. 0. 0. 0. 0. 0. 0. 0. 0. 0. 0. 0. 0. 0. 0. 0. 0. 0. 0. 0. 0. 0. 0. 0. 0.] [0. 0. 0. 0. 0. 0. 0. 0. 0. 0. 0. 0. 0. 0. 0. 0. 0. 0. 0. 0. 0. 0. 0. 0. 0. 0. 0. 0. 0. 0.] [0. 0. 0. 0. 0. 0. 0. 0. 0. 0. 0. 0. 0. 0. 0. 0. 0. 0. 0. 0. 0. 0. 0. 0. 0. 0. 0. 0. 0. 0.]] | Fiber orientation of the composite layer with 0-value meaning alignment with reference axis. The first dimension represents each layer, the second dimension represents each entry along blade span.
blade.internal_structure_2d_fem.layer_rotation_yaml | output | rad | [[0. 0. 0. 0. 0. 0. 0. 0. 0. 0. 0. 0. 0. 0. 0. 0. 0. 0. 0. 0. 0. 0. 0. 0. 0. 0. 0. 0. 0. 0.] [0. 0. 0. 0. 0. 0. 0. 0. 0. 0. 0. 0. 0. 0. 0. 0. 0. 0. 0. 0. 0. 0. 0. 0. 0. 0. 0. 0. 0. 0.] [0. 0. 0. 0. 0. 0. 0. 0. 0. 0. 0. 0. 0. 0. 0. 0. 0. 0. 0. 0. 0. 0. 0. 0. 0. 0. 0. 0. 0. 0.] [0. 0. 0. 0. 0. 0. 0. 0. 0. 0. 0. 0. 0. 0. 0. 0. 0. 0. 0. 0. 0. 0. 0. 0. 0. 0. 0. 0. 0. 0.] [0. 0. 0. 0. 0. 0. 0. 0. 0. 0. 0. 0. 0. 0. 0. 0. 0. 0. 0. 0. 0. 0. 0. 0. 0. 0. 0. 0. 0. 0.] [0. 0. 0. 0. 0. 0. 0. 0. 0. 0. 0. 0. 0. 0. 0. 0. 0. 0. 0. 0. 0. 0. 0. 0. 0. 0. 0. 0. 0. 0.] [0. 0. 0. 0. 0. 0. 0. 0. 0. 0. 0. 0. 0. 0. 0. 0. 0. 0. 0. 0. 0. 0. 0. 0. 0. 0. 0. 0. 0. 0.] [0. 0. 0. 0. 0. 0. 0. 0. 0. 0. 0. 0. 0. 0. 0. 0. 0. 0. 0. 0. 0. 0. 0. 0. 0. 0. 0. 0. 0. 0.] [0. 0. 0. 0. 0. 0. 0. 0. 0. 0. 0. 0. 0. 0. 0. 0. 0. 0. 0. 0. 0. 0. 0. 0. 0. 0. 0. 0. 0. 0.] [0. 0. 0. 0. 0. 0. 0. 0. 0. 0. 0. 0. 0. 0. 0. 0. 0. 0. 0. 0. 0. 0. 0. 0. 0. 0. 0. 0. 0. 0.] [0. 0. 0. 0. 0. 0. 0. 0. 0. 0. 0. 0. 0. 0. 0. 0. 0. 0. 0. 0. 0. 0. 0. 0. 0. 0. 0. 0. 0. 0.] [0. 0. 0. 0. 0. 0. 0. 0. 0. 0. 0. 0. 0. 0. 0. 0. 0. 0. 0. 0. 0. 0. 0. 0. 0. 0. 0. 0. 0. 0.] [0. 0. 0. 0. 0. 0. 0. 0. 0. 0. 0. 0. 0. 0. 0. 0. 0. 0. 0. 0. 0. 0. 0. 0. 0. 0. 0. 0. 0. 0.] [0. 0. 0. 0. 0. 0. 0. 0. 0. 0. 0. 0. 0. 0. 0. 0. 0. 0. 0. 0. 0. 0. 0. 0. 0. 0. 0. 0. 0. 0.] [0. 0. 0. 0. 0. 0. 0. 0. 0. 0. 0. 0. 0. 0. 0. 0. 0. 0. 0. 0. 0. 0. 0. 0. 0. 0. 0. 0. 0. 0.] [0. 0. 0. 0. 0. 0. 0. 0. 0. 0. 0. 0. 0. 0. 0. 0. 0. 0. 0. 0. 0. 0. 0. 0. 0. 0. 0. 0. 0. 0.] [0. 0. 0. 0. 0. 0. 0. 0. 0. 0. 0. 0. 0. 0. 0. 0. 0. 0. 0. 0. 0. 0. 0. 0. 0. 0. 0. 0. 0. 0.] [0. 0. 0. 0. 0. 0. 0. 0. 0. 0. 0. 0. 0. 0. 0. 0. 0. 0. 0. 0. 0. 0. 0. 0. 0. 0. 0. 0. 0. 0.] [0. 0. 0. 0. 0. 0. 0. 0. 0. 0. 0. 0. 0. 0. 0. 0. 0. 0. 0. 0. 0. 0. 0. 0. 0. 0. 0. 0. 0. 0.] [0. 0. 0. 0. 0. 0. 0. 0. 0. 0. 0. 0. 0. 0. 0. 0. 0. 0. 0. 0. 0. 0. 0. 0. 0. 0. 0. 0. 0. 0.]] | 2D array of the rotation angle of a layer in respect to the chord line. The first dimension represents each layer, the second dimension represents each entry along blade span. If the rotation is equal to negative twist +- a constant, then the layer is built straight.
blade.internal_structure_2d_fem.layer_offset_y_pa_yaml | output | m | [[ 0. 0. 0. 0. 0. 0. 0. 0. 0. 0. 0. 0. 0. 0. 0. 0. 0. 0. 0. 0. 0. 0. 0. 0. 0. 0. 0. 0. 0. 0. ] [ 0. 0. 0. 0. 0. 0. 0. 0. 0. 0. 0. 0. 0. 0. 0. 0. 0. 0. 0. 0. 0. 0. 0. 0. 0. 0. 0. 0. 0. 0. ] [ 0. 0. 0. -0.8 -0.768 -0.736 -0.704 -0.672 -0.64 -0.608 -0.576 -0.544 -0.512 -0.48 -0.448 -0.416 -0.384 -0.352 -0.32 -0.288 -0.2464 -0.224 -0.192 -0.16 -0.128 -0.096 -0.064 -0.032 0. 0. ] [ 0. 0. 0. -0.8 -0.768 -0.736 -0.704 -0.672 -0.64 -0.608 -0.576 -0.544 -0.512 -0.48 -0.448 -0.416 -0.384 -0.352 -0.32 -0.288 -0.2464 -0.224 -0.192 -0.16 -0.128 -0.096 -0.064 -0.032 0. 0. ] [ 0. 0. 0. 0. 0. 0. 0. 0. 0. 0. 0. 0. 0. 0. 0. 0. 0. 0. 0. 0. 0. 0. 0. 0. 0. 0. 0. 0. 0. 0. ] [ 0. 0. 0. 0. 0. 0. 0. 0. 0. 0. 0. 0. 0. 0. 0. 0. 0. 0. 0. 0. 0. 0. 0. 0. 0. 0. 0. 0. 0. 0. ] [ 0. 0. 0. 0. 0. 0. 0. 0. 0. 0. 0. 0. 0. 0. 0. 0. 0. 0. 0. 0. 0. 0. 0. 0. 0. 0. 0. 0. 0. 0. ] [ 0. 0. 0. 0. 0. 0. 0. 0. 0. 0. 0. 0. 0. 0. 0. 0. 0. 0. 0. 0. 0. 0. 0. 0. 0. 0. 0. 0. 0. 0. ] [ 0. 0. 0. 0. 0. 0. 0. 0. 0. 0. 0. 0. 0. 0. 0. 0. 0. 0. 0. 0. 0. 0. 0. 0. 0. 0. 0. 0. 0. 0. ] [ 0. 0. 0. 0. 0. 0. 0. 0. 0. 0. 0. 0. 0. 0. 0. 0. 0. 0. 0. 0. 0. 0. 0. 0. 0. 0. 0. 0. 0. 0. ] [ 0. 0. 0. 0. 0. 0. 0. 0. 0. 0. 0. 0. 0. 0. 0. 0. 0. 0. 0. 0. 0. 0. 0. 0. 0. 0. 0. 0. 0. 0. ] [ 0. 0. 0. 0. 0. 0. 0. 0. 0. 0. 0. 0. 0. 0. 0. 0. 0. 0. 0. 0. 0. 0. 0. 0. 0. 0. 0. 0. 0. 0. ] [ 0. 0. 0. 0. 0. 0. 0. 0. 0. 0. 0. 0. 0. 0. 0. 0. 0. 0. 0. 0. 0. 0. 0. 0. 0. 0. 0. 0. 0. 0. ] [ 0. 0. 0. 0. 0. 0. 0. 0. 0. 0. 0. 0. 0. 0. 0. 0. 0. 0. 0. 0. 0. 0. 0. 0. 0. 0. 0. 0. 0. 0. ] [ 0. 0. 0. 0. 0. 0. 0. 0. 0. 0. 0. 0. 0. 0. 0. 0. 0. 0. 0. 0. 0. 0. 0. 0. 0. 0. 0. 0. 0. 0. ] [ 0. 0. 0. 0. 0. 0. 0. 0. 0. 0. 0. 0. 0. 0. 0. 0. 0. 0. 0. 0. 0. 0. 0. 0. 0. 0. 0. 0. 0. 0. ] [ 0. 0. 0. 0. 0. 0. 0. 0. 0. 0. 0. 0. 0. 0. 0. 0. 0. 0. 0. 0. 0. 0. 0. 0. 0. 0. 0. 0. 0. 0. ] [ 0. 0. 0. 0. 0. 0. 0. 0. 0. 0. 0. 0. 0. 0. 0. 0. 0. 0. 0. 0. 0. 0. 0. 0. 0. 0. 0. 0. 0. 0. ] [ 0. 0. 0. 0. 0. 0. 0. 0. 0. 0. 0. 0. 0. 0. 0. 0. 0. 0. 0. 0. 0. 0. 0. 0. 0. 0. 0. 0. 0. 0. ] [ 0. 0. 0. 0. 0. 0. 0. 0. 0. 0. 0. 0. 0. 0. 0. 0. 0. 0. 0. 0. 0. 0. 0. 0. 0. 0. 0. 0. 0. 0. ]] | 2D array of the offset along the y axis to set the position of a layer. Positive values move the layer towards the trailing edge, negative values towards the leading edge. The first dimension represents each layer, the second dimension represents each entry along blade span.
blade.internal_structure_2d_fem.layer_width_yaml | output | m | [[0.00000000e+00 0.00000000e+00 0.00000000e+00 0.00000000e+00 0.00000000e+00 0.00000000e+00 0.00000000e+00 0.00000000e+00 0.00000000e+00 0.00000000e+00 0.00000000e+00 0.00000000e+00 0.00000000e+00 0.00000000e+00 0.00000000e+00 0.00000000e+00 0.00000000e+00 0.00000000e+00 0.00000000e+00 0.00000000e+00 0.00000000e+00 0.00000000e+00 0.00000000e+00 0.00000000e+00 0.00000000e+00 0.00000000e+00 0.00000000e+00 0.00000000e+00 0.00000000e+00 0.00000000e+00] [0.00000000e+00 0.00000000e+00 0.00000000e+00 0.00000000e+00 0.00000000e+00 0.00000000e+00 0.00000000e+00 0.00000000e+00 0.00000000e+00 0.00000000e+00 0.00000000e+00 0.00000000e+00 0.00000000e+00 0.00000000e+00 0.00000000e+00 0.00000000e+00 0.00000000e+00 0.00000000e+00 0.00000000e+00 0.00000000e+00 0.00000000e+00 0.00000000e+00 0.00000000e+00 0.00000000e+00 0.00000000e+00 0.00000000e+00 0.00000000e+00 0.00000000e+00 0.00000000e+00 0.00000000e+00] [8.00000000e-01 8.00000000e-01 8.00000000e-01 8.00000000e-01 8.00000000e-01 8.00000000e-01 8.00000000e-01 8.00000000e-01 8.00000000e-01 8.00000000e-01 8.00000000e-01 8.00000000e-01 8.00000000e-01 8.00000000e-01 8.00000000e-01 8.00000000e-01 8.00000000e-01 8.00000000e-01 8.00000000e-01 8.00000000e-01 8.00000000e-01 8.00000000e-01 8.00000000e-01 8.00000000e-01 7.53600000e-01 7.05900000e-01 6.58700000e-01 6.11000000e-01 5.38300000e-01 3.41900000e-01] [8.00000000e-01 8.00000000e-01 8.00000000e-01 8.00000000e-01 8.00000000e-01 8.00000000e-01 8.00000000e-01 8.00000000e-01 8.00000000e-01 8.00000000e-01 8.00000000e-01 8.00000000e-01 8.00000000e-01 8.00000000e-01 8.00000000e-01 8.00000000e-01 8.00000000e-01 8.00000000e-01 8.00000000e-01 8.00000000e-01 8.00000000e-01 8.00000000e-01 8.00000000e-01 7.85500000e-01 7.45300000e-01 7.01900000e-01 6.57100000e-01 6.09900000e-01 5.24600000e-01 3.31000000e-01] [0.00000000e+00 0.00000000e+00 0.00000000e+00 0.00000000e+00 0.00000000e+00 0.00000000e+00 0.00000000e+00 0.00000000e+00 0.00000000e+00 0.00000000e+00 0.00000000e+00 0.00000000e+00 0.00000000e+00 0.00000000e+00 0.00000000e+00 0.00000000e+00 0.00000000e+00 0.00000000e+00 0.00000000e+00 3.00000000e-01 1.70000000e+00 3.00000000e-01 1.38777878e-17 0.00000000e+00 0.00000000e+00 0.00000000e+00 0.00000000e+00 0.00000000e+00 0.00000000e+00 0.00000000e+00] [0.00000000e+00 0.00000000e+00 0.00000000e+00 0.00000000e+00 0.00000000e+00 0.00000000e+00 0.00000000e+00 0.00000000e+00 0.00000000e+00 0.00000000e+00 0.00000000e+00 0.00000000e+00 0.00000000e+00 0.00000000e+00 0.00000000e+00 0.00000000e+00 0.00000000e+00 0.00000000e+00 0.00000000e+00 3.00000000e-01 1.70000000e+00 3.00000000e-01 1.38777878e-17 0.00000000e+00 0.00000000e+00 0.00000000e+00 0.00000000e+00 0.00000000e+00 0.00000000e+00 0.00000000e+00] [3.09400000e-01 3.09400000e-01 3.09400000e-01 3.09400000e-01 3.09400000e-01 3.09400000e-01 3.09400000e-01 3.09400000e-01 3.09400000e-01 3.09400000e-01 3.09400000e-01 3.09400000e-01 3.09400000e-01 3.09400000e-01 3.09400000e-01 3.09400000e-01 3.09400000e-01 3.09400000e-01 3.09400000e-01 3.09400000e-01 3.09400000e-01 3.09400000e-01 3.09400000e-01 3.09400000e-01 3.09400000e-01 3.09400000e-01 2.80100000e-01 2.22300000e-01 1.63500000e-01 1.03500000e-01] [5.76000000e-01 5.77450000e-01 5.81000000e-01 5.83650000e-01 5.86850000e-01 5.89850000e-01 5.99450000e-01 6.05250000e-01 6.11950000e-01 6.13850000e-01 6.11900000e-01 6.09150000e-01 6.06600000e-01 6.06300000e-01 6.07450000e-01 6.10600000e-01 6.16150000e-01 5.78650000e-01 5.37350000e-01 4.96500000e-01 4.44467378e-01 4.16750000e-01 3.77250000e-01 3.36250000e-01 2.74450000e-01 2.34700000e-01 1.94700000e-01 1.54100000e-01 1.13000000e-01 7.13000000e-02] [5.76000000e-01 5.77450000e-01 5.81000000e-01 5.83650000e-01 5.86850000e-01 5.89850000e-01 5.99450000e-01 6.05250000e-01 6.11950000e-01 6.13850000e-01 6.11900000e-01 6.09150000e-01 6.06600000e-01 6.06300000e-01 6.07450000e-01 6.10600000e-01 6.16150000e-01 5.78650000e-01 5.37350000e-01 4.96500000e-01 4.44467378e-01 4.16750000e-01 3.77250000e-01 3.36250000e-01 2.74450000e-01 2.34700000e-01 1.94700000e-01 1.54100000e-01 1.13000000e-01 7.13000000e-02] [0.00000000e+00 0.00000000e+00 0.00000000e+00 0.00000000e+00 0.00000000e+00 0.00000000e+00 0.00000000e+00 0.00000000e+00 0.00000000e+00 0.00000000e+00 0.00000000e+00 0.00000000e+00 0.00000000e+00 0.00000000e+00 0.00000000e+00 0.00000000e+00 0.00000000e+00 0.00000000e+00 0.00000000e+00 0.00000000e+00 0.00000000e+00 0.00000000e+00 0.00000000e+00 0.00000000e+00 0.00000000e+00 0.00000000e+00 0.00000000e+00 0.00000000e+00 0.00000000e+00 0.00000000e+00] [0.00000000e+00 0.00000000e+00 0.00000000e+00 0.00000000e+00 0.00000000e+00 0.00000000e+00 0.00000000e+00 0.00000000e+00 0.00000000e+00 0.00000000e+00 0.00000000e+00 0.00000000e+00 0.00000000e+00 0.00000000e+00 0.00000000e+00 0.00000000e+00 0.00000000e+00 0.00000000e+00 0.00000000e+00 0.00000000e+00 0.00000000e+00 0.00000000e+00 0.00000000e+00 0.00000000e+00 0.00000000e+00 0.00000000e+00 0.00000000e+00 0.00000000e+00 0.00000000e+00 0.00000000e+00] [0.00000000e+00 0.00000000e+00 0.00000000e+00 0.00000000e+00 0.00000000e+00 0.00000000e+00 0.00000000e+00 0.00000000e+00 0.00000000e+00 0.00000000e+00 0.00000000e+00 0.00000000e+00 0.00000000e+00 0.00000000e+00 0.00000000e+00 0.00000000e+00 0.00000000e+00 0.00000000e+00 0.00000000e+00 0.00000000e+00 0.00000000e+00 0.00000000e+00 0.00000000e+00 0.00000000e+00 0.00000000e+00 0.00000000e+00 0.00000000e+00 0.00000000e+00 0.00000000e+00 0.00000000e+00] [0.00000000e+00 0.00000000e+00 0.00000000e+00 0.00000000e+00 0.00000000e+00 0.00000000e+00 0.00000000e+00 0.00000000e+00 0.00000000e+00 0.00000000e+00 0.00000000e+00 0.00000000e+00 0.00000000e+00 0.00000000e+00 0.00000000e+00 0.00000000e+00 0.00000000e+00 0.00000000e+00 0.00000000e+00 0.00000000e+00 0.00000000e+00 0.00000000e+00 0.00000000e+00 0.00000000e+00 0.00000000e+00 0.00000000e+00 0.00000000e+00 0.00000000e+00 0.00000000e+00 0.00000000e+00] [0.00000000e+00 0.00000000e+00 0.00000000e+00 0.00000000e+00 0.00000000e+00 0.00000000e+00 0.00000000e+00 0.00000000e+00 0.00000000e+00 0.00000000e+00 0.00000000e+00 0.00000000e+00 0.00000000e+00 0.00000000e+00 0.00000000e+00 0.00000000e+00 0.00000000e+00 0.00000000e+00 0.00000000e+00 0.00000000e+00 0.00000000e+00 0.00000000e+00 0.00000000e+00 0.00000000e+00 0.00000000e+00 0.00000000e+00 0.00000000e+00 0.00000000e+00 0.00000000e+00 0.00000000e+00] [0.00000000e+00 0.00000000e+00 0.00000000e+00 0.00000000e+00 0.00000000e+00 0.00000000e+00 0.00000000e+00 0.00000000e+00 0.00000000e+00 0.00000000e+00 0.00000000e+00 0.00000000e+00 0.00000000e+00 0.00000000e+00 0.00000000e+00 0.00000000e+00 0.00000000e+00 0.00000000e+00 0.00000000e+00 0.00000000e+00 0.00000000e+00 0.00000000e+00 0.00000000e+00 0.00000000e+00 0.00000000e+00 0.00000000e+00 0.00000000e+00 0.00000000e+00 0.00000000e+00 0.00000000e+00] [0.00000000e+00 0.00000000e+00 0.00000000e+00 0.00000000e+00 0.00000000e+00 0.00000000e+00 0.00000000e+00 0.00000000e+00 0.00000000e+00 0.00000000e+00 0.00000000e+00 0.00000000e+00 0.00000000e+00 0.00000000e+00 0.00000000e+00 0.00000000e+00 0.00000000e+00 0.00000000e+00 0.00000000e+00 0.00000000e+00 0.00000000e+00 0.00000000e+00 0.00000000e+00 0.00000000e+00 0.00000000e+00 0.00000000e+00 0.00000000e+00 0.00000000e+00 0.00000000e+00 0.00000000e+00] [0.00000000e+00 0.00000000e+00 0.00000000e+00 0.00000000e+00 0.00000000e+00 0.00000000e+00 0.00000000e+00 0.00000000e+00 0.00000000e+00 0.00000000e+00 0.00000000e+00 0.00000000e+00 0.00000000e+00 0.00000000e+00 0.00000000e+00 0.00000000e+00 0.00000000e+00 0.00000000e+00 0.00000000e+00 0.00000000e+00 0.00000000e+00 0.00000000e+00 0.00000000e+00 0.00000000e+00 0.00000000e+00 0.00000000e+00 0.00000000e+00 0.00000000e+00 0.00000000e+00 0.00000000e+00] [0.00000000e+00 0.00000000e+00 0.00000000e+00 0.00000000e+00 0.00000000e+00 0.00000000e+00 0.00000000e+00 0.00000000e+00 0.00000000e+00 0.00000000e+00 0.00000000e+00 0.00000000e+00 0.00000000e+00 0.00000000e+00 0.00000000e+00 0.00000000e+00 0.00000000e+00 0.00000000e+00 0.00000000e+00 0.00000000e+00 0.00000000e+00 0.00000000e+00 0.00000000e+00 0.00000000e+00 0.00000000e+00 0.00000000e+00 0.00000000e+00 0.00000000e+00 0.00000000e+00 0.00000000e+00] [0.00000000e+00 0.00000000e+00 0.00000000e+00 0.00000000e+00 0.00000000e+00 0.00000000e+00 0.00000000e+00 0.00000000e+00 0.00000000e+00 0.00000000e+00 0.00000000e+00 0.00000000e+00 0.00000000e+00 0.00000000e+00 0.00000000e+00 0.00000000e+00 0.00000000e+00 0.00000000e+00 0.00000000e+00 0.00000000e+00 0.00000000e+00 0.00000000e+00 0.00000000e+00 0.00000000e+00 0.00000000e+00 0.00000000e+00 0.00000000e+00 0.00000000e+00 0.00000000e+00 0.00000000e+00] [0.00000000e+00 0.00000000e+00 0.00000000e+00 0.00000000e+00 0.00000000e+00 0.00000000e+00 0.00000000e+00 0.00000000e+00 0.00000000e+00 0.00000000e+00 0.00000000e+00 0.00000000e+00 0.00000000e+00 0.00000000e+00 0.00000000e+00 0.00000000e+00 0.00000000e+00 0.00000000e+00 0.00000000e+00 0.00000000e+00 0.00000000e+00 0.00000000e+00 0.00000000e+00 0.00000000e+00 0.00000000e+00 0.00000000e+00 0.00000000e+00 0.00000000e+00 0.00000000e+00 0.00000000e+00]] | 2D array of the width along the outer profile of a layer. The first dimension represents each layer, the second dimension represents each entry along blade span.
blade.internal_structure_2d_fem.layer_midpoint_nd | output |  | [[0. 0. 0. 0. 0. 0. 0. 0. 0. 0. 0. 0. 0. 0. 0. 0. 0. 0. 0. 0. 0. 0. 0. 0. 0. 0. 0. 0. 0. 0. ] [0. 0. 0. 0. 0. 0. 0. 0. 0. 0. 0. 0. 0. 0. 0. 0. 0. 0. 0. 0. 0. 0. 0. 0. 0. 0. 0. 0. 0. 0. ] [0. 0. 0. 0. 0. 0. 0. 0. 0. 0. 0. 0. 0. 0. 0. 0. 0. 0. 0. 0. 0. 0. 0. 0. 0. 0. 0. 0. 0. 0. ] [0. 0. 0. 0. 0. 0. 0. 0. 0. 0. 0. 0. 0. 0. 0. 0. 0. 0. 0. 0. 0. 0. 0. 0. 0. 0. 0. 0. 0. 0. ] [0. 0. 0. 0. 0. 0. 0. 0. 0. 0. 0. 0. 0. 0. 0. 0. 0. 0. 0. 0. 0. 0. 0. 0. 0. 0. 0. 0. 0. 0. ] [0. 0. 0. 0. 0. 0. 0. 0. 0. 0. 0. 0. 0. 0. 0. 0. 0. 0. 0. 0. 0. 0. 0. 0. 0. 0. 0. 0. 0. 0. ] [0.49999933 0.49993499 0.49952822 0.49929129 0.49971658 0.49945578 0.49906381 0.49963123 0.50016113 0.50043572 0.50087085 0.5012724 0.50154369 0.50167442 0.50164556 0.50144596 0.50117098 0.50086069 0.50053289 0.50018991 0.49970653 0.49941629 0.4989484 0.49848578 0.49797069 0.49714493 0.4959859 0.49469692 0.49329601 0.49178762] [0. 0. 0. 0. 0. 0. 0. 0. 0. 0. 0. 0. 0. 0. 0. 0. 0. 0. 0. 0. 0. 0. 0. 0. 0. 0. 0. 0. 0. 0. ] [0. 0. 0. 0. 0. 0. 0. 0. 0. 0. 0. 0. 0. 0. 0. 0. 0. 0. 0. 0. 0. 0. 0. 0. 0. 0. 0. 0. 0. 0. ] [0. 0. 0. 0. 0. 0. 0. 0. 0. 0. 0. 0. 0. 0. 0. 0. 0. 0. 0. 0. 0. 0. 0. 0. 0. 0. 0. 0. 0. 0. ] [0. 0. 0. 0. 0. 0. 0. 0. 0. 0. 0. 0. 0. 0. 0. 0. 0. 0. 0. 0. 0. 0. 0. 0. 0. 0. 0. 0. 0. 0. ] [0. 0. 0. 0. 0. 0. 0. 0. 0. 0. 0. 0. 0. 0. 0. 0. 0. 0. 0. 0. 0. 0. 0. 0. 0. 0. 0. 0. 0. 0. ] [0. 0. 0. 0. 0. 0. 0. 0. 0. 0. 0. 0. 0. 0. 0. 0. 0. 0. 0. 0. 0. 0. 0. 0. 0. 0. 0. 0. 0. 0. ] [0. 0. 0. 0. 0. 0. 0. 0. 0. 0. 0. 0. 0. 0. 0. 0. 0. 0. 0. 0. 0. 0. 0. 0. 0. 0. 0. 0. 0. 0. ] [0. 0. 0. 0. 0. 0. 0. 0. 0. 0. 0. 0. 0. 0. 0. 0. 0. 0. 0. 0. 0. 0. 0. 0. 0. 0. 0. 0. 0. 0. ] [0. 0. 0. 0. 0. 0. 0. 0. 0. 0. 0. 0. 0. 0. 0. 0. 0. 0. 0. 0. 0. 0. 0. 0. 0. 0. 0. 0. 0. 0. ] [0. 0. 0. 0. 0. 0. 0. 0. 0. 0. 0. 0. 0. 0. 0. 0. 0. 0. 0. 0. 0. 0. 0. 0. 0. 0. 0. 0. 0. 0. ] [0. 0. 0. 0. 0. 0. 0. 0. 0. 0. 0. 0. 0. 0. 0. 0. 0. 0. 0. 0. 0. 0. 0. 0. 0. 0. 0. 0. 0. 0. ] [0. 0. 0. 0. 0. 0. 0. 0. 0. 0. 0. 0. 0. 0. 0. 0. 0. 0. 0. 0. 0. 0. 0. 0. 0. 0. 0. 0. 0. 0. ] [0. 0. 0. 0. 0. 0. 0. 0. 0. 0. 0. 0. 0. 0. 0. 0. 0. 0. 0. 0. 0. 0. 0. 0. 0. 0. 0. 0. 0. 0. ]] | 2D array of the non-dimensional midpoint defined along the outer profile of a layer. The first dimension represents each layer, the second dimension represents each entry along blade span.
blade.internal_structure_2d_fem.layer_start_nd_yaml | output |  | [[0. 0. 0. 0. 0. 0. 0. 0. 0. 0. 0. 0. 0. 0. 0. 0. 0. 0. 0. 0. 0. 0. 0. 0. 0. 0. 0. 0. 0. 0. ] [0. 0. 0. 0. 0. 0. 0. 0. 0. 0. 0. 0. 0. 0. 0. 0. 0. 0. 0. 0. 0. 0. 0. 0. 0. 0. 0. 0. 0. 0. ] [0. 0. 0. 0. 0. 0. 0. 0. 0. 0. 0. 0. 0. 0. 0. 0. 0. 0. 0. 0. 0. 0. 0. 0. 0. 0. 0. 0. 0. 0. ] [0. 0. 0. 0. 0. 0. 0. 0. 0. 0. 0. 0. 0. 0. 0. 0. 0. 0. 0. 0. 0. 0. 0. 0. 0. 0. 0. 0. 0. 0. ] [0. 0. 0. 0. 0. 0. 0. 0. 0. 0. 0. 0. 0. 0. 0. 0. 0. 0. 0. 0. 0. 0. 0. 0. 0. 0. 0. 0. 0. 0. ] [0. 0. 0. 0. 0. 0. 0. 0. 0. 0. 0. 0. 0. 0. 0. 0. 0. 0. 0. 0. 0. 0. 0. 0. 0. 0. 0. 0. 0. 0. ] [0. 0. 0. 0. 0. 0. 0. 0. 0. 0. 0. 0. 0. 0. 0. 0. 0. 0. 0. 0. 0. 0. 0. 0. 0. 0. 0. 0. 0. 0. ] [0. 0. 0. 0. 0. 0. 0. 0. 0. 0. 0. 0. 0. 0. 0. 0. 0. 0. 0. 0. 0. 0. 0. 0. 0. 0. 0. 0. 0. 0. ] [0. 0. 0. 0. 0. 0. 0. 0. 0. 0. 0. 0. 0. 0. 0. 0. 0. 0. 0. 0. 0. 0. 0. 0. 0. 0. 0. 0. 0. 0. ] [0. 0. 0. 0. 0. 0. 0. 0. 0. 0. 0. 0. 0. 0. 0. 0. 0. 0. 0. 0. 0. 0. 0. 0. 0. 0. 0. 0. 0. 0. ] [0. 0. 0. 0. 0. 0. 0. 0. 0. 0. 0. 0. 0. 0. 0. 0. 0. 0. 0. 0. 0. 0. 0. 0. 0. 0. 0. 0. 0. 0. ] [0. 0. 0. 0. 0. 0. 0. 0. 0. 0. 0. 0. 0. 0. 0. 0. 0. 0. 0. 0. 0. 0. 0. 0. 0. 0. 0. 0. 0. 0. ] [0. 0. 0. 0. 0. 0. 0. 0. 0. 0. 0. 0. 0. 0. 0. 0. 0. 0. 0. 0. 0. 0. 0. 0. 0. 0. 0. 0. 0. 0. ] [0. 0. 0. 0. 0. 0. 0. 0. 0. 0. 0. 0. 0. 0. 0. 0.05 0.05 0.05 0.05 0.05 0.05 0.05 0.05 0.05 0.05 0.05 0.04 0.05 0.05 0.05] [0. 0. 0. 0. 0. 0. 0. 0. 0. 0. 0. 0. 0. 0. 0. 0. 0. 0. 0. 0. 0. 0. 0. 0. 0. 0. 0. 0. 0. 0. ] [0. 0. 0. 0. 0. 0. 0. 0. 0. 0. 0. 0. 0. 0. 0. 0. 0. 0. 0. 0. 0. 0. 0. 0. 0. 0. 0. 0. 0. 0. ] [0. 0. 0. 0. 0. 0. 0. 0. 0. 0. 0. 0. 0. 0. 0. 0. 0. 0. 0. 0. 0. 0. 0. 0. 0. 0. 0. 0. 0. 0. ] [0. 0. 0. 0. 0. 0. 0. 0. 0. 0. 0. 0. 0. 0. 0. 0. 0. 0. 0. 0. 0. 0. 0. 0. 0. 0. 0. 0. 0. 0. ] [0. 0. 0. 0. 0. 0. 0. 0. 0. 0. 0. 0. 0. 0. 0. 0. 0. 0. 0. 0. 0. 0. 0. 0. 0. 0. 0. 0. 0. 0. ] [0. 0. 0. 0. 0. 0. 0. 0. 0. 0. 0. 0. 0. 0. 0. 0. 0. 0. 0. 0. 0. 0. 0. 0. 0. 0. 0. 0. 0. 0. ]] | 2D array of the non-dimensional start point defined along the outer profile of a layer. The TE suction side is 0, the TE pressure side is 1. The first dimension represents each layer, the second dimension represents each entry along blade span.
blade.internal_structure_2d_fem.layer_end_nd_yaml | output |  | [[1. 1. 1. 1. 1. 1. 1. 1. 1. 1. 1. 1. 1. 1. 1. 1. 1. 1. 1. 1. 1. 1. 1. 1. 1. 1. 1. 1. 1. 1. ] [1. 1. 1. 1. 1. 1. 1. 1. 1. 1. 1. 1. 1. 1. 1. 1. 1. 1. 1. 1. 1. 1. 1. 1. 1. 1. 1. 1. 1. 1. ] [0. 0. 0. 0. 0. 0. 0. 0. 0. 0. 0. 0. 0. 0. 0. 0. 0. 0. 0. 0. 0. 0. 0. 0. 0. 0. 0. 0. 0. 0. ] [0. 0. 0. 0. 0. 0. 0. 0. 0. 0. 0. 0. 0. 0. 0. 0. 0. 0. 0. 0. 0. 0. 0. 0. 0. 0. 0. 0. 0. 0. ] [0. 0. 0. 0. 0. 0. 0. 0. 0. 0. 0. 0. 0. 0. 0. 0. 0. 0. 0. 0. 0. 0. 0. 0. 0. 0. 0. 0. 0. 0. ] [0. 0. 0. 0. 0. 0. 0. 0. 0. 0. 0. 0. 0. 0. 0. 0. 0. 0. 0. 0. 0. 0. 0. 0. 0. 0. 0. 0. 0. 0. ] [0. 0. 0. 0. 0. 0. 0. 0. 0. 0. 0. 0. 0. 0. 0. 0. 0. 0. 0. 0. 0. 0. 0. 0. 0. 0. 0. 0. 0. 0. ] [0. 0. 0. 0. 0. 0. 0. 0. 0. 0. 0. 0. 0. 0. 0. 0. 0. 0. 0. 0. 0. 0. 0. 0. 0. 0. 0. 0. 0. 0. ] [1. 1. 1. 1. 1. 1. 1. 1. 1. 1. 1. 1. 1. 1. 1. 1. 1. 1. 1. 1. 1. 1. 1. 1. 1. 1. 1. 1. 1. 1. ] [0. 0. 0. 0. 0. 0. 0. 0. 0. 0. 0. 0. 0. 0. 0. 0. 0. 0. 0. 0. 0. 0. 0. 0. 0. 0. 0. 0. 0. 0. ] [0. 0. 0. 0. 0. 0. 0. 0. 0. 0. 0. 0. 0. 0. 0. 0. 0. 0. 0. 0. 0. 0. 0. 0. 0. 0. 0. 0. 0. 0. ] [0. 0. 0. 0. 0. 0. 0. 0. 0. 0. 0. 0. 0. 0. 0. 0. 0. 0. 0. 0. 0. 0. 0. 0. 0. 0. 0. 0. 0. 0. ] [0. 0. 0. 0. 0. 0. 0. 0. 0. 0. 0. 0. 0. 0. 0. 0. 0. 0. 0. 0. 0. 0. 0. 0. 0. 0. 0. 0. 0. 0. ] [1. 1. 1. 1. 1. 1. 1. 1. 1. 1. 1. 1. 1. 1. 1. 0.95 0.95 0.95 0.95 0.95 0.95 0.95 0.95 0.95 0.95 0.95 0.95 0.95 0.95 0.95] [0. 0. 0. 0. 0. 0. 0. 0. 0. 0. 0. 0. 0. 0. 0. 0. 0. 0. 0. 0. 0. 0. 0. 0. 0. 0. 0. 0. 0. 0. ] [0. 0. 0. 0. 0. 0. 0. 0. 0. 0. 0. 0. 0. 0. 0. 0. 0. 0. 0. 0. 0. 0. 0. 0. 0. 0. 0. 0. 0. 0. ] [0. 0. 0. 0. 0. 0. 0. 0. 0. 0. 0. 0. 0. 0. 0. 0. 0. 0. 0. 0. 0. 0. 0. 0. 0. 0. 0. 0. 0. 0. ] [0. 0. 0. 0. 0. 0. 0. 0. 0. 0. 0. 0. 0. 0. 0. 0. 0. 0. 0. 0. 0. 0. 0. 0. 0. 0. 0. 0. 0. 0. ] [0. 0. 0. 0. 0. 0. 0. 0. 0. 0. 0. 0. 0. 0. 0. 0. 0. 0. 0. 0. 0. 0. 0. 0. 0. 0. 0. 0. 0. 0. ] [0. 0. 0. 0. 0. 0. 0. 0. 0. 0. 0. 0. 0. 0. 0. 0. 0. 0. 0. 0. 0. 0. 0. 0. 0. 0. 0. 0. 0. 0. ]] | 2D array of the non-dimensional end point defined along the outer profile of a layer. The TE suction side is 0, the TE pressure side is 1. The first dimension represents each layer, the second dimension represents each entry along blade span.
blade.internal_structure_2d_fem.layer_side | output | n/a | ['', '', 'suction', 'pressure', 'suction', 'pressure', '', '', '', '', '', '', '', '', '', '', '', '', '', ''] | 1D array setting whether the layer is on the suction or pressure side. This entry is only used if definition_layer is equal to 1 or 2.
blade.internal_structure_2d_fem.definition_web | output | n/a | [1. 1.] | 1D array of flags identifying how webs are specified in the yaml. 1) offset+rotation=twist 2) offset+rotation
blade.internal_structure_2d_fem.definition_layer | output | n/a | [ 9. 9. 2. 2. 2. 2. 5. 7. 8. 6. 6. 6. 6. 9. 10. 10. 10. 10. 10. 10.] | 1D array of flags identifying how layers are specified in the yaml. 1) all around (skin, paint, ) 2) offset+rotation twist+width (spar caps) 3) offset+user defined rotation+width 4) midpoint TE+width (TE reinf) 5) midpoint LE+width (LE reinf) 6) layer position fixed to other layer (core fillers) 7) start and width 8) end and width 9) start and end nd 10) web layer
blade.internal_structure_2d_fem.index_layer_start | output | n/a | [0. 0. 0. 0. 0. 0. 0. 0. 0. 7. 2. 6. 3. 0. 0. 0. 0. 0. 0. 0.] | Index used to fix a layer to another
blade.internal_structure_2d_fem.index_layer_end | output | n/a | [0. 0. 0. 0. 0. 0. 0. 0. 0. 2. 6. 3. 8. 0. 0. 0. 0. 0. 0. 0.] | Index used to fix a layer to another
blade.interp_airfoils.af_position | input |  | [0. 0.02 0.18 0.29632121 0.4824137 0.76458948 0.87235063 1. ] | 1D array of the non dimensional positions of the airfoils af_used defined along blade span.
blade.interp_airfoils.ac | input |  | [0.5 0.316 0.316 0.282 0.266 0.265 0.228] | 1D array of the aerodynamic centers of each airfoil.
blade.interp_airfoils.r_thick_discrete | input |  | [1. 0.5 0.36 0.301 0.241 0.211 0.18 ] | 1D array of the relative thicknesses of each airfoil.
blade.interp_airfoils.aoa | input | rad | [-3.14159265 -3.08923278 -3.0368729 -2.98451302 -2.93215314 -2.87979327 -2.82743339 -2.77507351 -2.72271363 -2.67035376 -2.61799388 -2.565634 -2.51327412 -2.46091425 -2.40855437 -2.35619449 -2.30383461 -2.25147474 -2.19911486 -2.14675498 -2.0943951 -2.04203522 -1.98967535 -1.93731547 -1.88495559 -1.83259571 -1.78023584 -1.72787596 -1.67551608 -1.6231562 -1.57079633 -1.51843645 -1.46607657 -1.41371669 -1.36135682 -1.30899694 -1.25663706 -1.20427718 -1.15191731 -1.09955743 -1.04719755 -0.99483767 -0.9424778 -0.89011792 -0.83775804 -0.78539816 -0.73303829 -0.68067841 -0.62831853 -0.57595865 -0.52359878 -0.51302102 -0.50244327 -0.49186552 -0.48128776 -0.47071001 -0.46013226 -0.4495545 -0.43897675 -0.428399 -0.41782125 -0.40724349 -0.39666574 -0.38608799 -0.37551023 -0.36493248 -0.35435473 -0.34377697 -0.33319922 -0.32262147 -0.31204371 -0.30146596 -0.29088821 -0.28031046 -0.2697327 -0.25915495 -0.2485772 -0.23799944 -0.22742169 -0.21684394 -0.20626618 -0.19568843 -0.18511068 -0.17453293 -0.16395517 -0.15337742 -0.14279967 -0.13222191 -0.12164416 -0.11106641 -0.10048865 -0.0899109 -0.07933315 -0.06875539 -0.05817764 -0.04759989 -0.03702214 -0.02644438 -0.01586663 -0.00528888 0.00528888 0.01586663 0.02644438 0.03702214 0.04759989 0.05817764 0.06875539 0.07933315 0.0899109 0.10048865 0.11106641 0.12164416 0.13222191 0.14279967 0.15337742 0.16395517 0.17453293 0.18511068 0.19568843 0.20626618 0.21684394 0.22742169 0.23799944 0.2485772 0.25915495 0.2697327 0.28031046 0.29088821 0.30146596 0.31204371 0.32262147 0.33319922 0.34377697 0.35435473 0.36493248 0.37551023 0.38608799 0.39666574 0.40724349 0.41782125 0.428399 0.43897675 0.4495545 0.46013226 0.47071001 0.48128776 0.49186552 0.50244327 0.51302102 0.52359878 0.57595865 0.62831853 0.68067841 0.73303829 0.78539816 0.83775804 0.89011792 0.9424778 0.99483767 1.04719755 1.09955743 1.15191731 1.20427718 1.25663706 1.30899694 1.36135682 1.41371669 1.46607657 1.51843645 1.57079633 1.6231562 1.67551608 1.72787596 1.78023584 1.83259571 1.88495559 1.93731547 1.98967535 2.04203522 2.0943951 2.14675498 2.19911486 2.25147474 2.30383461 2.35619449 2.40855437 2.46091425 2.51327412 2.565634 2.61799388 2.67035376 2.72271363 2.77507351 2.82743339 2.87979327 2.93215314 2.98451302 3.0368729 3.08923278 3.14159265] | 1D array of the angles of attack used to define the polars of the airfoils. All airfoils defined in openmdao share this grid.
blade.interp_airfoils.cl | input |  | [[[[ 0.00000000e+00] [ 0.00000000e+00] [ 0.00000000e+00] [ 0.00000000e+00] [ 0.00000000e+00]] [[ 0.00000000e+00] [ 0.00000000e+00] [ 0.00000000e+00] [ 0.00000000e+00] [ 0.00000000e+00]] [[ 0.00000000e+00] [ 0.00000000e+00] [ 0.00000000e+00] [ 0.00000000e+00] [ 0.00000000e+00]] ... [[ 0.00000000e+00] [ 0.00000000e+00] [ 0.00000000e+00] [ 0.00000000e+00] [ 0.00000000e+00]] [[ 0.00000000e+00] [ 0.00000000e+00] [ 0.00000000e+00] [ 0.00000000e+00] [ 0.00000000e+00]] [[ 0.00000000e+00] [ 0.00000000e+00] [ 0.00000000e+00] [ 0.00000000e+00] [ 0.00000000e+00]]] [[[ 0.00000000e+00] [ 0.00000000e+00] [ 0.00000000e+00] [ 0.00000000e+00] [ 0.00000000e+00]] [[ 1.22100448e-01] [ 1.22100448e-01] [ 1.22100448e-01] [ 1.22100448e-01] [ 1.22100448e-01]] [[ 2.44200897e-01] [ 2.44200897e-01] [ 2.44200897e-01] [ 2.44200897e-01] [ 2.44200897e-01]] ... [[-2.44200897e-01] [-2.44200897e-01] [-2.44200897e-01] [-2.44200897e-01] [-2.44200897e-01]] [[-1.22100448e-01] [-1.22100448e-01] [-1.22100448e-01] [-1.22100448e-01] [-1.22100448e-01]] [[-1.34424078e-17] [-1.34424078e-17] [-1.34424078e-17] [-1.34424078e-17] [-1.34424078e-17]]] [[[ 0.00000000e+00] [ 0.00000000e+00] [ 0.00000000e+00] [ 0.00000000e+00] [ 0.00000000e+00]] [[ 1.57528665e-01] [ 1.63580197e-01] [ 1.64098095e-01] [ 1.63901955e-01] [ 1.64630025e-01]] [[ 3.15057330e-01] [ 3.27160395e-01] [ 3.28196190e-01] [ 3.27803910e-01] [ 3.29260050e-01]] ... [[-3.15057330e-01] [-3.27160395e-01] [-3.28196190e-01] [-3.27803910e-01] [-3.29260050e-01]] [[-1.57528665e-01] [-1.63580197e-01] [-1.64098095e-01] [-1.63901955e-01] [-1.64630025e-01]] [[ 0.00000000e+00] [ 2.64361049e-18] [ 2.80518940e-18] [ 0.00000000e+00] [ 1.10725984e-17]]] ... [[[ 0.00000000e+00] [ 0.00000000e+00] [ 0.00000000e+00] [ 0.00000000e+00] [ 0.00000000e+00]] [[ 1.81712160e-01] [ 1.89787656e-01] [ 1.91505405e-01] [ 1.95913725e-01] [ 2.00357430e-01]] [[ 3.63424320e-01] [ 3.79575312e-01] [ 3.83010810e-01] [ 3.91827450e-01] [ 4.00714860e-01]] ... [[-3.63424320e-01] [-3.79575312e-01] [-3.83010810e-01] [-3.91827450e-01] [-4.00714860e-01]] [[-1.81712160e-01] [-1.89787656e-01] [-1.91505405e-01] [-1.95913725e-01] [-2.00357430e-01]] [[-1.10725984e-17] [-8.80138702e-19] [ 0.00000000e+00] [ 0.00000000e+00] [ 0.00000000e+00]]] [[[ 0.00000000e+00] [ 0.00000000e+00] [ 0.00000000e+00] [ 0.00000000e+00] [ 0.00000000e+00]] [[ 1.74256425e-01] [ 1.77577080e-01] [ 1.78876950e-01] [ 1.85995005e-01] [ 1.89664125e-01]] [[ 3.48512850e-01] [ 3.55154161e-01] [ 3.57753900e-01] [ 3.71990010e-01] [ 3.79328250e-01]] ... [[-3.48512850e-01] [-3.55154161e-01] [-3.57753900e-01] [-3.71990010e-01] [-3.79328250e-01]] [[-1.74256425e-01] [-1.77577080e-01] [-1.78876950e-01] [-1.85995005e-01] [-1.89664125e-01]] [[ 0.00000000e+00] [ 0.00000000e+00] [ 0.00000000e+00] [ 1.10725984e-17] [ 0.00000000e+00]]] [[[ 0.00000000e+00] [ 0.00000000e+00] [ 0.00000000e+00] [ 0.00000000e+00] [ 0.00000000e+00]] [[ 2.02449660e-01] [ 2.09583515e-01] [ 2.11419915e-01] [ 2.17381080e-01] [ 2.21043270e-01]] [[ 4.04899320e-01] [ 4.19167029e-01] [ 4.22839830e-01] [ 4.34762160e-01] [ 4.42086540e-01]] ... [[-4.04899320e-01] [-4.19167029e-01] [-4.22839830e-01] [-4.34762160e-01] [-4.42086540e-01]] [[-2.02449660e-01] [-2.09583515e-01] [-2.11419915e-01] [-2.17381080e-01] [-2.21043270e-01]] [[-2.80518940e-18] [-1.05413865e-18] [ 0.00000000e+00] [ 1.38777878e-17] [-1.38777878e-17]]]] | 4D array with the lift coefficients of the airfoils. Dimension 0 is along the different airfoils defined in the yaml, dimension 1 is along the angles of attack, dimension 2 is along the Reynolds number, dimension 3 is along the number of tabs, which may describe multiple sets at the same station, for example in presence of a flap.
blade.interp_airfoils.cd | input |  | [[[[0.5 ] [0.5 ] [0.5 ] [0.5 ] [0.5 ]] [[0.5 ] [0.5 ] [0.5 ] [0.5 ] [0.5 ]] [[0.5 ] [0.5 ] [0.5 ] [0.5 ] [0.5 ]] ... [[0.5 ] [0.5 ] [0.5 ] [0.5 ] [0.5 ]] [[0.5 ] [0.5 ] [0.5 ] [0.5 ] [0.5 ]] [[0.5 ] [0.5 ] [0.5 ] [0.5 ] [0.5 ]]] [[[0.001] [0.001] [0.001] [0.001] [0.001]] [[0.001] [0.001] [0.001] [0.001] [0.001]] [[0.001] [0.001] [0.001] [0.001] [0.001]] ... [[0.001] [0.001] [0.001] [0.001] [0.001]] [[0.001] [0.001] [0.001] [0.001] [0.001]] [[0.001] [0.001] [0.001] [0.001] [0.001]]] [[[0.001] [0.001] [0.001] [0.001] [0.001]] [[0.001] [0.001] [0.001] [0.001] [0.001]] [[0.001] [0.001] [0.001] [0.001] [0.001]] ... [[0.001] [0.001] [0.001] [0.001] [0.001]] [[0.001] [0.001] [0.001] [0.001] [0.001]] [[0.001] [0.001] [0.001] [0.001] [0.001]]] ... [[[0.001] [0.001] [0.001] [0.001] [0.001]] [[0.001] [0.001] [0.001] [0.001] [0.001]] [[0.001] [0.001] [0.001] [0.001] [0.001]] ... [[0.001] [0.001] [0.001] [0.001] [0.001]] [[0.001] [0.001] [0.001] [0.001] [0.001]] [[0.001] [0.001] [0.001] [0.001] [0.001]]] [[[0.001] [0.001] [0.001] [0.001] [0.001]] [[0.001] [0.001] [0.001] [0.001] [0.001]] [[0.001] [0.001] [0.001] [0.001] [0.001]] ... [[0.001] [0.001] [0.001] [0.001] [0.001]] [[0.001] [0.001] [0.001] [0.001] [0.001]] [[0.001] [0.001] [0.001] [0.001] [0.001]]] [[[0.001] [0.001] [0.001] [0.001] [0.001]] [[0.001] [0.001] [0.001] [0.001] [0.001]] [[0.001] [0.001] [0.001] [0.001] [0.001]] ... [[0.001] [0.001] [0.001] [0.001] [0.001]] [[0.001] [0.001] [0.001] [0.001] [0.001]] [[0.001] [0.001] [0.001] [0.001] [0.001]]]] | 4D array with the drag coefficients of the airfoils. Dimension 0 is along the different airfoils defined in the yaml, dimension 1 is along the angles of attack, dimension 2 is along the Reynolds number, dimension 3 is along the number of tabs, which may describe multiple sets at the same station, for example in presence of a flap.
blade.interp_airfoils.cm | input |  | [[[[ 0.00000000e+00] [ 0.00000000e+00] [ 0.00000000e+00] [ 0.00000000e+00] [ 0.00000000e+00]] [[ 0.00000000e+00] [ 0.00000000e+00] [ 0.00000000e+00] [ 0.00000000e+00] [ 0.00000000e+00]] [[ 0.00000000e+00] [ 0.00000000e+00] [ 0.00000000e+00] [ 0.00000000e+00] [ 0.00000000e+00]] ... [[ 0.00000000e+00] [ 0.00000000e+00] [ 0.00000000e+00] [ 0.00000000e+00] [ 0.00000000e+00]] [[ 0.00000000e+00] [ 0.00000000e+00] [ 0.00000000e+00] [ 0.00000000e+00] [ 0.00000000e+00]] [[ 0.00000000e+00] [ 0.00000000e+00] [ 0.00000000e+00] [ 0.00000000e+00] [ 0.00000000e+00]]] [[[ 0.00000000e+00] [ 0.00000000e+00] [ 0.00000000e+00] [ 0.00000000e+00] [ 0.00000000e+00]] [[ 1.43186712e-01] [ 1.43186712e-01] [ 1.43186712e-01] [ 1.43186712e-01] [ 1.43186712e-01]] [[ 2.67081814e-01] [ 2.67081814e-01] [ 2.67081814e-01] [ 2.67081814e-01] [ 2.67081814e-01]] ... [[-3.58076394e-01] [-3.58076394e-01] [-3.58076394e-01] [-3.58076394e-01] [-3.58076394e-01]] [[-1.95896639e-01] [-1.95896639e-01] [-1.95896639e-01] [-1.95896639e-01] [-1.95896639e-01]] [[ 0.00000000e+00] [ 0.00000000e+00] [ 0.00000000e+00] [ 0.00000000e+00] [ 0.00000000e+00]]] [[[ 0.00000000e+00] [ 0.00000000e+00] [ 0.00000000e+00] [ 0.00000000e+00] [ 0.00000000e+00]] [[ 1.20000000e-01] [ 1.20000000e-01] [ 1.20000000e-01] [ 1.20000000e-01] [ 1.20000000e-01]] [[ 2.40000000e-01] [ 2.40000000e-01] [ 2.40000000e-01] [ 2.40000000e-01] [ 2.40000000e-01]] ... [[-3.00000000e-01] [-3.00000000e-01] [-3.00000000e-01] [-3.00000000e-01] [-3.00000000e-01]] [[-1.50000000e-01] [-1.50000000e-01] [-1.50000000e-01] [-1.50000000e-01] [-1.50000000e-01]] [[-1.92606959e-18] [-1.92606959e-18] [-1.92606959e-18] [-1.92606959e-18] [-1.92606959e-18]]] ... [[[ 0.00000000e+00] [ 0.00000000e+00] [ 0.00000000e+00] [ 0.00000000e+00] [ 0.00000000e+00]] [[ 1.20000000e-01] [ 1.20000000e-01] [ 1.20000000e-01] [ 1.20000000e-01] [ 1.20000000e-01]] [[ 2.40000000e-01] [ 2.40000000e-01] [ 2.40000000e-01] [ 2.40000000e-01] [ 2.40000000e-01]] ... [[-3.00000000e-01] [-3.00000000e-01] [-3.00000000e-01] [-3.00000000e-01] [-3.00000000e-01]] [[-1.50000000e-01] [-1.50000000e-01] [-1.50000000e-01] [-1.50000000e-01] [-1.50000000e-01]] [[-1.92606959e-18] [-1.92606959e-18] [-1.92606959e-18] [-1.92606959e-18] [-1.92606959e-18]]] [[[ 0.00000000e+00] [ 0.00000000e+00] [ 0.00000000e+00] [ 0.00000000e+00] [ 0.00000000e+00]] [[ 1.20000000e-01] [ 1.20000000e-01] [ 1.20000000e-01] [ 1.20000000e-01] [ 1.20000000e-01]] [[ 2.40000000e-01] [ 2.40000000e-01] [ 2.40000000e-01] [ 2.40000000e-01] [ 2.40000000e-01]] ... [[-3.00000000e-01] [-3.00000000e-01] [-3.00000000e-01] [-3.00000000e-01] [-3.00000000e-01]] [[-1.50000000e-01] [-1.50000000e-01] [-1.50000000e-01] [-1.50000000e-01] [-1.50000000e-01]] [[-1.92606959e-18] [-1.92606959e-18] [-1.92606959e-18] [-1.92606959e-18] [-1.92606959e-18]]] [[[ 0.00000000e+00] [ 0.00000000e+00] [ 0.00000000e+00] [ 0.00000000e+00] [ 0.00000000e+00]] [[ 1.20000000e-01] [ 1.20000000e-01] [ 1.20000000e-01] [ 1.20000000e-01] [ 1.20000000e-01]] [[ 2.40000000e-01] [ 2.40000000e-01] [ 2.40000000e-01] [ 2.40000000e-01] [ 2.40000000e-01]] ... [[-3.00000000e-01] [-3.00000000e-01] [-3.00000000e-01] [-3.00000000e-01] [-3.00000000e-01]] [[-1.50000000e-01] [-1.50000000e-01] [-1.50000000e-01] [-1.50000000e-01] [-1.50000000e-01]] [[-1.92606959e-18] [-1.92606959e-18] [-1.92606959e-18] [-1.92606959e-18] [-1.92606959e-18]]]] | 4D array with the moment coefficients of the airfoils. Dimension 0 is along the different airfoils defined in the yaml, dimension 1 is along the angles of attack, dimension 2 is along the Reynolds number, dimension 3 is along the number of tabs, which may describe multiple sets at the same station, for example in presence of a flap.
blade.interp_airfoils.coord_xy | input |  | [[[ 1.00000000e+00 0.00000000e+00] [ 9.99429684e-01 -2.22597407e-02] [ 9.98063018e-01 -4.44580349e-02] ... [ 9.98120489e-01 4.38394581e-02] [ 9.99443038e-01 2.19496514e-02] [ 1.00000000e+00 -3.99929253e-18]] [[ 1.00000000e+00 -9.70000080e-03] [ 9.72814821e-01 -1.34271661e-02] [ 9.46027311e-01 -1.93111175e-02] ... [ 9.53709610e-01 3.92185257e-02] [ 9.77051006e-01 2.52011977e-02] [ 1.00000000e+00 1.05000009e-02]] [[ 1.00000000e+00 -7.00000069e-04] [ 9.74085396e-01 -2.58383565e-03] [ 9.48123482e-01 -3.51119300e-03] ... [ 9.50802168e-01 2.72787770e-02] [ 9.75412980e-01 2.01917140e-02] [ 1.00000000e+00 1.29800013e-02]] ... [[ 1.00000000e+00 4.25000005e-03] [ 9.82343459e-01 -7.44795812e-04] [ 9.57832160e-01 2.09748789e-03] ... [ 9.52346202e-01 1.38691659e-02] [ 9.76159823e-01 9.05592971e-03] [ 1.00000000e+00 4.25000005e-03]] [[ 1.00000000e+00 9.40000193e-04] [ 9.76796386e-01 1.78959118e-03] [ 9.52789587e-01 3.69235436e-03] ... [ 9.52386679e-01 9.04801677e-03] [ 9.76167957e-01 4.91788955e-03] [ 1.00000000e+00 9.40000193e-04]] [[ 1.00000001e+00 0.00000000e+00] [ 9.76685172e-01 3.75162959e-03] [ 9.53182649e-01 5.77797312e-03] ... [ 9.52998468e-01 1.22858505e-02] [ 9.76506126e-01 6.21827841e-03] [ 1.00000001e+00 2.13114815e-20]]] | 3D array of the x and y airfoil coordinates of the n_af airfoils.
blade.interp_airfoils.name | input | n/a | ['circular', 'SNL-FFA-W3-500', 'FFA-W3-360', 'FFA-W3-301', 'FFA-W3-241', 'FFA-W3-211', 'NACA63-618'] | 1D array of names of airfoils.
blade.outer_shape_bem.s_default | output |  | [0. 0.03448276 0.06896552 0.10344828 0.13793103 0.17241379 0.20689655 0.24137931 0.27586207 0.31034483 0.34482759 0.37931034 0.4137931 0.44827586 0.48275862 0.51724138 0.55172414 0.5862069 0.62068966 0.65517241 0.7 0.72413793 0.75862069 0.79310345 0.82758621 0.86206897 0.89655172 0.93103448 0.96551724 1. ] | 1D array of the non-dimensional spanwise grid defined along blade axis (0-blade root, 1-blade tip)
blade.outer_shape_bem.chord_yaml | output | m | [4.5 4.51653455 4.59255455 4.72026865 4.75 4.75 4.75 4.75 4.75 4.75 4.75 4.7 4.64 4.48 4.30815493 4.07109567 3.83078655 3.59377787 3.3535724 3.10972681 2.79010443 2.61780457 2.37255549 2.12536608 1.87360817 1.6133977 1.34551447 1.07050448 0.78813172 0.5 ] | 1D array of the chord values defined along blade span.
blade.outer_shape_bem.twist_yaml | output | rad | [ 0.3491 0.32625117 0.30085553 0.27319561 0.24355395 0.2057759 0.15761451 0.11369865 0.08888556 0.08740227 0.08747036 0.08755246 0.08760935 0.08649735 0.08026523 0.07090719 0.06112253 0.05334186 0.04683973 0.04037517 0.03044013 0.02356245 0.0096627 -0.00714598 -0.02406408 -0.03833817 -0.05056212 -0.06194147 -0.07234987 -0.08166095] | 1D array of the twist values defined along blade span. The twist is defined positive for negative rotations around the z axis (the same as in BeamDyn).
blade.outer_shape_bem.r_thick_yaml | output |  | [0. 0. 0. 0. 0. 0. 0. 0. 0. 0. 0. 0. 0. 0. 0. 0. 0. 0. 0. 0. 0. 0. 0. 0. 0. 0. 0. 0. 0. 0.] | 1D array of the relative thickness values defined along blade span.
blade.outer_shape_bem.pitch_axis_yaml | output |  | [0.5 0.49816955 0.48992341 0.47666778 0.47368421 0.47368421 0.47368421 0.47368421 0.47368421 0.47368421 0.47368421 0.46808511 0.4612069 0.44196429 0.43251806 0.42095775 0.41010371 0.40195138 0.39522149 0.39116278 0.39008436 0.39134099 0.39523274 0.40007425 0.40504215 0.41113787 0.41946139 0.43201533 0.45321411 0.5 ] | 1D array of the chordwise position of the pitch axis (0-LE, 1-TE), defined along blade span.
blade.outer_shape_bem.ref_axis_yaml | output | m | [[ 0.00000000e+00 0.00000000e+00 0.00000000e+00] [ 1.45896086e-02 0.00000000e+00 3.44814717e+00] [ 5.22230768e-02 0.00000000e+00 6.89629433e+00] [ 1.08141891e-01 0.00000000e+00 1.03444415e+01] [ 1.74250500e-01 0.00000000e+00 1.37925887e+01] [ 2.41136773e-01 0.00000000e+00 1.72407358e+01] [ 3.00085581e-01 0.00000000e+00 2.06888830e+01] [ 3.42651213e-01 0.00000000e+00 2.41370302e+01] [ 3.59821072e-01 0.00000000e+00 2.75851773e+01] [ 3.47586472e-01 0.00000000e+00 3.10333245e+01] [ 3.14508104e-01 0.00000000e+00 3.44814717e+01] [ 2.66858145e-01 0.00000000e+00 3.79296188e+01] [ 2.10870490e-01 0.00000000e+00 4.13777660e+01] [ 1.40477297e-01 0.00000000e+00 4.48259132e+01] [ 3.80470534e-02 0.00000000e+00 4.82740603e+01] [-9.07529186e-02 0.00000000e+00 5.17222075e+01] [-2.35123811e-01 0.00000000e+00 5.51703547e+01] [-3.94137332e-01 0.00000000e+00 5.86185018e+01] [-5.85777112e-01 0.00000000e+00 6.20666490e+01] [-8.05291806e-01 0.00000000e+00 6.55147962e+01] [-1.11555530e+00 0.00000000e+00 6.99973875e+01] [-1.29121723e+00 0.00000000e+00 7.24110905e+01] [-1.56372970e+00 0.00000000e+00 7.58592376e+01] [-1.85903588e+00 0.00000000e+00 7.93073848e+01] [-2.17067421e+00 0.00000000e+00 8.27555320e+01] [-2.49837779e+00 0.00000000e+00 8.62036791e+01] [-2.84335536e+00 0.00000000e+00 8.96518263e+01] [-3.20952152e+00 0.00000000e+00 9.30999735e+01] [-3.59684443e+00 0.00000000e+00 9.65481206e+01] [-4.00000000e+00 0.00000000e+00 9.99962678e+01]] | 2D array of the coordinates (x,y,z) of the blade reference axis, defined along blade span. The coordinate system is the one of BeamDyn: it is placed at blade root with x pointing the suction side of the blade, y pointing the trailing edge and z along the blade span. A standard configuration will have negative x values (prebend), if swept positive y values, and positive z values.
blade.outer_shape_bem.span_end | input |  | [] | 1D array of the positions along blade span where something (a DAC device?) starts and we want a grid point. Only values between 0 and 1 are meaningful.
blade.outer_shape_bem.span_ext | input |  | [] | 1D array of the extensions along blade span where something (a DAC device?) lives and we want a grid point. Only values between 0 and 1 are meaningful.
blade.pa.s_opt_twist | input |  | [0. 0.33333333 0.66666667 1. ] | 1D array of the non-dimensional spanwise grid defined along blade axis to optimize the blade twist angle
blade.pa.twist_opt | input | rad | [ 0.3491 0.08744168 0.03805128 -0.08166095] | 1D array of the twist angle being optimized at the n_opt locations.
blade.pa.s_opt_chord | input |  | [0. 0.33333333 0.66666667 1. ] | 1D array of the non-dimensional spanwise grid defined along blade axis to optimize the blade chord
blade.pa.chord_opt | input | m | [4.5 4.75 3.02795815 0.5 ] | 1D array of the chord being optimized at the n_opt locations.
blade.ps.layer_thickness_original | input | m | [[ 1.00000000e-03 1.00000000e-03 1.00000000e-03 1.00000000e-03 1.00000000e-03 1.00000000e-03 1.00000000e-03 1.00000000e-03 1.00000000e-03 1.00000000e-03 1.00000000e-03 1.00000000e-03 1.00000000e-03 1.00000000e-03 1.00000000e-03 1.00000000e-03 1.00000000e-03 1.00000000e-03 1.00000000e-03 1.00000000e-03 1.00000000e-03 1.00000000e-03 1.00000000e-03 1.00000000e-03 1.00000000e-03 1.00000000e-03 1.00000000e-03 1.00000000e-03 1.00000000e-03 1.00000000e-03] [ 4.10000000e-02 3.30000000e-02 2.60000000e-02 2.00000000e-02 1.50000000e-02 1.10000000e-02 8.28454072e-03 6.51243402e-03 5.36207752e-03 4.70247504e-03 4.40263040e-03 4.33154742e-03 4.35822991e-03 4.35168169e-03 4.30702965e-03 4.21940069e-03 4.08392168e-03 3.89571952e-03 3.64992111e-03 3.34165333e-03 2.86491152e-03 2.57935592e-03 2.14614940e-03 1.69211977e-03 1.22767857e-03 1.00000000e-03 1.00000000e-03 1.00000000e-03 1.00000000e-03 1.00000000e-03] [ 0.00000000e+00 1.03638639e-02 1.80212345e-02 2.53616596e-02 3.20681938e-02 3.78238917e-02 4.23118077e-02 4.52149966e-02 4.62165127e-02 4.56952678e-02 4.40301733e-02 4.16001409e-02 3.87840821e-02 3.59609085e-02 3.35095318e-02 3.13580743e-02 2.94346583e-02 2.76674064e-02 2.59844408e-02 2.43138839e-02 2.20549123e-02 2.08042751e-02 1.89850461e-02 1.71360827e-02 1.52672963e-02 1.33885984e-02 1.15099005e-02 9.63120264e-03 7.75250477e-03 5.87380689e-03] [ 0.00000000e+00 1.24780597e-02 1.76115740e-02 2.27450883e-02 2.76641755e-02 3.21544085e-02 3.60013601e-02 3.89906033e-02 4.09077110e-02 4.15382560e-02 4.11017265e-02 3.98176106e-02 3.79053964e-02 3.55845720e-02 3.30746256e-02 3.05950453e-02 2.81565527e-02 2.57698696e-02 2.34457177e-02 2.11948185e-02 1.83968865e-02 1.69556653e-02 1.49623503e-02 1.30321660e-02 1.11493299e-02 9.29805909e-03 7.46257101e-03 5.62708293e-03 3.79159485e-03 1.95610677e-03] [ 0.00000000e+00 0.00000000e+00 0.00000000e+00 0.00000000e+00 0.00000000e+00 0.00000000e+00 0.00000000e+00 0.00000000e+00 0.00000000e+00 0.00000000e+00 0.00000000e+00 0.00000000e+00 0.00000000e+00 0.00000000e+00 0.00000000e+00 0.00000000e+00 0.00000000e+00 0.00000000e+00 0.00000000e+00 1.00000000e-03 5.00000000e-02 1.00000000e-03 -8.13151629e-20 0.00000000e+00 0.00000000e+00 0.00000000e+00 0.00000000e+00 0.00000000e+00 0.00000000e+00 0.00000000e+00] [ 0.00000000e+00 0.00000000e+00 0.00000000e+00 0.00000000e+00 0.00000000e+00 0.00000000e+00 0.00000000e+00 0.00000000e+00 0.00000000e+00 0.00000000e+00 0.00000000e+00 0.00000000e+00 0.00000000e+00 0.00000000e+00 0.00000000e+00 0.00000000e+00 0.00000000e+00 0.00000000e+00 0.00000000e+00 1.00000000e-03 5.00000000e-02 1.00000000e-03 -8.13151629e-20 0.00000000e+00 0.00000000e+00 0.00000000e+00 0.00000000e+00 0.00000000e+00 0.00000000e+00 0.00000000e+00] [ 0.00000000e+00 0.00000000e+00 6.65003373e-03 8.14812366e-03 9.64621359e-03 1.11443035e-02 1.26025620e-02 1.39811575e-02 1.52402586e-02 1.63400338e-02 1.72406517e-02 1.79022807e-02 1.83276090e-02 1.85193246e-02 1.84801155e-02 1.82126698e-02 1.77196757e-02 1.70038210e-02 1.61057826e-02 1.50662370e-02 1.35708454e-02 1.27253309e-02 1.15053236e-02 1.03065158e-02 9.12537420e-03 7.95836553e-03 6.80195656e-03 5.65261407e-03 4.50680481e-03 3.36099555e-03] [ 0.00000000e+00 0.00000000e+00 2.33432275e-02 2.51480648e-02 2.69529021e-02 2.87577394e-02 3.05625767e-02 3.23674140e-02 3.39953792e-02 3.52696003e-02 3.60132052e-02 3.60493218e-02 3.52010780e-02 3.32916017e-02 3.05938669e-02 2.73808473e-02 2.39255169e-02 2.05008494e-02 1.73798187e-02 1.48353987e-02 1.22323494e-02 1.10919834e-02 9.70078471e-03 8.50178952e-03 7.39889612e-03 6.29600271e-03 5.19310930e-03 4.09021589e-03 2.98732248e-03 -2.16840434e-19] [ 0.00000000e+00 0.00000000e+00 2.33432275e-02 2.51480648e-02 2.69529021e-02 2.87577394e-02 3.05625767e-02 3.23674140e-02 3.39953792e-02 3.52696003e-02 3.60132052e-02 3.60493218e-02 3.52010780e-02 3.32916017e-02 3.05938669e-02 2.73808473e-02 2.39255169e-02 2.05008494e-02 1.73798187e-02 1.48353987e-02 1.22323494e-02 1.10919834e-02 9.70078471e-03 8.50178952e-03 7.39889612e-03 6.29600271e-03 5.19310930e-03 4.09021589e-03 2.98732248e-03 -2.16840434e-19] [ 0.00000000e+00 0.00000000e+00 1.86402175e-02 2.29043857e-02 2.71685539e-02 3.12820798e-02 3.50943212e-02 3.84546359e-02 4.12123815e-02 4.32169158e-02 4.43175966e-02 4.46317757e-02 4.42768050e-02 4.33700364e-02 4.20288217e-02 4.03705128e-02 3.85124616e-02 3.64638788e-02 3.42339751e-02 3.18319613e-02 2.84675254e-02 2.65484460e-02 2.36853660e-02 2.07018877e-02 1.76220907e-02 1.44700547e-02 1.12698594e-02 8.04558436e-03 4.82130936e-03 1.59703436e-03] [ 0.00000000e+00 0.00000000e+00 1.06783227e-02 1.30277497e-02 1.53771767e-02 1.77266036e-02 2.00760306e-02 2.23436643e-02 2.44477114e-02 2.63063787e-02 2.78378729e-02 2.89604006e-02 2.95921686e-02 2.97916789e-02 2.96174332e-02 2.91279335e-02 2.83816816e-02 2.74371794e-02 2.63529289e-02 2.51106409e-02 2.32295708e-02 2.20787956e-02 2.02526601e-02 1.81953304e-02 1.58885175e-02 1.33738018e-02 1.06927639e-02 7.88698432e-03 4.99804368e-03 2.06752250e-03] [ 0.00000000e+00 0.00000000e+00 1.17141324e-02 1.47649473e-02 1.78157623e-02 2.08665773e-02 2.39173922e-02 2.69682072e-02 3.00190222e-02 3.29529872e-02 3.56532524e-02 3.80029677e-02 3.98852833e-02 4.11833493e-02 4.17803156e-02 4.17273646e-02 4.10756783e-02 3.98764390e-02 3.81808288e-02 3.60400301e-02 3.26797937e-02 3.06420809e-02 2.75162660e-02 2.41934479e-02 2.07392943e-02 1.72194730e-02 1.36996517e-02 1.01798304e-02 6.66000904e-03 3.14018771e-03] [ 0.00000000e+00 0.00000000e+00 3.59873815e-02 4.39773438e-02 5.19673061e-02 5.96302097e-02 6.66389959e-02 7.26666060e-02 7.73859813e-02 8.04700630e-02 8.15917924e-02 8.09966867e-02 7.89302631e-02 7.56380387e-02 7.13655306e-02 6.63582560e-02 6.08617321e-02 5.50357312e-02 4.90400260e-02 4.30343888e-02 3.54771595e-02 3.16324086e-02 2.65556105e-02 2.18699671e-02 1.74972473e-02 1.33592202e-02 9.37765500e-03 5.47432071e-03 1.57098642e-03 1.00000000e-03] [ 4.10000000e-02 3.30000000e-02 2.60000000e-02 2.00000000e-02 1.53156219e-02 1.26140524e-02 1.00892854e-02 7.82972209e-03 5.92376367e-03 4.45981139e-03 3.52626648e-03 3.01625067e-03 2.82288569e-03 2.83929329e-03 2.95859519e-03 3.07391313e-03 3.07836885e-03 2.99303427e-03 2.83898133e-03 2.63728196e-03 2.33877707e-03 2.17523163e-03 1.95702453e-03 1.75179189e-03 1.55693882e-03 1.36987043e-03 1.18799183e-03 1.00870812e-03 1.00000000e-03 1.00000000e-03] [ 0.00000000e+00 0.00000000e+00 0.00000000e+00 2.16422907e-03 2.21016153e-03 2.25609398e-03 2.30202643e-03 2.34795888e-03 2.38578561e-03 2.40740088e-03 2.40469897e-03 2.36957416e-03 2.29392070e-03 2.16963289e-03 2.01292217e-03 1.84000000e-03 1.66707783e-03 1.51036711e-03 1.38607930e-03 1.31042584e-03 1.27397979e-03 1.27259912e-03 1.29421439e-03 1.33204112e-03 1.37797357e-03 1.42390602e-03 1.46983847e-03 1.51577093e-03 1.56170338e-03 1.08420217e-19] [ 0.00000000e+00 0.00000000e+00 0.00000000e+00 3.74890612e-02 3.61172335e-02 3.47454058e-02 3.33630956e-02 3.19598202e-02 3.05250972e-02 2.90484440e-02 2.75193780e-02 2.59274168e-02 2.43374498e-02 2.28143666e-02 2.14230569e-02 2.02284101e-02 1.92953159e-02 1.86886639e-02 1.83467902e-02 1.82080313e-02 2.00000000e-02 2.00000000e-02 2.00000000e-02 2.00000000e-02 2.00000000e-02 2.00000000e-02 2.00000000e-02 2.00000000e-02 2.00000000e-02 5.20417043e-18] [ 0.00000000e+00 0.00000000e+00 0.00000000e+00 2.07236417e-03 2.11829662e-03 2.16422907e-03 2.21016153e-03 2.25609398e-03 2.30202643e-03 2.34795888e-03 2.38578561e-03 2.40740088e-03 2.40469897e-03 2.36957416e-03 2.29392070e-03 2.16963289e-03 2.01292217e-03 1.84000000e-03 1.66707783e-03 1.51036711e-03 1.35893442e-03 1.31042584e-03 1.27530103e-03 1.27259912e-03 1.29421439e-03 1.33204112e-03 1.37797357e-03 1.42390602e-03 1.46983847e-03 1.08420217e-19] [ 0.00000000e+00 0.00000000e+00 0.00000000e+00 2.51759997e-03 2.44512991e-03 2.37265986e-03 2.30018980e-03 2.22771975e-03 2.15449048e-03 2.07974278e-03 2.00271744e-03 1.92265525e-03 1.83879698e-03 1.75038343e-03 1.66146746e-03 1.57610193e-03 1.49833970e-03 1.43223365e-03 1.38183663e-03 1.35120150e-03 1.33654766e-03 1.33604234e-03 1.34493101e-03 1.36040697e-03 1.37917659e-03 1.39794620e-03 1.41671582e-03 1.43548543e-03 1.45425505e-03 2.16840434e-19] [ 0.00000000e+00 0.00000000e+00 0.00000000e+00 3.77066146e-02 3.63461220e-02 3.49856293e-02 3.36139152e-02 3.22197581e-02 3.07919366e-02 2.93192293e-02 2.77904146e-02 2.61942712e-02 2.45955568e-02 2.30590296e-02 2.16494473e-02 2.04315680e-02 2.00000000e-02 2.00000000e-02 2.00000000e-02 2.00000000e-02 2.00000000e-02 2.00000000e-02 2.00000000e-02 2.00000000e-02 2.00000000e-02 2.00000000e-02 2.00000000e-02 2.00000000e-02 2.00000000e-02 5.20417043e-18] [ 0.00000000e+00 0.00000000e+00 0.00000000e+00 2.66254008e-03 2.59007002e-03 2.51759997e-03 2.44512991e-03 2.37265986e-03 2.30018980e-03 2.22771975e-03 2.15449048e-03 2.07974278e-03 2.00271744e-03 1.92265525e-03 1.83879698e-03 1.75038343e-03 1.66146746e-03 1.57610193e-03 1.49833970e-03 1.43223365e-03 1.37083839e-03 1.35120150e-03 1.33703462e-03 1.33604234e-03 1.34493101e-03 1.36040697e-03 1.37917659e-03 1.39794620e-03 1.41671582e-03 3.25260652e-19]] | 2D array of the thickness of the layers of the blade structure. The first dimension represents each layer, the second dimension represents each entry along blade span.
blade.ps.s_opt_layer_0 | input |  | [0. 0.03448276 0.06896552 0.10344828 0.13793103 0.17241379 0.20689655 0.24137931 0.27586207 0.31034483 0.34482759 0.37931034 0.4137931 0.44827586 0.48275862 0.51724138 0.55172414 0.5862069 0.62068966 0.65517241 0.68965517 0.72413793 0.75862069 0.79310345 0.82758621 0.86206897 0.89655172 0.93103448 0.96551724 1. ]
blade.ps.layer_0_opt | input | m | [0.001 0.001 0.001 0.001 0.001 0.001 0.001 0.001 0.001 0.001 0.001 0.001 0.001 0.001 0.001 0.001 0.001 0.001 0.001 0.001 0.001 0.001 0.001 0.001 0.001 0.001 0.001 0.001 0.001 0.001]
blade.ps.s_opt_layer_1 | input |  | [0. 0.03448276 0.06896552 0.10344828 0.13793103 0.17241379 0.20689655 0.24137931 0.27586207 0.31034483 0.34482759 0.37931034 0.4137931 0.44827586 0.48275862 0.51724138 0.55172414 0.5862069 0.62068966 0.65517241 0.68965517 0.72413793 0.75862069 0.79310345 0.82758621 0.86206897 0.89655172 0.93103448 0.96551724 1. ]
blade.ps.layer_1_opt | input | m | [0.041 0.033 0.026 0.02 0.015 0.011 0.00828454 0.00651243 0.00536208 0.00470248 0.00440263 0.00433155 0.00435823 0.00435168 0.00430703 0.0042194 0.00408392 0.00389572 0.00364992 0.00334165 0.00298133 0.00257936 0.00214615 0.00169212 0.00122768 0.001 0.001 0.001 0.001 0.001 ]
blade.ps.s_opt_layer_2 | input |  | [0. 0.33333333 0.66666667 1. ]
blade.ps.layer_2_opt | input | m | [0. 0.04469581 0.0237435 0.00587381]
blade.ps.s_opt_layer_3 | input |  | [0. 0.33333333 0.66666667 1. ]
blade.ps.layer_3_opt | input | m | [0. 0.04131143 0.02046282 0.00195611]
blade.ps.s_opt_layer_4 | input |  | [0. 0.03448276 0.06896552 0.10344828 0.13793103 0.17241379 0.20689655 0.24137931 0.27586207 0.31034483 0.34482759 0.37931034 0.4137931 0.44827586 0.48275862 0.51724138 0.55172414 0.5862069 0.62068966 0.65517241 0.68965517 0.72413793 0.75862069 0.79310345 0.82758621 0.86206897 0.89655172 0.93103448 0.96551724 1. ]
blade.ps.layer_4_opt | input | m | [ 0.00000000e+00 0.00000000e+00 0.00000000e+00 0.00000000e+00 0.00000000e+00 0.00000000e+00 0.00000000e+00 0.00000000e+00 0.00000000e+00 0.00000000e+00 0.00000000e+00 0.00000000e+00 0.00000000e+00 0.00000000e+00 0.00000000e+00 0.00000000e+00 0.00000000e+00 0.00000000e+00 0.00000000e+00 1.00000000e-03 4.34756148e-02 1.00000000e-03 -8.13151629e-20 0.00000000e+00 0.00000000e+00 0.00000000e+00 0.00000000e+00 0.00000000e+00 0.00000000e+00 0.00000000e+00]
blade.ps.s_opt_layer_5 | input |  | [0. 0.03448276 0.06896552 0.10344828 0.13793103 0.17241379 0.20689655 0.24137931 0.27586207 0.31034483 0.34482759 0.37931034 0.4137931 0.44827586 0.48275862 0.51724138 0.55172414 0.5862069 0.62068966 0.65517241 0.68965517 0.72413793 0.75862069 0.79310345 0.82758621 0.86206897 0.89655172 0.93103448 0.96551724 1. ]
blade.ps.layer_5_opt | input | m | [ 0.00000000e+00 0.00000000e+00 0.00000000e+00 0.00000000e+00 0.00000000e+00 0.00000000e+00 0.00000000e+00 0.00000000e+00 0.00000000e+00 0.00000000e+00 0.00000000e+00 0.00000000e+00 0.00000000e+00 0.00000000e+00 0.00000000e+00 0.00000000e+00 0.00000000e+00 0.00000000e+00 0.00000000e+00 1.00000000e-03 4.34756148e-02 1.00000000e-03 -8.13151629e-20 0.00000000e+00 0.00000000e+00 0.00000000e+00 0.00000000e+00 0.00000000e+00 0.00000000e+00 0.00000000e+00]
blade.ps.s_opt_layer_6 | input |  | [0. 0.03448276 0.06896552 0.10344828 0.13793103 0.17241379 0.20689655 0.24137931 0.27586207 0.31034483 0.34482759 0.37931034 0.4137931 0.44827586 0.48275862 0.51724138 0.55172414 0.5862069 0.62068966 0.65517241 0.68965517 0.72413793 0.75862069 0.79310345 0.82758621 0.86206897 0.89655172 0.93103448 0.96551724 1. ]
blade.ps.layer_6_opt | input | m | [0. 0. 0.00665003 0.00814812 0.00964621 0.0111443 0.01260256 0.01398116 0.01524026 0.01634003 0.01724065 0.01790228 0.01832761 0.01851932 0.01848012 0.01821267 0.01771968 0.01700382 0.01610578 0.01506624 0.01392586 0.01272533 0.01150532 0.01030652 0.00912537 0.00795837 0.00680196 0.00565261 0.0045068 0.003361 ]
blade.ps.s_opt_layer_7 | input |  | [0. 0.03448276 0.06896552 0.10344828 0.13793103 0.17241379 0.20689655 0.24137931 0.27586207 0.31034483 0.34482759 0.37931034 0.4137931 0.44827586 0.48275862 0.51724138 0.55172414 0.5862069 0.62068966 0.65517241 0.68965517 0.72413793 0.75862069 0.79310345 0.82758621 0.86206897 0.89655172 0.93103448 0.96551724 1. ]
blade.ps.layer_7_opt | input | m | [ 0.00000000e+00 0.00000000e+00 2.33432275e-02 2.51480648e-02 2.69529021e-02 2.87577394e-02 3.05625767e-02 3.23674140e-02 3.39953792e-02 3.52696003e-02 3.60132052e-02 3.60493218e-02 3.52010780e-02 3.32916017e-02 3.05938669e-02 2.73808473e-02 2.39255169e-02 2.05008494e-02 1.73798187e-02 1.48353987e-02 1.27714875e-02 1.10919834e-02 9.70078471e-03 8.50178952e-03 7.39889612e-03 6.29600271e-03 5.19310930e-03 4.09021589e-03 2.98732248e-03 -2.16840434e-19]
blade.ps.s_opt_layer_8 | input |  | [0. 0.03448276 0.06896552 0.10344828 0.13793103 0.17241379 0.20689655 0.24137931 0.27586207 0.31034483 0.34482759 0.37931034 0.4137931 0.44827586 0.48275862 0.51724138 0.55172414 0.5862069 0.62068966 0.65517241 0.68965517 0.72413793 0.75862069 0.79310345 0.82758621 0.86206897 0.89655172 0.93103448 0.96551724 1. ]
blade.ps.layer_8_opt | input | m | [ 0.00000000e+00 0.00000000e+00 2.33432275e-02 2.51480648e-02 2.69529021e-02 2.87577394e-02 3.05625767e-02 3.23674140e-02 3.39953792e-02 3.52696003e-02 3.60132052e-02 3.60493218e-02 3.52010780e-02 3.32916017e-02 3.05938669e-02 2.73808473e-02 2.39255169e-02 2.05008494e-02 1.73798187e-02 1.48353987e-02 1.27714875e-02 1.10919834e-02 9.70078471e-03 8.50178952e-03 7.39889612e-03 6.29600271e-03 5.19310930e-03 4.09021589e-03 2.98732248e-03 -2.16840434e-19]
blade.ps.s_opt_layer_9 | input |  | [0. 0.03448276 0.06896552 0.10344828 0.13793103 0.17241379 0.20689655 0.24137931 0.27586207 0.31034483 0.34482759 0.37931034 0.4137931 0.44827586 0.48275862 0.51724138 0.55172414 0.5862069 0.62068966 0.65517241 0.68965517 0.72413793 0.75862069 0.79310345 0.82758621 0.86206897 0.89655172 0.93103448 0.96551724 1. ]
blade.ps.layer_9_opt | input | m | [0. 0. 0.01864022 0.02290439 0.02716855 0.03128208 0.03509432 0.03845464 0.04121238 0.04321692 0.0443176 0.04463178 0.04427681 0.04337004 0.04202882 0.04037051 0.03851246 0.03646388 0.03423398 0.03183196 0.02926705 0.02654845 0.02368537 0.02070189 0.01762209 0.01447005 0.01126986 0.00804558 0.00482131 0.00159703]
blade.ps.s_opt_layer_10 | input |  | [0. 0.03448276 0.06896552 0.10344828 0.13793103 0.17241379 0.20689655 0.24137931 0.27586207 0.31034483 0.34482759 0.37931034 0.4137931 0.44827586 0.48275862 0.51724138 0.55172414 0.5862069 0.62068966 0.65517241 0.68965517 0.72413793 0.75862069 0.79310345 0.82758621 0.86206897 0.89655172 0.93103448 0.96551724 1. ]
blade.ps.layer_10_opt | input | m | [0. 0. 0.01067832 0.01302775 0.01537718 0.0177266 0.02007603 0.02234366 0.02444771 0.02630638 0.02783787 0.0289604 0.02959217 0.02979168 0.02961743 0.02912793 0.02838168 0.02743718 0.02635293 0.02511064 0.02369203 0.0220788 0.02025266 0.01819533 0.01588852 0.0133738 0.01069276 0.00788698 0.00499804 0.00206752]
blade.ps.s_opt_layer_11 | input |  | [0. 0.03448276 0.06896552 0.10344828 0.13793103 0.17241379 0.20689655 0.24137931 0.27586207 0.31034483 0.34482759 0.37931034 0.4137931 0.44827586 0.48275862 0.51724138 0.55172414 0.5862069 0.62068966 0.65517241 0.68965517 0.72413793 0.75862069 0.79310345 0.82758621 0.86206897 0.89655172 0.93103448 0.96551724 1. ]
blade.ps.layer_11_opt | input | m | [0. 0. 0.01171413 0.01476495 0.01781576 0.02086658 0.02391739 0.02696821 0.03001902 0.03295299 0.03565325 0.03800297 0.03988528 0.04118335 0.04178032 0.04172736 0.04107568 0.03987644 0.03818083 0.03604003 0.03350522 0.03064208 0.02751627 0.02419345 0.02073929 0.01721947 0.01369965 0.01017983 0.00666001 0.00314019]
blade.ps.s_opt_layer_12 | input |  | [0. 0.03448276 0.06896552 0.10344828 0.13793103 0.17241379 0.20689655 0.24137931 0.27586207 0.31034483 0.34482759 0.37931034 0.4137931 0.44827586 0.48275862 0.51724138 0.55172414 0.5862069 0.62068966 0.65517241 0.68965517 0.72413793 0.75862069 0.79310345 0.82758621 0.86206897 0.89655172 0.93103448 0.96551724 1. ]
blade.ps.layer_12_opt | input | m | [0. 0. 0.03598738 0.04397734 0.05196731 0.05963021 0.066639 0.07266661 0.07738598 0.08047006 0.08159179 0.08099669 0.07893026 0.07563804 0.07136553 0.06635826 0.06086173 0.05503573 0.04904003 0.04303439 0.03717859 0.03163241 0.02655561 0.02186997 0.01749725 0.01335922 0.00937765 0.00547432 0.00157099 0.001 ]
blade.ps.s_opt_layer_13 | input |  | [0. 0.03448276 0.06896552 0.10344828 0.13793103 0.17241379 0.20689655 0.24137931 0.27586207 0.31034483 0.34482759 0.37931034 0.4137931 0.44827586 0.48275862 0.51724138 0.55172414 0.5862069 0.62068966 0.65517241 0.68965517 0.72413793 0.75862069 0.79310345 0.82758621 0.86206897 0.89655172 0.93103448 0.96551724 1. ]
blade.ps.layer_13_opt | input | m | [0.041 0.033 0.026 0.02 0.01531562 0.01261405 0.01008929 0.00782972 0.00592376 0.00445981 0.00352627 0.00301625 0.00282289 0.00283929 0.0029586 0.00307391 0.00307837 0.00299303 0.00283898 0.00263728 0.00240901 0.00217523 0.00195702 0.00175179 0.00155694 0.00136987 0.00118799 0.00100871 0.001 0.001 ]
blade.ps.s_opt_layer_14 | input |  | [0. 0.03448276 0.06896552 0.10344828 0.13793103 0.17241379 0.20689655 0.24137931 0.27586207 0.31034483 0.34482759 0.37931034 0.4137931 0.44827586 0.48275862 0.51724138 0.55172414 0.5862069 0.62068966 0.65517241 0.68965517 0.72413793 0.75862069 0.79310345 0.82758621 0.86206897 0.89655172 0.93103448 0.96551724 1. ]
blade.ps.layer_14_opt | input | m | [0.00000000e+00 0.00000000e+00 0.00000000e+00 2.16422907e-03 2.21016153e-03 2.25609398e-03 2.30202643e-03 2.34795888e-03 2.38578561e-03 2.40740088e-03 2.40469897e-03 2.36957416e-03 2.29392070e-03 2.16963289e-03 2.01292217e-03 1.84000000e-03 1.66707783e-03 1.51036711e-03 1.38607930e-03 1.31042584e-03 1.27530103e-03 1.27259912e-03 1.29421439e-03 1.33204112e-03 1.37797357e-03 1.42390602e-03 1.46983847e-03 1.51577093e-03 1.56170338e-03 1.08420217e-19]
blade.ps.s_opt_layer_15 | input |  | [0. 0.03448276 0.06896552 0.10344828 0.13793103 0.17241379 0.20689655 0.24137931 0.27586207 0.31034483 0.34482759 0.37931034 0.4137931 0.44827586 0.48275862 0.51724138 0.55172414 0.5862069 0.62068966 0.65517241 0.68965517 0.72413793 0.75862069 0.79310345 0.82758621 0.86206897 0.89655172 0.93103448 0.96551724 1. ]
blade.ps.layer_15_opt | input | m | [0.00000000e+00 0.00000000e+00 0.00000000e+00 3.74890612e-02 3.61172335e-02 3.47454058e-02 3.33630956e-02 3.19598202e-02 3.05250972e-02 2.90484440e-02 2.75193780e-02 2.59274168e-02 2.43374498e-02 2.28143666e-02 2.14230569e-02 2.02284101e-02 1.92953159e-02 1.86886639e-02 1.83467902e-02 1.82080313e-02 2.00000000e-02 2.00000000e-02 2.00000000e-02 2.00000000e-02 2.00000000e-02 2.00000000e-02 2.00000000e-02 2.00000000e-02 2.00000000e-02 5.20417043e-18]
blade.ps.s_opt_layer_16 | input |  | [0. 0.03448276 0.06896552 0.10344828 0.13793103 0.17241379 0.20689655 0.24137931 0.27586207 0.31034483 0.34482759 0.37931034 0.4137931 0.44827586 0.48275862 0.51724138 0.55172414 0.5862069 0.62068966 0.65517241 0.68965517 0.72413793 0.75862069 0.79310345 0.82758621 0.86206897 0.89655172 0.93103448 0.96551724 1. ]
blade.ps.layer_16_opt | input | m | [0.00000000e+00 0.00000000e+00 0.00000000e+00 2.07236417e-03 2.11829662e-03 2.16422907e-03 2.21016153e-03 2.25609398e-03 2.30202643e-03 2.34795888e-03 2.38578561e-03 2.40740088e-03 2.40469897e-03 2.36957416e-03 2.29392070e-03 2.16963289e-03 2.01292217e-03 1.84000000e-03 1.66707783e-03 1.51036711e-03 1.38607930e-03 1.31042584e-03 1.27530103e-03 1.27259912e-03 1.29421439e-03 1.33204112e-03 1.37797357e-03 1.42390602e-03 1.46983847e-03 1.08420217e-19]
blade.ps.s_opt_layer_17 | input |  | [0. 0.03448276 0.06896552 0.10344828 0.13793103 0.17241379 0.20689655 0.24137931 0.27586207 0.31034483 0.34482759 0.37931034 0.4137931 0.44827586 0.48275862 0.51724138 0.55172414 0.5862069 0.62068966 0.65517241 0.68965517 0.72413793 0.75862069 0.79310345 0.82758621 0.86206897 0.89655172 0.93103448 0.96551724 1. ]
blade.ps.layer_17_opt | input | m | [0.00000000e+00 0.00000000e+00 0.00000000e+00 2.51759997e-03 2.44512991e-03 2.37265986e-03 2.30018980e-03 2.22771975e-03 2.15449048e-03 2.07974278e-03 2.00271744e-03 1.92265525e-03 1.83879698e-03 1.75038343e-03 1.66146746e-03 1.57610193e-03 1.49833970e-03 1.43223365e-03 1.38183663e-03 1.35120150e-03 1.33703462e-03 1.33604234e-03 1.34493101e-03 1.36040697e-03 1.37917659e-03 1.39794620e-03 1.41671582e-03 1.43548543e-03 1.45425505e-03 2.16840434e-19]
blade.ps.s_opt_layer_18 | input |  | [0. 0.03448276 0.06896552 0.10344828 0.13793103 0.17241379 0.20689655 0.24137931 0.27586207 0.31034483 0.34482759 0.37931034 0.4137931 0.44827586 0.48275862 0.51724138 0.55172414 0.5862069 0.62068966 0.65517241 0.68965517 0.72413793 0.75862069 0.79310345 0.82758621 0.86206897 0.89655172 0.93103448 0.96551724 1. ]
blade.ps.layer_18_opt | input | m | [0.00000000e+00 0.00000000e+00 0.00000000e+00 3.77066146e-02 3.63461220e-02 3.49856293e-02 3.36139152e-02 3.22197581e-02 3.07919366e-02 2.93192293e-02 2.77904146e-02 2.61942712e-02 2.45955568e-02 2.30590296e-02 2.16494473e-02 2.04315680e-02 2.00000000e-02 2.00000000e-02 2.00000000e-02 2.00000000e-02 2.00000000e-02 2.00000000e-02 2.00000000e-02 2.00000000e-02 2.00000000e-02 2.00000000e-02 2.00000000e-02 2.00000000e-02 2.00000000e-02 5.20417043e-18]
blade.ps.s_opt_layer_19 | input |  | [0. 0.03448276 0.06896552 0.10344828 0.13793103 0.17241379 0.20689655 0.24137931 0.27586207 0.31034483 0.34482759 0.37931034 0.4137931 0.44827586 0.48275862 0.51724138 0.55172414 0.5862069 0.62068966 0.65517241 0.68965517 0.72413793 0.75862069 0.79310345 0.82758621 0.86206897 0.89655172 0.93103448 0.96551724 1. ]
blade.ps.layer_19_opt | input | m | [0.00000000e+00 0.00000000e+00 0.00000000e+00 2.66254008e-03 2.59007002e-03 2.51759997e-03 2.44512991e-03 2.37265986e-03 2.30018980e-03 2.22771975e-03 2.15449048e-03 2.07974278e-03 2.00271744e-03 1.92265525e-03 1.83879698e-03 1.75038343e-03 1.66146746e-03 1.57610193e-03 1.49833970e-03 1.43223365e-03 1.38183663e-03 1.35120150e-03 1.33703462e-03 1.33604234e-03 1.34493101e-03 1.36040697e-03 1.37917659e-03 1.39794620e-03 1.41671582e-03 3.25260652e-19]
high_level_tower_props.tower_ref_axis_user | input | m | [[ 0. 0. 0. ] [ 0. 0. 13.7] [ 0. 0. 27.4] [ 0. 0. 41.1] [ 0. 0. 54.8] [ 0. 0. 68.5] [ 0. 0. 82.2] [ 0. 0. 95.9] [ 0. 0. 109.6] [ 0. 0. 123.3] [ 0. 0. 137. ]] | 2D array of the coordinates (x,y,z) of the tower reference axis. The coordinate system is the global coordinate system of OpenFAST: it is placed at tower base with x pointing downwind, y pointing on the side and z pointing vertically upwards. A standard tower configuration will have zero x and y values and positive z values.
high_level_tower_props.distance_tt_hub | input | m | [3.] | Vertical distance from tower top to hub center.
high_level_tower_props.hub_height_user | input | m | [140.] | Height of the hub specified by the user.
hub.diameter | output | m | [6.]
materials.rho_fiber | output | kg/m**3 | [ 0. 0. 2535.5 1800. 2535.5 2535.5 0. 0. 0. 0. ] | 1D array of the density of the fibers of the materials.
materials.rho | output | kg/m**3 | [1235. 1100. 1940. 1600. 1940. 1940. 130. 1150. 7800. 7800.] | 1D array of the density of the materials. For composites, this is the density of the laminate.
materials.rho_area_dry | output | kg/m**2 | [0. 0. 7.22716222 6.23076923 1.44543244 1.44543244 0. 0. 0. 0. ] | 1D array of the dry aerial density of the composite fabrics. Non-composite materials are kept at 0.
materials.ply_t_from_yaml | output | m | [0.0005 0.001 0.005 0.005 0.001 0.001 0. 0. 0. 0. ] | 1D array of the ply thicknesses of the materials. Non-composite materials are kept at 0.
materials.fvf_from_yaml | output |  | [0. 0. 0.57 0.69230769 0.57 0.57 0. 0. 0. 0. ] | 1D array of the non-dimensional fiber volume fraction of the composite materials. Non-composite materials are kept at 0.
materials.fwf_from_yaml | output |  | [0. 0. 0.74506827 0.77884615 0.74506827 0.74506827 0. 0. 0. 0. ] | 1D array of the non-dimensional fiber weight- fraction of the composite materials. Non-composite materials are kept at 0.
materials.name | output | n/a | ['Gelcoat', 'Adhesive', 'glass_uni', 'carbon_uni_industry_baseline', 'glass_biax', 'glass_triax', 'medium_density_foam', 'resin', 'steel', 'joint_insert'] | 1D array of names of materials.
materials.component_id | output | n/a | [ 0. -1. 5. 4. 3. 2. 1. -1. -1. -1.] | 1D array of flags to set whether a material is used in a blade: 0 - coating, 1 - sandwich filler , 2 - shell skin, 3 - shear webs, 4 - spar caps, 5 - TE/LE reinf.
drivese.bear1.D_bearing | input | m | [0.]
drivese.bear1.D_shaft | input | m | [0.577]
drivese.bear1.bearing_type | input | n/a | CARB
drivese.bear2.D_bearing | input | m | [0.]
drivese.bear2.D_shaft | input | m | [0.577]
drivese.bear2.bearing_type | input | n/a | SRB
drivese.tilt | input | deg | [4.]
drivese.D_top | input | m | [5.53032592]
drivese.bedplate_flange_width | input | m | [1.]
drivese.bedplate_flange_thickness | input | m | [0.05]
drivese.bedplate_web_thickness | input | m | [0.05]
drivese.stator_deflection_allowable | input | m | [0.0001]
drivese.stator_angle_allowable | input | rad | [0.001]
drivese.upwind | input | n/a | TRUE
drivese.brake_mass_user | input | kg | [0.]
drivese.s_rotor | input | m | [0.]
drivese.gear_ratio | input |  | [96.76]
drivese.damping_ratio | input |  | [0.005]
drivese.machine_rating | input | kW | [5000.]
drivese.converter_mass_user | input | kg | [0.]
drivese.transformer_mass_user | input | kg | [0.]
drivese.gearbox_mass_user | input | kg | [0.]
drivese.gearbox_torque_density | input | N*m/kg | [200.]
drivese.gearbox_radius_user | input | m | [0.]
drivese.gearbox_length_user | input | m | [0.]
drivese.gear_configuration | input | n/a | eep
drivese.planet_numbers | input | n/a | [3, 3, 1]
drivese.L_generator | input | m | [2.]
drivese.generator_mass_user | input | kg | [0.]
drivese.generator_radius_user | input | m | [0.]
drivese.generator_efficiency_user | input |  | [[0. 0.95 ] [0.05263158 0.95 ] [0.10526316 0.95 ] [0.15789474 0.95 ] [0.21052632 0.95 ] [0.26315789 0.95 ] [0.31578947 0.95 ] [0.36842105 0.95 ] [0.42105263 0.95 ] [0.47368421 0.95 ] [0.52631579 0.95 ] [0.57894737 0.95 ] [0.63157895 0.95 ] [0.68421053 0.95 ] [0.73684211 0.95 ] [0.78947368 0.95 ] [0.84210526 0.95 ] [0.89473684 0.95 ] [0.94736842 0.95 ] [1. 0.95 ]]
drivese.hss_diameter | input | m | [0.288 0.288]
drivese.hss_wall_thickness | input | m | [0.144 0.144]
drivese.flange_t2shell_t | input |  | [4.]
drivese.flange_OD2hub_D | input |  | [0.5]
drivese.flange_ID2flange_OD | input |  | [0.8]
drivese.hub_stress_concentration | input |  | [2.5]
drivese.hub_diameter | input | m | [6.]
drivese.hub_in2out_circ | input |  | [1.2]
drivese.hub_shell.n_blades | input | n/a | 3
drivese.stop_time | input | s | [5.]
drivese.pitch_system_scaling_factor | input |  | [0.54]
drivese.n_blades | input | n/a | 3
drivese.clearance_hub_spinner | input | m | [0.75]
drivese.spin_hole_incr | input |  | [1.2]
drivese.n_front_brackets | input | n/a | 3
drivese.n_rear_brackets | input | n/a | 3
drivese.L_12 | input | m | [0.368]
drivese.L_h1 | input | m | [1.912]
drivese.overhang | input | m | [7.]
drivese.drive_height | input | m | [3.]
drivese.lss_diameter | input | m | [0.577 0.577]
drivese.lss_wall_thickness | input | m | [0.288 0.288]
drivese.L_hss | input | m | [1.5]
drivese.shaft_deflection_allowable | input | m | [0.0001]
drivese.shaft_angle_allowable | input | rad | [0.001]
drivese.E_mat | input | Pa | [[3.44000e+09 3.44000e+09 3.44000e+09] [4.56000e+06 4.56000e+06 4.56000e+06] [4.37000e+10 1.65000e+10 1.54500e+10] [1.57599e+11 9.10000e+09 9.10000e+09] [1.10231e+10 1.10231e+10 1.60477e+10] [2.82114e+10 1.62388e+10 1.58355e+10] [1.42500e+08 1.42500e+08 1.42500e+08] [1.00000e+06 1.00000e+06 1.00000e+06] [2.00000e+11 2.00000e+11 2.00000e+11] [2.10000e+11 2.10000e+11 2.10000e+11]]
drivese.G_mat | input | Pa | [[1.32300e+09 1.32300e+09 1.32300e+09] [1.45000e+06 1.45000e+06 1.45000e+06] [3.26500e+09 3.49500e+09 3.48000e+09] [4.13100e+09 4.13100e+09 2.68900e+09] [1.32314e+10 3.48748e+09 3.48748e+09] [8.24822e+09 3.49124e+09 3.49124e+09] [5.40000e+10 5.40000e+10 5.40000e+10] [3.12500e+05 3.12500e+05 3.12500e+05] [7.93000e+10 7.93000e+10 7.93000e+10] [8.39000e+10 8.39000e+10 8.39000e+10]]
drivese.Xt_mat | input | Pa | [[0.0000e+00 0.0000e+00 0.0000e+00] [6.1510e+07 6.1510e+07 6.1510e+07] [6.4023e+08 3.8100e+07 0.0000e+00] [1.2852e+09 3.8100e+07 0.0000e+00] [4.6210e+07 4.6210e+07 4.6210e+07] [4.3563e+08 7.6440e+07 0.0000e+00] [2.0830e+06 2.0830e+06 2.0830e+06] [0.0000e+00 0.0000e+00 0.0000e+00] [4.5000e+08 4.5000e+08 4.5000e+08] [1.7900e+09 1.7900e+09 1.7900e+09]]
drivese.Xy_mat | input | Pa | [0.00e+00 0.00e+00 0.00e+00 0.00e+00 0.00e+00 0.00e+00 0.00e+00 0.00e+00 3.45e+08 1.65e+09]
drivese.wohler_exp_mat | input |  | [ 1. 1. 10. 16.1 10. 10. 1. 1. 3. 1. ]
drivese.wohler_A_mat | input |  | [0.00000000e+00 6.53600000e+07 6.40230000e+08 1.28520000e+09 7.06900000e+07 4.35630000e+08 2.08300000e+06 0.00000000e+00 3.55346484e+10 1.79000000e+09]
drivese.rho_mat | input | kg/m**3 | [1235. 1100. 1940. 1600. 1940. 1940. 130. 1150. 7800. 7800.]
drivese.unit_cost_mat | input | USD/kg | [ 7.23 7.23 1.87 20.08 3. 2.86 13. 3.63 0.7 2. ]
drivese.material_names | input | n/a | ['Gelcoat', 'Adhesive', 'glass_uni', 'carbon_uni_industry_baseline', 'glass_biax', 'glass_triax', 'medium_density_foam', 'resin', 'steel', 'joint_insert']
drivese.lss_material | input | n/a | steel
drivese.hss_material | input | n/a | steel
drivese.hub_material | input | n/a | steel
drivese.spinner_material | input | n/a | glass_biax
drivese.bedplate_material | input | n/a | steel
drivese.hvac_mass_coeff | input | kg/kW/m | [0.08]
drivese.nose_mass | input | kg | [0.]
drivese.nose_cm | input | m | [0.]
drivese.nose_I | input | kg*m**2 | [0. 0. 0.]
drivese.x_bedplate | input | m | [0. 0. 0. 0. 0. 0. 0. 0. 0. 0. 0. 0.]
drivese.uptower | input | n/a | TRUE
drivese.minimum_rpm | input | rpm | [0.]
rotorse.rc_in.layer_web | input |  | [0. 0. 0. 0. 0. 0. 0. 0. 0. 0. 0. 0. 0. 0. 1. 1. 1. 2. 2. 2.] | 1D array of the web id the layer is associated to. If the layer is on the outer profile, this entry can simply stay equal to 0.
rotorse.rc_in.rho | input | kg/m**3 | [1235. 1100. 1940. 1600. 1940. 1940. 130. 1150. 7800. 7800.] | 1D array of the density of the materials. For composites, this is the density of the laminate.
rotorse.rc_in.unit_cost | input | USD/kg | [ 7.23 7.23 1.87 20.08 3. 2.86 13. 3.63 0.7 2. ] | 1D array of the unit costs of the materials.
rotorse.rc_in.waste | input |  | [0.25 0.25 0.05 0.05 0.15 0.15 0.2 0. 0. 0. ] | 1D array of the non-dimensional waste fraction of the materials.
rotorse.rc_in.rho_fiber | input | kg/m**3 | [ 0. 0. 2535.5 1800. 2535.5 2535.5 0. 0. 0. 0. ] | 1D array of the density of the fibers of the materials.
rotorse.rc_in.roll_mass | input | kg | [ 0. 0. 0. 0. 181.4368 181.4368 0. 0. 0. 0. ] | 1D array of the roll mass of the composite fabrics. Non-composite materials are kept at 0.
rotorse.rc_in.flange_adhesive_squeezed | input |  | [0.2] | Extra width of the adhesive once squeezed
rotorse.rc_in.flange_thick | input | m | [0.008] | Average thickness of adhesive
rotorse.rc_in.flange_width | input | m | [0.05] | Average width of adhesive lines
rotorse.rc_in.t_bolt_unit_cost | input | USD | [25.] | Cost of one t-bolt
rotorse.rc_in.t_bolt_unit_mass | input | kg | [2.5] | Mass of one t-bolt
rotorse.rc_in.t_bolt_spacing | input | m | [0.15] | Spacing of t-bolts along blade root circumference
rotorse.rc_in.barrel_nut_unit_cost | input | USD | [12.] | Cost of one barrel nut
rotorse.rc_in.barrel_nut_unit_mass | input | kg | [1.9] | Mass of one barrel nut
rotorse.rc_in.LPS_unit_mass | input | kg/m | [1.] | Unit mass of the lightining protection system. Linear scaling based on the weight of 150 lbs for the 61.5 m NREL 5MW blade
rotorse.rc_in.LPS_unit_cost | input | USD/m | [40.] | Unit cost of the lightining protection system. Linear scaling based on the cost of 2500$ for the 61.5 m NREL 5MW blade
rotorse.rc_in.root_preform_length | input |  | [0.01] | Percentage of blade length starting from blade root that is preformed and later inserted into the mold
rotorse.rc_in.definition_layer | input | n/a | [ 9. 9. 2. 2. 2. 2. 5. 7. 8. 6. 6. 6. 6. 9. 10. 10. 10. 10. 10. 10.] | 1D array of flags identifying how layers are specified in the yaml. 1) all around (skin, paint, ) 2) offset+rotation twist+width (spar caps) 3) offset+user defined rotation+width 4) midpoint TE+width (TE reinf) 5) midpoint LE+width (LE reinf) 6) layer position fixed to other layer (core fillers) 7) start and width 8) end and width 9) start and end nd 10) web layer
rotorse.rc_in.mat_name | input | n/a | ['Gelcoat', 'Adhesive', 'glass_uni', 'carbon_uni_industry_baseline', 'glass_biax', 'glass_triax', 'medium_density_foam', 'resin', 'steel', 'joint_insert'] | 1D array of names of materials.
rotorse.rc_in.orth | input | n/a | [0. 0. 1. 1. 1. 1. 0. 0. 0. 0.] | 1D array of flags to set whether a material is isotropic (0) or orthtropic (1). Each entry represents a material.
rotorse.rc_in.component_id | input | n/a | [ 0. -1. 5. 4. 3. 2. 1. -1. -1. -1.] | 1D array of flags to set whether a material is used in a blade: 0 - coating, 1 - sandwich filler , 2 - shell skin, 3 - shear webs, 4 - spar caps, 5 - TE/LE reinf.
rotorse.rc_out.layer_web | input |  | [0. 0. 0. 0. 0. 0. 0. 0. 0. 0. 0. 0. 0. 0. 1. 1. 1. 2. 2. 2.] | 1D array of the web id the layer is associated to. If the layer is on the outer profile, this entry can simply stay equal to 0.
rotorse.rc_out.rho | input | kg/m**3 | [1235. 1100. 1940. 1600. 1940. 1940. 130. 1150. 7800. 7800.] | 1D array of the density of the materials. For composites, this is the density of the laminate.
rotorse.rc_out.unit_cost | input | USD/kg | [ 7.23 7.23 1.87 20.08 3. 2.86 13. 3.63 0.7 2. ] | 1D array of the unit costs of the materials.
rotorse.rc_out.waste | input |  | [0.25 0.25 0.05 0.05 0.15 0.15 0.2 0. 0. 0. ] | 1D array of the non-dimensional waste fraction of the materials.
rotorse.rc_out.rho_fiber | input | kg/m**3 | [ 0. 0. 2535.5 1800. 2535.5 2535.5 0. 0. 0. 0. ] | 1D array of the density of the fibers of the materials.
rotorse.rc_out.roll_mass | input | kg | [ 0. 0. 0. 0. 181.4368 181.4368 0. 0. 0. 0. ] | 1D array of the roll mass of the composite fabrics. Non-composite materials are kept at 0.
rotorse.rc_out.flange_adhesive_squeezed | input |  | [0.2] | Extra width of the adhesive once squeezed
rotorse.rc_out.flange_thick | input | m | [0.008] | Average thickness of adhesive
rotorse.rc_out.flange_width | input | m | [0.05] | Average width of adhesive lines
rotorse.rc_out.t_bolt_unit_cost | input | USD | [25.] | Cost of one t-bolt
rotorse.rc_out.t_bolt_unit_mass | input | kg | [2.5] | Mass of one t-bolt
rotorse.rc_out.t_bolt_spacing | input | m | [0.15] | Spacing of t-bolts along blade root circumference
rotorse.rc_out.barrel_nut_unit_cost | input | USD | [12.] | Cost of one barrel nut
rotorse.rc_out.barrel_nut_unit_mass | input | kg | [1.9] | Mass of one barrel nut
rotorse.rc_out.LPS_unit_mass | input | kg/m | [1.] | Unit mass of the lightining protection system. Linear scaling based on the weight of 150 lbs for the 61.5 m NREL 5MW blade
rotorse.rc_out.LPS_unit_cost | input | USD/m | [40.] | Unit cost of the lightining protection system. Linear scaling based on the cost of 2500$ for the 61.5 m NREL 5MW blade
rotorse.rc_out.root_preform_length | input |  | [0.01] | Percentage of blade length starting from blade root that is preformed and later inserted into the mold
rotorse.rc_out.definition_layer | input | n/a | [ 9. 9. 2. 2. 2. 2. 5. 7. 8. 6. 6. 6. 6. 9. 10. 10. 10. 10. 10. 10.] | 1D array of flags identifying how layers are specified in the yaml. 1) all around (skin, paint, ) 2) offset+rotation twist+width (spar caps) 3) offset+user defined rotation+width 4) midpoint TE+width (TE reinf) 5) midpoint LE+width (LE reinf) 6) layer position fixed to other layer (core fillers) 7) start and width 8) end and width 9) start and end nd 10) web layer
rotorse.rc_out.mat_name | input | n/a | ['Gelcoat', 'Adhesive', 'glass_uni', 'carbon_uni_industry_baseline', 'glass_biax', 'glass_triax', 'medium_density_foam', 'resin', 'steel', 'joint_insert'] | 1D array of names of materials.
rotorse.rc_out.orth | input | n/a | [0. 0. 1. 1. 1. 1. 0. 0. 0. 0.] | 1D array of flags to set whether a material is isotropic (0) or orthtropic (1). Each entry represents a material.
rotorse.rc_out.component_id | input | n/a | [ 0. -1. 5. 4. 3. 2. 1. -1. -1. -1.] | 1D array of flags to set whether a material is used in a blade: 0 - coating, 1 - sandwich filler , 2 - shell skin, 3 - shear webs, 4 - spar caps, 5 - TE/LE reinf.
rotorse.rp.aep.lossFactor | input |  | [1.] | multiplicative factor for availability and other losses (soiling, array, etc.)
rotorse.rp.cdf.k | input |  | [2.] | shape or form factor
rotorse.rp.gust.turbulence_class | input | n/a | A | IEC turbulence class
rotorse.rp.v_min | input | m/s | [4.] | cut-in wind speed
rotorse.rp.v_max | input | m/s | [25.] | cut-out wind speed
rotorse.rp.rated_power | input | W | [5000000.] | electrical rated power
rotorse.rp.omega_min | input | rpm | [0.] | minimum allowed rotor rotation speed
rotorse.rp.omega_max | input | rpm | [19.09859317] | maximum allowed rotor rotation speed
rotorse.rp.control_maxTS | input | m/s | [85.] | maximum allowed blade tip speed
rotorse.rp.powercurve.gearbox_efficiency | input |  | [0.95]
rotorse.rp.drivetrainType | input | n/a | constant_eff
rotorse.rs.aero_gust.azimuth_load | input | deg | [0.]
rotorse.rs.aero_hub_loads.nSector | input | n/a | 4
rotorse.rs.bjs.load_factor | input |  | [1.35] | input load multiplier. 1.35 recommended for DLC6.1. [float]
rotorse.rs.bjs.nprf | input |  | [1.2] | bolt proof safety factor. [float]
rotorse.rs.bjs.ny | input |  | [1.2] | bolt yield safety factor. [float]
rotorse.rs.bjs.ns | input |  | [1.2] | bolt shear safety factor. [float]
rotorse.rs.bjs.n0 | input |  | [1.2] | bolt separation safety factor. [float]
rotorse.rs.bjs.nf | input |  | [1.2] | bolt fatigue safety factor. [float]
rotorse.rs.bjs.Sp_bolt | input | Pa | [8.3e+08] | bolt proof strength. [float]
rotorse.rs.bjs.Sy_bolt | input | Pa | [9.4e+08] | bolt yield strength. [float]
rotorse.rs.bjs.Su_bolt | input | Pa | [1.04e+09] | bolt ultimate strength. [float]
rotorse.rs.bjs.Se_bolt | input | Pa | [1.62e+08] | bolt endurance strength. [float]
rotorse.rs.bjs.E_bolt | input | Pa | [2.e+11] | bolt elastic modulus. [float]
rotorse.rs.bjs.d_bolt | input | m | [0.048] | bolt diameter. [float]
rotorse.rs.bjs.L_bolt | input | m | [0.5] | bolt length. [float]
rotorse.rs.bjs.At | input | m**2 | [0.00147] | bolt thread area [float]
rotorse.rs.bjs.m_bolt | input | kg | [8.03] | bolt+washer mass. [float]
rotorse.rs.bjs.rho_mat | input | kg/m**3 | [1235. 1100. 1940. 1600. 1940. 1940. 130. 1150. 7800. 7800.] | list of material densities. [(n_mat) 1D array of str]
rotorse.rs.bjs.Xt_mat | input | Pa | [[0.0000e+00 0.0000e+00 0.0000e+00] [6.1510e+07 6.1510e+07 6.1510e+07] [6.4023e+08 3.8100e+07 0.0000e+00] [1.2852e+09 3.8100e+07 0.0000e+00] [4.6210e+07 4.6210e+07 4.6210e+07] [4.3563e+08 7.6440e+07 0.0000e+00] [2.0830e+06 2.0830e+06 2.0830e+06] [0.0000e+00 0.0000e+00 0.0000e+00] [4.5000e+08 4.5000e+08 4.5000e+08] [1.7900e+09 1.7900e+09 1.7900e+09]] | list of material tensile strengths. [(n_mat x 3) 2D array of float]
rotorse.rs.bjs.Xy_mat | input | Pa | [0.00e+00 0.00e+00 0.00e+00 0.00e+00 0.00e+00 0.00e+00 0.00e+00 0.00e+00 3.45e+08 1.65e+09] | list of material yield strengths. [(n_mat x 3) 1D array of float]
rotorse.rs.bjs.E_mat | input | Pa | [[3.44000e+09 3.44000e+09 3.44000e+09] [4.56000e+06 4.56000e+06 4.56000e+06] [4.37000e+10 1.65000e+10 1.54500e+10] [1.57599e+11 9.10000e+09 9.10000e+09] [1.10231e+10 1.10231e+10 1.60477e+10] [2.82114e+10 1.62388e+10 1.58355e+10] [1.42500e+08 1.42500e+08 1.42500e+08] [1.00000e+06 1.00000e+06 1.00000e+06] [2.00000e+11 2.00000e+11 2.00000e+11] [2.10000e+11 2.10000e+11 2.10000e+11]] | list of material elastic moduli. [(n_mat x 3) list of float]
rotorse.rs.bjs.S_mat | input | Pa | [[0.0000e+00 0.0000e+00 0.0000e+00] [3.6610e+07 3.6610e+07 3.6610e+07] [3.0170e+07 1.8970e+07 6.2100e+06] [3.0170e+07 1.8970e+07 6.2100e+06] [1.2446e+08 1.8970e+07 6.2100e+06] [8.5060e+07 1.8970e+07 6.2100e+06] [1.2500e+06 1.2500e+06 1.2500e+06] [0.0000e+00 0.0000e+00 0.0000e+00] [0.0000e+00 0.0000e+00 0.0000e+00] [0.0000e+00 0.0000e+00 0.0000e+00]]
rotorse.rs.bjs.unit_cost | input | USD/kg | [ 7.23 7.23 1.87 20.08 3. 2.86 13. 3.63 0.7 2. ] | 1D array of the unit costs of the materials.
rotorse.rs.bjs.Se_insert | input | Pa | [3.16e+08] | insert material endurance limit. [float]
rotorse.rs.bjs.mu_joint | input |  | [0.5] | steel insert friction factor. [float]
rotorse.rs.bjs.joint_position | input |  | [0.7] | nondimensionalized joint position along blade
rotorse.rs.bjs.bolt_spacing_dia | input |  | [3.] | joint bolt spacing along sparcap in y. [int]
rotorse.rs.bjs.ply_drop_slope | input |  | [0.125] | required ply drop slope. [float]
rotorse.rs.bjs.t_adhesive | input | m | [0.005] | insert-sparcap adhesive thickness. [float]
rotorse.rs.bjs.t_max | input |  | [0.25] | maximum spar cap thickness per spar cap height. [float]
rotorse.rs.bjs.a | input |  | [0.1965]
rotorse.rs.bjs.b | input |  | [0.]
rotorse.rs.bjs.c | input |  | [0.6448]
rotorse.rs.bjs.itermax | input |  | [20.] | max # calculation iterations. [int]
rotorse.rs.bjs.discrete | input |  | [0.] | whether discrete calculation is allowed. Set to False if in optimization loop. [bool]
rotorse.rs.bjs.joint_nonmaterial_cost | input | USD | [18600.] | Non-material joint cost (mfg, assembly, transportation).
rotorse.rs.bjs.name_mat | input | n/a | ['Gelcoat', 'Adhesive', 'glass_uni', 'carbon_uni_industry_baseline', 'glass_biax', 'glass_triax', 'medium_density_foam', 'resin', 'steel', 'joint_insert'] | list of material names. [(n_mat) list of str]
rotorse.rs.bjs.joint_bolt | input | n/a | M36 | Type of bolt used in joint
rotorse.rs.bjs.reinforcement_layer_ss | input | n/a | joint_reinf_ss | Layer identifier for the reinforcement layer at the join where bolts are inserted, suction side
rotorse.rs.bjs.reinforcement_layer_ps | input | n/a | joint_reinf_ps | Layer identifier for the reinforcement layer at the join where bolts are inserted, pressure side
rotorse.rs.bjs.layer_side | input | n/a | ['', '', 'suction', 'pressure', 'suction', 'pressure', '', '', '', '', '', '', '', '', '', '', '', '', '', ''] | 1D array setting whether the layer is on the suction or pressure side. This entry is only used if definition_layer is equal to 1 or 2.
rotorse.rs.brs.s_f | input |  | [2.5] | Safety factor
rotorse.rs.brs.d_f | input | m | [0.03] | Diameter of the fastener
rotorse.rs.brs.sigma_max | input | Pa | [6.75e+08] | Max stress on bolt
rotorse.rs.constr.max_strainU_spar | input |  | [0.0035] | maximum strain in spar cap suction side
rotorse.rs.constr.max_strainL_spar | input |  | [0.0035] | maximum strain in spar cap pressure side
rotorse.rs.constr.max_strainU_te | input |  | [0.0035] | maximum strain in spar cap suction side
rotorse.rs.constr.max_strainL_te | input |  | [0.0035] | maximum strain in spar cap pressure side
rotorse.rs.constr.s_opt_spar_cap_ss | input |  | [0. 0.33333333 0.66666667 1. ] | 1D array of the non-dimensional spanwise grid defined along blade axis to optimize the blade spar cap suction side
rotorse.rs.constr.s_opt_spar_cap_ps | input |  | [0. 0.33333333 0.66666667 1. ] | 1D array of the non-dimensional spanwise grid defined along blade axis to optimize the blade spar cap pressure side
rotorse.rs.constr.s_opt_te_ss | input |  | [0. 0.03448276 0.06896552 0.10344828 0.13793103 0.17241379 0.20689655 0.24137931 0.27586207 0.31034483 0.34482759 0.37931034 0.4137931 0.44827586 0.48275862 0.51724138 0.55172414 0.5862069 0.62068966 0.65517241 0.68965517 0.72413793 0.75862069 0.79310345 0.82758621 0.86206897 0.89655172 0.93103448 0.96551724 1. ] | 1D array of the non-dimensional spanwise grid defined along blade axis to optimize the blade trailing edge suction side
rotorse.rs.constr.s_opt_te_ps | input |  | [0. 0.03448276 0.06896552 0.10344828 0.13793103 0.17241379 0.20689655 0.24137931 0.27586207 0.31034483 0.34482759 0.37931034 0.4137931 0.44827586 0.48275862 0.51724138 0.55172414 0.5862069 0.62068966 0.65517241 0.68965517 0.72413793 0.75862069 0.79310345 0.82758621 0.86206897 0.89655172 0.93103448 0.96551724 1. ] | 1D array of the non-dimensional spanwise grid defined along blade axis to optimize the blade trailing edge pressure side
rotorse.rs.constr.blade_number | input | n/a | 3
rotorse.rs.tip_pos.dynamicFactor | input |  | [1.] | a dynamic amplification factor to adjust the static deflection calculation
rotorse.rs.tot_loads_gust.aeroloads_azimuth | input | deg | [0.] | azimuthal angle
rotorse.rs.tot_loads_gust.dynamicFactor | input |  | [1.] | a dynamic amplification factor to adjust the static deflection calculation
rotorse.split.joint_position | input |  | [0.7] | Spanwise position of the segmentation joint.
rotorse.stall_check.stall_margin | input | deg | [4.98473282] | Minimum margin from the stall angle
rotorse.stall_check.min_s | input |  | [0.25] | Minimum nondimensional coordinate along blade span where to define the constraint (blade root typically stalls)
financese.tcc_per_kW | intermediate | USD/kW | [1416.82376239]
financese.bos_per_kW | intermediate | USD/kW | [343.34476091]
financese.turbine_aep | intermediate | kW*h | [24636969.22754039]
landbosse.blade_surface_area | intermediate | m**2 | [150.98753741]
landbosse.foundation_height | intermediate | m | [0.]
landbosse.nacelle_mass | intermediate | kg | [178691.41430929]
landbosse.tower_mass | intermediate | kg | [791445.95807925]
landbosse.blade_mass | intermediate | kg | [50063.61987622] | The mass of one rotor blade.
landbosse.hub_mass | intermediate | kg | [36150.43004651] | Mass of the rotor hub
landbosse.hub_height_meters | intermediate | m | [140.] | Hub height m
landbosse.rotor_diameter_m | intermediate | m | [205.99253562] | Rotor diameter m
landbosse.rated_thrust_N | intermediate | N | [1053103.24396903] | Rated Thrust (N)
landbosse.gust_velocity_m_per_s | intermediate | m/s | [52.5] | 50-year Gust Velocity (m/s)
outputs_2_screen.aep | intermediate | GW*h | [24.63696923]
outputs_2_screen.blade_mass | intermediate | kg | [50063.61987622]
outputs_2_screen.lcoe | intermediate | USD/MW/h | [34.55776019]
outputs_2_screen.tip_deflection | intermediate | m | [15.7227138]
tcc.main_bearing_mass | intermediate | kg | [1415.08884437]
tcc.bedplate_mass | intermediate | kg | [28022.72936555]
tcc.blade_mass | intermediate | kg | [50063.61987622]
tcc.blade_cost_external | intermediate | USD | [581090.32534506]
tcc.brake_mass | intermediate | kg | [8190.03502043]
tcc.converter_mass | intermediate | kg | [4196.35]
tcc.cover_mass | intermediate | kg | [6789.50152745]
tcc.gearbox_mass | intermediate | kg | [33565.71729686]
tcc.generator_mass | intermediate | kg | [19195.74437204]
tcc.hss_mass | intermediate | kg | [762.1855636]
tcc.hub_cost | output | USD | [32150.20548741]
tcc.hub_mass | intermediate | kg | [8243.64243267]
tcc.pitch_system_cost | output | USD | [564536.45107114]
tcc.pitch_system_mass | intermediate | kg | [25544.63579507]
tcc.spinner_cost | output | USD | [26219.88518832]
tcc.spinner_mass | intermediate | kg | [2362.15181877]
tcc.hvac_mass | intermediate | kg | [2912.15086465]
tcc.lss_mass | intermediate | kg | [4854.1340218]
tcc.lss_cost | output | USD | [57764.19485942]
tcc.main_bearing_cost | output | USD | [6367.89979965]
tcc.gearbox_cost | output | USD | [335657.17296858]
tcc.hss_cost | output | USD | [5182.86183247]
tcc.brake_cost | output | USD | [29692.15296308]
tcc.generator_cost | output | USD | [238027.23021334]
tcc.bedplate_cost | output | USD | [81265.9151601]
tcc.yaw_system_cost | output | USD | [147061.28095398]
tcc.yaw_mass | intermediate | kg | [17718.22662096]
tcc.converter_cost | output | USD | [78891.38]
tcc.hvac_cost | output | USD | [361106.70721617]
tcc.cover_cost | output | USD | [38700.15870644]
tcc.elec_cost | output | USD | [209250.]
tcc.controls_cost | output | USD | [105750.]
tcc.platforms_mass | intermediate | kg | [38169.46196722]
tcc.platforms_cost | output | USD | [652697.79963941]
tcc.transformer_cost | output | USD | [215918.]
tcc.transformer_mass | intermediate | kg | [11485.]
tcc.blade_cost | output | USD | [581090.32534506]
tcc.rotor_cost | output | USD | [2366177.51778206]
tcc.rotor_mass_tcc | output | kg | [186341.28967518]
tcc.nacelle_cost | output | USD | [2569700.6541123]
tcc.nacelle_mass_tcc | output | kg | [178691.41430929]
tcc.tower_cost | output | USD | [2148240.64007646]
tcc.tower_mass | intermediate | kg | [791445.95807925]
tcc.turbine_cost | output | USD | [7084118.81197082]
tcc.turbine_cost_kW | output | USD/kW | [1416.82376239]
tcc.turbine_mass_tcc | output | kg | [1156478.66206372]
tcc.hub_system_cost | output | USD | [622906.54174687]
tcc.hub_system_mass_tcc | output | kg | [36150.43004651]
tcc.tower_parts_cost | output | USD | [2148240.64007646]
tcc.tower_cost_external | intermediate | USD | [2148240.64007646]
tcons.rated_Omega | intermediate | rpm | [7.88077303] | rotor rotation speed at rated
tcons.tower_freq | intermediate | Hz | [0.2178957]
tcons.tip_deflection | intermediate | m | [15.7227138]
tcons.Rtip | intermediate | m | [102.99626781]
tcons.ref_axis_blade | intermediate | m | [[ 0.00000000e+00 0.00000000e+00 0.00000000e+00] [ 1.45896086e-02 0.00000000e+00 3.44814717e+00] [ 5.22230768e-02 0.00000000e+00 6.89629433e+00] [ 1.08141891e-01 0.00000000e+00 1.03444415e+01] [ 1.74250500e-01 0.00000000e+00 1.37925887e+01] [ 2.41136773e-01 0.00000000e+00 1.72407358e+01] [ 3.00085581e-01 0.00000000e+00 2.06888830e+01] [ 3.42651213e-01 0.00000000e+00 2.41370302e+01] [ 3.59821072e-01 0.00000000e+00 2.75851773e+01] [ 3.47586472e-01 0.00000000e+00 3.10333245e+01] [ 3.14508104e-01 0.00000000e+00 3.44814717e+01] [ 2.66858145e-01 0.00000000e+00 3.79296188e+01] [ 2.10870490e-01 0.00000000e+00 4.13777660e+01] [ 1.40477297e-01 0.00000000e+00 4.48259132e+01] [ 3.80470534e-02 0.00000000e+00 4.82740603e+01] [-9.07529186e-02 0.00000000e+00 5.17222075e+01] [-2.35123811e-01 0.00000000e+00 5.51703547e+01] [-3.94137332e-01 0.00000000e+00 5.86185018e+01] [-5.85777112e-01 0.00000000e+00 6.20666490e+01] [-8.05291806e-01 0.00000000e+00 6.55147962e+01] [-1.11555530e+00 0.00000000e+00 6.99973875e+01] [-1.29121723e+00 0.00000000e+00 7.24110905e+01] [-1.56372970e+00 0.00000000e+00 7.58592376e+01] [-1.85903588e+00 0.00000000e+00 7.93073848e+01] [-2.17067421e+00 0.00000000e+00 8.27555320e+01] [-2.49837779e+00 0.00000000e+00 8.62036791e+01] [-2.84335536e+00 0.00000000e+00 8.96518263e+01] [-3.20952152e+00 0.00000000e+00 9.30999735e+01] [-3.59684443e+00 0.00000000e+00 9.65481206e+01] [-4.00000000e+00 0.00000000e+00 9.99962678e+01]]
tcons.ref_axis_tower | intermediate | m | [[ 0. 0. 0. ] [ 0. 0. 13.7] [ 0. 0. 27.4] [ 0. 0. 41.1] [ 0. 0. 54.8] [ 0. 0. 68.5] [ 0. 0. 82.2] [ 0. 0. 95.9] [ 0. 0. 109.6] [ 0. 0. 123.3] [ 0. 0. 137. ]]
towerse.env.distLoads.windLoads_Px | intermediate | N/m | [ 0. 200.7781709 276.54571152 330.42279884 373.75631552 410.70980849 443.19469328 472.37190534 498.99014819 523.55881456 546.44206801 567.91035053 588.17066593 607.38540641 625.68459489 643.17414623 659.94161796 676.06032077 691.59232438 706.59069984 721.10122172 735.16368035 748.81290776 762.07958961 774.99091515 782.92581738 790.41330512 797.47697215 792.94095497 787.6727195 781.69221113]
towerse.env.distLoads.windLoads_Py | intermediate | N/m | [0. 0. 0. 0. 0. 0. 0. 0. 0. 0. 0. 0. 0. 0. 0. 0. 0. 0. 0. 0. 0. 0. 0. 0. 0. 0. 0. 0. 0. 0. 0.]
towerse.env.distLoads.windLoads_Pz | intermediate | N/m | [0. 0. 0. 0. 0. 0. 0. 0. 0. 0. 0. 0. 0. 0. 0. 0. 0. 0. 0. 0. 0. 0. 0. 0. 0. 0. 0. 0. 0. 0. 0.]
towerse.env.distLoads.windLoads_qdyn | intermediate | N/m**2 | [ 0. 51.23413421 67.60384539 79.5074644 89.20380878 97.53206138 104.91072824 111.58315004 117.70513136 123.38330672 128.69432654 133.69540329 138.43053584 142.93439326 147.23484918 151.35469776 155.31285197 159.12520278 162.80524928 166.36457004 169.81318194 173.15981751 176.41214227 179.57692721 182.66018713 185.66729279 188.60306263 191.47183843 194.27754824 197.02375901 199.71372103]
towerse.env.distLoads.windLoads_z | intermediate | m | [ 0. 4.56666667 9.13333333 13.7 18.26666667 22.83333333 27.4 31.96666667 36.53333333 41.1 45.66666667 50.23333333 54.8 59.36666667 63.93333333 68.5 73.06666667 77.63333333 82.2 86.76666667 91.33333333 95.9 100.46666667 105.03333333 109.6 114.16666667 118.73333333 123.3 127.86666667 132.43333333 137. ]
towerse.env.distLoads.windLoads_beta | intermediate | deg | [0.]
towerse.z_global | output | m | [ 0. 4.56666667 9.13333333 13.7 18.26666667 22.83333333 27.4 31.96666667 36.53333333 41.1 45.66666667 50.23333333 54.8 59.36666667 63.93333333 68.5 73.06666667 77.63333333 82.2 86.76666667 91.33333333 95.9 100.46666667 105.03333333 109.6 114.16666667 118.73333333 123.3 127.86666667 132.43333333 137. ]
towerse.env.Uref | intermediate | m/s | [18.13561965]
towerse.wind_reference_height | intermediate | m | [140.]
towerse.env.windLoads.U | intermediate | m/s | [ 0. 9.14590433 10.50588526 11.393336 12.06809312 12.61887549 13.08750632 13.49728015 13.86259871 14.19303116 14.49528151 14.77424142 15.03359698 15.27619962 15.50430351 15.71972362 15.92394434 16.11819622 16.30351154 16.48076529 16.65070603 16.81397949 16.97114681 17.12269897 17.26906812 17.4106368 17.54774537 17.68069804 17.80976793 17.93520123 18.05722066]
towerse.outer_diameter_full | output | m | [6. 6. 6. 6. 6. 6. 6. 6. 6. 6. 6. 6. 6. 6. 6. 6. 6. 6. 6. 6. 6. 6. 6. 6. 6. 5.96359738 5.92719475 5.89079213 5.77063673 5.65048132 5.53032592]
towerse.joint1 | output | m | [0. 0. 0.]
towerse.joint2 | output | m | [ 0. 0. 137.]
towerse.s_full | output | m | [0. 0.03333333 0.06666667 0.1 0.13333333 0.16666667 0.2 0.23333333 0.26666667 0.3 0.33333333 0.36666667 0.4 0.43333333 0.46666667 0.5 0.53333333 0.56666667 0.6 0.63333333 0.66666667 0.7 0.73333333 0.76666667 0.8 0.83333333 0.86666667 0.9 0.93333333 0.96666667 1. ]
towerse.g2e.Px_global | intermediate | N/m | [ 0. 200.7781709 276.54571152 330.42279884 373.75631552 410.70980849 443.19469328 472.37190534 498.99014819 523.55881456 546.44206801 567.91035053 588.17066593 607.38540641 625.68459489 643.17414623 659.94161796 676.06032077 691.59232438 706.59069984 721.10122172 735.16368035 748.81290776 762.07958961 774.99091515 782.92581738 790.41330512 797.47697215 792.94095497 787.6727195 781.69221113]
towerse.g2e.Py_global | intermediate | N/m | [0. 0. 0. 0. 0. 0. 0. 0. 0. 0. 0. 0. 0. 0. 0. 0. 0. 0. 0. 0. 0. 0. 0. 0. 0. 0. 0. 0. 0. 0. 0.]
towerse.g2e.Pz_global | intermediate | N/m | [0. 0. 0. 0. 0. 0. 0. 0. 0. 0. 0. 0. 0. 0. 0. 0. 0. 0. 0. 0. 0. 0. 0. 0. 0. 0. 0. 0. 0. 0. 0.]
towerse.g2e.qdyn_global | intermediate | Pa | [ 0. 51.23413421 67.60384539 79.5074644 89.20380878 97.53206138 104.91072824 111.58315004 117.70513136 123.38330672 128.69432654 133.69540329 138.43053584 142.93439326 147.23484918 151.35469776 155.31285197 159.12520278 162.80524928 166.36457004 169.81318194 173.15981751 176.41214227 179.57692721 182.66018713 185.66729279 188.60306263 191.47183843 194.27754824 197.02375901 199.71372103]
towerse.lc:Px | intermediate | N/m | [0. 0. 0. 0. 0. 0. 0. 0. 0. 0. 0. 0. 0. 0. 0. 0. 0. 0. 0. 0. 0. 0. 0. 0. 0. 0. 0. 0. 0. 0. 0.]
towerse.lc:Py | intermediate | N/m | [0. 0. 0. 0. 0. 0. 0. 0. 0. 0. 0. 0. 0. 0. 0. 0. 0. 0. 0. 0. 0. 0. 0. 0. 0. 0. 0. 0. 0. 0. 0.]
towerse.lc:Pz | intermediate | N/m | [ 0. -200.7781709 -276.54571152 -330.42279884 -373.75631552 -410.70980849 -443.19469328 -472.37190534 -498.99014819 -523.55881456 -546.44206801 -567.91035053 -588.17066593 -607.38540641 -625.68459489 -643.17414623 -659.94161796 -676.06032077 -691.59232438 -706.59069984 -721.10122172 -735.16368035 -748.81290776 -762.07958961 -774.99091515 -782.92581738 -790.41330512 -797.47697215 -792.94095497 -787.6727195 -781.69221113]
towerse.lc:qdyn | intermediate | Pa | [ 0. 51.23413421 67.60384539 79.5074644 89.20380878 97.53206138 104.91072824 111.58315004 117.70513136 123.38330672 128.69432654 133.69540329 138.43053584 142.93439326 147.23484918 151.35469776 155.31285197 159.12520278 162.80524928 166.36457004 169.81318194 173.15981751 176.41214227 179.57692721 182.66018713 185.66729279 188.60306263 191.47183843 194.27754824 197.02375901 199.71372103]
towerse.z_full | output | m | [ 0. 4.56666667 9.13333333 13.7 18.26666667 22.83333333 27.4 31.96666667 36.53333333 41.1 45.66666667 50.23333333 54.8 59.36666667 63.93333333 68.5 73.06666667 77.63333333 82.2 86.76666667 91.33333333 95.9 100.46666667 105.03333333 109.6 114.16666667 118.73333333 123.3 127.86666667 132.43333333 137. ]
towerse.t_full | output | m | [0.06190994 0.06190994 0.06190994 0.05532001 0.05532001 0.05532001 0.04902645 0.04902645 0.04902645 0.04351143 0.04351143 0.04351143 0.03838378 0.03838378 0.03838378 0.03328114 0.03328114 0.03328114 0.0282451 0.0282451 0.0282451 0.02352226 0.02352226 0.02352226 0.01966602 0.01966602 0.01966602 0.01803766 0.01803766 0.01803766]
towerse.tower_height | intermediate | m | [137.]
towerse.E_full | output | Pa | [2.e+11 2.e+11 2.e+11 2.e+11 2.e+11 2.e+11 2.e+11 2.e+11 2.e+11 2.e+11 2.e+11 2.e+11 2.e+11 2.e+11 2.e+11 2.e+11 2.e+11 2.e+11 2.e+11 2.e+11 2.e+11 2.e+11 2.e+11 2.e+11 2.e+11 2.e+11 2.e+11 2.e+11 2.e+11 2.e+11]
towerse.G_full | output | Pa | [7.93e+10 7.93e+10 7.93e+10 7.93e+10 7.93e+10 7.93e+10 7.93e+10 7.93e+10 7.93e+10 7.93e+10 7.93e+10 7.93e+10 7.93e+10 7.93e+10 7.93e+10 7.93e+10 7.93e+10 7.93e+10 7.93e+10 7.93e+10 7.93e+10 7.93e+10 7.93e+10 7.93e+10 7.93e+10 7.93e+10 7.93e+10 7.93e+10 7.93e+10 7.93e+10]
towerse.rho_full | output | kg/m**3 | [7800. 7800. 7800. 7800. 7800. 7800. 7800. 7800. 7800. 7800. 7800. 7800. 7800. 7800. 7800. 7800. 7800. 7800. 7800. 7800. 7800. 7800. 7800. 7800. 7800. 7800. 7800. 7800. 7800. 7800.]
towerse.sigma_y_full | output | Pa | [3.45e+08 3.45e+08 3.45e+08 3.45e+08 3.45e+08 3.45e+08 3.45e+08 3.45e+08 3.45e+08 3.45e+08 3.45e+08 3.45e+08 3.45e+08 3.45e+08 3.45e+08 3.45e+08 3.45e+08 3.45e+08 3.45e+08 3.45e+08 3.45e+08 3.45e+08 3.45e+08 3.45e+08 3.45e+08 3.45e+08 3.45e+08 3.45e+08 3.45e+08 3.45e+08]
towerse.section_A | output | m**2 | [1.23577911 1.23577911 1.23577911 1.10546343 1.10546343 1.10546343 0.9807361 0.9807361 0.9807361 0.87121896 0.87121896 0.87121896 0.76921086 0.76921086 0.76921086 0.66752482 0.66752482 0.66752482 0.56699426 0.56699426 0.56699426 0.47256114 0.47256114 0.47256114 0.39414113 0.39173465 0.38932817 0.35244392 0.34515845 0.33787299]
towerse.section_Asx | output | m**2 | [0.70458592 0.70458592 0.70458592 0.62995654 0.62995654 0.62995654 0.55860341 0.55860341 0.55860341 0.49601188 0.49601188 0.49601188 0.43776185 0.43776185 0.43776185 0.37974298 0.37974298 0.37974298 0.32242913 0.32242913 0.32242913 0.26863238 0.26863238 0.26863238 0.22398973 0.22262415 0.22125856 0.20027579 0.19614158 0.19200736]
towerse.section_Asy | output | m**2 | [0.70458592 0.70458592 0.70458592 0.62995654 0.62995654 0.62995654 0.55860341 0.55860341 0.55860341 0.49601188 0.49601188 0.49601188 0.43776185 0.43776185 0.43776185 0.37974298 0.37974298 0.37974298 0.32242913 0.32242913 0.32242913 0.26863238 0.26863238 0.26863238 0.22398973 0.22262415 0.22125856 0.20027579 0.19614158 0.19200736]
towerse.section_Ixx | output | kg*m**2 | [5.44742959 5.44742959 5.44742959 4.88369984 4.88369984 4.88369984 4.34177875 4.34177875 4.34177875 3.86403572 3.86403572 3.86403572 3.41744436 3.41744436 3.41744436 2.97072256 2.97072256 2.97072256 2.52756506 2.52756506 2.52756506 2.10991692 2.10991692 2.10991692 1.7513372 1.7194538 1.68795973 1.48852647 1.39811285 1.31143661]
towerse.section_Iyy | output | kg*m**2 | [5.44742959 5.44742959 5.44742959 4.88369984 4.88369984 4.88369984 4.34177875 4.34177875 4.34177875 3.86403572 3.86403572 3.86403572 3.41744436 3.41744436 3.41744436 2.97072256 2.97072256 2.97072256 2.52756506 2.52756506 2.52756506 2.10991692 2.10991692 2.10991692 1.7513372 1.7194538 1.68795973 1.48852647 1.39811285 1.31143661]
towerse.section_J0 | output | kg*m**2 | [10.89485918 10.89485918 10.89485918 9.76739968 9.76739968 9.76739968 8.6835575 8.6835575 8.6835575 7.72807143 7.72807143 7.72807143 6.83488872 6.83488872 6.83488872 5.94144512 5.94144512 5.94144512 5.05513012 5.05513012 5.05513012 4.21983385 4.21983385 4.21983385 3.50267439 3.4389076 3.37591947 2.97705294 2.79622571 2.62287322]
towerse.section_rho | output | kg/m**3 | [7800. 7800. 7800. 7800. 7800. 7800. 7800. 7800. 7800. 7800. 7800. 7800. 7800. 7800. 7800. 7800. 7800. 7800. 7800. 7800. 7800. 7800. 7800. 7800. 7800. 7800. 7800. 7800. 7800. 7800.]
towerse.section_E | output | Pa | [2.e+11 2.e+11 2.e+11 2.e+11 2.e+11 2.e+11 2.e+11 2.e+11 2.e+11 2.e+11 2.e+11 2.e+11 2.e+11 2.e+11 2.e+11 2.e+11 2.e+11 2.e+11 2.e+11 2.e+11 2.e+11 2.e+11 2.e+11 2.e+11 2.e+11 2.e+11 2.e+11 2.e+11 2.e+11 2.e+11]
towerse.section_G | output | Pa | [7.93e+10 7.93e+10 7.93e+10 7.93e+10 7.93e+10 7.93e+10 7.93e+10 7.93e+10 7.93e+10 7.93e+10 7.93e+10 7.93e+10 7.93e+10 7.93e+10 7.93e+10 7.93e+10 7.93e+10 7.93e+10 7.93e+10 7.93e+10 7.93e+10 7.93e+10 7.93e+10 7.93e+10 7.93e+10 7.93e+10 7.93e+10 7.93e+10 7.93e+10 7.93e+10]
towerse.section_L | output | m | [4.56666667 4.56666667 4.56666667 4.56666667 4.56666667 4.56666667 4.56666667 4.56666667 4.56666667 4.56666667 4.56666667 4.56666667 4.56666667 4.56666667 4.56666667 4.56666667 4.56666667 4.56666667 4.56666667 4.56666667 4.56666667 4.56666667 4.56666667 4.56666667 4.56666667 4.56666667 4.56666667 4.56666667 4.56666667 4.56666667]
towerse.post.cylinder_Fz | intermediate | N | [[-9345469.31821078] [-8912730.91388419] [-8479699.4478937 ] [-8091967.67787006] [-7704054.41897731] [-7315984.19454946] [-6971342.01631306] [-6626573.71255454] [-6281689.70083431] [-5974952.90809597] [-5668115.85892853] [-5361184.48217751] [-5089795.44679349] [-4818321.61120401] [-4546766.87526824] [-4310653.79536239] [-4074466.37613409] [-3838207.41064733] [-3636994.89454228] [-3435715.67382087] [-3234371.8638387 ] [-3065951.02932829] [-2897469.35116574] [-2728928.49768397] [-2587732.75433373] [-2447342.73410065] [-2307760.4060921 ] [-2181056.09220528] [-2056918.75485886] [-1935351.68139231]]
towerse.post.cylinder_Vx | intermediate | N | [[2196032.37590322] [2196309.81515409] [2196578.3297452 ] [2196751.58597377] [2197001.54438552] [2197242.35712266] [2197308.98418808] [2197531.04254013] [2197743.83343709] [2197730.33721364] [2197924.31837952] [2198108.95638508] [2198016.4528712 ] [2198182.2616626 ] [2198338.68064308] [2198155.85911345] [2198293.46539998] [2198421.65476775] [2198155.44589919] [2198264.86889601] [2198364.85719764] [2198042.74431342] [2198124.00736272] [2198195.81737995] [2197878.66254026] [2197920.04657221] [2197952.06602997] [2197795.20410115] [2197782.11962938] [2197758.95933294]]
towerse.post.cylinder_Vy | intermediate | N | [[42309.50396491] [42299.79378986] [42289.90133244] [42282.92767302] [42272.69722096] [42262.2923268 ] [42258.14873036] [42247.41515615] [42236.51204965] [42234.68144933] [42223.45351093] [42212.05965423] [42213.03598106] [42201.31915149] [42189.43908684] [42194.50598259] [42182.30167283] [42169.93596248] [42179.7801177 ] [42167.08368625] [42154.22692817] [42168.47345857] [42155.27322327] [42141.91308554] [42157.43837521] [42144.55022357] [42131.41387733] [42134.32132938] [42122.81312795] [42110.79964506]]
towerse.post.cylinder_Mxx | intermediate | N*m | [[10697640.15663157] [10888047.56178037] [11076728.08286562] [11263730.71795234] [11449072.00367753] [11632908.20511039] [11815289.92445038] [11996204.52709 ] [12175819.10616861] [12354194.59685684] [12531303.53825474] [12707323.70242125] [12882319.98340455] [13056238.74638119] [13229268.15995219] [13401465.7585412 ] [13572727.9767008 ] [13743252.90399207] [13913083.92487513] [14082054.18437904] [14250371.23785731] [14418062.33429237] [14584898.78052628] [14751097.31565928] [14916678.86046609] [15081371.61463912] [15245353.62681189] [15408686.79486652] [15571231.50690611] [15733055.415244 ]]
towerse.post.cylinder_Myy | intermediate | N*m | [[3.05620204e+08] [2.95508039e+08] [2.85349357e+08] [2.75147882e+08] [2.64906803e+08] [2.54632364e+08] [2.44327926e+08] [2.33995606e+08] [2.23641101e+08] [2.13267615e+08] [2.02876617e+08] [1.92473234e+08] [1.82060362e+08] [1.71638705e+08] [1.61212817e+08] [1.50785142e+08] [1.40355414e+08] [1.29927631e+08] [1.19503805e+08] [1.09082805e+08] [9.86681022e+07] [8.82613835e+07] [7.78610196e+07] [6.74699770e+07] [5.70898130e+07] [4.67189963e+07] [3.63597840e+07] [2.60138309e+07] [1.56812273e+07] [5.36347233e+06]]
towerse.post.cylinder_Mzz | intermediate | N*m | [[1122210.40753398] [1122205.45874076] [1122200.50283195] [1122206.99159374] [1122202.02764973] [1122197.06142614] [1122204.00490636] [1122199.03150158] [1122194.05632083] [1122200.47443909] [1122195.49164014] [1122190.50725684] [1122197.0705947 ] [1122192.07739364] [1122187.08267683] [1122194.82972384] [1122189.82381346] [1122184.81637167] [1122194.23547985] [1122189.21313758] [1122184.18917532] [1122195.29622862] [1122190.2523043 ] [1122185.20660317] [1122196.41977987] [1122191.92065713] [1122187.3952454 ] [1122191.10052369] [1122187.86132548] [1122184.5899842 ]]
towerse.qdyn | output | Pa | [[ 0. ] [ 51.23413421] [ 67.60384539] [ 79.5074644 ] [ 89.20380878] [ 97.53206138] [104.91072824] [111.58315004] [117.70513136] [123.38330672] [128.69432654] [133.69540329] [138.43053584] [142.93439326] [147.23484918] [151.35469776] [155.31285197] [159.12520278] [162.80524928] [166.36457004] [169.81318194] [173.15981751] [176.41214227] [179.57692721] [182.66018713] [185.66729279] [188.60306263] [191.47183843] [194.27754824] [197.02375901] [199.71372103]]
towerse.nodes_xyz | output | m | [[ 0. 0. 0. ] [ 0. 0. 4.56666667] [ 0. 0. 9.13333333] [ 0. 0. 13.7 ] [ 0. 0. 18.26666667] [ 0. 0. 22.83333333] [ 0. 0. 27.4 ] [ 0. 0. 31.96666667] [ 0. 0. 36.53333333] [ 0. 0. 41.1 ] [ 0. 0. 45.66666667] [ 0. 0. 50.23333333] [ 0. 0. 54.8 ] [ 0. 0. 59.36666667] [ 0. 0. 63.93333333] [ 0. 0. 68.5 ] [ 0. 0. 73.06666667] [ 0. 0. 77.63333333] [ 0. 0. 82.2 ] [ 0. 0. 86.76666667] [ 0. 0. 91.33333333] [ 0. 0. 95.9 ] [ 0. 0. 100.46666667] [ 0. 0. 105.03333333] [ 0. 0. 109.6 ] [ 0. 0. 114.16666667] [ 0. 0. 118.73333333] [ 0. 0. 123.3 ] [ 0. 0. 127.86666667] [ 0. 0. 132.43333333] [ 0. 0. 137. ]]
towerse.rna_mass | intermediate | kg | [365032.70398447]
towerse.rna_I | intermediate | kg*m**2 | [ 2.05090468e+08 1.33722040e+08 1.32797022e+08 1.45286752e+01 -2.76010289e+04 4.81127799e+04]
towerse.rna_cg | intermediate | m | [-6.38333951 -0.0860604 2.15180036]
towerse.tower.rna_F | intermediate | N | [[ 2195882.4701251 ] [ 42314.12537891] [-1935351.68139232]]
towerse.tower.rna_M | intermediate | N*m | [[15733049.10872971] [ 5363468.12394131] [ 1122098.44008701]]
towerse.Px | output | N/m | [[0.] [0.] [0.] [0.] [0.] [0.] [0.] [0.] [0.] [0.] [0.] [0.] [0.] [0.] [0.] [0.] [0.] [0.] [0.] [0.] [0.] [0.] [0.] [0.] [0.] [0.] [0.] [0.] [0.] [0.] [0.]]
towerse.Py | output | N/m | [[0.] [0.] [0.] [0.] [0.] [0.] [0.] [0.] [0.] [0.] [0.] [0.] [0.] [0.] [0.] [0.] [0.] [0.] [0.] [0.] [0.] [0.] [0.] [0.] [0.] [0.] [0.] [0.] [0.] [0.] [0.]]
towerse.Pz | output | N/m | [[ 0. ] [-200.7781709 ] [-276.54571152] [-330.42279884] [-373.75631552] [-410.70980849] [-443.19469328] [-472.37190534] [-498.99014819] [-523.55881456] [-546.44206801] [-567.91035053] [-588.17066593] [-607.38540641] [-625.68459489] [-643.17414623] [-659.94161796] [-676.06032077] [-691.59232438] [-706.59069984] [-721.10122172] [-735.16368035] [-748.81290776] [-762.07958961] [-774.99091515] [-782.92581738] [-790.41330512] [-797.47697215] [-792.94095497] [-787.6727195 ] [-781.69221113]]
towerse.tower_mass | output | kg | [791445.95807925]
towerse.tower_center_of_mass | output | m | [53.17313517]
towerse.tower_I_base | output | kg*m**2 | [3.33148093e+09 3.33148093e+09 6.98473441e+06 0.00000000e+00 0.00000000e+00 0.00000000e+00]
rotorse.r | intermediate | m | [ 3. 6.44814717 9.89629433 13.3444415 16.79258866 20.24073583 23.68888299 27.13703016 30.58517733 34.03332449 37.48147166 40.92961882 44.37776599 47.82591316 51.27406032 54.72220749 58.17035465 61.61850182 65.06664898 68.51479615 72.99738747 75.41109048 78.85923765 82.30738481 85.75553198 89.20367915 92.65182631 96.09997348 99.54812064 102.99626781] | radial locations where blade is defined (should be increasing and not go all the way to hub or tip)
rotorse.chord | intermediate | m | [4.5 4.56983681 4.62528189 4.66799582 4.69963918 4.72187257 4.73635655 4.74475173 4.74871868 4.749918 4.74635028 4.69435091 4.58798574 4.43652413 4.24923543 4.03538899 3.80425416 3.56510031 3.32719679 3.09981295 2.81761793 2.65862348 2.42213958 2.17511371 1.91805341 1.65146625 1.37585978 1.09174154 0.7996191 0.5 ] | chord length at each section
rotorse.ccblade.theta_in | intermediate | rad | [ 0.3491 0.3114934 0.2750893 0.24036879 0.20781296 0.17790291 0.15111974 0.12794454 0.10885841 0.09434244 0.08467866 0.0775111 0.07174552 0.06702161 0.06297906 0.05925757 0.05549683 0.05133651 0.04641632 0.04037594 0.0304289 0.02415488 0.01416615 0.00305797 -0.00907256 -0.0221283 -0.03601213 -0.05062693 -0.06587558 -0.08166095] | twist angle at each section (positive decreases angle of attack)
rotorse.airfoils_cl | intermediate |  | [[[[ 0.00000000e+00] [ 0.00000000e+00] [ 0.00000000e+00] [ 0.00000000e+00] [ 0.00000000e+00]] [[ 0.00000000e+00] [ 0.00000000e+00] [ 0.00000000e+00] [ 0.00000000e+00] [ 0.00000000e+00]] [[ 0.00000000e+00] [ 0.00000000e+00] [ 0.00000000e+00] [ 0.00000000e+00] [ 0.00000000e+00]] ... [[ 0.00000000e+00] [ 0.00000000e+00] [ 0.00000000e+00] [ 0.00000000e+00] [ 0.00000000e+00]] [[ 0.00000000e+00] [ 0.00000000e+00] [ 0.00000000e+00] [ 0.00000000e+00] [ 0.00000000e+00]] [[ 0.00000000e+00] [ 0.00000000e+00] [ 0.00000000e+00] [ 0.00000000e+00] [ 0.00000000e+00]]] [[[ 0.00000000e+00] [ 0.00000000e+00] [ 0.00000000e+00] [ 0.00000000e+00] [ 0.00000000e+00]] [[ 2.26137991e-03] [ 1.94775724e-03] [ 1.92094234e-03] [ 1.93109733e-03] [ 1.89340473e-03]] [[ 4.52275988e-03] [ 3.89551453e-03] [ 3.84188473e-03] [ 3.86219472e-03] [ 3.78680952e-03]] ... [[-4.52275988e-03] [-3.89551453e-03] [-3.84188473e-03] [-3.86219472e-03] [-3.78680952e-03]] [[-2.26137991e-03] [-1.94775724e-03] [-1.92094234e-03] [-1.93109733e-03] [-1.89340473e-03]] [[-7.53598903e-19] [-7.53598903e-19] [-7.53598903e-19] [-7.53598903e-19] [-7.53598903e-19]]] [[[ 0.00000000e+00] [ 0.00000000e+00] [ 0.00000000e+00] [ 0.00000000e+00] [ 0.00000000e+00]] [[ 2.24911443e-02] [ 2.00611592e-02] [ 1.98552462e-02] [ 1.99331949e-02] [ 1.96440645e-02]] [[ 4.49822890e-02] [ 4.01223189e-02] [ 3.97104929e-02] [ 3.98663903e-02] [ 3.92881293e-02]] ... [[-4.49822890e-02] [-4.01223189e-02] [-3.97104929e-02] [-3.98663903e-02] [-3.92881293e-02]] [[-2.24911443e-02] [-2.00611592e-02] [-1.98552462e-02] [-1.99331949e-02] [-1.96440645e-02]] [[-6.25425624e-18] [-6.25425624e-18] [-6.25425624e-18] [-6.25425624e-18] [-6.25425624e-18]]] ... [[[ 0.00000000e+00] [ 0.00000000e+00] [ 0.00000000e+00] [ 0.00000000e+00] [ 0.00000000e+00]] [[ 1.81891218e-01] [ 1.86009734e-01] [ 1.87437603e-01] [ 1.94392998e-01] [ 1.98011589e-01]] [[ 3.63782435e-01] [ 3.72019469e-01] [ 3.74875206e-01] [ 3.88785996e-01] [ 3.96023178e-01]] ... [[-3.63782435e-01] [-3.72019469e-01] [-3.74875206e-01] [-3.88785996e-01] [-3.96023178e-01]] [[-1.81891218e-01] [-1.86009734e-01] [-1.87437603e-01] [-1.94392998e-01] [-1.98011589e-01]] [[ 1.38777878e-17] [ 0.00000000e+00] [ 6.93889390e-18] [ 1.38777878e-17] [ 0.00000000e+00]]] [[[ 0.00000000e+00] [ 0.00000000e+00] [ 0.00000000e+00] [ 0.00000000e+00] [ 0.00000000e+00]] [[ 1.91313607e-01] [ 1.96662846e-01] [ 1.98266810e-01] [ 2.04863588e-01] [ 2.08470811e-01]] [[ 3.82627215e-01] [ 3.93325692e-01] [ 3.96533620e-01] [ 4.09727176e-01] [ 4.16941622e-01]] ... [[-3.82627215e-01] [-3.93325692e-01] [-3.96533620e-01] [-4.09727176e-01] [-4.16941622e-01]] [[-1.91313607e-01] [-1.96662846e-01] [-1.98266810e-01] [-2.04863588e-01] [-2.08470811e-01]] [[ 1.38777878e-17] [-1.38777878e-17] [ 0.00000000e+00] [ 1.38777878e-17] [ 0.00000000e+00]]] [[[ 0.00000000e+00] [ 0.00000000e+00] [ 0.00000000e+00] [ 0.00000000e+00] [ 0.00000000e+00]] [[ 2.02449660e-01] [ 2.09583515e-01] [ 2.11419915e-01] [ 2.17381080e-01] [ 2.21043270e-01]] [[ 4.04899320e-01] [ 4.19167029e-01] [ 4.22839830e-01] [ 4.34762160e-01] [ 4.42086540e-01]] ... [[-4.04899320e-01] [-4.19167029e-01] [-4.22839830e-01] [-4.34762160e-01] [-4.42086540e-01]] [[-2.02449660e-01] [-2.09583515e-01] [-2.11419915e-01] [-2.17381080e-01] [-2.21043270e-01]] [[-2.77555756e-17] [-1.38777878e-17] [ 1.38777878e-17] [ 0.00000000e+00] [-4.16333634e-17]]]] | lift coefficients, spanwise
rotorse.airfoils_cd | intermediate |  | [[[[0.5 ] [0.5 ] [0.5 ] [0.5 ] [0.5 ]] [[0.5 ] [0.5 ] [0.5 ] [0.5 ] [0.5 ]] [[0.5 ] [0.5 ] [0.5 ] [0.5 ] [0.5 ]] ... [[0.5 ] [0.5 ] [0.5 ] [0.5 ] [0.5 ]] [[0.5 ] [0.5 ] [0.5 ] [0.5 ] [0.5 ]] [[0.5 ] [0.5 ] [0.5 ] [0.5 ] [0.5 ]]] [[[0.48317224] [0.48317224] [0.48317224] [0.48317224] [0.48317224]] [[0.48317224] [0.48317224] [0.48317224] [0.48317224] [0.48317224]] [[0.48317224] [0.48317224] [0.48317224] [0.48317224] [0.48317224]] ... [[0.48317224] [0.48317224] [0.48317224] [0.48317224] [0.48317224]] [[0.48317224] [0.48317224] [0.48317224] [0.48317224] [0.48317224]] [[0.48317224] [0.48317224] [0.48317224] [0.48317224] [0.48317224]]] [[[0.34328947] [0.34328947] [0.34328947] [0.34328947] [0.34328947]] [[0.34328947] [0.34328947] [0.34328947] [0.34328947] [0.34328947]] [[0.34328947] [0.34328947] [0.34328947] [0.34328947] [0.34328947]] ... [[0.34328947] [0.34328947] [0.34328947] [0.34328947] [0.34328947]] [[0.34328947] [0.34328947] [0.34328947] [0.34328947] [0.34328947]] [[0.34328947] [0.34328947] [0.34328947] [0.34328947] [0.34328947]]] ... [[[0.001 ] [0.001 ] [0.001 ] [0.001 ] [0.001 ]] [[0.001 ] [0.001 ] [0.001 ] [0.001 ] [0.001 ]] [[0.001 ] [0.001 ] [0.001 ] [0.001 ] [0.001 ]] ... [[0.001 ] [0.001 ] [0.001 ] [0.001 ] [0.001 ]] [[0.001 ] [0.001 ] [0.001 ] [0.001 ] [0.001 ]] [[0.001 ] [0.001 ] [0.001 ] [0.001 ] [0.001 ]]] [[[0.001 ] [0.001 ] [0.001 ] [0.001 ] [0.001 ]] [[0.001 ] [0.001 ] [0.001 ] [0.001 ] [0.001 ]] [[0.001 ] [0.001 ] [0.001 ] [0.001 ] [0.001 ]] ... [[0.001 ] [0.001 ] [0.001 ] [0.001 ] [0.001 ]] [[0.001 ] [0.001 ] [0.001 ] [0.001 ] [0.001 ]] [[0.001 ] [0.001 ] [0.001 ] [0.001 ] [0.001 ]]] [[[0.001 ] [0.001 ] [0.001 ] [0.001 ] [0.001 ]] [[0.001 ] [0.001 ] [0.001 ] [0.001 ] [0.001 ]] [[0.001 ] [0.001 ] [0.001 ] [0.001 ] [0.001 ]] ... [[0.001 ] [0.001 ] [0.001 ] [0.001 ] [0.001 ]] [[0.001 ] [0.001 ] [0.001 ] [0.001 ] [0.001 ]] [[0.001 ] [0.001 ] [0.001 ] [0.001 ] [0.001 ]]]] | drag coefficients, spanwise
rotorse.airfoils_cm | intermediate |  | [[[[ 0.00000000e+00] [ 0.00000000e+00] [ 0.00000000e+00] [ 0.00000000e+00] [ 0.00000000e+00]] [[ 0.00000000e+00] [ 0.00000000e+00] [ 0.00000000e+00] [ 0.00000000e+00] [ 0.00000000e+00]] [[ 0.00000000e+00] [ 0.00000000e+00] [ 0.00000000e+00] [ 0.00000000e+00] [ 0.00000000e+00]] ... [[ 0.00000000e+00] [ 0.00000000e+00] [ 0.00000000e+00] [ 0.00000000e+00] [ 0.00000000e+00]] [[ 0.00000000e+00] [ 0.00000000e+00] [ 0.00000000e+00] [ 0.00000000e+00] [ 0.00000000e+00]] [[ 0.00000000e+00] [ 0.00000000e+00] [ 0.00000000e+00] [ 0.00000000e+00] [ 0.00000000e+00]]] [[[ 0.00000000e+00] [ 0.00000000e+00] [ 0.00000000e+00] [ 0.00000000e+00] [ 0.00000000e+00]] [[ 6.01446903e-03] [ 6.01446903e-03] [ 6.01446903e-03] [ 6.01446903e-03] [ 6.01446903e-03]] [[ 1.03917777e-02] [ 1.03917777e-02] [ 1.03917777e-02] [ 1.03917777e-02] [ 1.03917777e-02]] ... [[-1.50454748e-02] [-1.50454748e-02] [-1.50454748e-02] [-1.50454748e-02] [-1.50454748e-02]] [[-8.95340984e-03] [-8.95340984e-03] [-8.95340984e-03] [-8.95340984e-03] [-8.95340984e-03]] [[ 0.00000000e+00] [ 0.00000000e+00] [ 0.00000000e+00] [ 0.00000000e+00] [ 0.00000000e+00]]] [[[ 0.00000000e+00] [ 0.00000000e+00] [ 0.00000000e+00] [ 0.00000000e+00] [ 0.00000000e+00]] [[ 5.29945751e-02] [ 5.29945751e-02] [ 5.29945751e-02] [ 5.29945751e-02] [ 5.29945751e-02]] [[ 9.32521557e-02] [ 9.32521557e-02] [ 9.32521557e-02] [ 9.32521557e-02] [ 9.32521557e-02]] ... [[-1.32558809e-01] [-1.32558809e-01] [-1.32558809e-01] [-1.32558809e-01] [-1.32558809e-01]] [[-7.74099366e-02] [-7.74099366e-02] [-7.74099366e-02] [-7.74099366e-02] [-7.74099366e-02]] [[ 0.00000000e+00] [ 0.00000000e+00] [ 0.00000000e+00] [ 0.00000000e+00] [ 0.00000000e+00]]] ... [[[ 0.00000000e+00] [ 0.00000000e+00] [ 0.00000000e+00] [ 0.00000000e+00] [ 0.00000000e+00]] [[ 1.20000000e-01] [ 1.20000000e-01] [ 1.20000000e-01] [ 1.20000000e-01] [ 1.20000000e-01]] [[ 2.40000000e-01] [ 2.40000000e-01] [ 2.40000000e-01] [ 2.40000000e-01] [ 2.40000000e-01]] ... [[-3.00000000e-01] [-3.00000000e-01] [-3.00000000e-01] [-3.00000000e-01] [-3.00000000e-01]] [[-1.50000000e-01] [-1.50000000e-01] [-1.50000000e-01] [-1.50000000e-01] [-1.50000000e-01]] [[-1.38777878e-17] [-1.38777878e-17] [-1.38777878e-17] [-1.38777878e-17] [-1.38777878e-17]]] [[[ 0.00000000e+00] [ 0.00000000e+00] [ 0.00000000e+00] [ 0.00000000e+00] [ 0.00000000e+00]] [[ 1.20000000e-01] [ 1.20000000e-01] [ 1.20000000e-01] [ 1.20000000e-01] [ 1.20000000e-01]] [[ 2.40000000e-01] [ 2.40000000e-01] [ 2.40000000e-01] [ 2.40000000e-01] [ 2.40000000e-01]] ... [[-3.00000000e-01] [-3.00000000e-01] [-3.00000000e-01] [-3.00000000e-01] [-3.00000000e-01]] [[-1.50000000e-01] [-1.50000000e-01] [-1.50000000e-01] [-1.50000000e-01] [-1.50000000e-01]] [[-1.38777878e-17] [-1.38777878e-17] [-1.38777878e-17] [-1.38777878e-17] [-1.38777878e-17]]] [[[ 0.00000000e+00] [ 0.00000000e+00] [ 0.00000000e+00] [ 0.00000000e+00] [ 0.00000000e+00]] [[ 1.20000000e-01] [ 1.20000000e-01] [ 1.20000000e-01] [ 1.20000000e-01] [ 1.20000000e-01]] [[ 2.40000000e-01] [ 2.40000000e-01] [ 2.40000000e-01] [ 2.40000000e-01] [ 2.40000000e-01]] ... [[-3.00000000e-01] [-3.00000000e-01] [-3.00000000e-01] [-3.00000000e-01] [-3.00000000e-01]] [[-1.50000000e-01] [-1.50000000e-01] [-1.50000000e-01] [-1.50000000e-01] [-1.50000000e-01]] [[-1.38777878e-17] [-1.38777878e-17] [-1.38777878e-17] [-1.38777878e-17] [-1.38777878e-17]]]] | moment coefficients, spanwise
rotorse.Rhub | intermediate | m | [3.] | hub radius
rotorse.Rtip | intermediate | m | [102.99626781] | tip radius
rotorse.ccblade.rthick | intermediate |  | [1. 0.9904762 0.90583552 0.76920637 0.62433185 0.51495506 0.45652477 0.40898037 0.37373472 0.35299758 0.33854388 0.32716954 0.31781339 0.30941425 0.30091105 0.29250549 0.28490061 0.27785301 0.27111927 0.26445597 0.25549867 0.250367 0.2424545 0.23345852 0.22353126 0.21373557 0.20477992 0.19617537 0.18790426 0.18 ] | 1D array of the relative thicknesses of the blade defined along span.
rotorse.precurve | intermediate | m | [ 0. 0.01458961 0.05222308 0.10814189 0.1742505 0.24113677 0.30008558 0.34265121 0.35982107 0.34758647 0.3145081 0.26685814 0.21087049 0.1404773 0.03804705 -0.09075292 -0.23512381 -0.39413733 -0.58577711 -0.80529181 -1.1155553 -1.29121723 -1.5637297 -1.85903588 -2.17067421 -2.49837779 -2.84335536 -3.20952152 -3.59684443 -4. ] | precurve at each section
rotorse.precurveTip | intermediate | m | [-4.] | precurve at tip
rotorse.presweep | intermediate | m | [0. 0. 0. 0. 0. 0. 0. 0. 0. 0. 0. 0. 0. 0. 0. 0. 0. 0. 0. 0. 0. 0. 0. 0. 0. 0. 0. 0. 0. 0.] | presweep at each section
rotorse.presweepTip | intermediate | m | [0.] | presweep at tip
rotorse.hub_height | intermediate | m | [140.] | hub height
rotorse.theta | output | deg | [20.00195663 17.84725743 15.76145604 13.7721172 11.90680566 10.19308617 8.65852346 7.33068229 6.23712738 5.40542349 4.85173007 4.44105881 4.11071532 3.84005534 3.60843462 3.39520891 3.17973397 2.94136554 2.65945937 2.31337122 1.74344765 1.38397276 0.81166088 0.17520865 -0.51981921 -1.26785798 -2.06334293 -2.90070935 -3.77439251 -4.67882768] | Twist angle at each section (positive decreases angle of attack)
rotorse.re.pitch_axis | intermediate |  | [0.5 0.49816955 0.48992341 0.47666778 0.47368421 0.47368421 0.47368421 0.47368421 0.47368421 0.47368421 0.47368421 0.46808511 0.4612069 0.44196429 0.43251806 0.42095775 0.41010371 0.40195138 0.39522149 0.39116278 0.39008436 0.39134099 0.39523274 0.40007425 0.40504215 0.41113787 0.41946139 0.43201533 0.45321411 0.5 ] | 1D array of the chordwise position of the pitch axis (0-LE, 1-TE), defined along blade span.
rotorse.re.coord_xy_interp | intermediate |  | [[[ 1.00000000e+00 -5.22802288e-16] [ 9.99429684e-01 -2.22597407e-02] [ 9.98063018e-01 -4.44580349e-02] ... [ 9.98120489e-01 4.38394581e-02] [ 9.99443038e-01 2.19496514e-02] [ 1.00000000e+00 -5.26271735e-16]] [[ 1.00000000e+00 -4.63811846e-04] [ 9.98467173e-01 -2.21760738e-02] [ 9.96201019e-01 -4.43513952e-02] ... [ 9.96776877e-01 4.39179785e-02] [ 9.98774657e-01 2.22119245e-02] [ 1.00000000e+00 3.03878429e-04]] [[ 1.00000000e+00 -3.84926541e-03] [ 9.90631439e-01 -2.12435866e-02] [ 9.80995553e-01 -4.24457781e-02] ... [ 9.85613808e-01 4.43560536e-02] [ 9.93218520e-01 2.41263074e-02] [ 1.00000000e+00 2.83048459e-03]] ... [[ 1.00000000e+00 2.99243424e-04] [ 9.76715850e-01 2.78508494e-03] [ 9.52832571e-01 4.62553820e-03] ... [ 9.52575171e-01 9.64309571e-03] [ 9.76267770e-01 4.94496385e-03] [ 1.00000000e+00 2.99243424e-04]] [[ 1.00000000e+00 7.60311480e-05] [ 9.76692547e-01 2.94939444e-03] [ 9.52952126e-01 4.97097005e-03] ... [ 9.52775619e-01 1.06814382e-02] [ 9.76380589e-01 5.38373218e-03] [ 1.00000000e+00 7.60311480e-05]] [[ 1.00000000e+00 1.76276899e-06] [ 9.76685164e-01 3.14692752e-03] [ 9.53182640e-01 5.22846152e-03] ... [ 9.52998460e-01 1.22336784e-02] [ 9.76506117e-01 6.17134718e-03] [ 1.00000000e+00 1.76276899e-06]]] | 3D array of the non-dimensional x and y airfoil coordinates of the airfoils interpolated along span for n_span stations.
rotorse.re.precomp.web_start_nd | intermediate |  | [[0.19443411 0.20023461 0.2034648 0.30413488 0.3160373 0.32770279 0.33485215 0.34029126 0.34423658 0.34620738 0.3474036 0.35147002 0.35661221 0.36797484 0.37529968 0.38400003 0.39261294 0.40002525 0.40658939 0.41125787 0.41420098 0.41486739 0.41480652 0.41441453 0.41398283 0.41243299 0.40890257 0.4023587 0.38976569 0.24523263] [0.19443411 0.20023461 0.2034648 0.24586605 0.25496389 0.26384287 0.26922357 0.27298149 0.27517191 0.27550014 0.27498978 0.27666722 0.27859765 0.28589687 0.28835343 0.29135145 0.2935327 0.29395554 0.29319841 0.29067288 0.28466069 0.28011777 0.27190756 0.26219815 0.25089106 0.23646433 0.21704503 0.18922641 0.14422889 0.24523263]] | 2D array of the non-dimensional start point defined along the outer profile of a web. The TE suction side is 0, the TE pressure side is 1. The first dimension represents each web, the second dimension represents each entry along blade span.
rotorse.re.precomp.web_end_nd | intermediate |  | [[0.69444351 0.70077865 0.71106075 0.62686876 0.63224635 0.63439757 0.63654814 0.6388313 0.64053173 0.64203509 0.64303469 0.64060791 0.6367658 0.62652225 0.62007929 0.61210631 0.60413546 0.59732612 0.59139439 0.58736518 0.58527082 0.5850496 0.58569711 0.58663695 0.58748303 0.58927432 0.59295281 0.59961091 0.61240388 0.75672069] [0.69444351 0.70077865 0.71106075 0.68478831 0.69258227 0.69762736 0.70192515 0.70647296 0.71022509 0.71340119 0.71604553 0.71587227 0.71510839 0.7086763 0.70695558 0.704498 0.70276505 0.70279556 0.70406884 0.70721192 0.71417953 0.71925885 0.7281789 0.73852001 0.7502476 0.76476296 0.78395399 0.81122708 0.855538 0.75672069]] | 2D array of the non-dimensional end point defined along the outer profile of a web. The TE suction side is 0, the TE pressure side is 1. The first dimension represents each web, the second dimension represents each entry along blade span.
rotorse.re.precomp.layer_thickness | intermediate | m | [[ 1.00000000e-03 1.00000000e-03 1.00000000e-03 1.00000000e-03 1.00000000e-03 1.00000000e-03 1.00000000e-03 1.00000000e-03 1.00000000e-03 1.00000000e-03 1.00000000e-03 1.00000000e-03 1.00000000e-03 1.00000000e-03 1.00000000e-03 1.00000000e-03 1.00000000e-03 1.00000000e-03 1.00000000e-03 1.00000000e-03 1.00000000e-03 1.00000000e-03 1.00000000e-03 1.00000000e-03 1.00000000e-03 1.00000000e-03 1.00000000e-03 1.00000000e-03 1.00000000e-03 1.00000000e-03] [ 4.10000000e-02 3.30000000e-02 2.60000000e-02 2.00000000e-02 1.50000000e-02 1.10000000e-02 8.28454072e-03 6.51243402e-03 5.36207752e-03 4.70247504e-03 4.40263040e-03 4.33154742e-03 4.35822991e-03 4.35168169e-03 4.30702965e-03 4.21940069e-03 4.08392168e-03 3.89571952e-03 3.64992111e-03 3.34165333e-03 2.86491152e-03 2.57935592e-03 2.14614940e-03 1.69211977e-03 1.22767857e-03 1.00000000e-03 1.00000000e-03 1.00000000e-03 1.00000000e-03 1.00000000e-03] [ 0.00000000e+00 7.78193248e-03 1.50365645e-02 2.16850400e-02 2.76485026e-02 3.28480962e-02 3.72049647e-02 4.06402518e-02 4.30751013e-02 4.44306571e-02 4.46449340e-02 4.39262735e-02 4.24754139e-02 4.04425783e-02 3.79779900e-02 3.52318721e-02 3.23544477e-02 2.94959401e-02 2.68065724e-02 2.44365678e-02 2.18277265e-02 2.04570456e-02 1.85237383e-02 1.66203486e-02 1.47476896e-02 1.29065742e-02 1.10978153e-02 9.32222585e-03 7.58061873e-03 5.87380689e-03] [ 0.00000000e+00 7.25433122e-03 1.39944773e-02 2.01524778e-02 2.56603721e-02 3.04501999e-02 3.44540004e-02 3.76038134e-02 3.98316783e-02 4.10696345e-02 4.12612787e-02 4.05525027e-02 3.91203565e-02 3.71115642e-02 3.46728500e-02 3.19509379e-02 2.90925522e-02 2.62444171e-02 2.35532565e-02 2.11657948e-02 1.85124099e-02 1.71131586e-02 1.51336905e-02 1.31775357e-02 1.12451572e-02 9.33701773e-03 7.45358011e-03 5.59530720e-03 3.76266180e-03 1.95610677e-03] [ 0.00000000e+00 0.00000000e+00 0.00000000e+00 0.00000000e+00 0.00000000e+00 0.00000000e+00 0.00000000e+00 0.00000000e+00 0.00000000e+00 0.00000000e+00 0.00000000e+00 0.00000000e+00 0.00000000e+00 0.00000000e+00 0.00000000e+00 0.00000000e+00 0.00000000e+00 0.00000000e+00 0.00000000e+00 1.00000000e-03 3.44239839e-02 1.00000000e-03 -8.13151629e-20 0.00000000e+00 0.00000000e+00 0.00000000e+00 0.00000000e+00 0.00000000e+00 0.00000000e+00 0.00000000e+00] [ 0.00000000e+00 0.00000000e+00 0.00000000e+00 0.00000000e+00 0.00000000e+00 0.00000000e+00 0.00000000e+00 0.00000000e+00 0.00000000e+00 0.00000000e+00 0.00000000e+00 0.00000000e+00 0.00000000e+00 0.00000000e+00 0.00000000e+00 0.00000000e+00 0.00000000e+00 0.00000000e+00 0.00000000e+00 1.00000000e-03 3.44239839e-02 1.00000000e-03 -8.13151629e-20 0.00000000e+00 0.00000000e+00 0.00000000e+00 0.00000000e+00 0.00000000e+00 0.00000000e+00 0.00000000e+00] [ 0.00000000e+00 0.00000000e+00 6.65003373e-03 8.14812366e-03 9.64621359e-03 1.11443035e-02 1.26025620e-02 1.39811575e-02 1.52402586e-02 1.63400338e-02 1.72406517e-02 1.79022807e-02 1.83276090e-02 1.85193246e-02 1.84801155e-02 1.82126698e-02 1.77196757e-02 1.70038210e-02 1.61057826e-02 1.50662370e-02 1.35708454e-02 1.27253309e-02 1.15053236e-02 1.03065158e-02 9.12537420e-03 7.95836553e-03 6.80195656e-03 5.65261407e-03 4.50680481e-03 3.36099555e-03] [ 0.00000000e+00 0.00000000e+00 2.33432275e-02 2.51480648e-02 2.69529021e-02 2.87577394e-02 3.05625767e-02 3.23674140e-02 3.39953792e-02 3.52696003e-02 3.60132052e-02 3.60493218e-02 3.52010780e-02 3.32916017e-02 3.05938669e-02 2.73808473e-02 2.39255169e-02 2.05008494e-02 1.73798187e-02 1.48353987e-02 1.22323494e-02 1.10919834e-02 9.70078471e-03 8.50178952e-03 7.39889612e-03 6.29600271e-03 5.19310930e-03 4.09021589e-03 2.98732248e-03 -6.50521303e-19] [ 0.00000000e+00 0.00000000e+00 2.33432275e-02 2.51480648e-02 2.69529021e-02 2.87577394e-02 3.05625767e-02 3.23674140e-02 3.39953792e-02 3.52696003e-02 3.60132052e-02 3.60493218e-02 3.52010780e-02 3.32916017e-02 3.05938669e-02 2.73808473e-02 2.39255169e-02 2.05008494e-02 1.73798187e-02 1.48353987e-02 1.22323494e-02 1.10919834e-02 9.70078471e-03 8.50178952e-03 7.39889612e-03 6.29600271e-03 5.19310930e-03 4.09021589e-03 2.98732248e-03 -6.50521303e-19] [ 0.00000000e+00 0.00000000e+00 1.86402175e-02 2.29043857e-02 2.71685539e-02 3.12820798e-02 3.50943212e-02 3.84546359e-02 4.12123815e-02 4.32169158e-02 4.43175966e-02 4.46317757e-02 4.42768050e-02 4.33700364e-02 4.20288217e-02 4.03705128e-02 3.85124616e-02 3.64638788e-02 3.42339751e-02 3.18319613e-02 2.84675254e-02 2.65484460e-02 2.36853660e-02 2.07018877e-02 1.76220907e-02 1.44700547e-02 1.12698594e-02 8.04558436e-03 4.82130936e-03 1.59703436e-03] [ 0.00000000e+00 0.00000000e+00 1.06783227e-02 1.30277497e-02 1.53771767e-02 1.77266036e-02 2.00760306e-02 2.23436643e-02 2.44477114e-02 2.63063787e-02 2.78378729e-02 2.89604006e-02 2.95921686e-02 2.97916789e-02 2.96174332e-02 2.91279335e-02 2.83816816e-02 2.74371794e-02 2.63529289e-02 2.51106409e-02 2.32295708e-02 2.20787956e-02 2.02526601e-02 1.81953304e-02 1.58885175e-02 1.33738018e-02 1.06927639e-02 7.88698432e-03 4.99804368e-03 2.06752250e-03] [ 0.00000000e+00 0.00000000e+00 1.17141324e-02 1.47649473e-02 1.78157623e-02 2.08665773e-02 2.39173922e-02 2.69682072e-02 3.00190222e-02 3.29529872e-02 3.56532524e-02 3.80029677e-02 3.98852833e-02 4.11833493e-02 4.17803156e-02 4.17273646e-02 4.10756783e-02 3.98764390e-02 3.81808288e-02 3.60400301e-02 3.26797937e-02 3.06420809e-02 2.75162660e-02 2.41934479e-02 2.07392943e-02 1.72194730e-02 1.36996517e-02 1.01798304e-02 6.66000904e-03 3.14018771e-03] [ 0.00000000e+00 0.00000000e+00 3.59873815e-02 4.39773438e-02 5.19673061e-02 5.96302097e-02 6.66389959e-02 7.26666060e-02 7.73859813e-02 8.04700630e-02 8.15917924e-02 8.09966867e-02 7.89302631e-02 7.56380387e-02 7.13655306e-02 6.63582560e-02 6.08617321e-02 5.50357312e-02 4.90400260e-02 4.30343888e-02 3.54771595e-02 3.16324086e-02 2.65556105e-02 2.18699671e-02 1.74972473e-02 1.33592202e-02 9.37765500e-03 5.47432071e-03 1.57098642e-03 1.00000000e-03] [ 4.10000000e-02 3.30000000e-02 2.60000000e-02 2.00000000e-02 1.53156219e-02 1.26140524e-02 1.00892854e-02 7.82972209e-03 5.92376367e-03 4.45981139e-03 3.52626648e-03 3.01625067e-03 2.82288569e-03 2.83929329e-03 2.95859519e-03 3.07391313e-03 3.07836885e-03 2.99303427e-03 2.83898133e-03 2.63728196e-03 2.33877707e-03 2.17523163e-03 1.95702453e-03 1.75179189e-03 1.55693882e-03 1.36987043e-03 1.18799183e-03 1.00870812e-03 1.00000000e-03 1.00000000e-03] [ 0.00000000e+00 0.00000000e+00 0.00000000e+00 2.16422907e-03 2.21016153e-03 2.25609398e-03 2.30202643e-03 2.34795888e-03 2.38578561e-03 2.40740088e-03 2.40469897e-03 2.36957416e-03 2.29392070e-03 2.16963289e-03 2.01292217e-03 1.84000000e-03 1.66707783e-03 1.51036711e-03 1.38607930e-03 1.31042584e-03 1.27397979e-03 1.27259912e-03 1.29421439e-03 1.33204112e-03 1.37797357e-03 1.42390602e-03 1.46983847e-03 1.51577093e-03 1.56170338e-03 1.08420217e-19] [ 0.00000000e+00 0.00000000e+00 0.00000000e+00 3.74890612e-02 3.61172335e-02 3.47454058e-02 3.33630956e-02 3.19598202e-02 3.05250972e-02 2.90484440e-02 2.75193780e-02 2.59274168e-02 2.43374498e-02 2.28143666e-02 2.14230569e-02 2.02284101e-02 1.92953159e-02 1.86886639e-02 1.83467902e-02 1.82080313e-02 2.00000000e-02 2.00000000e-02 2.00000000e-02 2.00000000e-02 2.00000000e-02 2.00000000e-02 2.00000000e-02 2.00000000e-02 2.00000000e-02 6.93889390e-18] [ 0.00000000e+00 0.00000000e+00 0.00000000e+00 2.07236417e-03 2.11829662e-03 2.16422907e-03 2.21016153e-03 2.25609398e-03 2.30202643e-03 2.34795888e-03 2.38578561e-03 2.40740088e-03 2.40469897e-03 2.36957416e-03 2.29392070e-03 2.16963289e-03 2.01292217e-03 1.84000000e-03 1.66707783e-03 1.51036711e-03 1.35893442e-03 1.31042584e-03 1.27530103e-03 1.27259912e-03 1.29421439e-03 1.33204112e-03 1.37797357e-03 1.42390602e-03 1.46983847e-03 1.08420217e-19] [ 0.00000000e+00 0.00000000e+00 0.00000000e+00 2.51759997e-03 2.44512991e-03 2.37265986e-03 2.30018980e-03 2.22771975e-03 2.15449048e-03 2.07974278e-03 2.00271744e-03 1.92265525e-03 1.83879698e-03 1.75038343e-03 1.66146746e-03 1.57610193e-03 1.49833970e-03 1.43223365e-03 1.38183663e-03 1.35120150e-03 1.33654766e-03 1.33604234e-03 1.34493101e-03 1.36040697e-03 1.37917659e-03 1.39794620e-03 1.41671582e-03 1.43548543e-03 1.45425505e-03 2.16840434e-19] [ 0.00000000e+00 0.00000000e+00 0.00000000e+00 3.77066146e-02 3.63461220e-02 3.49856293e-02 3.36139152e-02 3.22197581e-02 3.07919366e-02 2.93192293e-02 2.77904146e-02 2.61942712e-02 2.45955568e-02 2.30590296e-02 2.16494473e-02 2.04315680e-02 2.00000000e-02 2.00000000e-02 2.00000000e-02 2.00000000e-02 2.00000000e-02 2.00000000e-02 2.00000000e-02 2.00000000e-02 2.00000000e-02 2.00000000e-02 2.00000000e-02 2.00000000e-02 2.00000000e-02 6.93889390e-18] [ 0.00000000e+00 0.00000000e+00 0.00000000e+00 2.66254008e-03 2.59007002e-03 2.51759997e-03 2.44512991e-03 2.37265986e-03 2.30018980e-03 2.22771975e-03 2.15449048e-03 2.07974278e-03 2.00271744e-03 1.92265525e-03 1.83879698e-03 1.75038343e-03 1.66146746e-03 1.57610193e-03 1.49833970e-03 1.43223365e-03 1.37083839e-03 1.35120150e-03 1.33703462e-03 1.33604234e-03 1.34493101e-03 1.36040697e-03 1.37917659e-03 1.39794620e-03 1.41671582e-03 6.50521303e-19]] | 2D array of the thickness of the layers of the blade structure. The first dimension represents each layer, the second dimension represents each entry along blade span.
rotorse.re.precomp.layer_start_nd | intermediate |  | [[0. 0. 0. 0. 0. 0. 0. 0. 0. 0. 0. 0. 0. 0. 0. 0. 0. 0. 0. 0. 0. 0. 0. 0. 0. 0. 0. 0. 0. 0. ] [0. 0. 0. 0. 0. 0. 0. 0. 0. 0. 0. 0. 0. 0. 0. 0. 0. 0. 0. 0. 0. 0. 0. 0. 0. 0. 0. 0. 0. 0. ] [0.16613836 0.17213292 0.17377565 0.24236739 0.24840211 0.25483194 0.25831651 0.2606316 0.26185655 0.26161264 0.26082551 0.26233365 0.26415389 0.27134171 0.27373183 0.27665435 0.27873161 0.27899075 0.27796373 0.27500935 0.26800048 0.26252507 0.25227143 0.23929055 0.2286023 0.2139112 0.19222321 0.15830915 0.10599279 0.08009451] [0.66614777 0.67267696 0.6813716 0.624576 0.63111637 0.63525345 0.63969751 0.64421443 0.6479319 0.65111514 0.65349045 0.65222952 0.64942583 0.64006648 0.63442906 0.62711208 0.61958761 0.61291064 0.6066585 0.60165868 0.59704593 0.59480782 0.59151507 0.58846219 0.58655496 0.58405057 0.58056448 0.57503875 0.57570409 0.59684729] [0.19443411 0.20023461 0.2034648 0.20985913 0.21680988 0.22473252 0.23047318 0.23511254 0.23881547 0.24131677 0.24339399 0.24777115 0.25245366 0.2626957 0.26823324 0.27460993 0.28054095 0.28515759 0.28912313 0.26917496 0.1515052 0.26704966 0.29282122 0.29160038 0.29036809 0.28828892 0.28470286 0.27880225 0.26841981 0.24523263] [0.69444351 0.70077865 0.71106075 0.7210051 0.73181307 0.73805793 0.74192309 0.74555238 0.74756319 0.74829535 0.74813068 0.74511023 0.74148716 0.73206081 0.72721102 0.72134089 0.71582778 0.71163356 0.70815871 0.68329406 0.56315882 0.67908768 0.70736157 0.70936109 0.71126115 0.71382702 0.71773382 0.72373774 0.73399726 0.75672069] [0.48905595 0.48906666 0.48804594 0.48693177 0.4865449 0.48568392 0.48498059 0.48529504 0.48563867 0.48579214 0.48610802 0.48625364 0.48610004 0.48563564 0.4848331 0.4836757 0.48225705 0.48061529 0.47877663 0.47677159 0.4738464 0.47195149 0.46870373 0.46467431 0.45945878 0.45224601 0.44706215 0.44565141 0.44396141 0.44179699] [0. 0. 0. 0. 0. 0. 0. 0. 0. 0. 0. 0. 0. 0. 0. 0. 0. 0. 0. 0. 0. 0. 0. 0. 0. 0. 0. 0. 0. 0. ] [0.95925412 0.9594317 0.95687651 0.95337018 0.95003362 0.94748977 0.94542866 0.9439109 0.94255318 0.94189425 0.94160711 0.94086181 0.93944335 0.93714084 0.93398365 0.92986086 0.92466829 0.9242728 0.92442968 0.92484037 0.92570146 0.92601191 0.92624561 0.92650869 0.93167684 0.9318825 0.93198532 0.93200258 0.9318066 0.93112403] [0.04074588 0.0405683 0.04312349 0.04662982 0.04996638 0.05251023 0.05457134 0.0560891 0.05744682 0.05810575 0.05839289 0.05913819 0.06055665 0.06285916 0.06601635 0.07013914 0.07533171 0.0757272 0.07557032 0.07515963 0.07429854 0.07398809 0.07375439 0.07349131 0.06832316 0.0681175 0.06801468 0.06799742 0.0681934 0.06887597] [0.22272986 0.2283363 0.23315395 0.30628216 0.31651681 0.32605035 0.33114507 0.33476837 0.33695657 0.33733896 0.33716856 0.34000015 0.34401759 0.35428304 0.3606741 0.36854972 0.37654118 0.38368575 0.39047187 0.39611248 0.40173096 0.4045538 0.4086757 0.41413976 0.41620783 0.4187861 0.42232731 0.42791605 0.43084682 0.41037074] [0.51094271 0.51080331 0.51101049 0.51165081 0.51288826 0.51322764 0.51314703 0.51396743 0.5146836 0.5150793 0.51563369 0.51629116 0.51698733 0.5177132 0.51845802 0.51921623 0.52008491 0.52110608 0.52228915 0.52360822 0.52556666 0.5268811 0.52919308 0.53229724 0.5364826 0.54204385 0.54490966 0.54374243 0.54263061 0.54177825] [0.72273926 0.72888034 0.7407499 0.68849077 0.69923106 0.70647186 0.71252606 0.7183512 0.72303192 0.72684146 0.7298335 0.72989602 0.72928952 0.72300781 0.72137133 0.71900745 0.71739719 0.71760564 0.71916665 0.72276182 0.73077641 0.73683654 0.74791935 0.76014226 0.77209424 0.78776454 0.81010964 0.84416027 0.89229042 0.91659409] [0. 0. 0. 0. 0. 0. 0. 0. 0. 0. 0. 0. 0. 0. 0. 0.05 0.05 0.05 0.05 0.05 0.05 0.05 0.05 0.05 0.05 0.05 0.04 0.05 0.05 0.05 ] [0. 0. 0. 0. 0. 0. 0. 0. 0. 0. 0. 0. 0. 0. 0. 0. 0. 0. 0. 0. 0. 0. 0. 0. 0. 0. 0. 0. 0. 0. ] [0. 0. 0. 0. 0. 0. 0. 0. 0. 0. 0. 0. 0. 0. 0. 0. 0. 0. 0. 0. 0. 0. 0. 0. 0. 0. 0. 0. 0. 0. ] [0. 0. 0. 0. 0. 0. 0. 0. 0. 0. 0. 0. 0. 0. 0. 0. 0. 0. 0. 0. 0. 0. 0. 0. 0. 0. 0. 0. 0. 0. ] [0. 0. 0. 0. 0. 0. 0. 0. 0. 0. 0. 0. 0. 0. 0. 0. 0. 0. 0. 0. 0. 0. 0. 0. 0. 0. 0. 0. 0. 0. ] [0. 0. 0. 0. 0. 0. 0. 0. 0. 0. 0. 0. 0. 0. 0. 0. 0. 0. 0. 0. 0. 0. 0. 0. 0. 0. 0. 0. 0. 0. ] [0. 0. 0. 0. 0. 0. 0. 0. 0. 0. 0. 0. 0. 0. 0. 0. 0. 0. 0. 0. 0. 0. 0. 0. 0. 0. 0. 0. 0. 0. ]] | 2D array of the non-dimensional start point defined along the outer profile of a layer. The TE suction side is 0, the TE pressure side is 1. The first dimension represents each layer, the second dimension represents each entry along blade span.
rotorse.re.precomp.layer_end_nd | intermediate |  | [[1. 1. 1. 1. 1. 1. 1. 1. 1. 1. 1. 1. 1. 1. 1. 1. 1. 1. 1. 1. 1. 1. 1. 1. 1. 1. 1. 1. 1. 1. ] [1. 1. 1. 1. 1. 1. 1. 1. 1. 1. 1. 1. 1. 1. 1. 1. 1. 1. 1. 1. 1. 1. 1. 1. 1. 1. 1. 1. 1. 1. ] [0.22272986 0.2283363 0.23315395 0.30628216 0.31651681 0.32605035 0.33114507 0.33476837 0.33695657 0.33733896 0.33716856 0.34000015 0.34401759 0.35428304 0.3606741 0.36854972 0.37654118 0.38368575 0.39047187 0.39611248 0.40173096 0.4045538 0.4086757 0.41413976 0.41620783 0.4187861 0.42232731 0.42791605 0.43084682 0.41037074] [0.72273926 0.72888034 0.7407499 0.68849077 0.69923106 0.70647186 0.71252606 0.7183512 0.72303192 0.72684146 0.7298335 0.72989602 0.72928952 0.72300781 0.72137133 0.71900745 0.71739719 0.71760564 0.71916665 0.72276182 0.73077641 0.73683654 0.74791935 0.76014226 0.77209424 0.78776454 0.81010964 0.84416027 0.89229042 0.91659409] [0.19443411 0.20023461 0.2034648 0.20985913 0.21680988 0.22473252 0.23047318 0.23511254 0.23881547 0.24131677 0.24339399 0.24777115 0.25245366 0.2626957 0.26823324 0.27460993 0.28054095 0.28515759 0.28912313 0.31458864 0.43568247 0.32031043 0.29282122 0.29160038 0.29036809 0.28828892 0.28470286 0.27880225 0.26841981 0.24523263] [0.69444351 0.70077865 0.71106075 0.7210051 0.73181307 0.73805793 0.74192309 0.74555238 0.74756319 0.74829535 0.74813068 0.74511023 0.74148716 0.73206081 0.72721102 0.72134089 0.71582778 0.71163356 0.70815871 0.72870773 0.84733608 0.73234845 0.70736157 0.70936109 0.71126115 0.71382702 0.71773382 0.72373774 0.73399726 0.75672069] [0.51094271 0.51080331 0.51101049 0.51165081 0.51288826 0.51322764 0.51314703 0.51396743 0.5146836 0.5150793 0.51563369 0.51629116 0.51698733 0.5177132 0.51845802 0.51921623 0.52008491 0.52110608 0.52228915 0.52360822 0.52556666 0.5268811 0.52919308 0.53229724 0.5364826 0.54204385 0.54490966 0.54374243 0.54263061 0.54177825] [0.04074588 0.0405683 0.04312349 0.04662982 0.04996638 0.05251023 0.05457134 0.0560891 0.05744682 0.05810575 0.05839289 0.05913819 0.06055665 0.06285916 0.06601635 0.07013914 0.07533171 0.0757272 0.07557032 0.07515963 0.07429854 0.07398809 0.07375439 0.07349131 0.06832316 0.0681175 0.06801468 0.06799742 0.0681934 0.06887597] [1. 1. 1. 1. 1. 1. 1. 1. 1. 1. 1. 1. 1. 1. 1. 1. 1. 1. 1. 1. 1. 1. 1. 1. 1. 1. 1. 1. 1. 1. ] [0.16613836 0.17213292 0.17377565 0.24236739 0.24840211 0.25483194 0.25831651 0.2606316 0.26185655 0.26161264 0.26082551 0.26233365 0.26415389 0.27134171 0.27373183 0.27665435 0.27873161 0.27899075 0.27796373 0.27500935 0.26800048 0.26252507 0.25227143 0.23929055 0.2286023 0.2139112 0.19222321 0.15830915 0.10599279 0.08009451] [0.48905595 0.48906666 0.48804594 0.48693177 0.4865449 0.48568392 0.48498059 0.48529504 0.48563867 0.48579214 0.48610802 0.48625364 0.48610004 0.48563564 0.4848331 0.4836757 0.48225705 0.48061529 0.47877663 0.47677159 0.4738464 0.47195149 0.46870373 0.46467431 0.45945878 0.45224601 0.44706215 0.44565141 0.44396141 0.44179699] [0.66614777 0.67267696 0.6813716 0.624576 0.63111637 0.63525345 0.63969751 0.64421443 0.6479319 0.65111514 0.65349045 0.65222952 0.64942583 0.64006648 0.63442906 0.62711208 0.61958761 0.61291064 0.6066585 0.60165868 0.59704593 0.59480782 0.59151507 0.58846219 0.58655496 0.58405057 0.58056448 0.57503875 0.57570409 0.59684729] [0.95925412 0.9594317 0.95687651 0.95337018 0.95003362 0.94748977 0.94542866 0.9439109 0.94255318 0.94189425 0.94160711 0.94086181 0.93944335 0.93714084 0.93398365 0.92986086 0.92466829 0.9242728 0.92442968 0.92484037 0.92570146 0.92601191 0.92624561 0.92650869 0.93167684 0.9318825 0.93198532 0.93200258 0.9318066 0.93112403] [1. 1. 1. 1. 1. 1. 1. 1. 1. 1. 1. 1. 1. 1. 1. 0.95 0.95 0.95 0.95 0.95 0.95 0.95 0.95 0.95 0.95 0.95 0.95 0.95 0.95 0.95 ] [0. 0. 0. 0. 0. 0. 0. 0. 0. 0. 0. 0. 0. 0. 0. 0. 0. 0. 0. 0. 0. 0. 0. 0. 0. 0. 0. 0. 0. 0. ] [0. 0. 0. 0. 0. 0. 0. 0. 0. 0. 0. 0. 0. 0. 0. 0. 0. 0. 0. 0. 0. 0. 0. 0. 0. 0. 0. 0. 0. 0. ] [0. 0. 0. 0. 0. 0. 0. 0. 0. 0. 0. 0. 0. 0. 0. 0. 0. 0. 0. 0. 0. 0. 0. 0. 0. 0. 0. 0. 0. 0. ] [0. 0. 0. 0. 0. 0. 0. 0. 0. 0. 0. 0. 0. 0. 0. 0. 0. 0. 0. 0. 0. 0. 0. 0. 0. 0. 0. 0. 0. 0. ] [0. 0. 0. 0. 0. 0. 0. 0. 0. 0. 0. 0. 0. 0. 0. 0. 0. 0. 0. 0. 0. 0. 0. 0. 0. 0. 0. 0. 0. 0. ] [0. 0. 0. 0. 0. 0. 0. 0. 0. 0. 0. 0. 0. 0. 0. 0. 0. 0. 0. 0. 0. 0. 0. 0. 0. 0. 0. 0. 0. 0. ]] | 2D array of the non-dimensional end point defined along the outer profile of a layer. The TE suction side is 0, the TE pressure side is 1. The first dimension represents each layer, the second dimension represents each entry along blade span.
rotorse.re.precomp.joint_mass | intermediate | kg | [435.28317427] | Mass of the joint.
towerse.member.gc.d | intermediate | m | [6. 6. 6. 6. 6. 6. 6. 6. 6. 5.89079213 5.53032592]
towerse.member.gc.t | intermediate | m | [0.06190994 0.05532001 0.04902645 0.04351143 0.03838378 0.03328114 0.0282451 0.02352226 0.01966602 0.01803766]
towerse.member.s | output |  | [0. 0.1 0.2 0.3 0.4 0.5 0.6 0.7 0.8 0.9 1. ]
towerse.member.height | output | m | [137.]
towerse.tower_outer_diameter | output | m | [6. 6. 6. 6. 6. 6. 6. 6. 6. 5.89079213 5.53032592]
towerse.tower_wall_thickness | output | m | [0.06190994 0.05532001 0.04902645 0.04351143 0.03838378 0.03328114 0.0282451 0.02352226 0.01966602 0.01803766]
towerse.member.E | output | Pa | [2.e+11 2.e+11 2.e+11 2.e+11 2.e+11 2.e+11 2.e+11 2.e+11 2.e+11 2.e+11]
towerse.member.G | output | Pa | [7.93e+10 7.93e+10 7.93e+10 7.93e+10 7.93e+10 7.93e+10 7.93e+10 7.93e+10 7.93e+10 7.93e+10]
towerse.member.sigma_y | output | Pa | [3.45e+08 3.45e+08 3.45e+08 3.45e+08 3.45e+08 3.45e+08 3.45e+08 3.45e+08 3.45e+08 3.45e+08]
towerse.member.rho | output | kg/m**3 | [7800. 7800. 7800. 7800. 7800. 7800. 7800. 7800. 7800. 7800.]
towerse.member.unit_cost | output | USD/kg | [0.7 0.7 0.7 0.7 0.7 0.7 0.7 0.7 0.7 0.7]
towerse.member.outfitting_factor | output |  | [1.07 1.07 1.07 1.07 1.07 1.07 1.07 1.07 1.07 1.07]
towerse.tower_s | intermediate |  | [0. 0.1 0.2 0.3 0.4 0.5 0.6 0.7 0.8 0.9 1. ]
towerse.outfitting_full | output |  | [1.07 1.07 1.07 1.07 1.07 1.07 1.07 1.07 1.07 1.07 1.07 1.07 1.07 1.07 1.07 1.07 1.07 1.07 1.07 1.07 1.07 1.07 1.07 1.07 1.07 1.07 1.07 1.07 1.07 1.07]
towerse.member.unit_cost_full | output | USD/kg | [0.7 0.7 0.7 0.7 0.7 0.7 0.7 0.7 0.7 0.7 0.7 0.7 0.7 0.7 0.7 0.7 0.7 0.7 0.7 0.7 0.7 0.7 0.7 0.7 0.7 0.7 0.7 0.7 0.7 0.7]
towerse.hub_height | intermediate | m | [140.]
towerse.foundation_height | intermediate | m | [0.]
af_3d.cl | intermediate |  | [[[[ 0.00000000e+00] [ 0.00000000e+00] [ 0.00000000e+00] [ 0.00000000e+00] [ 0.00000000e+00]] [[ 0.00000000e+00] [ 0.00000000e+00] [ 0.00000000e+00] [ 0.00000000e+00] [ 0.00000000e+00]] [[ 0.00000000e+00] [ 0.00000000e+00] [ 0.00000000e+00] [ 0.00000000e+00] [ 0.00000000e+00]] ... [[ 0.00000000e+00] [ 0.00000000e+00] [ 0.00000000e+00] [ 0.00000000e+00] [ 0.00000000e+00]] [[ 0.00000000e+00] [ 0.00000000e+00] [ 0.00000000e+00] [ 0.00000000e+00] [ 0.00000000e+00]] [[ 0.00000000e+00] [ 0.00000000e+00] [ 0.00000000e+00] [ 0.00000000e+00] [ 0.00000000e+00]]] [[[ 0.00000000e+00] [ 0.00000000e+00] [ 0.00000000e+00] [ 0.00000000e+00] [ 0.00000000e+00]] [[ 2.26137991e-03] [ 1.94775724e-03] [ 1.92094234e-03] [ 1.93109733e-03] [ 1.89340473e-03]] [[ 4.52275988e-03] [ 3.89551453e-03] [ 3.84188473e-03] [ 3.86219472e-03] [ 3.78680952e-03]] ... [[-4.52275988e-03] [-3.89551453e-03] [-3.84188473e-03] [-3.86219472e-03] [-3.78680952e-03]] [[-2.26137991e-03] [-1.94775724e-03] [-1.92094234e-03] [-1.93109733e-03] [-1.89340473e-03]] [[-7.53598903e-19] [-7.53598903e-19] [-7.53598903e-19] [-7.53598903e-19] [-7.53598903e-19]]] [[[ 0.00000000e+00] [ 0.00000000e+00] [ 0.00000000e+00] [ 0.00000000e+00] [ 0.00000000e+00]] [[ 2.24911443e-02] [ 2.00611592e-02] [ 1.98552462e-02] [ 1.99331949e-02] [ 1.96440645e-02]] [[ 4.49822890e-02] [ 4.01223189e-02] [ 3.97104929e-02] [ 3.98663903e-02] [ 3.92881293e-02]] ... [[-4.49822890e-02] [-4.01223189e-02] [-3.97104929e-02] [-3.98663903e-02] [-3.92881293e-02]] [[-2.24911443e-02] [-2.00611592e-02] [-1.98552462e-02] [-1.99331949e-02] [-1.96440645e-02]] [[-6.25425624e-18] [-6.25425624e-18] [-6.25425624e-18] [-6.25425624e-18] [-6.25425624e-18]]] ... [[[ 0.00000000e+00] [ 0.00000000e+00] [ 0.00000000e+00] [ 0.00000000e+00] [ 0.00000000e+00]] [[ 1.81891218e-01] [ 1.86009734e-01] [ 1.87437603e-01] [ 1.94392998e-01] [ 1.98011589e-01]] [[ 3.63782435e-01] [ 3.72019469e-01] [ 3.74875206e-01] [ 3.88785996e-01] [ 3.96023178e-01]] ... [[-3.63782435e-01] [-3.72019469e-01] [-3.74875206e-01] [-3.88785996e-01] [-3.96023178e-01]] [[-1.81891218e-01] [-1.86009734e-01] [-1.87437603e-01] [-1.94392998e-01] [-1.98011589e-01]] [[-3.06780898e-19] [-2.47779670e-19] [ 0.00000000e+00] [ 1.29721666e-17] [-3.98810863e-18]]] [[[ 0.00000000e+00] [ 0.00000000e+00] [ 0.00000000e+00] [ 0.00000000e+00] [ 0.00000000e+00]] [[ 1.91313607e-01] [ 1.96662846e-01] [ 1.98266810e-01] [ 2.04863588e-01] [ 2.08470811e-01]] [[ 3.82627215e-01] [ 3.93325692e-01] [ 3.96533620e-01] [ 4.09727176e-01] [ 4.16941622e-01]] ... [[-3.82627215e-01] [-3.93325692e-01] [-3.96533620e-01] [-4.09727176e-01] [-4.16941622e-01]] [[-1.91313607e-01] [-1.96662846e-01] [-1.98266810e-01] [-2.04863588e-01] [-2.08470811e-01]] [[-1.16003931e-18] [-5.93069651e-19] [ 0.00000000e+00] [ 1.36426336e-17] [-8.66895539e-18]]] [[[ 0.00000000e+00] [ 0.00000000e+00] [ 0.00000000e+00] [ 0.00000000e+00] [ 0.00000000e+00]] [[ 2.02449660e-01] [ 2.09583515e-01] [ 2.11419915e-01] [ 2.17381080e-01] [ 2.21043270e-01]] [[ 4.04899320e-01] [ 4.19167029e-01] [ 4.22839830e-01] [ 4.34762160e-01] [ 4.42086540e-01]] ... [[-4.04899320e-01] [-4.19167029e-01] [-4.22839830e-01] [-4.34762160e-01] [-4.42086540e-01]] [[-2.02449660e-01] [-2.09583515e-01] [-2.11419915e-01] [-2.17381080e-01] [-2.21043270e-01]] [[-2.80518940e-18] [-1.05413865e-18] [ 0.00000000e+00] [ 1.38777878e-17] [-1.38777878e-17]]]] | 4D array with the lift coefficients of the airfoils. Dimension 0 is along the blade span for n_span stations, dimension 1 is along the angles of attack, dimension 2 is along the Reynolds number, dimension 3 is along the number of tabs, which may describe multiple sets at the same station, for example in presence of a flap.
af_3d.cd | intermediate |  | [[[[0.5 ] [0.5 ] [0.5 ] [0.5 ] [0.5 ]] [[0.5 ] [0.5 ] [0.5 ] [0.5 ] [0.5 ]] [[0.5 ] [0.5 ] [0.5 ] [0.5 ] [0.5 ]] ... [[0.5 ] [0.5 ] [0.5 ] [0.5 ] [0.5 ]] [[0.5 ] [0.5 ] [0.5 ] [0.5 ] [0.5 ]] [[0.5 ] [0.5 ] [0.5 ] [0.5 ] [0.5 ]]] [[[0.48317224] [0.48317224] [0.48317224] [0.48317224] [0.48317224]] [[0.48317224] [0.48317224] [0.48317224] [0.48317224] [0.48317224]] [[0.48317224] [0.48317224] [0.48317224] [0.48317224] [0.48317224]] ... [[0.48317224] [0.48317224] [0.48317224] [0.48317224] [0.48317224]] [[0.48317224] [0.48317224] [0.48317224] [0.48317224] [0.48317224]] [[0.48317224] [0.48317224] [0.48317224] [0.48317224] [0.48317224]]] [[[0.34328947] [0.34328947] [0.34328947] [0.34328947] [0.34328947]] [[0.34328947] [0.34328947] [0.34328947] [0.34328947] [0.34328947]] [[0.34328947] [0.34328947] [0.34328947] [0.34328947] [0.34328947]] ... [[0.34328947] [0.34328947] [0.34328947] [0.34328947] [0.34328947]] [[0.34328947] [0.34328947] [0.34328947] [0.34328947] [0.34328947]] [[0.34328947] [0.34328947] [0.34328947] [0.34328947] [0.34328947]]] ... [[[0.001 ] [0.001 ] [0.001 ] [0.001 ] [0.001 ]] [[0.001 ] [0.001 ] [0.001 ] [0.001 ] [0.001 ]] [[0.001 ] [0.001 ] [0.001 ] [0.001 ] [0.001 ]] ... [[0.001 ] [0.001 ] [0.001 ] [0.001 ] [0.001 ]] [[0.001 ] [0.001 ] [0.001 ] [0.001 ] [0.001 ]] [[0.001 ] [0.001 ] [0.001 ] [0.001 ] [0.001 ]]] [[[0.001 ] [0.001 ] [0.001 ] [0.001 ] [0.001 ]] [[0.001 ] [0.001 ] [0.001 ] [0.001 ] [0.001 ]] [[0.001 ] [0.001 ] [0.001 ] [0.001 ] [0.001 ]] ... [[0.001 ] [0.001 ] [0.001 ] [0.001 ] [0.001 ]] [[0.001 ] [0.001 ] [0.001 ] [0.001 ] [0.001 ]] [[0.001 ] [0.001 ] [0.001 ] [0.001 ] [0.001 ]]] [[[0.001 ] [0.001 ] [0.001 ] [0.001 ] [0.001 ]] [[0.001 ] [0.001 ] [0.001 ] [0.001 ] [0.001 ]] [[0.001 ] [0.001 ] [0.001 ] [0.001 ] [0.001 ]] ... [[0.001 ] [0.001 ] [0.001 ] [0.001 ] [0.001 ]] [[0.001 ] [0.001 ] [0.001 ] [0.001 ] [0.001 ]] [[0.001 ] [0.001 ] [0.001 ] [0.001 ] [0.001 ]]]] | 4D array with the drag coefficients of the airfoils. Dimension 0 is along the blade span for n_span stations, dimension 1 is along the angles of attack, dimension 2 is along the Reynolds number, dimension 3 is along the number of tabs, which may describe multiple sets at the same station, for example in presence of a flap.
af_3d.cm | intermediate |  | [[[[ 0.00000000e+00] [ 0.00000000e+00] [ 0.00000000e+00] [ 0.00000000e+00] [ 0.00000000e+00]] [[ 0.00000000e+00] [ 0.00000000e+00] [ 0.00000000e+00] [ 0.00000000e+00] [ 0.00000000e+00]] [[ 0.00000000e+00] [ 0.00000000e+00] [ 0.00000000e+00] [ 0.00000000e+00] [ 0.00000000e+00]] ... [[ 0.00000000e+00] [ 0.00000000e+00] [ 0.00000000e+00] [ 0.00000000e+00] [ 0.00000000e+00]] [[ 0.00000000e+00] [ 0.00000000e+00] [ 0.00000000e+00] [ 0.00000000e+00] [ 0.00000000e+00]] [[ 0.00000000e+00] [ 0.00000000e+00] [ 0.00000000e+00] [ 0.00000000e+00] [ 0.00000000e+00]]] [[[ 0.00000000e+00] [ 0.00000000e+00] [ 0.00000000e+00] [ 0.00000000e+00] [ 0.00000000e+00]] [[ 6.01446903e-03] [ 6.01446903e-03] [ 6.01446903e-03] [ 6.01446903e-03] [ 6.01446903e-03]] [[ 1.03917777e-02] [ 1.03917777e-02] [ 1.03917777e-02] [ 1.03917777e-02] [ 1.03917777e-02]] ... [[-1.50454748e-02] [-1.50454748e-02] [-1.50454748e-02] [-1.50454748e-02] [-1.50454748e-02]] [[-8.95340984e-03] [-8.95340984e-03] [-8.95340984e-03] [-8.95340984e-03] [-8.95340984e-03]] [[ 0.00000000e+00] [ 0.00000000e+00] [ 0.00000000e+00] [ 0.00000000e+00] [ 0.00000000e+00]]] [[[ 0.00000000e+00] [ 0.00000000e+00] [ 0.00000000e+00] [ 0.00000000e+00] [ 0.00000000e+00]] [[ 5.29945751e-02] [ 5.29945751e-02] [ 5.29945751e-02] [ 5.29945751e-02] [ 5.29945751e-02]] [[ 9.32521557e-02] [ 9.32521557e-02] [ 9.32521557e-02] [ 9.32521557e-02] [ 9.32521557e-02]] ... [[-1.32558809e-01] [-1.32558809e-01] [-1.32558809e-01] [-1.32558809e-01] [-1.32558809e-01]] [[-7.74099366e-02] [-7.74099366e-02] [-7.74099366e-02] [-7.74099366e-02] [-7.74099366e-02]] [[ 0.00000000e+00] [ 0.00000000e+00] [ 0.00000000e+00] [ 0.00000000e+00] [ 0.00000000e+00]]] ... [[[ 0.00000000e+00] [ 0.00000000e+00] [ 0.00000000e+00] [ 0.00000000e+00] [ 0.00000000e+00]] [[ 1.20000000e-01] [ 1.20000000e-01] [ 1.20000000e-01] [ 1.20000000e-01] [ 1.20000000e-01]] [[ 2.40000000e-01] [ 2.40000000e-01] [ 2.40000000e-01] [ 2.40000000e-01] [ 2.40000000e-01]] ... [[-3.00000000e-01] [-3.00000000e-01] [-3.00000000e-01] [-3.00000000e-01] [-3.00000000e-01]] [[-1.50000000e-01] [-1.50000000e-01] [-1.50000000e-01] [-1.50000000e-01] [-1.50000000e-01]] [[-1.92606959e-18] [-1.92606959e-18] [-1.92606959e-18] [-1.92606959e-18] [-1.92606959e-18]]] [[[ 0.00000000e+00] [ 0.00000000e+00] [ 0.00000000e+00] [ 0.00000000e+00] [ 0.00000000e+00]] [[ 1.20000000e-01] [ 1.20000000e-01] [ 1.20000000e-01] [ 1.20000000e-01] [ 1.20000000e-01]] [[ 2.40000000e-01] [ 2.40000000e-01] [ 2.40000000e-01] [ 2.40000000e-01] [ 2.40000000e-01]] ... [[-3.00000000e-01] [-3.00000000e-01] [-3.00000000e-01] [-3.00000000e-01] [-3.00000000e-01]] [[-1.50000000e-01] [-1.50000000e-01] [-1.50000000e-01] [-1.50000000e-01] [-1.50000000e-01]] [[-1.92606959e-18] [-1.92606959e-18] [-1.92606959e-18] [-1.92606959e-18] [-1.92606959e-18]]] [[[ 0.00000000e+00] [ 0.00000000e+00] [ 0.00000000e+00] [ 0.00000000e+00] [ 0.00000000e+00]] [[ 1.20000000e-01] [ 1.20000000e-01] [ 1.20000000e-01] [ 1.20000000e-01] [ 1.20000000e-01]] [[ 2.40000000e-01] [ 2.40000000e-01] [ 2.40000000e-01] [ 2.40000000e-01] [ 2.40000000e-01]] ... [[-3.00000000e-01] [-3.00000000e-01] [-3.00000000e-01] [-3.00000000e-01] [-3.00000000e-01]] [[-1.50000000e-01] [-1.50000000e-01] [-1.50000000e-01] [-1.50000000e-01] [-1.50000000e-01]] [[-1.92606959e-18] [-1.92606959e-18] [-1.92606959e-18] [-1.92606959e-18] [-1.92606959e-18]]]] | 4D array with the moment coefficients of the airfoils. Dimension 0 is along the blade span for n_span stations, dimension 1 is along the angles of attack, dimension 2 is along the Reynolds number, dimension 3 is along the number of tabs, which may describe multiple sets at the same station, for example in presence of a flap.
af_3d.r_blade | intermediate | m | [ 3. 6.44814717 9.89629433 13.3444415 16.79258866 20.24073583 23.68888299 27.13703016 30.58517733 34.03332449 37.48147166 40.92961882 44.37776599 47.82591316 51.27406032 54.72220749 58.17035465 61.61850182 65.06664898 68.51479615 72.99738747 75.41109048 78.85923765 82.30738481 85.75553198 89.20367915 92.65182631 96.09997348 99.54812064 102.99626781] | 1D array of the dimensional spanwise grid defined along the rotor (hub radius to blade tip projected on the plane)
af_3d.rotor_radius | intermediate | m | [102.99626781] | Scalar of the rotor radius, defined ignoring prebend and sweep curvatures, and cone and uptilt angles.
af_3d.r_thick | intermediate |  | [1. 0.9904762 0.90583552 0.76920637 0.62433185 0.51495506 0.45652477 0.40898037 0.37373472 0.35299758 0.33854388 0.32716954 0.31781339 0.30941425 0.30091105 0.29250549 0.28490061 0.27785301 0.27111927 0.26445597 0.25549867 0.250367 0.2424545 0.23345852 0.22353126 0.21373557 0.20477992 0.19617537 0.18790426 0.18 ] | 1D array of the relative thicknesses of the blade defined along span.
af_3d.chord | intermediate | m | [4.5 4.56983681 4.62528189 4.66799582 4.69963918 4.72187257 4.73635655 4.74475173 4.74871868 4.749918 4.74635028 4.69435091 4.58798574 4.43652413 4.24923543 4.03538899 3.80425416 3.56510031 3.32719679 3.09981295 2.81761793 2.65862348 2.42213958 2.17511371 1.91805341 1.65146625 1.37585978 1.09174154 0.7996191 0.5 ] | 1D array of the chord values defined along blade span.
blade.compute_coord_xy_dim.chord | intermediate | m | [4.5 4.56983681 4.62528189 4.66799582 4.69963918 4.72187257 4.73635655 4.74475173 4.74871868 4.749918 4.74635028 4.69435091 4.58798574 4.43652413 4.24923543 4.03538899 3.80425416 3.56510031 3.32719679 3.09981295 2.81761793 2.65862348 2.42213958 2.17511371 1.91805341 1.65146625 1.37585978 1.09174154 0.7996191 0.5 ] | 1D array of the chord values defined along blade span.
blade.compute_coord_xy_dim.pitch_axis | intermediate |  | [0.5 0.49816955 0.48992341 0.47666778 0.47368421 0.47368421 0.47368421 0.47368421 0.47368421 0.47368421 0.47368421 0.46808511 0.4612069 0.44196429 0.43251806 0.42095775 0.41010371 0.40195138 0.39522149 0.39116278 0.39008436 0.39134099 0.39523274 0.40007425 0.40504215 0.41113787 0.41946139 0.43201533 0.45321411 0.5 ] | 1D array of the chordwise position of the pitch axis (0-LE, 1-TE), defined along blade span.
blade.compute_coord_xy_dim.twist | intermediate | rad | [ 0.3491 0.3114934 0.2750893 0.24036879 0.20781296 0.17790291 0.15111974 0.12794454 0.10885841 0.09434244 0.08467866 0.0775111 0.07174552 0.06702161 0.06297906 0.05925757 0.05549683 0.05133651 0.04641632 0.04037594 0.0304289 0.02415488 0.01416615 0.00305797 -0.00907256 -0.0221283 -0.03601213 -0.05062693 -0.06587558 -0.08166095] | 1D array of the twist values defined along blade span. The twist is defined positive for negative rotations around the z axis (the same as in BeamDyn).
blade.compute_coord_xy_dim.coord_xy_interp | intermediate |  | [[[ 1.00000000e+00 -5.22802288e-16] [ 9.99429684e-01 -2.22597407e-02] [ 9.98063018e-01 -4.44580349e-02] ... [ 9.98120489e-01 4.38394581e-02] [ 9.99443038e-01 2.19496514e-02] [ 1.00000000e+00 -5.26271735e-16]] [[ 1.00000000e+00 -4.63811846e-04] [ 9.98467173e-01 -2.21760738e-02] [ 9.96201019e-01 -4.43513952e-02] ... [ 9.96776877e-01 4.39179785e-02] [ 9.98774657e-01 2.22119245e-02] [ 1.00000000e+00 3.03878429e-04]] [[ 1.00000000e+00 -3.84926541e-03] [ 9.90631439e-01 -2.12435866e-02] [ 9.80995553e-01 -4.24457781e-02] ... [ 9.85613808e-01 4.43560536e-02] [ 9.93218520e-01 2.41263074e-02] [ 1.00000000e+00 2.83048459e-03]] ... [[ 1.00000000e+00 2.99243424e-04] [ 9.76715850e-01 2.78508494e-03] [ 9.52832571e-01 4.62553820e-03] ... [ 9.52575171e-01 9.64309571e-03] [ 9.76267770e-01 4.94496385e-03] [ 1.00000000e+00 2.99243424e-04]] [[ 1.00000000e+00 7.60311480e-05] [ 9.76692547e-01 2.94939444e-03] [ 9.52952126e-01 4.97097005e-03] ... [ 9.52775619e-01 1.06814382e-02] [ 9.76380589e-01 5.38373218e-03] [ 1.00000000e+00 7.60311480e-05]] [[ 1.00000000e+00 1.76276899e-06] [ 9.76685164e-01 3.14692752e-03] [ 9.53182640e-01 5.22846152e-03] ... [ 9.52998460e-01 1.22336784e-02] [ 9.76506117e-01 6.17134718e-03] [ 1.00000000e+00 1.76276899e-06]]] | 3D array of the non-dimensional x and y airfoil coordinates of the airfoils interpolated along span for n_span stations. The leading edge is place at x=0 and y=0.
blade.compute_coord_xy_dim.ref_axis | intermediate | m | [[ 0.00000000e+00 0.00000000e+00 0.00000000e+00] [ 1.45896086e-02 0.00000000e+00 3.44814717e+00] [ 5.22230768e-02 0.00000000e+00 6.89629433e+00] [ 1.08141891e-01 0.00000000e+00 1.03444415e+01] [ 1.74250500e-01 0.00000000e+00 1.37925887e+01] [ 2.41136773e-01 0.00000000e+00 1.72407358e+01] [ 3.00085581e-01 0.00000000e+00 2.06888830e+01] [ 3.42651213e-01 0.00000000e+00 2.41370302e+01] [ 3.59821072e-01 0.00000000e+00 2.75851773e+01] [ 3.47586472e-01 0.00000000e+00 3.10333245e+01] [ 3.14508104e-01 0.00000000e+00 3.44814717e+01] [ 2.66858145e-01 0.00000000e+00 3.79296188e+01] [ 2.10870490e-01 0.00000000e+00 4.13777660e+01] [ 1.40477297e-01 0.00000000e+00 4.48259132e+01] [ 3.80470534e-02 0.00000000e+00 4.82740603e+01] [-9.07529186e-02 0.00000000e+00 5.17222075e+01] [-2.35123811e-01 0.00000000e+00 5.51703547e+01] [-3.94137332e-01 0.00000000e+00 5.86185018e+01] [-5.85777112e-01 0.00000000e+00 6.20666490e+01] [-8.05291806e-01 0.00000000e+00 6.55147962e+01] [-1.11555530e+00 0.00000000e+00 6.99973875e+01] [-1.29121723e+00 0.00000000e+00 7.24110905e+01] [-1.56372970e+00 0.00000000e+00 7.58592376e+01] [-1.85903588e+00 0.00000000e+00 7.93073848e+01] [-2.17067421e+00 0.00000000e+00 8.27555320e+01] [-2.49837779e+00 0.00000000e+00 8.62036791e+01] [-2.84335536e+00 0.00000000e+00 8.96518263e+01] [-3.20952152e+00 0.00000000e+00 9.30999735e+01] [-3.59684443e+00 0.00000000e+00 9.65481206e+01] [-4.00000000e+00 0.00000000e+00 9.99962678e+01]] | 2D array of the coordinates (x,y,z) of the blade reference axis, defined along blade span. The coordinate system is the one of BeamDyn: it is placed at blade root with x pointing the suction side of the blade, y pointing the trailing edge and z along the blade span. A standard configuration will have negative x values (prebend), if swept positive y values, and positive z values.
blade.compute_reynolds.chord | intermediate | m | [4.5 4.56983681 4.62528189 4.66799582 4.69963918 4.72187257 4.73635655 4.74475173 4.74871868 4.749918 4.74635028 4.69435091 4.58798574 4.43652413 4.24923543 4.03538899 3.80425416 3.56510031 3.32719679 3.09981295 2.81761793 2.65862348 2.42213958 2.17511371 1.91805341 1.65146625 1.37585978 1.09174154 0.7996191 0.5 ]
blade.compute_reynolds.r_blade | intermediate | m | [ 3. 6.44814717 9.89629433 13.3444415 16.79258866 20.24073583 23.68888299 27.13703016 30.58517733 34.03332449 37.48147166 40.92961882 44.37776599 47.82591316 51.27406032 54.72220749 58.17035465 61.61850182 65.06664898 68.51479615 72.99738747 75.41109048 78.85923765 82.30738481 85.75553198 89.20367915 92.65182631 96.09997348 99.54812064 102.99626781] | 1D array of the dimensional spanwise grid defined along the rotor (hub radius to blade tip projected on the plane)
blade.compute_reynolds.rotor_radius | intermediate | m | [102.99626781] | Scalar of the rotor radius, defined ignoring prebend and sweep curvatures, and cone and uptilt angles.
blade.high_level_blade_props.blade_ref_axis_user | intermediate | m | [[ 0.00000000e+00 0.00000000e+00 0.00000000e+00] [ 1.45896086e-02 0.00000000e+00 3.44814717e+00] [ 5.22230768e-02 0.00000000e+00 6.89629433e+00] [ 1.08141891e-01 0.00000000e+00 1.03444415e+01] [ 1.74250500e-01 0.00000000e+00 1.37925887e+01] [ 2.41136773e-01 0.00000000e+00 1.72407358e+01] [ 3.00085581e-01 0.00000000e+00 2.06888830e+01] [ 3.42651213e-01 0.00000000e+00 2.41370302e+01] [ 3.59821072e-01 0.00000000e+00 2.75851773e+01] [ 3.47586472e-01 0.00000000e+00 3.10333245e+01] [ 3.14508104e-01 0.00000000e+00 3.44814717e+01] [ 2.66858145e-01 0.00000000e+00 3.79296188e+01] [ 2.10870490e-01 0.00000000e+00 4.13777660e+01] [ 1.40477297e-01 0.00000000e+00 4.48259132e+01] [ 3.80470534e-02 0.00000000e+00 4.82740603e+01] [-9.07529186e-02 0.00000000e+00 5.17222075e+01] [-2.35123811e-01 0.00000000e+00 5.51703547e+01] [-3.94137332e-01 0.00000000e+00 5.86185018e+01] [-5.85777112e-01 0.00000000e+00 6.20666490e+01] [-8.05291806e-01 0.00000000e+00 6.55147962e+01] [-1.11555530e+00 0.00000000e+00 6.99973875e+01] [-1.29121723e+00 0.00000000e+00 7.24110905e+01] [-1.56372970e+00 0.00000000e+00 7.58592376e+01] [-1.85903588e+00 0.00000000e+00 7.93073848e+01] [-2.17067421e+00 0.00000000e+00 8.27555320e+01] [-2.49837779e+00 0.00000000e+00 8.62036791e+01] [-2.84335536e+00 0.00000000e+00 8.96518263e+01] [-3.20952152e+00 0.00000000e+00 9.30999735e+01] [-3.59684443e+00 0.00000000e+00 9.65481206e+01] [-4.00000000e+00 0.00000000e+00 9.99962678e+01]] | 2D array of the coordinates (x,y,z) of the blade reference axis, defined along blade span. The coordinate system is the one of BeamDyn: it is placed at blade root with x pointing the suction side of the blade, y pointing the trailing edge and z along the blade span. A standard configuration will have negative x values (prebend), if swept positive y values, and positive z values.
blade.high_level_blade_props.hub_radius | intermediate | m | [3.] | Radius of the hub. It defines the distance of the blade root from the rotor center along the coned line.
blade.internal_structure_2d_fem.s | intermediate |  | [0. 0.03448276 0.06896552 0.10344828 0.13793103 0.17241379 0.20689655 0.24137931 0.27586207 0.31034483 0.34482759 0.37931034 0.4137931 0.44827586 0.48275862 0.51724138 0.55172414 0.5862069 0.62068966 0.65517241 0.7 0.72413793 0.75862069 0.79310345 0.82758621 0.86206897 0.89655172 0.93103448 0.96551724 1. ] | 1D array of the non-dimensional spanwise grid defined along blade axis (0-blade root, 1-blade tip)
blade.internal_structure_2d_fem.coord_xy_dim | intermediate | m | [[[ 2.25000000e+00 -2.35261029e-15] [ 2.24743358e+00 -1.00168833e-01] [ 2.24128358e+00 -2.00061157e-01] ... [ 2.24154220e+00 1.97277562e-01] [ 2.24749367e+00 9.87734313e-02] [ 2.25000000e+00 -2.36822281e-15]] [[ 2.29328326e+00 -2.11954445e-03] [ 2.28627850e+00 -1.01341038e-01] [ 2.27592254e+00 -2.02678639e-01] ... [ 2.27855412e+00 2.00697995e-01] [ 2.28768365e+00 1.01504870e-01] [ 2.29328326e+00 1.38867483e-03]] [[ 2.35924801e+00 -1.78039376e-02] [ 2.31591578e+00 -9.82575764e-02] [ 2.27134709e+00 -1.96323689e-01] ... [ 2.29270782e+00 2.05159252e-01] [ 2.32788176e+00 1.11590973e-01] [ 2.35924801e+00 1.30917891e-02]] ... [[ 6.20092458e-01 3.26696476e-04] [ 5.94672184e-01 3.04059292e-03] [ 5.68597816e-01 5.04989219e-03] ... [ 5.68316803e-01 1.05277682e-02] [ 5.94182996e-01 5.39862245e-03] [ 6.20092458e-01 3.26696476e-04]] [[ 4.37220439e-01 6.07959579e-05] [ 4.18583354e-01 2.35839211e-03] [ 3.99600061e-01 3.97488258e-03] ... [ 3.99458923e-01 8.54108195e-03] [ 4.18333907e-01 4.30493506e-03] [ 4.37220439e-01 6.07959579e-05]] [[ 2.50000000e-01 8.81384494e-07] [ 2.38342582e-01 1.57346376e-03] [ 2.26591320e-01 2.61423076e-03] ... [ 2.26499230e-01 6.11683918e-03] [ 2.38253059e-01 3.08567359e-03] [ 2.50000000e-01 8.81384494e-07]]] | 3D array of the dimensional x and y airfoil coordinates of the airfoils interpolated along span for n_span stations. The origin is placed at the pitch axis.
blade.internal_structure_2d_fem.twist | intermediate | rad | [ 0.3491 0.3114934 0.2750893 0.24036879 0.20781296 0.17790291 0.15111974 0.12794454 0.10885841 0.09434244 0.08467866 0.0775111 0.07174552 0.06702161 0.06297906 0.05925757 0.05549683 0.05133651 0.04641632 0.04037594 0.0304289 0.02415488 0.01416615 0.00305797 -0.00907256 -0.0221283 -0.03601213 -0.05062693 -0.06587558 -0.08166095] | 1D array of the twist values defined along blade span. The twist is defined positive for negative rotations around the z axis (the same as in BeamDyn).
blade.internal_structure_2d_fem.chord | intermediate | m | [4.5 4.56983681 4.62528189 4.66799582 4.69963918 4.72187257 4.73635655 4.74475173 4.74871868 4.749918 4.74635028 4.69435091 4.58798574 4.43652413 4.24923543 4.03538899 3.80425416 3.56510031 3.32719679 3.09981295 2.81761793 2.65862348 2.42213958 2.17511371 1.91805341 1.65146625 1.37585978 1.09174154 0.7996191 0.5 ] | 1D array of the chord values defined along blade span.
blade.internal_structure_2d_fem.pitch_axis | intermediate |  | [0.5 0.49816955 0.48992341 0.47666778 0.47368421 0.47368421 0.47368421 0.47368421 0.47368421 0.47368421 0.47368421 0.46808511 0.4612069 0.44196429 0.43251806 0.42095775 0.41010371 0.40195138 0.39522149 0.39116278 0.39008436 0.39134099 0.39523274 0.40007425 0.40504215 0.41113787 0.41946139 0.43201533 0.45321411 0.5 ] | 1D array of the chordwise position of the pitch axis (0-LE, 1-TE), defined along blade span.
blade.interp_airfoils.s | intermediate |  | [0. 0.03448276 0.06896552 0.10344828 0.13793103 0.17241379 0.20689655 0.24137931 0.27586207 0.31034483 0.34482759 0.37931034 0.4137931 0.44827586 0.48275862 0.51724138 0.55172414 0.5862069 0.62068966 0.65517241 0.7 0.72413793 0.75862069 0.79310345 0.82758621 0.86206897 0.89655172 0.93103448 0.96551724 1. ] | 1D array of the non-dimensional spanwise grid defined along blade axis (0-blade root, 1-blade tip)
blade.interp_airfoils.pitch_axis | intermediate |  | [0.5 0.49816955 0.48992341 0.47666778 0.47368421 0.47368421 0.47368421 0.47368421 0.47368421 0.47368421 0.47368421 0.46808511 0.4612069 0.44196429 0.43251806 0.42095775 0.41010371 0.40195138 0.39522149 0.39116278 0.39008436 0.39134099 0.39523274 0.40007425 0.40504215 0.41113787 0.41946139 0.43201533 0.45321411 0.5 ] | 1D array of the chordwise position of the pitch axis (0-LE, 1-TE), defined along blade span.
blade.interp_airfoils.chord | intermediate | m | [4.5 4.56983681 4.62528189 4.66799582 4.69963918 4.72187257 4.73635655 4.74475173 4.74871868 4.749918 4.74635028 4.69435091 4.58798574 4.43652413 4.24923543 4.03538899 3.80425416 3.56510031 3.32719679 3.09981295 2.81761793 2.65862348 2.42213958 2.17511371 1.91805341 1.65146625 1.37585978 1.09174154 0.7996191 0.5 ] | 1D array of the chord values defined along blade span.
blade.interp_airfoils.r_thick_yaml | intermediate |  | [0. 0. 0. 0. 0. 0. 0. 0. 0. 0. 0. 0. 0. 0. 0. 0. 0. 0. 0. 0. 0. 0. 0. 0. 0. 0. 0. 0. 0. 0.] | 1D array of the relative thicknesses of the blade defined along span.
blade.pa.s | intermediate |  | [0. 0.03448276 0.06896552 0.10344828 0.13793103 0.17241379 0.20689655 0.24137931 0.27586207 0.31034483 0.34482759 0.37931034 0.4137931 0.44827586 0.48275862 0.51724138 0.55172414 0.5862069 0.62068966 0.65517241 0.7 0.72413793 0.75862069 0.79310345 0.82758621 0.86206897 0.89655172 0.93103448 0.96551724 1. ] | 1D array of the non-dimensional spanwise grid defined along blade axis (0-blade root, 1-blade tip)
blade.ps.s | intermediate |  | [0. 0.03448276 0.06896552 0.10344828 0.13793103 0.17241379 0.20689655 0.24137931 0.27586207 0.31034483 0.34482759 0.37931034 0.4137931 0.44827586 0.48275862 0.51724138 0.55172414 0.5862069 0.62068966 0.65517241 0.7 0.72413793 0.75862069 0.79310345 0.82758621 0.86206897 0.89655172 0.93103448 0.96551724 1. ] | 1D array of the non-dimensional spanwise grid defined along blade axis (0-blade root, 1-blade tip)
high_level_tower_props.rotor_diameter | intermediate | m | [205.99253562] | Diameter of the rotor used in WISDEM. It is defined as two times the blade length plus the hub diameter.
tower_grid.ref_axis | intermediate | m | [[ 0. 0. 0. ] [ 0. 0. 13.7] [ 0. 0. 27.4] [ 0. 0. 41.1] [ 0. 0. 54.8] [ 0. 0. 68.5] [ 0. 0. 82.2] [ 0. 0. 95.9] [ 0. 0. 109.6] [ 0. 0. 123.3] [ 0. 0. 137. ]] | 2D array of the coordinates (x,y,z) of the tower reference axis. The coordinate system is the global coordinate system of OpenFAST: it is placed at tower base with x pointing downwind, y pointing on the side and z pointing vertically upwards. A standard tower configuration will have zero x and y values and positive z values.
drivese.s_drive | output | m | [-4.95279475 -3.95279475 -2.95279475 -2.20279475 -1.45279475 0.09214927 1.63709329 1.73709329 1.92109329 2.10509329 3.06109329 4.01709329]
drivese.bedplate_web_height | output | m | [2.01502282]
drivese.s_mb1 | output | m | [2.10509329]
drivese.s_mb2 | output | m | [1.73709329]
drivese.mb1_mass | intermediate | kg | [1480.55356999]
drivese.mb1_I | intermediate | kg*m**2 | [134.02030141 70.60698288 70.60698288]
drivese.mb1_max_defl_ang | intermediate | rad | [0.00872665]
drivese.mb2_mass | intermediate | kg | [1349.62411874]
drivese.mb2_I | intermediate | kg*m**2 | [118.75932276 61.52201828 61.52201828]
drivese.mb2_max_defl_ang | intermediate | rad | [0.078]
drivese.s_gearbox | output | m | [0.09214927]
drivese.s_generator | output | m | [-3.95279475]
drivese.F_mb1 | output | N | [[2151483.58546163] [ 42314.05761716] [-711615.6275389 ]]
drivese.F_mb2 | output | N | [[-0.] [-0.] [-0.]]
drivese.F_torq | output | N | [[-0.] [-0.] [-0.]]
drivese.F_generator | output | N | [[ -19254.75620135] [ -0. ] [-275355.84183467]]
drivese.M_mb1 | output | N*m | [[-0.] [-0.] [-0.]]
drivese.M_mb2 | output | N*m | [[ -0. ] [5674702.38391428] [2592870.06835125]]
drivese.M_torq | output | N*m | [[37891589.44877565] [ -0. ] [ -0. ]]
drivese.M_generator | output | N*m | [[ 391603.85953675] [-403770.93616831] [ -0. ]]
drivese.other_mass | output | kg | [81270.69098027]
drivese.bedplate_E | output | Pa | [2.e+11]
drivese.bedplate_G | output | Pa | [7.93e+10]
drivese.bedplate_rho | output | kg/m**3 | [7800.]
drivese.bedplate_Xy | output | Pa | [3.45e+08]
drivese.rotor_diameter | intermediate | m | [205.99253562]
drivese.rated_torque | intermediate | N*m | [6713143.45937151]
drivese.lss_spring_constant | output | N*m/rad | [3.6257627e+08]
drivese.hss_spring_constant | output | N*m/rad | [35706869.28346739]
drivese.blades_I | intermediate | kg*m**2 | [2.02332077e+08 1.01166038e+08 1.01166038e+08 0.00000000e+00 0.00000000e+00 0.00000000e+00]
drivese.hub_system_I | output | kg*m**2 | [301508.75005263 186692.51443354 186692.51443354 0. 0. 0. ]
drivese.lss_rpm | output | rpm | [0.1 0.50951437 0.91902874 1.32854311 1.73805748 2.14757185 2.55708622 2.96660059 3.37611496 3.78562933 4.1951437 4.60465807 5.01417244 5.42368681 5.83320118 6.24271555 6.65222992 7.06174429 7.47125866 7.88077303]
drivese.s_hss | output | m | [-2.95279475 -2.20279475 -1.45279475]
drivese.M_hub | intermediate | N*m | [[37891589.44877565] [ 5189251.07538414] [ 2660570.54212605]]
drivese.generator_mass | output | kg | [19195.74437204]
drivese.generator_I | output | kg*m**2 | [22908.70057703 17852.93174586 17852.93174586]
drivese.brake_mass | output | kg | [8190.03502043]
drivese.brake_I | output | kg*m**2 | [4344.08924446 2172.04462223 2172.04462223]
drivese.hss_E | output | Pa | [2.e+11]
drivese.hss_G | output | Pa | [7.93e+10]
drivese.hss_rho | output | kg/m**3 | [7800.]
drivese.hss_Xy | output | Pa | [3.45e+08]
drivese.pitch_mass | output | kg | [25544.63579507]
drivese.pitch_cost | output | USD | [0.]
drivese.pitch_I | output | kg*m**2 | [229901.72215567 114950.86107783 114950.86107783 0. 0. 0. ]
drivese.hub_mass | output | kg | [8243.64243267]
drivese.hub_cost | output | USD | [5770.54970287]
drivese.hub_cm | output | m | [2.75306457]
drivese.hub_I | output | kg*m**2 | [49461.85459601 49461.85459601 49461.85459601 0. 0. 0. ]
drivese.spinner_mass | output | kg | [2362.15181877]
drivese.spinner_cost | output | kg | [5412.83714109]
drivese.spinner_cm | output | m | [3.]
drivese.spinner_I | output | kg*m**2 | [22145.17330095 22145.17330095 22145.17330095 0. 0. 0. ]
drivese.hub_shell.rho | intermediate | kg/m**3 | [7800.]
drivese.max_torque | output | N*m | [33395824.70390812]
drivese.hub_shell.Xy | intermediate | Pa | [3.45e+08]
drivese.hub_shell.metal_cost | intermediate | USD/kg | [0.7]
drivese.blade_root_diameter | intermediate | m | [4.5]
drivese.rated_rpm | intermediate | rpm | [7.88077303]
drivese.blade_mass | intermediate | kg | [50063.61987622]
drivese.pitch_system.rho | intermediate | kg/m**3 | [7800.]
drivese.pitch_system.Xy | intermediate | Pa | [3.45e+08]
drivese.pitch_system.BRFM | intermediate | N*m | [-50068149.51536822]
drivese.spinner_gust_ws | intermediate | m/s | [52.5]
drivese.spinner.composite_Xt | intermediate | Pa | [46210000.]
drivese.spinner.composite_rho | intermediate | kg/m**3 | [1940.]
drivese.spinner.Xy | intermediate | Pa | [3.45e+08]
drivese.spinner.metal_rho | intermediate | kg/m**3 | [7800.]
drivese.spinner.composite_cost | intermediate | USD/kg | [3.]
drivese.spinner.metal_cost | intermediate | USD/kg | [0.7]
drivese.lss_rho | output | kg/m**3 | [7800.]
drivese.L_gearbox | output | m | [3.08988803]
drivese.s_lss | output | m | [1.63709329 1.73709329 1.92109329 2.10509329 4.01709329]
drivese.hub_system_mass | output | kg | [36150.43004651]
drivese.hub_system_cm | output | m | [2.7691999]
drivese.F_hub | intermediate | N | [[2202493.75953267] [ 42314.05761716] [ 17863.84464838]]
drivese.generator_rotor_mass | output | kg | [9597.87218602]
drivese.generator_rotor_I | output | kg*m**2 | [11454.35028852 8926.46587293 8926.46587293]
drivese.gearbox_mass | output | kg | [33565.71729686]
drivese.gearbox_I | output | kg*m**2 | [25637.24800009 39524.09066681 39524.09066681]
drivese.carrier_mass | output | kg | [0.]
drivese.carrier_I | output | kg*m**2 | [0. 0. 0.]
drivese.lss_E | output | Pa | [2.e+11]
drivese.lss_G | output | Pa | [7.93e+10]
drivese.lss_Xy | output | Pa | [3.45e+08]
drivese.H_bedplate | output | m | [2.16502282]
drivese.L_bedplate | output | m | [8.94803784]
drivese.R_generator | output | m | [1.54494402]
drivese.generator_cm | intermediate | m | [-3.95279475]
drivese.rho_fiberglass | intermediate | kg/m**3 | [1940.]
drivese.rho_castiron | intermediate | kg/m**3 | [7800.]
drivese.mb1_cm | intermediate | m | [2.10509329]
drivese.mb2_cm | intermediate | m | [1.73709329]
drivese.gearbox_cm | intermediate | m | [0.09214927]
drivese.hss_mass | output | kg | [762.1855636]
drivese.hss_cm | output | m | [-2.20279475]
drivese.hss_I | output | kg*m**2 | [ 7.90233992 146.86096314 146.86096314]
drivese.brake_cm | output | m | [0.04607463]
drivese.generator_stator_mass | output | kg | [9597.87218602]
drivese.generator_stator_I | output | kg*m**2 | [11454.35028852 8926.46587293 8926.46587293]
drivese.lss_mass | output | kg | [4854.1340218]
drivese.lss_cm | output | m | [2.82709329]
drivese.lss_I | output | kg*m**2 | [ 202.01085498 2392.31849025 2392.31849025]
drivese.converter_mass | output | kg | [4196.35]
drivese.converter_cm | output | m | [0. 4.31010698 1.54494402]
drivese.converter_I | output | kg*m**2 | [6677.37763838 6677.37763838 6677.37763838]
drivese.transformer_mass | output | kg | [11485.]
drivese.transformer_cm | output | m | [ 0. -4.31010698 1.54494402]
drivese.transformer_I | output | kg*m**2 | [18275.33026959 18275.33026959 18275.33026959]
drivese.yaw_mass | output | kg | [17718.22662096]
drivese.yaw_cm | output | m | [0. 0. 0.]
drivese.yaw_I | output | kg*m**2 | [0. 0. 0.]
drivese.bedplate_mass | output | kg | [28022.72936555]
drivese.bedplate_cm | output | m | [-2.52598108 0. 1.05751141]
drivese.bedplate_I | output | kg*m**2 | [ 53638.13295762 206618.4178123 241708.05221668 0. 0. 0. ]
drivese.hvac_mass | output | kg | [2912.15086465]
drivese.hvac_cm | output | m | [-3.95279475]
drivese.hvac_I | output | m | [3909.86615381 1954.93307691 1954.93307691]
drivese.platform_mass | output | kg | [38169.46196722]
drivese.platform_cm | output | m | [0. 0. 0.]
drivese.platform_I | output | m | [389136.45327517 389136.45327517 778262.72802715]
drivese.cover_mass | output | kg | [6789.50152745]
drivese.cover_cm | output | m | [-0.44740189 0. 2.04048176]
drivese.cover_I | output | m | [168.82865835 314.66635416 299.22959225]
drivese.constr_height | output | m | [2.16502282]
drivese.L_drive | output | m | [8.96988803]
drivese.shaft_start | output | m | [0. 0. 2.16502282]
drivese.blades_mass | intermediate | kg | [150190.85962867]
drivese.nacelle_mass | output | kg | [178691.41430929]
drivese.blades_cm | intermediate | m | [0.9371431]
drivese.nacelle_cm | output | m | [-0.04237479 -0.1758051 1.22913261]
drivese.nacelle_I_TT | output | kg*m**2 | [ 1.23135693e+06 1.67718298e+06 1.97769026e+06 1.45286752e+01 -3.42452352e+04 4.81127799e+04]
drivese.yaw.rho | intermediate | kg/m**3 | [7800.]
rotorse.rc_in.blade_length | intermediate | m | [70.12284527] | blade length
rotorse.rc_in.s | intermediate |  | [0. 0.04926108 0.09852217 0.14778325 0.19704433 0.24630542 0.2955665 0.34482759 0.39408867 0.44334975 0.49261084 0.54187192 0.591133 0.64039409 0.68965517 0.73891626 0.78817734 0.83743842 0.88669951 0.93596059 1. ] | blade nondimensional span location
rotorse.rc_in.chord | intermediate | m | [4.5 4.56983681 4.62528189 4.66799582 4.69963918 4.72187257 4.73635655 4.74475173 4.74871868 4.749918 4.74635028 4.69435091 4.58798574 4.43652413 4.24923543 4.03538899 3.80425416 3.56510031 3.32719679 3.09981295 2.81761793] | Chord distribution
rotorse.rc_in.coord_xy_interp | intermediate |  | [[[ 1.00000000e+00 -5.22802288e-16] [ 9.99429684e-01 -2.22597407e-02] [ 9.98063018e-01 -4.44580349e-02] ... [ 9.98120489e-01 4.38394581e-02] [ 9.99443038e-01 2.19496514e-02] [ 1.00000000e+00 -5.26271735e-16]] [[ 1.00000000e+00 -4.63811846e-04] [ 9.98467173e-01 -2.21760738e-02] [ 9.96201019e-01 -4.43513952e-02] ... [ 9.96776877e-01 4.39179785e-02] [ 9.98774657e-01 2.22119245e-02] [ 1.00000000e+00 3.03878429e-04]] [[ 1.00000000e+00 -3.84926541e-03] [ 9.90631439e-01 -2.12435866e-02] [ 9.80995553e-01 -4.24457781e-02] ... [ 9.85613808e-01 4.43560536e-02] [ 9.93218520e-01 2.41263074e-02] [ 1.00000000e+00 2.83048459e-03]] ... [[ 1.00000000e+00 -2.46260310e-03] [ 9.78938056e-01 -5.76963289e-04] [ 9.54288397e-01 1.19753987e-03] ... [ 9.52128888e-01 1.73475440e-02] [ 9.76059052e-01 1.20792142e-02] [ 1.00000000e+00 6.85491322e-03]] [[ 1.00000000e+00 -2.72690256e-04] [ 9.80063869e-01 7.15954847e-04] [ 9.55470003e-01 1.86879457e-03] ... [ 9.52197935e-01 1.66394787e-02] [ 9.76093200e-01 1.14596333e-02] [ 1.00000000e+00 6.31813343e-03]] [[ 1.00000000e+00 2.29180864e-03] [ 9.81362427e-01 2.41480801e-03] [ 9.56820273e-01 2.87220682e-03] ... [ 9.52274818e-01 1.56425947e-02] [ 9.76130200e-01 1.05873203e-02] [ 1.00000000e+00 5.56536480e-03]]] | 3D array of the non-dimensional x and y airfoil coordinates of the airfoils interpolated along span for n_span stations.
rotorse.rc_in.web_start_nd | intermediate |  | [[0.19443411 0.20023461 0.2034648 0.30413488 0.3160373 0.32770279 0.33485215 0.34029126 0.34423658 0.34620738 0.3474036 0.35147002 0.35661221 0.36797484 0.37529968 0.38400003 0.39261294 0.40002525 0.40658939 0.41125787 0.41420098] [0.19443411 0.20023461 0.2034648 0.24586605 0.25496389 0.26384287 0.26922357 0.27298149 0.27517191 0.27550014 0.27498978 0.27666722 0.27859765 0.28589687 0.28835343 0.29135145 0.2935327 0.29395554 0.29319841 0.29067288 0.28466069]] | 2D array of the non-dimensional start point defined along the outer profile of a web. The TE suction side is 0, the TE pressure side is 1. The first dimension represents each web, the second dimension represents each entry along blade span.
rotorse.rc_in.web_end_nd | intermediate |  | [[0.69444351 0.70077865 0.71106075 0.62686876 0.63224635 0.63439757 0.63654814 0.6388313 0.64053173 0.64203509 0.64303469 0.64060791 0.6367658 0.62652225 0.62007929 0.61210631 0.60413546 0.59732612 0.59139439 0.58736518 0.58527082] [0.69444351 0.70077865 0.71106075 0.68478831 0.69258227 0.69762736 0.70192515 0.70647296 0.71022509 0.71340119 0.71604553 0.71587227 0.71510839 0.7086763 0.70695558 0.704498 0.70276505 0.70279556 0.70406884 0.70721192 0.71417953]] | 2D array of the non-dimensional end point defined along the outer profile of a web. The TE suction side is 0, the TE pressure side is 1. The first dimension represents each web, the second dimension represents each entry along blade span.
rotorse.rc_in.layer_thickness | intermediate | m | [[0.001 0.001 0.001 0.001 0.001 0.001 0.001 0.001 0.001 0.001 0.001 0.001 0.001 0.001 0.001 0.001 0.001 0.001 0.001 0.001 0.001 ] [0.041 0.033 0.026 0.02 0.015 0.011 0.00828454 0.00651243 0.00536208 0.00470248 0.00440263 0.00433155 0.00435823 0.00435168 0.00430703 0.0042194 0.00408392 0.00389572 0.00364992 0.00334165 0.00286491] [0. 0.00778193 0.01503656 0.02168504 0.0276485 0.0328481 0.03720496 0.04064025 0.0430751 0.04443066 0.04464493 0.04392627 0.04247541 0.04044258 0.03797799 0.03523187 0.03235445 0.02949594 0.02680657 0.02443657 0.02182773] [0. 0.00725433 0.01399448 0.02015248 0.02566037 0.0304502 0.034454 0.03760381 0.03983168 0.04106963 0.04126128 0.0405525 0.03912036 0.03711156 0.03467285 0.03195094 0.02909255 0.02624442 0.02355326 0.02116579 0.01851241] [0. 0. 0. 0. 0. 0. 0. 0. 0. 0. 0. 0. 0. 0. 0. 0. 0. 0. 0. 0.001 0.03442398] [0. 0. 0. 0. 0. 0. 0. 0. 0. 0. 0. 0. 0. 0. 0. 0. 0. 0. 0. 0.001 0.03442398] [0. 0. 0.00665003 0.00814812 0.00964621 0.0111443 0.01260256 0.01398116 0.01524026 0.01634003 0.01724065 0.01790228 0.01832761 0.01851932 0.01848012 0.01821267 0.01771968 0.01700382 0.01610578 0.01506624 0.01357085] [0. 0. 0.02334323 0.02514806 0.0269529 0.02875774 0.03056258 0.03236741 0.03399538 0.0352696 0.03601321 0.03604932 0.03520108 0.0332916 0.03059387 0.02738085 0.02392552 0.02050085 0.01737982 0.0148354 0.01223235] [0. 0. 0.02334323 0.02514806 0.0269529 0.02875774 0.03056258 0.03236741 0.03399538 0.0352696 0.03601321 0.03604932 0.03520108 0.0332916 0.03059387 0.02738085 0.02392552 0.02050085 0.01737982 0.0148354 0.01223235] [0. 0. 0.01864022 0.02290439 0.02716855 0.03128208 0.03509432 0.03845464 0.04121238 0.04321692 0.0443176 0.04463178 0.04427681 0.04337004 0.04202882 0.04037051 0.03851246 0.03646388 0.03423398 0.03183196 0.02846753] [0. 0. 0.01067832 0.01302775 0.01537718 0.0177266 0.02007603 0.02234366 0.02444771 0.02630638 0.02783787 0.0289604 0.02959217 0.02979168 0.02961743 0.02912793 0.02838168 0.02743718 0.02635293 0.02511064 0.02322957] [0. 0. 0.01171413 0.01476495 0.01781576 0.02086658 0.02391739 0.02696821 0.03001902 0.03295299 0.03565325 0.03800297 0.03988528 0.04118335 0.04178032 0.04172736 0.04107568 0.03987644 0.03818083 0.03604003 0.03267979] [0. 0. 0.03598738 0.04397734 0.05196731 0.05963021 0.066639 0.07266661 0.07738598 0.08047006 0.08159179 0.08099669 0.07893026 0.07563804 0.07136553 0.06635826 0.06086173 0.05503573 0.04904003 0.04303439 0.03547716] [0.041 0.033 0.026 0.02 0.01531562 0.01261405 0.01008929 0.00782972 0.00592376 0.00445981 0.00352627 0.00301625 0.00282289 0.00283929 0.0029586 0.00307391 0.00307837 0.00299303 0.00283898 0.00263728 0.00233878] [0. 0. 0. 0.00216423 0.00221016 0.00225609 0.00230203 0.00234796 0.00238579 0.0024074 0.0024047 0.00236957 0.00229392 0.00216963 0.00201292 0.00184 0.00166708 0.00151037 0.00138608 0.00131043 0.00127398] [0. 0. 0. 0.03748906 0.03611723 0.03474541 0.0333631 0.03195982 0.0305251 0.02904844 0.02751938 0.02592742 0.02433745 0.02281437 0.02142306 0.02022841 0.01929532 0.01868866 0.01834679 0.01820803 0.02 ] [0. 0. 0. 0.00207236 0.0021183 0.00216423 0.00221016 0.00225609 0.00230203 0.00234796 0.00238579 0.0024074 0.0024047 0.00236957 0.00229392 0.00216963 0.00201292 0.00184 0.00166708 0.00151037 0.00135893] [0. 0. 0. 0.0025176 0.00244513 0.00237266 0.00230019 0.00222772 0.00215449 0.00207974 0.00200272 0.00192266 0.0018388 0.00175038 0.00166147 0.0015761 0.00149834 0.00143223 0.00138184 0.0013512 0.00133655] [0. 0. 0. 0.03770661 0.03634612 0.03498563 0.03361392 0.03221976 0.03079194 0.02931923 0.02779041 0.02619427 0.02459556 0.02305903 0.02164945 0.02043157 0.02 0.02 0.02 0.02 0.02 ] [0. 0. 0. 0.00266254 0.00259007 0.0025176 0.00244513 0.00237266 0.00230019 0.00222772 0.00215449 0.00207974 0.00200272 0.00192266 0.0018388 0.00175038 0.00166147 0.0015761 0.00149834 0.00143223 0.00137084]] | 2D array of the thickness of the layers of the blade structure. The first dimension represents each layer, the second dimension represents each entry along blade span.
rotorse.rc_in.layer_start_nd | intermediate |  | [[0. 0. 0. 0. 0. 0. 0. 0. 0. 0. 0. 0. 0. 0. 0. 0. 0. 0. 0. 0. 0. ] [0. 0. 0. 0. 0. 0. 0. 0. 0. 0. 0. 0. 0. 0. 0. 0. 0. 0. 0. 0. 0. ] [0.16613836 0.17213292 0.17377565 0.24236739 0.24840211 0.25483194 0.25831651 0.2606316 0.26185655 0.26161264 0.26082551 0.26233365 0.26415389 0.27134171 0.27373183 0.27665435 0.27873161 0.27899075 0.27796373 0.27500935 0.26800048] [0.66614777 0.67267696 0.6813716 0.624576 0.63111637 0.63525345 0.63969751 0.64421443 0.6479319 0.65111514 0.65349045 0.65222952 0.64942583 0.64006648 0.63442906 0.62711208 0.61958761 0.61291064 0.6066585 0.60165868 0.59704593] [0.19443411 0.20023461 0.2034648 0.20985913 0.21680988 0.22473252 0.23047318 0.23511254 0.23881547 0.24131677 0.24339399 0.24777115 0.25245366 0.2626957 0.26823324 0.27460993 0.28054095 0.28515759 0.28912313 0.26917496 0.1515052 ] [0.69444351 0.70077865 0.71106075 0.7210051 0.73181307 0.73805793 0.74192309 0.74555238 0.74756319 0.74829535 0.74813068 0.74511023 0.74148716 0.73206081 0.72721102 0.72134089 0.71582778 0.71163356 0.70815871 0.68329406 0.56315882] [0.48905595 0.48906666 0.48804594 0.48693177 0.4865449 0.48568392 0.48498059 0.48529504 0.48563867 0.48579214 0.48610802 0.48625364 0.48610004 0.48563564 0.4848331 0.4836757 0.48225705 0.48061529 0.47877663 0.47677159 0.4738464 ] [0. 0. 0. 0. 0. 0. 0. 0. 0. 0. 0. 0. 0. 0. 0. 0. 0. 0. 0. 0. 0. ] [0.95925412 0.9594317 0.95687651 0.95337018 0.95003362 0.94748977 0.94542866 0.9439109 0.94255318 0.94189425 0.94160711 0.94086181 0.93944335 0.93714084 0.93398365 0.92986086 0.92466829 0.9242728 0.92442968 0.92484037 0.92570146] [0.04074588 0.0405683 0.04312349 0.04662982 0.04996638 0.05251023 0.05457134 0.0560891 0.05744682 0.05810575 0.05839289 0.05913819 0.06055665 0.06285916 0.06601635 0.07013914 0.07533171 0.0757272 0.07557032 0.07515963 0.07429854] [0.22272986 0.2283363 0.23315395 0.30628216 0.31651681 0.32605035 0.33114507 0.33476837 0.33695657 0.33733896 0.33716856 0.34000015 0.34401759 0.35428304 0.3606741 0.36854972 0.37654118 0.38368575 0.39047187 0.39611248 0.40173096] [0.51094271 0.51080331 0.51101049 0.51165081 0.51288826 0.51322764 0.51314703 0.51396743 0.5146836 0.5150793 0.51563369 0.51629116 0.51698733 0.5177132 0.51845802 0.51921623 0.52008491 0.52110608 0.52228915 0.52360822 0.52556666] [0.72273926 0.72888034 0.7407499 0.68849077 0.69923106 0.70647186 0.71252606 0.7183512 0.72303192 0.72684146 0.7298335 0.72989602 0.72928952 0.72300781 0.72137133 0.71900745 0.71739719 0.71760564 0.71916665 0.72276182 0.73077641] [0. 0. 0. 0. 0. 0. 0. 0. 0. 0. 0. 0. 0. 0. 0. 0.05 0.05 0.05 0.05 0.05 0.05 ] [0. 0. 0. 0. 0. 0. 0. 0. 0. 0. 0. 0. 0. 0. 0. 0. 0. 0. 0. 0. 0. ] [0. 0. 0. 0. 0. 0. 0. 0. 0. 0. 0. 0. 0. 0. 0. 0. 0. 0. 0. 0. 0. ] [0. 0. 0. 0. 0. 0. 0. 0. 0. 0. 0. 0. 0. 0. 0. 0. 0. 0. 0. 0. 0. ] [0. 0. 0. 0. 0. 0. 0. 0. 0. 0. 0. 0. 0. 0. 0. 0. 0. 0. 0. 0. 0. ] [0. 0. 0. 0. 0. 0. 0. 0. 0. 0. 0. 0. 0. 0. 0. 0. 0. 0. 0. 0. 0. ] [0. 0. 0. 0. 0. 0. 0. 0. 0. 0. 0. 0. 0. 0. 0. 0. 0. 0. 0. 0. 0. ]] | 2D array of the non-dimensional start point defined along the outer profile of a layer. The TE suction side is 0, the TE pressure side is 1. The first dimension represents each layer, the second dimension represents each entry along blade span.
rotorse.rc_in.layer_end_nd | intermediate |  | [[1. 1. 1. 1. 1. 1. 1. 1. 1. 1. 1. 1. 1. 1. 1. 1. 1. 1. 1. 1. 1. ] [1. 1. 1. 1. 1. 1. 1. 1. 1. 1. 1. 1. 1. 1. 1. 1. 1. 1. 1. 1. 1. ] [0.22272986 0.2283363 0.23315395 0.30628216 0.31651681 0.32605035 0.33114507 0.33476837 0.33695657 0.33733896 0.33716856 0.34000015 0.34401759 0.35428304 0.3606741 0.36854972 0.37654118 0.38368575 0.39047187 0.39611248 0.40173096] [0.72273926 0.72888034 0.7407499 0.68849077 0.69923106 0.70647186 0.71252606 0.7183512 0.72303192 0.72684146 0.7298335 0.72989602 0.72928952 0.72300781 0.72137133 0.71900745 0.71739719 0.71760564 0.71916665 0.72276182 0.73077641] [0.19443411 0.20023461 0.2034648 0.20985913 0.21680988 0.22473252 0.23047318 0.23511254 0.23881547 0.24131677 0.24339399 0.24777115 0.25245366 0.2626957 0.26823324 0.27460993 0.28054095 0.28515759 0.28912313 0.31458864 0.43568247] [0.69444351 0.70077865 0.71106075 0.7210051 0.73181307 0.73805793 0.74192309 0.74555238 0.74756319 0.74829535 0.74813068 0.74511023 0.74148716 0.73206081 0.72721102 0.72134089 0.71582778 0.71163356 0.70815871 0.72870773 0.84733608] [0.51094271 0.51080331 0.51101049 0.51165081 0.51288826 0.51322764 0.51314703 0.51396743 0.5146836 0.5150793 0.51563369 0.51629116 0.51698733 0.5177132 0.51845802 0.51921623 0.52008491 0.52110608 0.52228915 0.52360822 0.52556666] [0.04074588 0.0405683 0.04312349 0.04662982 0.04996638 0.05251023 0.05457134 0.0560891 0.05744682 0.05810575 0.05839289 0.05913819 0.06055665 0.06285916 0.06601635 0.07013914 0.07533171 0.0757272 0.07557032 0.07515963 0.07429854] [1. 1. 1. 1. 1. 1. 1. 1. 1. 1. 1. 1. 1. 1. 1. 1. 1. 1. 1. 1. 1. ] [0.16613836 0.17213292 0.17377565 0.24236739 0.24840211 0.25483194 0.25831651 0.2606316 0.26185655 0.26161264 0.26082551 0.26233365 0.26415389 0.27134171 0.27373183 0.27665435 0.27873161 0.27899075 0.27796373 0.27500935 0.26800048] [0.48905595 0.48906666 0.48804594 0.48693177 0.4865449 0.48568392 0.48498059 0.48529504 0.48563867 0.48579214 0.48610802 0.48625364 0.48610004 0.48563564 0.4848331 0.4836757 0.48225705 0.48061529 0.47877663 0.47677159 0.4738464 ] [0.66614777 0.67267696 0.6813716 0.624576 0.63111637 0.63525345 0.63969751 0.64421443 0.6479319 0.65111514 0.65349045 0.65222952 0.64942583 0.64006648 0.63442906 0.62711208 0.61958761 0.61291064 0.6066585 0.60165868 0.59704593] [0.95925412 0.9594317 0.95687651 0.95337018 0.95003362 0.94748977 0.94542866 0.9439109 0.94255318 0.94189425 0.94160711 0.94086181 0.93944335 0.93714084 0.93398365 0.92986086 0.92466829 0.9242728 0.92442968 0.92484037 0.92570146] [1. 1. 1. 1. 1. 1. 1. 1. 1. 1. 1. 1. 1. 1. 1. 0.95 0.95 0.95 0.95 0.95 0.95 ] [0. 0. 0. 0. 0. 0. 0. 0. 0. 0. 0. 0. 0. 0. 0. 0. 0. 0. 0. 0. 0. ] [0. 0. 0. 0. 0. 0. 0. 0. 0. 0. 0. 0. 0. 0. 0. 0. 0. 0. 0. 0. 0. ] [0. 0. 0. 0. 0. 0. 0. 0. 0. 0. 0. 0. 0. 0. 0. 0. 0. 0. 0. 0. 0. ] [0. 0. 0. 0. 0. 0. 0. 0. 0. 0. 0. 0. 0. 0. 0. 0. 0. 0. 0. 0. 0. ] [0. 0. 0. 0. 0. 0. 0. 0. 0. 0. 0. 0. 0. 0. 0. 0. 0. 0. 0. 0. 0. ] [0. 0. 0. 0. 0. 0. 0. 0. 0. 0. 0. 0. 0. 0. 0. 0. 0. 0. 0. 0. 0. ]] | 2D array of the non-dimensional end point defined along the outer profile of a layer. The TE suction side is 0, the TE pressure side is 1. The first dimension represents each layer, the second dimension represents each entry along blade span.
rotorse.rc_in.ply_t | intermediate | m | [1.e+06 1.e+06 5.e-03 5.e-03 1.e-03 1.e-03 1.e+06 1.e+06 1.e+06 1.e+06] | 1D array of the ply thicknesses of the materials. Non-composite materials are kept at 0.
rotorse.rc_in.fwf | intermediate |  | [0. 0. 0.74506827 0.77884615 0.74506827 0.74506827 0. 0. 0. 0. ] | 1D array of the non-dimensional fiber weight fraction of the composite materials. Non-composite materials are kept at 0.
rotorse.rc_in.fvf | intermediate |  | [0. 0. 0.57 0.69230769 0.57 0.57 0. 0. 0. 0. ] | 1D array of the non-dimensional fiber volume fraction of the composite materials. Non-composite materials are kept at 0.
rotorse.rc_out.blade_length | intermediate | m | [30.05264797] | blade length
rotorse.rc_out.s | intermediate |  | [0. 0.08045977 0.1954023 0.31034483 0.42528736 0.54022989 0.65517241 0.77011494 0.88505747 1. ] | blade nondimensional span location
rotorse.rc_out.chord | intermediate | m | [2.81761793 2.65862348 2.42213958 2.17511371 1.91805341 1.65146625 1.37585978 1.09174154 0.7996191 0.5 ] | Chord distribution
rotorse.rc_out.coord_xy_interp | intermediate |  | [[[1.00000000e+00 2.29180864e-03] [9.81362427e-01 2.41480801e-03] [9.56820273e-01 2.87220682e-03] ... [9.52274818e-01 1.56425947e-02] [9.76130200e-01 1.05873203e-02] [1.00000000e+00 5.56536480e-03]] [[1.00000000e+00 3.37948426e-03] [9.81907667e-01 3.41070179e-03] [9.57383654e-01 3.55340084e-03] ... [9.52308532e-01 1.50382979e-02] [9.76145533e-01 1.00604661e-02] [1.00000000e+00 5.11552050e-03]] [[1.00000000e+00 4.23111514e-03] [9.82331973e-01 4.21406208e-03] [9.57820373e-01 4.20422714e-03] ... [9.52342585e-01 1.40441932e-02] [9.76158891e-01 9.19923406e-03] [1.00000000e+00 4.39165819e-03]] ... [[1.00000000e+00 2.99243424e-04] [9.76715850e-01 2.78508494e-03] [9.52832571e-01 4.62553820e-03] ... [9.52575171e-01 9.64309571e-03] [9.76267770e-01 4.94496385e-03] [1.00000000e+00 2.99243424e-04]] [[1.00000000e+00 7.60311480e-05] [9.76692547e-01 2.94939444e-03] [9.52952126e-01 4.97097005e-03] ... [9.52775619e-01 1.06814382e-02] [9.76380589e-01 5.38373218e-03] [1.00000000e+00 7.60311480e-05]] [[1.00000000e+00 1.76276899e-06] [9.76685164e-01 3.14692752e-03] [9.53182640e-01 5.22846152e-03] ... [9.52998460e-01 1.22336784e-02] [9.76506117e-01 6.17134718e-03] [1.00000000e+00 1.76276899e-06]]] | 3D array of the non-dimensional x and y airfoil coordinates of the airfoils interpolated along span for n_span stations.
rotorse.rc_out.web_start_nd | intermediate |  | [[0.41420098 0.41486739 0.41480652 0.41441453 0.41398283 0.41243299 0.40890257 0.4023587 0.38976569 0.24523263] [0.28466069 0.28011777 0.27190756 0.26219815 0.25089106 0.23646433 0.21704503 0.18922641 0.14422889 0.24523263]] | 2D array of the non-dimensional start point defined along the outer profile of a web. The TE suction side is 0, the TE pressure side is 1. The first dimension represents each web, the second dimension represents each entry along blade span.
rotorse.rc_out.web_end_nd | intermediate |  | [[0.58527082 0.5850496 0.58569711 0.58663695 0.58748303 0.58927432 0.59295281 0.59961091 0.61240388 0.75672069] [0.71417953 0.71925885 0.7281789 0.73852001 0.7502476 0.76476296 0.78395399 0.81122708 0.855538 0.75672069]] | 2D array of the non-dimensional end point defined along the outer profile of a web. The TE suction side is 0, the TE pressure side is 1. The first dimension represents each web, the second dimension represents each entry along blade span.
rotorse.rc_out.layer_thickness | intermediate | m | [[ 1.00000000e-03 1.00000000e-03 1.00000000e-03 1.00000000e-03 1.00000000e-03 1.00000000e-03 1.00000000e-03 1.00000000e-03 1.00000000e-03 1.00000000e-03] [ 2.86491152e-03 2.57935592e-03 2.14614940e-03 1.69211977e-03 1.22767857e-03 1.00000000e-03 1.00000000e-03 1.00000000e-03 1.00000000e-03 1.00000000e-03] [ 2.18277265e-02 2.04570456e-02 1.85237383e-02 1.66203486e-02 1.47476896e-02 1.29065742e-02 1.10978153e-02 9.32222585e-03 7.58061873e-03 5.87380689e-03] [ 1.85124099e-02 1.71131586e-02 1.51336905e-02 1.31775357e-02 1.12451572e-02 9.33701773e-03 7.45358011e-03 5.59530720e-03 3.76266180e-03 1.95610677e-03] [ 3.44239839e-02 1.00000000e-03 -8.13151629e-20 0.00000000e+00 0.00000000e+00 0.00000000e+00 0.00000000e+00 0.00000000e+00 0.00000000e+00 0.00000000e+00] [ 3.44239839e-02 1.00000000e-03 -8.13151629e-20 0.00000000e+00 0.00000000e+00 0.00000000e+00 0.00000000e+00 0.00000000e+00 0.00000000e+00 0.00000000e+00] [ 1.35708454e-02 1.27253309e-02 1.15053236e-02 1.03065158e-02 9.12537420e-03 7.95836553e-03 6.80195656e-03 5.65261407e-03 4.50680481e-03 3.36099555e-03] [ 1.22323494e-02 1.10919834e-02 9.70078471e-03 8.50178952e-03 7.39889612e-03 6.29600271e-03 5.19310930e-03 4.09021589e-03 2.98732248e-03 -6.50521303e-19] [ 1.22323494e-02 1.10919834e-02 9.70078471e-03 8.50178952e-03 7.39889612e-03 6.29600271e-03 5.19310930e-03 4.09021589e-03 2.98732248e-03 -6.50521303e-19] [ 2.84675254e-02 2.65484460e-02 2.36853660e-02 2.07018877e-02 1.76220907e-02 1.44700547e-02 1.12698594e-02 8.04558436e-03 4.82130936e-03 1.59703436e-03] [ 2.32295708e-02 2.20787956e-02 2.02526601e-02 1.81953304e-02 1.58885175e-02 1.33738018e-02 1.06927639e-02 7.88698432e-03 4.99804368e-03 2.06752250e-03] [ 3.26797937e-02 3.06420809e-02 2.75162660e-02 2.41934479e-02 2.07392943e-02 1.72194730e-02 1.36996517e-02 1.01798304e-02 6.66000904e-03 3.14018771e-03] [ 3.54771595e-02 3.16324086e-02 2.65556105e-02 2.18699671e-02 1.74972473e-02 1.33592202e-02 9.37765500e-03 5.47432071e-03 1.57098642e-03 1.00000000e-03] [ 2.33877707e-03 2.17523163e-03 1.95702453e-03 1.75179189e-03 1.55693882e-03 1.36987043e-03 1.18799183e-03 1.00870812e-03 1.00000000e-03 1.00000000e-03] [ 1.27397979e-03 1.27259912e-03 1.29421439e-03 1.33204112e-03 1.37797357e-03 1.42390602e-03 1.46983847e-03 1.51577093e-03 1.56170338e-03 1.08420217e-19] [ 2.00000000e-02 2.00000000e-02 2.00000000e-02 2.00000000e-02 2.00000000e-02 2.00000000e-02 2.00000000e-02 2.00000000e-02 2.00000000e-02 6.93889390e-18] [ 1.35893442e-03 1.31042584e-03 1.27530103e-03 1.27259912e-03 1.29421439e-03 1.33204112e-03 1.37797357e-03 1.42390602e-03 1.46983847e-03 1.08420217e-19] [ 1.33654766e-03 1.33604234e-03 1.34493101e-03 1.36040697e-03 1.37917659e-03 1.39794620e-03 1.41671582e-03 1.43548543e-03 1.45425505e-03 2.16840434e-19] [ 2.00000000e-02 2.00000000e-02 2.00000000e-02 2.00000000e-02 2.00000000e-02 2.00000000e-02 2.00000000e-02 2.00000000e-02 2.00000000e-02 6.93889390e-18] [ 1.37083839e-03 1.35120150e-03 1.33703462e-03 1.33604234e-03 1.34493101e-03 1.36040697e-03 1.37917659e-03 1.39794620e-03 1.41671582e-03 6.50521303e-19]] | 2D array of the thickness of the layers of the blade structure. The first dimension represents each layer, the second dimension represents each entry along blade span.
rotorse.rc_out.layer_start_nd | intermediate |  | [[0. 0. 0. 0. 0. 0. 0. 0. 0. 0. ] [0. 0. 0. 0. 0. 0. 0. 0. 0. 0. ] [0.26800048 0.26252507 0.25227143 0.23929055 0.2286023 0.2139112 0.19222321 0.15830915 0.10599279 0.08009451] [0.59704593 0.59480782 0.59151507 0.58846219 0.58655496 0.58405057 0.58056448 0.57503875 0.57570409 0.59684729] [0.1515052 0.26704966 0.29282122 0.29160038 0.29036809 0.28828892 0.28470286 0.27880225 0.26841981 0.24523263] [0.56315882 0.67908768 0.70736157 0.70936109 0.71126115 0.71382702 0.71773382 0.72373774 0.73399726 0.75672069] [0.4738464 0.47195149 0.46870373 0.46467431 0.45945878 0.45224601 0.44706215 0.44565141 0.44396141 0.44179699] [0. 0. 0. 0. 0. 0. 0. 0. 0. 0. ] [0.92570146 0.92601191 0.92624561 0.92650869 0.93167684 0.9318825 0.93198532 0.93200258 0.9318066 0.93112403] [0.07429854 0.07398809 0.07375439 0.07349131 0.06832316 0.0681175 0.06801468 0.06799742 0.0681934 0.06887597] [0.40173096 0.4045538 0.4086757 0.41413976 0.41620783 0.4187861 0.42232731 0.42791605 0.43084682 0.41037074] [0.52556666 0.5268811 0.52919308 0.53229724 0.5364826 0.54204385 0.54490966 0.54374243 0.54263061 0.54177825] [0.73077641 0.73683654 0.74791935 0.76014226 0.77209424 0.78776454 0.81010964 0.84416027 0.89229042 0.91659409] [0.05 0.05 0.05 0.05 0.05 0.05 0.04 0.05 0.05 0.05 ] [0. 0. 0. 0. 0. 0. 0. 0. 0. 0. ] [0. 0. 0. 0. 0. 0. 0. 0. 0. 0. ] [0. 0. 0. 0. 0. 0. 0. 0. 0. 0. ] [0. 0. 0. 0. 0. 0. 0. 0. 0. 0. ] [0. 0. 0. 0. 0. 0. 0. 0. 0. 0. ] [0. 0. 0. 0. 0. 0. 0. 0. 0. 0. ]] | 2D array of the non-dimensional start point defined along the outer profile of a layer. The TE suction side is 0, the TE pressure side is 1. The first dimension represents each layer, the second dimension represents each entry along blade span.
rotorse.rc_out.layer_end_nd | intermediate |  | [[1. 1. 1. 1. 1. 1. 1. 1. 1. 1. ] [1. 1. 1. 1. 1. 1. 1. 1. 1. 1. ] [0.40173096 0.4045538 0.4086757 0.41413976 0.41620783 0.4187861 0.42232731 0.42791605 0.43084682 0.41037074] [0.73077641 0.73683654 0.74791935 0.76014226 0.77209424 0.78776454 0.81010964 0.84416027 0.89229042 0.91659409] [0.43568247 0.32031043 0.29282122 0.29160038 0.29036809 0.28828892 0.28470286 0.27880225 0.26841981 0.24523263] [0.84733608 0.73234845 0.70736157 0.70936109 0.71126115 0.71382702 0.71773382 0.72373774 0.73399726 0.75672069] [0.52556666 0.5268811 0.52919308 0.53229724 0.5364826 0.54204385 0.54490966 0.54374243 0.54263061 0.54177825] [0.07429854 0.07398809 0.07375439 0.07349131 0.06832316 0.0681175 0.06801468 0.06799742 0.0681934 0.06887597] [1. 1. 1. 1. 1. 1. 1. 1. 1. 1. ] [0.26800048 0.26252507 0.25227143 0.23929055 0.2286023 0.2139112 0.19222321 0.15830915 0.10599279 0.08009451] [0.4738464 0.47195149 0.46870373 0.46467431 0.45945878 0.45224601 0.44706215 0.44565141 0.44396141 0.44179699] [0.59704593 0.59480782 0.59151507 0.58846219 0.58655496 0.58405057 0.58056448 0.57503875 0.57570409 0.59684729] [0.92570146 0.92601191 0.92624561 0.92650869 0.93167684 0.9318825 0.93198532 0.93200258 0.9318066 0.93112403] [0.95 0.95 0.95 0.95 0.95 0.95 0.95 0.95 0.95 0.95 ] [0. 0. 0. 0. 0. 0. 0. 0. 0. 0. ] [0. 0. 0. 0. 0. 0. 0. 0. 0. 0. ] [0. 0. 0. 0. 0. 0. 0. 0. 0. 0. ] [0. 0. 0. 0. 0. 0. 0. 0. 0. 0. ] [0. 0. 0. 0. 0. 0. 0. 0. 0. 0. ] [0. 0. 0. 0. 0. 0. 0. 0. 0. 0. ]] | 2D array of the non-dimensional end point defined along the outer profile of a layer. The TE suction side is 0, the TE pressure side is 1. The first dimension represents each layer, the second dimension represents each entry along blade span.
rotorse.rc_out.ply_t | intermediate | m | [1.e+06 1.e+06 5.e-03 5.e-03 1.e-03 1.e-03 1.e+06 1.e+06 1.e+06 1.e+06] | 1D array of the ply thicknesses of the materials. Non-composite materials are kept at 0.
rotorse.rc_out.fwf | intermediate |  | [0. 0. 0.74506827 0.77884615 0.74506827 0.74506827 0. 0. 0. 0. ] | 1D array of the non-dimensional fiber weight fraction of the composite materials. Non-composite materials are kept at 0.
rotorse.rc_out.fvf | intermediate |  | [0. 0. 0.57 0.69230769 0.57 0.57 0. 0. 0. 0. ] | 1D array of the non-dimensional fiber volume fraction of the composite materials. Non-composite materials are kept at 0.
rotorse.rp.aep.CDF_V | intermediate | m/s | [0.20020685 0.209702 0.21932723 0.22907501 0.23893779 0.24890799 0.25897806 0.26914044 0.27938758 0.28971197 0.30010612 0.3105626 0.32107402 0.33163306 0.34223247 0.35286505 0.36352373 0.37420149 0.38489144 0.39558676 0.40628078 0.41696693 0.42763876 0.43828996 0.44891435 0.4595059 0.47005871 0.48056704 0.4910253 0.50142806 0.51177006 0.52204619 0.53225151 0.54238125 0.55243083 0.56239582 0.57227198 0.58205524 0.59174171 0.60132768 0.61080961 0.62018417 0.62944816 0.63859861 0.64763269 0.65654776 0.66534137 0.67401122 0.68255519 0.69097135 0.69925792 0.70741329 0.71543601 0.7233248 0.73107854 0.73869625 0.74617713 0.75352049 0.76072582 0.76779275 0.77472102 0.78151053 0.7881613 0.79467349 0.80104736 0.80728332 0.81338185 0.81934359 0.82516925 0.83085965 0.83641573 0.84183848 0.84712902 0.85228853 0.85731828 0.86221962 0.86699395 0.87164277 0.87616762 0.88057011 0.88485189 0.88901468 0.89306024 0.89699037 0.90080692 0.90451177 0.90810682 0.91159401 0.91497532 0.91825273 0.92142824 0.92450388 0.92748168 0.93036368 0.93315194 0.93584852 0.93845545 0.94097481 0.94340863 0.94575898 0.94802787 0.95021734 0.95232939 0.95436604 0.95632926 0.95822101 0.96004324 0.96179787 0.96348681 0.96511193 0.96667509 0.96817811 0.96962278 0.97101089 0.97234416 0.97362432 0.97485305 0.97603198 0.97716275 0.97824694 0.9792861 0.98028175 0.98123538 0.98214844 0.98302236 0.98385851 0.98465825 0.9854229 0.98615375 0.98685205 0.98751901 0.98815582 0.98876363 0.98934357 0.98989672 0.99042413 0.99092684 0.99140582 0.99186205 0.99229646 0.99270995 0.99310338 0.99347762 0.99383346 0.9941717 0.9944931 0.9947984 0.9950883 0.99536348 0.99562461 0.99587231 0.99610721 0.99632987 0.99654088 0.99674077 0.99693006 0.99710926 0.99727884 0.99743927 0.99759099 0.99773443 0.99786999 0.99799806 0.99811902 0.99823321 0.99834099 0.99844268 0.99853859 0.99862903 0.99871426 0.99879457 0.99887022 0.99894144 0.99900849 0.99907158 0.99913092 0.99918672 0.99923918 0.99928848 0.99933478 0.99937827 0.9994191 0.99945741 0.99949335 0.99952706 0.99955867 0.99958829 0.99961604 0.99964203 0.99966637 0.99968915 0.99971046 0.9997304 0.99974904 0.99976646 0.99978275 0.99979796 0.99981216 0.99982542 0.99983779] | cumulative distribution function evaluated at each wind speed
rotorse.rp.aep.P | intermediate | W | [ 530527.81729538 572037.41403471 616961.91587905 665110.65397638 716292.95947468 770318.1635219 826995.59726603 886134.59185503 947544.47843687 1011034.58815952 1076414.25217094 1143492.80161912 1212493.89974872 1285720.1886192 1363273.07080539 1444812.0243581 1529996.5273281 1618486.05776618 1709940.09372315 1804018.11324978 1900379.59439687 1998733.75295304 2101190.54729273 2208630.13916657 2320518.0781196 2436319.91369682 2555501.19544327 2677527.47290397 2801910.31822745 2930938.95246579 3065329.1654423 3203959.59822685 3345708.8918893 3490469.67878356 3641067.79412871 3795145.00219324 3954225.36056141 4116495.43094568 4283830.84695759 4494365.01925128 4728374.56291062 4919145.37259316 4999963.34295646 5000000.08000625 5000000.08503016 5000000.07566754 5000000.06080391 5000000.04289324 5000000.02438948 5000000.00774659 4999999.99541853 4999999.98985925 5000000.01773998 5000000.11212609 5000000.25769 5000000.43835054 5000000.63802652 5000000.84063673 5000001.0301 5000001.19033512 5000001.30526092 5000001.35879619 5000001.34537609 5000001.28524192 5000001.18770078 5000001.06141819 5000000.9150597 5000000.75729084 5000000.59677713 5000000.4421841 5000000.3021773 5000000.18542226 5000000.1005845 5000000.05632956 5000000.08118331 5000000.25535544 5000000.56489044 5000000.98505793 5000001.49112753 5000002.05836886 5000002.66205154 5000003.2774452 5000003.87981945 5000004.44444392 5000004.94658822 5000005.36152198 5000005.66451483 5000005.83083637 5000005.84670143 5000005.77484528 5000005.63665199 5000005.44069845 5000005.19556159 5000004.90981833 5000004.59204557 5000004.25082024 5000003.89471925 5000003.53231952 5000003.17219795 5000002.82293147 5000002.493097 5000002.19127144 5000001.92603171 5000001.70595473 5000001.52708405 5000001.34905058 5000001.1694431 5000000.98992137 5000000.81214516 5000000.63777423 5000000.46846834 5000000.30588727 5000000.15169077 5000000.00753861 4999999.87509055 4999999.75600636 4999999.65194581 4999999.56456865 4999999.49553466 4999999.44650359 4999999.41913522 4999999.41524998 4999999.43759374 4999999.48524093 4999999.55634543 4999999.64906114 4999999.76154196 4999999.89194179 5000000.03841452 5000000.19911404 5000000.37219426 5000000.55580907 5000000.74811237 5000000.94725805 5000001.15140001 5000001.35869214 5000001.56728835 5000001.77534252 5000001.98100856 5000002.18244035 5000002.39412916 5000002.64327399 5000002.92547278 5000003.23557687 5000003.5684376 5000003.91890631 5000004.28183433 5000004.65207302 5000005.0244737 5000005.39388773 5000005.75516643 5000006.10316116 5000006.43272325 5000006.73870404 5000007.01595487 5000007.25932708 5000007.46367201 5000007.623841 5000007.7346854 5000007.7956041 5000007.84486325 5000007.89218757 5000007.93750667 5000007.98075015 5000008.02184762 5000008.0607287 5000008.09732298 5000008.13156009 5000008.16336961 5000008.19268117 5000008.21942437 5000008.24352881 5000008.26492411 5000008.28353987 5000008.2993057 5000008.31215121 5000008.322006 5000008.32879969 5000008.33246188 5000008.33193111 5000008.3160612 5000008.28236887 5000008.23164162 5000008.16466693 5000008.08223228 5000007.98512516 5000007.87413306 5000007.75004346 5000007.61364386 5000007.46572173 5000007.30706456 5000007.13845985 5000006.96069507 5000006.77455771 5000006.58083526 5000006.38031521 5000006.17378504 5000005.96203224 5000005.74584429 5000005.52600869] | power curve (power)
rotorse.rp.cdf.x | intermediate | m/s | [ 4. 4.10552764 4.21105528 4.31658291 4.42211055 4.52763819 4.63316583 4.73869347 4.84422111 4.94974874 5.05527638 5.16080402 5.26633166 5.3718593 5.47738693 5.58291457 5.68844221 5.79396985 5.89949749 6.00502513 6.11055276 6.2160804 6.32160804 6.42713568 6.53266332 6.63819095 6.74371859 6.84924623 6.95477387 7.06030151 7.16582915 7.27135678 7.37688442 7.48241206 7.5879397 7.69346734 7.79899497 7.90452261 8.01005025 8.11557789 8.22110553 8.32663317 8.4321608 8.53768844 8.64321608 8.74874372 8.85427136 8.95979899 9.06532663 9.17085427 9.27638191 9.38190955 9.48743719 9.59296482 9.69849246 9.8040201 9.90954774 10.01507538 10.12060302 10.22613065 10.33165829 10.43718593 10.54271357 10.64824121 10.75376884 10.85929648 10.96482412 11.07035176 11.1758794 11.28140704 11.38693467 11.49246231 11.59798995 11.70351759 11.80904523 11.91457286 12.0201005 12.12562814 12.23115578 12.33668342 12.44221106 12.54773869 12.65326633 12.75879397 12.86432161 12.96984925 13.07537688 13.18090452 13.28643216 13.3919598 13.49748744 13.60301508 13.70854271 13.81407035 13.91959799 14.02512563 14.13065327 14.2361809 14.34170854 14.44723618 14.55276382 14.65829146 14.7638191 14.86934673 14.97487437 15.08040201 15.18592965 15.29145729 15.39698492 15.50251256 15.6080402 15.71356784 15.81909548 15.92462312 16.03015075 16.13567839 16.24120603 16.34673367 16.45226131 16.55778894 16.66331658 16.76884422 16.87437186 16.9798995 17.08542714 17.19095477 17.29648241 17.40201005 17.50753769 17.61306533 17.71859296 17.8241206 17.92964824 18.03517588 18.14070352 18.24623116 18.35175879 18.45728643 18.56281407 18.66834171 18.77386935 18.87939698 18.98492462 19.09045226 19.1959799 19.30150754 19.40703518 19.51256281 19.61809045 19.72361809 19.82914573 19.93467337 20.04020101 20.14572864 20.25125628 20.35678392 20.46231156 20.5678392 20.67336683 20.77889447 20.88442211 20.98994975 21.09547739 21.20100503 21.30653266 21.4120603 21.51758794 21.62311558 21.72864322 21.83417085 21.93969849 22.04522613 22.15075377 22.25628141 22.36180905 22.46733668 22.57286432 22.67839196 22.7839196 22.88944724 22.99497487 23.10050251 23.20603015 23.31155779 23.41708543 23.52261307 23.6281407 23.73366834 23.83919598 23.94472362 24.05025126 24.15577889 24.26130653 24.36683417 24.47236181 24.57788945 24.68341709 24.78894472 24.89447236 25. ] | corresponding reference height
rotorse.rp.cdf.xbar | intermediate | m/s | [7.5] | mean value of distribution
rotorse.rp.gust.V_mean | intermediate | m/s | [7.5] | IEC average wind speed for turbine class
rotorse.rp.gust.V_hub | intermediate | m/s | [8.43430498] | hub height wind speed
rotorse.rp.powercurve.generator_efficiency | intermediate |  | [0.95 0.95 0.95 0.95 0.95 0.95 0.95 0.95 0.95 0.95 0.95 0.95 0.95 0.95 0.95 0.95 0.95 0.95 0.95 0.95] | Generator efficiency at various rpm values to support table lookup
rotorse.rp.powercurve.lss_rpm | intermediate | rpm | [0.1 0.50951437 0.91902874 1.32854311 1.73805748 2.14757185 2.55708622 2.96660059 3.37611496 3.78562933 4.1951437 4.60465807 5.01417244 5.42368681 5.83320118 6.24271555 6.65222992 7.06174429 7.47125866 7.88077303] | Low speed shaft RPM values at which the generator efficiency values are given
rotorse.rp.powercurve.V | output | m/s | [ 4. 5.2142258 6.19930277 6.94010129 7.42524354 7.6472783 7.69176122 8.00207863 8.43430498 8.57346439 9.3971427 10.46046281 11.74709335 13.23727316 14.90811483 16.73395615 18.68675431 20.73651661 22.85176108 25. ] | wind vector
rotorse.rp.powercurve.Omega | output | rpm | [3.89402903 5.07608665 6.03506624 6.75623897 7.22852847 7.44468092 7.48798537 7.79008161 7.88077303 7.88077303 7.88077303 7.88077303 7.88077303 7.88077303 7.88077303 7.88077303 7.88077303 7.88077303 7.88077303 7.88077303] | rotor rotational speed
rotorse.rp.powercurve.P | output | W | [ 530527.81729538 1178037.28464123 1982938.86495221 2784458.03010654 3411402.03803364 3727100.72655222 3792590.29758078 4270755.630852 5000000. 5000000.08700412 4999999.9897607 5000001.36073836 5000000.05192743 5000005.85511888 5000001.63814765 4999999.41374401 5000002.21701549 5000007.77529393 5000008.33312977 5000005.52600869] | rotor electrical power
rotorse.rs.aero_gust.V_load | intermediate | m/s | [18.13561965]
rotorse.rs.Omega_load | intermediate | rpm | [7.88077303]
rotorse.rs.pitch_load | intermediate | deg | [1.21430643e-17]
rotorse.rs.aero_hub_loads.V_load | intermediate | m/s | [18.13561965]
rotorse.rs.bjs.chord | intermediate | m | [4.5 4.56983681 4.62528189 4.66799582 4.69963918 4.72187257 4.73635655 4.74475173 4.74871868 4.749918 4.74635028 4.69435091 4.58798574 4.43652413 4.24923543 4.03538899 3.80425416 3.56510031 3.32719679 3.09981295 2.81761793 2.65862348 2.42213958 2.17511371 1.91805341 1.65146625 1.37585978 1.09174154 0.7996191 0.5 ] | chord length at joint station. [(n_span x 3) 1D array of float]
rotorse.rs.bjs.layer_thickness | intermediate | m | [[ 1.00000000e-03 1.00000000e-03 1.00000000e-03 1.00000000e-03 1.00000000e-03 1.00000000e-03 1.00000000e-03 1.00000000e-03 1.00000000e-03 1.00000000e-03 1.00000000e-03 1.00000000e-03 1.00000000e-03 1.00000000e-03 1.00000000e-03 1.00000000e-03 1.00000000e-03 1.00000000e-03 1.00000000e-03 1.00000000e-03 1.00000000e-03 1.00000000e-03 1.00000000e-03 1.00000000e-03 1.00000000e-03 1.00000000e-03 1.00000000e-03 1.00000000e-03 1.00000000e-03 1.00000000e-03] [ 4.10000000e-02 3.30000000e-02 2.60000000e-02 2.00000000e-02 1.50000000e-02 1.10000000e-02 8.28454072e-03 6.51243402e-03 5.36207752e-03 4.70247504e-03 4.40263040e-03 4.33154742e-03 4.35822991e-03 4.35168169e-03 4.30702965e-03 4.21940069e-03 4.08392168e-03 3.89571952e-03 3.64992111e-03 3.34165333e-03 2.86491152e-03 2.57935592e-03 2.14614940e-03 1.69211977e-03 1.22767857e-03 1.00000000e-03 1.00000000e-03 1.00000000e-03 1.00000000e-03 1.00000000e-03] [ 0.00000000e+00 7.78193248e-03 1.50365645e-02 2.16850400e-02 2.76485026e-02 3.28480962e-02 3.72049647e-02 4.06402518e-02 4.30751013e-02 4.44306571e-02 4.46449340e-02 4.39262735e-02 4.24754139e-02 4.04425783e-02 3.79779900e-02 3.52318721e-02 3.23544477e-02 2.94959401e-02 2.68065724e-02 2.44365678e-02 2.18277265e-02 2.04570456e-02 1.85237383e-02 1.66203486e-02 1.47476896e-02 1.29065742e-02 1.10978153e-02 9.32222585e-03 7.58061873e-03 5.87380689e-03] [ 0.00000000e+00 7.25433122e-03 1.39944773e-02 2.01524778e-02 2.56603721e-02 3.04501999e-02 3.44540004e-02 3.76038134e-02 3.98316783e-02 4.10696345e-02 4.12612787e-02 4.05525027e-02 3.91203565e-02 3.71115642e-02 3.46728500e-02 3.19509379e-02 2.90925522e-02 2.62444171e-02 2.35532565e-02 2.11657948e-02 1.85124099e-02 1.71131586e-02 1.51336905e-02 1.31775357e-02 1.12451572e-02 9.33701773e-03 7.45358011e-03 5.59530720e-03 3.76266180e-03 1.95610677e-03] [ 0.00000000e+00 0.00000000e+00 0.00000000e+00 0.00000000e+00 0.00000000e+00 0.00000000e+00 0.00000000e+00 0.00000000e+00 0.00000000e+00 0.00000000e+00 0.00000000e+00 0.00000000e+00 0.00000000e+00 0.00000000e+00 0.00000000e+00 0.00000000e+00 0.00000000e+00 0.00000000e+00 0.00000000e+00 1.00000000e-03 3.44239839e-02 1.00000000e-03 -8.13151629e-20 0.00000000e+00 0.00000000e+00 0.00000000e+00 0.00000000e+00 0.00000000e+00 0.00000000e+00 0.00000000e+00] [ 0.00000000e+00 0.00000000e+00 0.00000000e+00 0.00000000e+00 0.00000000e+00 0.00000000e+00 0.00000000e+00 0.00000000e+00 0.00000000e+00 0.00000000e+00 0.00000000e+00 0.00000000e+00 0.00000000e+00 0.00000000e+00 0.00000000e+00 0.00000000e+00 0.00000000e+00 0.00000000e+00 0.00000000e+00 1.00000000e-03 3.44239839e-02 1.00000000e-03 -8.13151629e-20 0.00000000e+00 0.00000000e+00 0.00000000e+00 0.00000000e+00 0.00000000e+00 0.00000000e+00 0.00000000e+00] [ 0.00000000e+00 0.00000000e+00 6.65003373e-03 8.14812366e-03 9.64621359e-03 1.11443035e-02 1.26025620e-02 1.39811575e-02 1.52402586e-02 1.63400338e-02 1.72406517e-02 1.79022807e-02 1.83276090e-02 1.85193246e-02 1.84801155e-02 1.82126698e-02 1.77196757e-02 1.70038210e-02 1.61057826e-02 1.50662370e-02 1.35708454e-02 1.27253309e-02 1.15053236e-02 1.03065158e-02 9.12537420e-03 7.95836553e-03 6.80195656e-03 5.65261407e-03 4.50680481e-03 3.36099555e-03] [ 0.00000000e+00 0.00000000e+00 2.33432275e-02 2.51480648e-02 2.69529021e-02 2.87577394e-02 3.05625767e-02 3.23674140e-02 3.39953792e-02 3.52696003e-02 3.60132052e-02 3.60493218e-02 3.52010780e-02 3.32916017e-02 3.05938669e-02 2.73808473e-02 2.39255169e-02 2.05008494e-02 1.73798187e-02 1.48353987e-02 1.22323494e-02 1.10919834e-02 9.70078471e-03 8.50178952e-03 7.39889612e-03 6.29600271e-03 5.19310930e-03 4.09021589e-03 2.98732248e-03 -6.50521303e-19] [ 0.00000000e+00 0.00000000e+00 2.33432275e-02 2.51480648e-02 2.69529021e-02 2.87577394e-02 3.05625767e-02 3.23674140e-02 3.39953792e-02 3.52696003e-02 3.60132052e-02 3.60493218e-02 3.52010780e-02 3.32916017e-02 3.05938669e-02 2.73808473e-02 2.39255169e-02 2.05008494e-02 1.73798187e-02 1.48353987e-02 1.22323494e-02 1.10919834e-02 9.70078471e-03 8.50178952e-03 7.39889612e-03 6.29600271e-03 5.19310930e-03 4.09021589e-03 2.98732248e-03 -6.50521303e-19] [ 0.00000000e+00 0.00000000e+00 1.86402175e-02 2.29043857e-02 2.71685539e-02 3.12820798e-02 3.50943212e-02 3.84546359e-02 4.12123815e-02 4.32169158e-02 4.43175966e-02 4.46317757e-02 4.42768050e-02 4.33700364e-02 4.20288217e-02 4.03705128e-02 3.85124616e-02 3.64638788e-02 3.42339751e-02 3.18319613e-02 2.84675254e-02 2.65484460e-02 2.36853660e-02 2.07018877e-02 1.76220907e-02 1.44700547e-02 1.12698594e-02 8.04558436e-03 4.82130936e-03 1.59703436e-03] [ 0.00000000e+00 0.00000000e+00 1.06783227e-02 1.30277497e-02 1.53771767e-02 1.77266036e-02 2.00760306e-02 2.23436643e-02 2.44477114e-02 2.63063787e-02 2.78378729e-02 2.89604006e-02 2.95921686e-02 2.97916789e-02 2.96174332e-02 2.91279335e-02 2.83816816e-02 2.74371794e-02 2.63529289e-02 2.51106409e-02 2.32295708e-02 2.20787956e-02 2.02526601e-02 1.81953304e-02 1.58885175e-02 1.33738018e-02 1.06927639e-02 7.88698432e-03 4.99804368e-03 2.06752250e-03] [ 0.00000000e+00 0.00000000e+00 1.17141324e-02 1.47649473e-02 1.78157623e-02 2.08665773e-02 2.39173922e-02 2.69682072e-02 3.00190222e-02 3.29529872e-02 3.56532524e-02 3.80029677e-02 3.98852833e-02 4.11833493e-02 4.17803156e-02 4.17273646e-02 4.10756783e-02 3.98764390e-02 3.81808288e-02 3.60400301e-02 3.26797937e-02 3.06420809e-02 2.75162660e-02 2.41934479e-02 2.07392943e-02 1.72194730e-02 1.36996517e-02 1.01798304e-02 6.66000904e-03 3.14018771e-03] [ 0.00000000e+00 0.00000000e+00 3.59873815e-02 4.39773438e-02 5.19673061e-02 5.96302097e-02 6.66389959e-02 7.26666060e-02 7.73859813e-02 8.04700630e-02 8.15917924e-02 8.09966867e-02 7.89302631e-02 7.56380387e-02 7.13655306e-02 6.63582560e-02 6.08617321e-02 5.50357312e-02 4.90400260e-02 4.30343888e-02 3.54771595e-02 3.16324086e-02 2.65556105e-02 2.18699671e-02 1.74972473e-02 1.33592202e-02 9.37765500e-03 5.47432071e-03 1.57098642e-03 1.00000000e-03] [ 4.10000000e-02 3.30000000e-02 2.60000000e-02 2.00000000e-02 1.53156219e-02 1.26140524e-02 1.00892854e-02 7.82972209e-03 5.92376367e-03 4.45981139e-03 3.52626648e-03 3.01625067e-03 2.82288569e-03 2.83929329e-03 2.95859519e-03 3.07391313e-03 3.07836885e-03 2.99303427e-03 2.83898133e-03 2.63728196e-03 2.33877707e-03 2.17523163e-03 1.95702453e-03 1.75179189e-03 1.55693882e-03 1.36987043e-03 1.18799183e-03 1.00870812e-03 1.00000000e-03 1.00000000e-03] [ 0.00000000e+00 0.00000000e+00 0.00000000e+00 2.16422907e-03 2.21016153e-03 2.25609398e-03 2.30202643e-03 2.34795888e-03 2.38578561e-03 2.40740088e-03 2.40469897e-03 2.36957416e-03 2.29392070e-03 2.16963289e-03 2.01292217e-03 1.84000000e-03 1.66707783e-03 1.51036711e-03 1.38607930e-03 1.31042584e-03 1.27397979e-03 1.27259912e-03 1.29421439e-03 1.33204112e-03 1.37797357e-03 1.42390602e-03 1.46983847e-03 1.51577093e-03 1.56170338e-03 1.08420217e-19] [ 0.00000000e+00 0.00000000e+00 0.00000000e+00 3.74890612e-02 3.61172335e-02 3.47454058e-02 3.33630956e-02 3.19598202e-02 3.05250972e-02 2.90484440e-02 2.75193780e-02 2.59274168e-02 2.43374498e-02 2.28143666e-02 2.14230569e-02 2.02284101e-02 1.92953159e-02 1.86886639e-02 1.83467902e-02 1.82080313e-02 2.00000000e-02 2.00000000e-02 2.00000000e-02 2.00000000e-02 2.00000000e-02 2.00000000e-02 2.00000000e-02 2.00000000e-02 2.00000000e-02 6.93889390e-18] [ 0.00000000e+00 0.00000000e+00 0.00000000e+00 2.07236417e-03 2.11829662e-03 2.16422907e-03 2.21016153e-03 2.25609398e-03 2.30202643e-03 2.34795888e-03 2.38578561e-03 2.40740088e-03 2.40469897e-03 2.36957416e-03 2.29392070e-03 2.16963289e-03 2.01292217e-03 1.84000000e-03 1.66707783e-03 1.51036711e-03 1.35893442e-03 1.31042584e-03 1.27530103e-03 1.27259912e-03 1.29421439e-03 1.33204112e-03 1.37797357e-03 1.42390602e-03 1.46983847e-03 1.08420217e-19] [ 0.00000000e+00 0.00000000e+00 0.00000000e+00 2.51759997e-03 2.44512991e-03 2.37265986e-03 2.30018980e-03 2.22771975e-03 2.15449048e-03 2.07974278e-03 2.00271744e-03 1.92265525e-03 1.83879698e-03 1.75038343e-03 1.66146746e-03 1.57610193e-03 1.49833970e-03 1.43223365e-03 1.38183663e-03 1.35120150e-03 1.33654766e-03 1.33604234e-03 1.34493101e-03 1.36040697e-03 1.37917659e-03 1.39794620e-03 1.41671582e-03 1.43548543e-03 1.45425505e-03 2.16840434e-19] [ 0.00000000e+00 0.00000000e+00 0.00000000e+00 3.77066146e-02 3.63461220e-02 3.49856293e-02 3.36139152e-02 3.22197581e-02 3.07919366e-02 2.93192293e-02 2.77904146e-02 2.61942712e-02 2.45955568e-02 2.30590296e-02 2.16494473e-02 2.04315680e-02 2.00000000e-02 2.00000000e-02 2.00000000e-02 2.00000000e-02 2.00000000e-02 2.00000000e-02 2.00000000e-02 2.00000000e-02 2.00000000e-02 2.00000000e-02 2.00000000e-02 2.00000000e-02 2.00000000e-02 6.93889390e-18] [ 0.00000000e+00 0.00000000e+00 0.00000000e+00 2.66254008e-03 2.59007002e-03 2.51759997e-03 2.44512991e-03 2.37265986e-03 2.30018980e-03 2.22771975e-03 2.15449048e-03 2.07974278e-03 2.00271744e-03 1.92265525e-03 1.83879698e-03 1.75038343e-03 1.66146746e-03 1.57610193e-03 1.49833970e-03 1.43223365e-03 1.37083839e-03 1.35120150e-03 1.33703462e-03 1.33604234e-03 1.34493101e-03 1.36040697e-03 1.37917659e-03 1.39794620e-03 1.41671582e-03 6.50521303e-19]] | 2D array of the thickness of the layers of the blade structure. The first dimension represents each layer, the second dimension represents each entry along blade span.
rotorse.rs.bjs.layer_width | intermediate | m | [[0.00000000e+00 0.00000000e+00 0.00000000e+00 0.00000000e+00 0.00000000e+00 0.00000000e+00 0.00000000e+00 0.00000000e+00 0.00000000e+00 0.00000000e+00 0.00000000e+00 0.00000000e+00 0.00000000e+00 0.00000000e+00 0.00000000e+00 0.00000000e+00 0.00000000e+00 0.00000000e+00 0.00000000e+00 0.00000000e+00 0.00000000e+00 0.00000000e+00 0.00000000e+00 0.00000000e+00 0.00000000e+00 0.00000000e+00 0.00000000e+00 0.00000000e+00 0.00000000e+00 0.00000000e+00] [0.00000000e+00 0.00000000e+00 0.00000000e+00 0.00000000e+00 0.00000000e+00 0.00000000e+00 0.00000000e+00 0.00000000e+00 0.00000000e+00 0.00000000e+00 0.00000000e+00 0.00000000e+00 0.00000000e+00 0.00000000e+00 0.00000000e+00 0.00000000e+00 0.00000000e+00 0.00000000e+00 0.00000000e+00 0.00000000e+00 0.00000000e+00 0.00000000e+00 0.00000000e+00 0.00000000e+00 0.00000000e+00 0.00000000e+00 0.00000000e+00 0.00000000e+00 0.00000000e+00 0.00000000e+00] [8.00000000e-01 8.00000000e-01 8.00000000e-01 8.00000000e-01 8.00000000e-01 8.00000000e-01 8.00000000e-01 8.00000000e-01 8.00000000e-01 8.00000000e-01 8.00000000e-01 8.00000000e-01 8.00000000e-01 8.00000000e-01 8.00000000e-01 8.00000000e-01 8.00000000e-01 8.00000000e-01 8.00000000e-01 8.00000000e-01 8.00000000e-01 8.00000000e-01 8.00000000e-01 8.00000000e-01 7.53600000e-01 7.05900000e-01 6.58700000e-01 6.11000000e-01 5.38300000e-01 3.41900000e-01] [8.00000000e-01 8.00000000e-01 8.00000000e-01 8.00000000e-01 8.00000000e-01 8.00000000e-01 8.00000000e-01 8.00000000e-01 8.00000000e-01 8.00000000e-01 8.00000000e-01 8.00000000e-01 8.00000000e-01 8.00000000e-01 8.00000000e-01 8.00000000e-01 8.00000000e-01 8.00000000e-01 8.00000000e-01 8.00000000e-01 8.00000000e-01 8.00000000e-01 8.00000000e-01 7.85500000e-01 7.45300000e-01 7.01900000e-01 6.57100000e-01 6.09900000e-01 5.24600000e-01 3.31000000e-01] [0.00000000e+00 0.00000000e+00 0.00000000e+00 0.00000000e+00 0.00000000e+00 0.00000000e+00 0.00000000e+00 0.00000000e+00 0.00000000e+00 0.00000000e+00 0.00000000e+00 0.00000000e+00 0.00000000e+00 0.00000000e+00 0.00000000e+00 0.00000000e+00 0.00000000e+00 0.00000000e+00 0.00000000e+00 3.00000000e-01 2.07433168e+00 3.00000000e-01 1.38777878e-17 0.00000000e+00 0.00000000e+00 0.00000000e+00 0.00000000e+00 0.00000000e+00 0.00000000e+00 0.00000000e+00] [0.00000000e+00 0.00000000e+00 0.00000000e+00 0.00000000e+00 0.00000000e+00 0.00000000e+00 0.00000000e+00 0.00000000e+00 0.00000000e+00 0.00000000e+00 0.00000000e+00 0.00000000e+00 0.00000000e+00 0.00000000e+00 0.00000000e+00 0.00000000e+00 0.00000000e+00 0.00000000e+00 0.00000000e+00 3.00000000e-01 2.07433168e+00 3.00000000e-01 1.38777878e-17 0.00000000e+00 0.00000000e+00 0.00000000e+00 0.00000000e+00 0.00000000e+00 0.00000000e+00 0.00000000e+00] [3.09400000e-01 3.09400000e-01 3.09400000e-01 3.09400000e-01 3.09400000e-01 3.09400000e-01 3.09400000e-01 3.09400000e-01 3.09400000e-01 3.09400000e-01 3.09400000e-01 3.09400000e-01 3.09400000e-01 3.09400000e-01 3.09400000e-01 3.09400000e-01 3.09400000e-01 3.09400000e-01 3.09400000e-01 3.09400000e-01 3.09400000e-01 3.09400000e-01 3.09400000e-01 3.09400000e-01 3.09400000e-01 3.09400000e-01 2.80100000e-01 2.22300000e-01 1.63500000e-01 1.03500000e-01] [5.76000000e-01 5.77450000e-01 5.81000000e-01 5.83650000e-01 5.86850000e-01 5.89850000e-01 5.99450000e-01 6.05250000e-01 6.11950000e-01 6.13850000e-01 6.11900000e-01 6.09150000e-01 6.06600000e-01 6.06300000e-01 6.07450000e-01 6.10600000e-01 6.16150000e-01 5.78650000e-01 5.37350000e-01 4.96500000e-01 4.44467378e-01 4.16750000e-01 3.77250000e-01 3.36250000e-01 2.74450000e-01 2.34700000e-01 1.94700000e-01 1.54100000e-01 1.13000000e-01 7.13000000e-02] [5.76000000e-01 5.77450000e-01 5.81000000e-01 5.83650000e-01 5.86850000e-01 5.89850000e-01 5.99450000e-01 6.05250000e-01 6.11950000e-01 6.13850000e-01 6.11900000e-01 6.09150000e-01 6.06600000e-01 6.06300000e-01 6.07450000e-01 6.10600000e-01 6.16150000e-01 5.78650000e-01 5.37350000e-01 4.96500000e-01 4.44467378e-01 4.16750000e-01 3.77250000e-01 3.36250000e-01 2.74450000e-01 2.34700000e-01 1.94700000e-01 1.54100000e-01 1.13000000e-01 7.13000000e-02] [0.00000000e+00 0.00000000e+00 0.00000000e+00 0.00000000e+00 0.00000000e+00 0.00000000e+00 0.00000000e+00 0.00000000e+00 0.00000000e+00 0.00000000e+00 0.00000000e+00 0.00000000e+00 0.00000000e+00 0.00000000e+00 0.00000000e+00 0.00000000e+00 0.00000000e+00 0.00000000e+00 0.00000000e+00 0.00000000e+00 0.00000000e+00 0.00000000e+00 0.00000000e+00 0.00000000e+00 0.00000000e+00 0.00000000e+00 0.00000000e+00 0.00000000e+00 0.00000000e+00 0.00000000e+00] [0.00000000e+00 0.00000000e+00 0.00000000e+00 0.00000000e+00 0.00000000e+00 0.00000000e+00 0.00000000e+00 0.00000000e+00 0.00000000e+00 0.00000000e+00 0.00000000e+00 0.00000000e+00 0.00000000e+00 0.00000000e+00 0.00000000e+00 0.00000000e+00 0.00000000e+00 0.00000000e+00 0.00000000e+00 0.00000000e+00 0.00000000e+00 0.00000000e+00 0.00000000e+00 0.00000000e+00 0.00000000e+00 0.00000000e+00 0.00000000e+00 0.00000000e+00 0.00000000e+00 0.00000000e+00] [0.00000000e+00 0.00000000e+00 0.00000000e+00 0.00000000e+00 0.00000000e+00 0.00000000e+00 0.00000000e+00 0.00000000e+00 0.00000000e+00 0.00000000e+00 0.00000000e+00 0.00000000e+00 0.00000000e+00 0.00000000e+00 0.00000000e+00 0.00000000e+00 0.00000000e+00 0.00000000e+00 0.00000000e+00 0.00000000e+00 0.00000000e+00 0.00000000e+00 0.00000000e+00 0.00000000e+00 0.00000000e+00 0.00000000e+00 0.00000000e+00 0.00000000e+00 0.00000000e+00 0.00000000e+00] [0.00000000e+00 0.00000000e+00 0.00000000e+00 0.00000000e+00 0.00000000e+00 0.00000000e+00 0.00000000e+00 0.00000000e+00 0.00000000e+00 0.00000000e+00 0.00000000e+00 0.00000000e+00 0.00000000e+00 0.00000000e+00 0.00000000e+00 0.00000000e+00 0.00000000e+00 0.00000000e+00 0.00000000e+00 0.00000000e+00 0.00000000e+00 0.00000000e+00 0.00000000e+00 0.00000000e+00 0.00000000e+00 0.00000000e+00 0.00000000e+00 0.00000000e+00 0.00000000e+00 0.00000000e+00] [0.00000000e+00 0.00000000e+00 0.00000000e+00 0.00000000e+00 0.00000000e+00 0.00000000e+00 0.00000000e+00 0.00000000e+00 0.00000000e+00 0.00000000e+00 0.00000000e+00 0.00000000e+00 0.00000000e+00 0.00000000e+00 0.00000000e+00 0.00000000e+00 0.00000000e+00 0.00000000e+00 0.00000000e+00 0.00000000e+00 0.00000000e+00 0.00000000e+00 0.00000000e+00 0.00000000e+00 0.00000000e+00 0.00000000e+00 0.00000000e+00 0.00000000e+00 0.00000000e+00 0.00000000e+00] [0.00000000e+00 0.00000000e+00 0.00000000e+00 0.00000000e+00 0.00000000e+00 0.00000000e+00 0.00000000e+00 0.00000000e+00 0.00000000e+00 0.00000000e+00 0.00000000e+00 0.00000000e+00 0.00000000e+00 0.00000000e+00 0.00000000e+00 0.00000000e+00 0.00000000e+00 0.00000000e+00 0.00000000e+00 0.00000000e+00 0.00000000e+00 0.00000000e+00 0.00000000e+00 0.00000000e+00 0.00000000e+00 0.00000000e+00 0.00000000e+00 0.00000000e+00 0.00000000e+00 0.00000000e+00] [0.00000000e+00 0.00000000e+00 0.00000000e+00 0.00000000e+00 0.00000000e+00 0.00000000e+00 0.00000000e+00 0.00000000e+00 0.00000000e+00 0.00000000e+00 0.00000000e+00 0.00000000e+00 0.00000000e+00 0.00000000e+00 0.00000000e+00 0.00000000e+00 0.00000000e+00 0.00000000e+00 0.00000000e+00 0.00000000e+00 0.00000000e+00 0.00000000e+00 0.00000000e+00 0.00000000e+00 0.00000000e+00 0.00000000e+00 0.00000000e+00 0.00000000e+00 0.00000000e+00 0.00000000e+00] [0.00000000e+00 0.00000000e+00 0.00000000e+00 0.00000000e+00 0.00000000e+00 0.00000000e+00 0.00000000e+00 0.00000000e+00 0.00000000e+00 0.00000000e+00 0.00000000e+00 0.00000000e+00 0.00000000e+00 0.00000000e+00 0.00000000e+00 0.00000000e+00 0.00000000e+00 0.00000000e+00 0.00000000e+00 0.00000000e+00 0.00000000e+00 0.00000000e+00 0.00000000e+00 0.00000000e+00 0.00000000e+00 0.00000000e+00 0.00000000e+00 0.00000000e+00 0.00000000e+00 0.00000000e+00] [0.00000000e+00 0.00000000e+00 0.00000000e+00 0.00000000e+00 0.00000000e+00 0.00000000e+00 0.00000000e+00 0.00000000e+00 0.00000000e+00 0.00000000e+00 0.00000000e+00 0.00000000e+00 0.00000000e+00 0.00000000e+00 0.00000000e+00 0.00000000e+00 0.00000000e+00 0.00000000e+00 0.00000000e+00 0.00000000e+00 0.00000000e+00 0.00000000e+00 0.00000000e+00 0.00000000e+00 0.00000000e+00 0.00000000e+00 0.00000000e+00 0.00000000e+00 0.00000000e+00 0.00000000e+00] [0.00000000e+00 0.00000000e+00 0.00000000e+00 0.00000000e+00 0.00000000e+00 0.00000000e+00 0.00000000e+00 0.00000000e+00 0.00000000e+00 0.00000000e+00 0.00000000e+00 0.00000000e+00 0.00000000e+00 0.00000000e+00 0.00000000e+00 0.00000000e+00 0.00000000e+00 0.00000000e+00 0.00000000e+00 0.00000000e+00 0.00000000e+00 0.00000000e+00 0.00000000e+00 0.00000000e+00 0.00000000e+00 0.00000000e+00 0.00000000e+00 0.00000000e+00 0.00000000e+00 0.00000000e+00] [0.00000000e+00 0.00000000e+00 0.00000000e+00 0.00000000e+00 0.00000000e+00 0.00000000e+00 0.00000000e+00 0.00000000e+00 0.00000000e+00 0.00000000e+00 0.00000000e+00 0.00000000e+00 0.00000000e+00 0.00000000e+00 0.00000000e+00 0.00000000e+00 0.00000000e+00 0.00000000e+00 0.00000000e+00 0.00000000e+00 0.00000000e+00 0.00000000e+00 0.00000000e+00 0.00000000e+00 0.00000000e+00 0.00000000e+00 0.00000000e+00 0.00000000e+00 0.00000000e+00 0.00000000e+00]] | 2D array of the width of the layers of the blade structure. The first dimension represents each layer, the second dimension represents each entry along blade span.
rotorse.rs.bjs.layer_start_nd | intermediate |  | [[0. 0. 0. 0. 0. 0. 0. 0. 0. 0. 0. 0. 0. 0. 0. 0. 0. 0. 0. 0. 0. 0. 0. 0. 0. 0. 0. 0. 0. 0. ] [0. 0. 0. 0. 0. 0. 0. 0. 0. 0. 0. 0. 0. 0. 0. 0. 0. 0. 0. 0. 0. 0. 0. 0. 0. 0. 0. 0. 0. 0. ] [0.16613836 0.17213292 0.17377565 0.24236739 0.24840211 0.25483194 0.25831651 0.2606316 0.26185655 0.26161264 0.26082551 0.26233365 0.26415389 0.27134171 0.27373183 0.27665435 0.27873161 0.27899075 0.27796373 0.27500935 0.26800048 0.26252507 0.25227143 0.23929055 0.2286023 0.2139112 0.19222321 0.15830915 0.10599279 0.08009451] [0.66614777 0.67267696 0.6813716 0.624576 0.63111637 0.63525345 0.63969751 0.64421443 0.6479319 0.65111514 0.65349045 0.65222952 0.64942583 0.64006648 0.63442906 0.62711208 0.61958761 0.61291064 0.6066585 0.60165868 0.59704593 0.59480782 0.59151507 0.58846219 0.58655496 0.58405057 0.58056448 0.57503875 0.57570409 0.59684729] [0.19443411 0.20023461 0.2034648 0.20985913 0.21680988 0.22473252 0.23047318 0.23511254 0.23881547 0.24131677 0.24339399 0.24777115 0.25245366 0.2626957 0.26823324 0.27460993 0.28054095 0.28515759 0.28912313 0.26917496 0.09350945 0.26704966 0.29282122 0.29160038 0.29036809 0.28828892 0.28470286 0.27880225 0.26841981 0.24523263] [0.69444351 0.70077865 0.71106075 0.7210051 0.73181307 0.73805793 0.74192309 0.74555238 0.74756319 0.74829535 0.74813068 0.74511023 0.74148716 0.73206081 0.72721102 0.72134089 0.71582778 0.71163356 0.70815871 0.68329406 0.55853268 0.67908768 0.70736157 0.70936109 0.71126115 0.71382702 0.71773382 0.72373774 0.73399726 0.75672069] [0.48905595 0.48906666 0.48804594 0.48693177 0.4865449 0.48568392 0.48498059 0.48529504 0.48563867 0.48579214 0.48610802 0.48625364 0.48610004 0.48563564 0.4848331 0.4836757 0.48225705 0.48061529 0.47877663 0.47677159 0.4738464 0.47195149 0.46870373 0.46467431 0.45945878 0.45224601 0.44706215 0.44565141 0.44396141 0.44179699] [0. 0. 0. 0. 0. 0. 0. 0. 0. 0. 0. 0. 0. 0. 0. 0. 0. 0. 0. 0. 0. 0. 0. 0. 0. 0. 0. 0. 0. 0. ] [0.95925412 0.9594317 0.95687651 0.95337018 0.95003362 0.94748977 0.94542866 0.9439109 0.94255318 0.94189425 0.94160711 0.94086181 0.93944335 0.93714084 0.93398365 0.92986086 0.92466829 0.9242728 0.92442968 0.92484037 0.92570146 0.92601191 0.92624561 0.92650869 0.93167684 0.9318825 0.93198532 0.93200258 0.9318066 0.93112403] [0.04074588 0.0405683 0.04312349 0.04662982 0.04996638 0.05251023 0.05457134 0.0560891 0.05744682 0.05810575 0.05839289 0.05913819 0.06055665 0.06285916 0.06601635 0.07013914 0.07533171 0.0757272 0.07557032 0.07515963 0.07429854 0.07398809 0.07375439 0.07349131 0.06832316 0.0681175 0.06801468 0.06799742 0.0681934 0.06887597] [0.22272986 0.2283363 0.23315395 0.30628216 0.31651681 0.32605035 0.33114507 0.33476837 0.33695657 0.33733896 0.33716856 0.34000015 0.34401759 0.35428304 0.3606741 0.36854972 0.37654118 0.38368575 0.39047187 0.39611248 0.40173096 0.4045538 0.4086757 0.41413976 0.41620783 0.4187861 0.42232731 0.42791605 0.43084682 0.41037074] [0.51094271 0.51080331 0.51101049 0.51165081 0.51288826 0.51322764 0.51314703 0.51396743 0.5146836 0.5150793 0.51563369 0.51629116 0.51698733 0.5177132 0.51845802 0.51921623 0.52008491 0.52110608 0.52228915 0.52360822 0.52556666 0.5268811 0.52919308 0.53229724 0.5364826 0.54204385 0.54490966 0.54374243 0.54263061 0.54177825] [0.72273926 0.72888034 0.7407499 0.68849077 0.69923106 0.70647186 0.71252606 0.7183512 0.72303192 0.72684146 0.7298335 0.72989602 0.72928952 0.72300781 0.72137133 0.71900745 0.71739719 0.71760564 0.71916665 0.72276182 0.73077641 0.73683654 0.74791935 0.76014226 0.77209424 0.78776454 0.81010964 0.84416027 0.89229042 0.91659409] [0. 0. 0. 0. 0. 0. 0. 0. 0. 0. 0. 0. 0. 0. 0. 0.05 0.05 0.05 0.05 0.05 0.05 0.05 0.05 0.05 0.05 0.05 0.04 0.05 0.05 0.05 ] [0. 0. 0. 0. 0. 0. 0. 0. 0. 0. 0. 0. 0. 0. 0. 0. 0. 0. 0. 0. 0. 0. 0. 0. 0. 0. 0. 0. 0. 0. ] [0. 0. 0. 0. 0. 0. 0. 0. 0. 0. 0. 0. 0. 0. 0. 0. 0. 0. 0. 0. 0. 0. 0. 0. 0. 0. 0. 0. 0. 0. ] [0. 0. 0. 0. 0. 0. 0. 0. 0. 0. 0. 0. 0. 0. 0. 0. 0. 0. 0. 0. 0. 0. 0. 0. 0. 0. 0. 0. 0. 0. ] [0. 0. 0. 0. 0. 0. 0. 0. 0. 0. 0. 0. 0. 0. 0. 0. 0. 0. 0. 0. 0. 0. 0. 0. 0. 0. 0. 0. 0. 0. ] [0. 0. 0. 0. 0. 0. 0. 0. 0. 0. 0. 0. 0. 0. 0. 0. 0. 0. 0. 0. 0. 0. 0. 0. 0. 0. 0. 0. 0. 0. ] [0. 0. 0. 0. 0. 0. 0. 0. 0. 0. 0. 0. 0. 0. 0. 0. 0. 0. 0. 0. 0. 0. 0. 0. 0. 0. 0. 0. 0. 0. ]] | 2D array of the non-dimensional start point defined along the outer profile of a layer. The TE suction side is 0, the TE pressure side is 1. The first dimension represents each layer, the second dimension represents each entry along blade span.
rotorse.rs.bjs.layer_end_nd | intermediate |  | [[1. 1. 1. 1. 1. 1. 1. 1. 1. 1. 1. 1. 1. 1. 1. 1. 1. 1. 1. 1. 1. 1. 1. 1. 1. 1. 1. 1. 1. 1. ] [1. 1. 1. 1. 1. 1. 1. 1. 1. 1. 1. 1. 1. 1. 1. 1. 1. 1. 1. 1. 1. 1. 1. 1. 1. 1. 1. 1. 1. 1. ] [0.22272986 0.2283363 0.23315395 0.30628216 0.31651681 0.32605035 0.33114507 0.33476837 0.33695657 0.33733896 0.33716856 0.34000015 0.34401759 0.35428304 0.3606741 0.36854972 0.37654118 0.38368575 0.39047187 0.39611248 0.40173096 0.4045538 0.4086757 0.41413976 0.41620783 0.4187861 0.42232731 0.42791605 0.43084682 0.41037074] [0.72273926 0.72888034 0.7407499 0.68849077 0.69923106 0.70647186 0.71252606 0.7183512 0.72303192 0.72684146 0.7298335 0.72989602 0.72928952 0.72300781 0.72137133 0.71900745 0.71739719 0.71760564 0.71916665 0.72276182 0.73077641 0.73683654 0.74791935 0.76014226 0.77209424 0.78776454 0.81010964 0.84416027 0.89229042 0.91659409] [0.19443411 0.20023461 0.2034648 0.20985913 0.21680988 0.22473252 0.23047318 0.23511254 0.23881547 0.24131677 0.24339399 0.24777115 0.25245366 0.2626957 0.26823324 0.27460993 0.28054095 0.28515759 0.28912313 0.31458864 0.44026116 0.32031043 0.29282122 0.29160038 0.29036809 0.28828892 0.28470286 0.27880225 0.26841981 0.24523263] [0.69444351 0.70077865 0.71106075 0.7210051 0.73181307 0.73805793 0.74192309 0.74555238 0.74756319 0.74829535 0.74813068 0.74511023 0.74148716 0.73206081 0.72721102 0.72134089 0.71582778 0.71163356 0.70815871 0.72870773 0.90528439 0.73234845 0.70736157 0.70936109 0.71126115 0.71382702 0.71773382 0.72373774 0.73399726 0.75672069] [0.51094271 0.51080331 0.51101049 0.51165081 0.51288826 0.51322764 0.51314703 0.51396743 0.5146836 0.5150793 0.51563369 0.51629116 0.51698733 0.5177132 0.51845802 0.51921623 0.52008491 0.52110608 0.52228915 0.52360822 0.52556666 0.5268811 0.52919308 0.53229724 0.5364826 0.54204385 0.54490966 0.54374243 0.54263061 0.54177825] [0.04074588 0.0405683 0.04312349 0.04662982 0.04996638 0.05251023 0.05457134 0.0560891 0.05744682 0.05810575 0.05839289 0.05913819 0.06055665 0.06285916 0.06601635 0.07013914 0.07533171 0.0757272 0.07557032 0.07515963 0.07429854 0.07398809 0.07375439 0.07349131 0.06832316 0.0681175 0.06801468 0.06799742 0.0681934 0.06887597] [1. 1. 1. 1. 1. 1. 1. 1. 1. 1. 1. 1. 1. 1. 1. 1. 1. 1. 1. 1. 1. 1. 1. 1. 1. 1. 1. 1. 1. 1. ] [0.16613836 0.17213292 0.17377565 0.24236739 0.24840211 0.25483194 0.25831651 0.2606316 0.26185655 0.26161264 0.26082551 0.26233365 0.26415389 0.27134171 0.27373183 0.27665435 0.27873161 0.27899075 0.27796373 0.27500935 0.26800048 0.26252507 0.25227143 0.23929055 0.2286023 0.2139112 0.19222321 0.15830915 0.10599279 0.08009451] [0.48905595 0.48906666 0.48804594 0.48693177 0.4865449 0.48568392 0.48498059 0.48529504 0.48563867 0.48579214 0.48610802 0.48625364 0.48610004 0.48563564 0.4848331 0.4836757 0.48225705 0.48061529 0.47877663 0.47677159 0.4738464 0.47195149 0.46870373 0.46467431 0.45945878 0.45224601 0.44706215 0.44565141 0.44396141 0.44179699] [0.66614777 0.67267696 0.6813716 0.624576 0.63111637 0.63525345 0.63969751 0.64421443 0.6479319 0.65111514 0.65349045 0.65222952 0.64942583 0.64006648 0.63442906 0.62711208 0.61958761 0.61291064 0.6066585 0.60165868 0.59704593 0.59480782 0.59151507 0.58846219 0.58655496 0.58405057 0.58056448 0.57503875 0.57570409 0.59684729] [0.95925412 0.9594317 0.95687651 0.95337018 0.95003362 0.94748977 0.94542866 0.9439109 0.94255318 0.94189425 0.94160711 0.94086181 0.93944335 0.93714084 0.93398365 0.92986086 0.92466829 0.9242728 0.92442968 0.92484037 0.92570146 0.92601191 0.92624561 0.92650869 0.93167684 0.9318825 0.93198532 0.93200258 0.9318066 0.93112403] [1. 1. 1. 1. 1. 1. 1. 1. 1. 1. 1. 1. 1. 1. 1. 0.95 0.95 0.95 0.95 0.95 0.95 0.95 0.95 0.95 0.95 0.95 0.95 0.95 0.95 0.95 ] [0. 0. 0. 0. 0. 0. 0. 0. 0. 0. 0. 0. 0. 0. 0. 0. 0. 0. 0. 0. 0. 0. 0. 0. 0. 0. 0. 0. 0. 0. ] [0. 0. 0. 0. 0. 0. 0. 0. 0. 0. 0. 0. 0. 0. 0. 0. 0. 0. 0. 0. 0. 0. 0. 0. 0. 0. 0. 0. 0. 0. ] [0. 0. 0. 0. 0. 0. 0. 0. 0. 0. 0. 0. 0. 0. 0. 0. 0. 0. 0. 0. 0. 0. 0. 0. 0. 0. 0. 0. 0. 0. ] [0. 0. 0. 0. 0. 0. 0. 0. 0. 0. 0. 0. 0. 0. 0. 0. 0. 0. 0. 0. 0. 0. 0. 0. 0. 0. 0. 0. 0. 0. ] [0. 0. 0. 0. 0. 0. 0. 0. 0. 0. 0. 0. 0. 0. 0. 0. 0. 0. 0. 0. 0. 0. 0. 0. 0. 0. 0. 0. 0. 0. ] [0. 0. 0. 0. 0. 0. 0. 0. 0. 0. 0. 0. 0. 0. 0. 0. 0. 0. 0. 0. 0. 0. 0. 0. 0. 0. 0. 0. 0. 0. ]] | 2D array of the non-dimensional end point defined along the outer profile of a layer. The TE suction side is 0, the TE pressure side is 1. The first dimension represents each layer, the second dimension represents each entry along blade span.
rotorse.rs.bjs.blade_length | intermediate | m | [ 3. 6.44814717 9.89629433 13.3444415 16.79258866 20.24073583 23.68888299 27.13703016 30.58517733 34.03332449 37.48147166 40.92961882 44.37776599 47.82591316 51.27406032 54.72220749 58.17035465 61.61850182 65.06664898 68.51479615 72.99738747 75.41109048 78.85923765 82.30738481 85.75553198 89.20367915 92.65182631 96.09997348 99.54812064 102.99626781] | 1D array of cumulative blade length at each station. n_span long
rotorse.rs.bjs.coord_xy_interp | intermediate |  | [[[ 1.00000000e+00 -5.22802288e-16] [ 9.99429684e-01 -2.22597407e-02] [ 9.98063018e-01 -4.44580349e-02] ... [ 9.98120489e-01 4.38394581e-02] [ 9.99443038e-01 2.19496514e-02] [ 1.00000000e+00 -5.26271735e-16]] [[ 1.00000000e+00 -4.63811846e-04] [ 9.98467173e-01 -2.21760738e-02] [ 9.96201019e-01 -4.43513952e-02] ... [ 9.96776877e-01 4.39179785e-02] [ 9.98774657e-01 2.22119245e-02] [ 1.00000000e+00 3.03878429e-04]] [[ 1.00000000e+00 -3.84926541e-03] [ 9.90631439e-01 -2.12435866e-02] [ 9.80995553e-01 -4.24457781e-02] ... [ 9.85613808e-01 4.43560536e-02] [ 9.93218520e-01 2.41263074e-02] [ 1.00000000e+00 2.83048459e-03]] ... [[ 1.00000000e+00 2.99243424e-04] [ 9.76715850e-01 2.78508494e-03] [ 9.52832571e-01 4.62553820e-03] ... [ 9.52575171e-01 9.64309571e-03] [ 9.76267770e-01 4.94496385e-03] [ 1.00000000e+00 2.99243424e-04]] [[ 1.00000000e+00 7.60311480e-05] [ 9.76692547e-01 2.94939444e-03] [ 9.52952126e-01 4.97097005e-03] ... [ 9.52775619e-01 1.06814382e-02] [ 9.76380589e-01 5.38373218e-03] [ 1.00000000e+00 7.60311480e-05]] [[ 1.00000000e+00 1.76276899e-06] [ 9.76685164e-01 3.14692752e-03] [ 9.53182640e-01 5.22846152e-03] ... [ 9.52998460e-01 1.22336784e-02] [ 9.76506117e-01 6.17134718e-03] [ 1.00000000e+00 1.76276899e-06]]] | 3D array of the non-dimensional x and y airfoil coordinates of the airfoils interpolated along span for n_span stations.
rotorse.rs.bjs.rthick | intermediate |  | [1. 0.9904762 0.90583552 0.76920637 0.62433185 0.51495506 0.45652477 0.40898037 0.37373472 0.35299758 0.33854388 0.32716954 0.31781339 0.30941425 0.30091105 0.29250549 0.28490061 0.27785301 0.27111927 0.26445597 0.25549867 0.250367 0.2424545 0.23345852 0.22353126 0.21373557 0.20477992 0.19617537 0.18790426 0.18 ] | 1D array of the relative thicknesses of the blade defined along span. n_span long
rotorse.rs.bjs.layer_offset_y_pa | intermediate | m | [[ 0. 0. 0. 0. 0. 0. 0. 0. 0. 0. 0. 0. 0. 0. 0. 0. 0. 0. 0. 0. 0. 0. 0. 0. 0. 0. 0. 0. 0. 0. ] [ 0. 0. 0. 0. 0. 0. 0. 0. 0. 0. 0. 0. 0. 0. 0. 0. 0. 0. 0. 0. 0. 0. 0. 0. 0. 0. 0. 0. 0. 0. ] [ 0. 0. 0. -0.8 -0.768 -0.736 -0.704 -0.672 -0.64 -0.608 -0.576 -0.544 -0.512 -0.48 -0.448 -0.416 -0.384 -0.352 -0.32 -0.288 -0.2464 -0.224 -0.192 -0.16 -0.128 -0.096 -0.064 -0.032 0. 0. ] [ 0. 0. 0. -0.8 -0.768 -0.736 -0.704 -0.672 -0.64 -0.608 -0.576 -0.544 -0.512 -0.48 -0.448 -0.416 -0.384 -0.352 -0.32 -0.288 -0.2464 -0.224 -0.192 -0.16 -0.128 -0.096 -0.064 -0.032 0. 0. ] [ 0. 0. 0. 0. 0. 0. 0. 0. 0. 0. 0. 0. 0. 0. 0. 0. 0. 0. 0. 0. 0.15787889 0. 0. 0. 0. 0. 0. 0. 0. 0. ] [ 0. 0. 0. 0. 0. 0. 0. 0. 0. 0. 0. 0. 0. 0. 0. 0. 0. 0. 0. 0. 0.15787889 0. 0. 0. 0. 0. 0. 0. 0. 0. ] [ 0. 0. 0. 0. 0. 0. 0. 0. 0. 0. 0. 0. 0. 0. 0. 0. 0. 0. 0. 0. 0. 0. 0. 0. 0. 0. 0. 0. 0. 0. ] [ 0. 0. 0. 0. 0. 0. 0. 0. 0. 0. 0. 0. 0. 0. 0. 0. 0. 0. 0. 0. 0. 0. 0. 0. 0. 0. 0. 0. 0. 0. ] [ 0. 0. 0. 0. 0. 0. 0. 0. 0. 0. 0. 0. 0. 0. 0. 0. 0. 0. 0. 0. 0. 0. 0. 0. 0. 0. 0. 0. 0. 0. ] [ 0. 0. 0. 0. 0. 0. 0. 0. 0. 0. 0. 0. 0. 0. 0. 0. 0. 0. 0. 0. 0. 0. 0. 0. 0. 0. 0. 0. 0. 0. ] [ 0. 0. 0. 0. 0. 0. 0. 0. 0. 0. 0. 0. 0. 0. 0. 0. 0. 0. 0. 0. 0. 0. 0. 0. 0. 0. 0. 0. 0. 0. ] [ 0. 0. 0. 0. 0. 0. 0. 0. 0. 0. 0. 0. 0. 0. 0. 0. 0. 0. 0. 0. 0. 0. 0. 0. 0. 0. 0. 0. 0. 0. ] [ 0. 0. 0. 0. 0. 0. 0. 0. 0. 0. 0. 0. 0. 0. 0. 0. 0. 0. 0. 0. 0. 0. 0. 0. 0. 0. 0. 0. 0. 0. ] [ 0. 0. 0. 0. 0. 0. 0. 0. 0. 0. 0. 0. 0. 0. 0. 0. 0. 0. 0. 0. 0. 0. 0. 0. 0. 0. 0. 0. 0. 0. ] [ 0. 0. 0. 0. 0. 0. 0. 0. 0. 0. 0. 0. 0. 0. 0. 0. 0. 0. 0. 0. 0. 0. 0. 0. 0. 0. 0. 0. 0. 0. ] [ 0. 0. 0. 0. 0. 0. 0. 0. 0. 0. 0. 0. 0. 0. 0. 0. 0. 0. 0. 0. 0. 0. 0. 0. 0. 0. 0. 0. 0. 0. ] [ 0. 0. 0. 0. 0. 0. 0. 0. 0. 0. 0. 0. 0. 0. 0. 0. 0. 0. 0. 0. 0. 0. 0. 0. 0. 0. 0. 0. 0. 0. ] [ 0. 0. 0. 0. 0. 0. 0. 0. 0. 0. 0. 0. 0. 0. 0. 0. 0. 0. 0. 0. 0. 0. 0. 0. 0. 0. 0. 0. 0. 0. ] [ 0. 0. 0. 0. 0. 0. 0. 0. 0. 0. 0. 0. 0. 0. 0. 0. 0. 0. 0. 0. 0. 0. 0. 0. 0. 0. 0. 0. 0. 0. ] [ 0. 0. 0. 0. 0. 0. 0. 0. 0. 0. 0. 0. 0. 0. 0. 0. 0. 0. 0. 0. 0. 0. 0. 0. 0. 0. 0. 0. 0. 0. ]] | 2D array of the offset along the y axis to set the position of a layer. Positive values move the layer towards the trailing edge, negative values towards the leading edge. The first dimension represents each layer, the second dimension represents each entry along blade span.
rotorse.rs.bjs.coord_xy_dim | intermediate | m | [[[ 2.25000000e+00 -2.35261029e-15] [ 2.24743358e+00 -1.00168833e-01] [ 2.24128358e+00 -2.00061157e-01] ... [ 2.24154220e+00 1.97277562e-01] [ 2.24749367e+00 9.87734313e-02] [ 2.25000000e+00 -2.36822281e-15]] [[ 2.29328326e+00 -2.11954445e-03] [ 2.28627850e+00 -1.01341038e-01] [ 2.27592254e+00 -2.02678639e-01] ... [ 2.27855412e+00 2.00697995e-01] [ 2.28768365e+00 1.01504870e-01] [ 2.29328326e+00 1.38867483e-03]] [[ 2.35924801e+00 -1.78039376e-02] [ 2.31591578e+00 -9.82575764e-02] [ 2.27134709e+00 -1.96323689e-01] ... [ 2.29270782e+00 2.05159252e-01] [ 2.32788176e+00 1.11590973e-01] [ 2.35924801e+00 1.30917891e-02]] ... [[ 6.20092458e-01 3.26696476e-04] [ 5.94672184e-01 3.04059292e-03] [ 5.68597816e-01 5.04989219e-03] ... [ 5.68316803e-01 1.05277682e-02] [ 5.94182996e-01 5.39862245e-03] [ 6.20092458e-01 3.26696476e-04]] [[ 4.37220439e-01 6.07959579e-05] [ 4.18583354e-01 2.35839211e-03] [ 3.99600061e-01 3.97488258e-03] ... [ 3.99458923e-01 8.54108195e-03] [ 4.18333907e-01 4.30493506e-03] [ 4.37220439e-01 6.07959579e-05]] [[ 2.50000000e-01 8.81384494e-07] [ 2.38342582e-01 1.57346376e-03] [ 2.26591320e-01 2.61423076e-03] ... [ 2.26499230e-01 6.11683918e-03] [ 2.38253059e-01 3.08567359e-03] [ 2.50000000e-01 8.81384494e-07]]] | 3D array of the dimensional x and y airfoil coordinates of the airfoils interpolated along span for n_span stations. The origin is placed at the pitch axis.
rotorse.rs.bjs.twist | intermediate | rad | [ 0.3491 0.3114934 0.2750893 0.24036879 0.20781296 0.17790291 0.15111974 0.12794454 0.10885841 0.09434244 0.08467866 0.0775111 0.07174552 0.06702161 0.06297906 0.05925757 0.05549683 0.05133651 0.04641632 0.04037594 0.0304289 0.02415488 0.01416615 0.00305797 -0.00907256 -0.0221283 -0.03601213 -0.05062693 -0.06587558 -0.08166095] | 1D array of the twist values defined along blade span. The twist is defined positive for negative rotations around the z axis (the same as in BeamDyn).
rotorse.rs.bjs.pitch_axis | intermediate |  | [0.5 0.49816955 0.48992341 0.47666778 0.47368421 0.47368421 0.47368421 0.47368421 0.47368421 0.47368421 0.47368421 0.46808511 0.4612069 0.44196429 0.43251806 0.42095775 0.41010371 0.40195138 0.39522149 0.39116278 0.39008436 0.39134099 0.39523274 0.40007425 0.40504215 0.41113787 0.41946139 0.43201533 0.45321411 0.5 ] | 1D array of the chordwise position of the pitch axis (0-LE, 1-TE), defined along blade span.
rotorse.rs.bjs.M1 | intermediate | N*m | [-3.66139906e+07 -3.44441290e+07 -2.34701452e+07 -3.62593804e+07 -3.85507402e+07 -3.66171514e+07 -3.40110437e+07 -3.12474023e+07 -2.84812315e+07 -2.57720655e+07 -2.31580488e+07 -2.06513354e+07 -1.82576841e+07 -1.59854762e+07 -1.38461642e+07 -1.18527794e+07 -1.00127882e+07 -8.33150229e+06 -6.81305423e+06 -5.45924636e+06 -3.95701893e+06 -3.24644896e+06 -2.36159830e+06 -1.63371910e+06 -1.05695378e+06 -6.22404225e+05 -3.16968688e+05 -1.24431696e+05 -2.59886826e+04 4.68357418e+00] | distribution along blade span of ultimate bending moment w.r.t principal axis 1. [(n_mat) 1D array of float]
rotorse.rs.bjs.M2 | intermediate | N*m | [ 3.66941576e+07 3.45737931e+07 3.93163672e+07 2.27385579e+07 1.00590713e+07 4.75278805e+06 1.76486217e+06 3.68556904e+04 -1.16233498e+06 -1.84851090e+06 -2.13530743e+06 -2.19919046e+06 -2.14569084e+06 -2.02119551e+06 -1.84793767e+06 -1.63791980e+06 -1.42319537e+06 -1.22085108e+06 -1.03290695e+06 -8.62734600e+05 -6.52884376e+05 -5.71826994e+05 -4.47370079e+05 -3.34810354e+05 -2.34477198e+05 -1.48277219e+05 -8.04245714e+04 -3.34648094e+04 -7.58883124e+03 1.32317795e-01] | distribution along blade span of ultimate bending moment w.r.t principal axis 2. [(n_mat) 1D array of float]
rotorse.rs.bjs.F2 | intermediate | N | [ 6.30985274e+05 6.29126170e+05 4.60761415e+05 7.43991468e+05 8.36561375e+05 8.45731407e+05 8.39032311e+05 8.25915569e+05 8.08722745e+05 7.88266594e+05 7.64941461e+05 7.38540058e+05 7.08686514e+05 6.74882602e+05 6.36685376e+05 5.94458457e+05 5.49173909e+05 5.01828694e+05 4.53268056e+05 4.03969232e+05 3.32741607e+05 2.97020872e+05 2.49747262e+05 2.02042617e+05 1.56646693e+05 1.14688006e+05 7.70621362e+04 4.45858449e+04 1.81592848e+04 -8.31015676e+02] | distribution along blade span of ultimate force w.r.t principal axis 2. [(n_mat) 1D array of float]
rotorse.rs.brs.rootD | intermediate | m | [4.5] | Blade root outer diameter / Chord at blade span station 0
rotorse.rs.brs.layer_thickness | intermediate | m | [[ 1.00000000e-03 1.00000000e-03 1.00000000e-03 1.00000000e-03 1.00000000e-03 1.00000000e-03 1.00000000e-03 1.00000000e-03 1.00000000e-03 1.00000000e-03 1.00000000e-03 1.00000000e-03 1.00000000e-03 1.00000000e-03 1.00000000e-03 1.00000000e-03 1.00000000e-03 1.00000000e-03 1.00000000e-03 1.00000000e-03 1.00000000e-03 1.00000000e-03 1.00000000e-03 1.00000000e-03 1.00000000e-03 1.00000000e-03 1.00000000e-03 1.00000000e-03 1.00000000e-03 1.00000000e-03] [ 4.10000000e-02 3.30000000e-02 2.60000000e-02 2.00000000e-02 1.50000000e-02 1.10000000e-02 8.28454072e-03 6.51243402e-03 5.36207752e-03 4.70247504e-03 4.40263040e-03 4.33154742e-03 4.35822991e-03 4.35168169e-03 4.30702965e-03 4.21940069e-03 4.08392168e-03 3.89571952e-03 3.64992111e-03 3.34165333e-03 2.86491152e-03 2.57935592e-03 2.14614940e-03 1.69211977e-03 1.22767857e-03 1.00000000e-03 1.00000000e-03 1.00000000e-03 1.00000000e-03 1.00000000e-03] [ 0.00000000e+00 7.78193248e-03 1.50365645e-02 2.16850400e-02 2.76485026e-02 3.28480962e-02 3.72049647e-02 4.06402518e-02 4.30751013e-02 4.44306571e-02 4.46449340e-02 4.39262735e-02 4.24754139e-02 4.04425783e-02 3.79779900e-02 3.52318721e-02 3.23544477e-02 2.94959401e-02 2.68065724e-02 2.44365678e-02 2.18277265e-02 2.04570456e-02 1.85237383e-02 1.66203486e-02 1.47476896e-02 1.29065742e-02 1.10978153e-02 9.32222585e-03 7.58061873e-03 5.87380689e-03] [ 0.00000000e+00 7.25433122e-03 1.39944773e-02 2.01524778e-02 2.56603721e-02 3.04501999e-02 3.44540004e-02 3.76038134e-02 3.98316783e-02 4.10696345e-02 4.12612787e-02 4.05525027e-02 3.91203565e-02 3.71115642e-02 3.46728500e-02 3.19509379e-02 2.90925522e-02 2.62444171e-02 2.35532565e-02 2.11657948e-02 1.85124099e-02 1.71131586e-02 1.51336905e-02 1.31775357e-02 1.12451572e-02 9.33701773e-03 7.45358011e-03 5.59530720e-03 3.76266180e-03 1.95610677e-03] [ 0.00000000e+00 0.00000000e+00 0.00000000e+00 0.00000000e+00 0.00000000e+00 0.00000000e+00 0.00000000e+00 0.00000000e+00 0.00000000e+00 0.00000000e+00 0.00000000e+00 0.00000000e+00 0.00000000e+00 0.00000000e+00 0.00000000e+00 0.00000000e+00 0.00000000e+00 0.00000000e+00 0.00000000e+00 1.00000000e-03 3.44239839e-02 1.00000000e-03 -8.13151629e-20 0.00000000e+00 0.00000000e+00 0.00000000e+00 0.00000000e+00 0.00000000e+00 0.00000000e+00 0.00000000e+00] [ 0.00000000e+00 0.00000000e+00 0.00000000e+00 0.00000000e+00 0.00000000e+00 0.00000000e+00 0.00000000e+00 0.00000000e+00 0.00000000e+00 0.00000000e+00 0.00000000e+00 0.00000000e+00 0.00000000e+00 0.00000000e+00 0.00000000e+00 0.00000000e+00 0.00000000e+00 0.00000000e+00 0.00000000e+00 1.00000000e-03 3.44239839e-02 1.00000000e-03 -8.13151629e-20 0.00000000e+00 0.00000000e+00 0.00000000e+00 0.00000000e+00 0.00000000e+00 0.00000000e+00 0.00000000e+00] [ 0.00000000e+00 0.00000000e+00 6.65003373e-03 8.14812366e-03 9.64621359e-03 1.11443035e-02 1.26025620e-02 1.39811575e-02 1.52402586e-02 1.63400338e-02 1.72406517e-02 1.79022807e-02 1.83276090e-02 1.85193246e-02 1.84801155e-02 1.82126698e-02 1.77196757e-02 1.70038210e-02 1.61057826e-02 1.50662370e-02 1.35708454e-02 1.27253309e-02 1.15053236e-02 1.03065158e-02 9.12537420e-03 7.95836553e-03 6.80195656e-03 5.65261407e-03 4.50680481e-03 3.36099555e-03] [ 0.00000000e+00 0.00000000e+00 2.33432275e-02 2.51480648e-02 2.69529021e-02 2.87577394e-02 3.05625767e-02 3.23674140e-02 3.39953792e-02 3.52696003e-02 3.60132052e-02 3.60493218e-02 3.52010780e-02 3.32916017e-02 3.05938669e-02 2.73808473e-02 2.39255169e-02 2.05008494e-02 1.73798187e-02 1.48353987e-02 1.22323494e-02 1.10919834e-02 9.70078471e-03 8.50178952e-03 7.39889612e-03 6.29600271e-03 5.19310930e-03 4.09021589e-03 2.98732248e-03 -6.50521303e-19] [ 0.00000000e+00 0.00000000e+00 2.33432275e-02 2.51480648e-02 2.69529021e-02 2.87577394e-02 3.05625767e-02 3.23674140e-02 3.39953792e-02 3.52696003e-02 3.60132052e-02 3.60493218e-02 3.52010780e-02 3.32916017e-02 3.05938669e-02 2.73808473e-02 2.39255169e-02 2.05008494e-02 1.73798187e-02 1.48353987e-02 1.22323494e-02 1.10919834e-02 9.70078471e-03 8.50178952e-03 7.39889612e-03 6.29600271e-03 5.19310930e-03 4.09021589e-03 2.98732248e-03 -6.50521303e-19] [ 0.00000000e+00 0.00000000e+00 1.86402175e-02 2.29043857e-02 2.71685539e-02 3.12820798e-02 3.50943212e-02 3.84546359e-02 4.12123815e-02 4.32169158e-02 4.43175966e-02 4.46317757e-02 4.42768050e-02 4.33700364e-02 4.20288217e-02 4.03705128e-02 3.85124616e-02 3.64638788e-02 3.42339751e-02 3.18319613e-02 2.84675254e-02 2.65484460e-02 2.36853660e-02 2.07018877e-02 1.76220907e-02 1.44700547e-02 1.12698594e-02 8.04558436e-03 4.82130936e-03 1.59703436e-03] [ 0.00000000e+00 0.00000000e+00 1.06783227e-02 1.30277497e-02 1.53771767e-02 1.77266036e-02 2.00760306e-02 2.23436643e-02 2.44477114e-02 2.63063787e-02 2.78378729e-02 2.89604006e-02 2.95921686e-02 2.97916789e-02 2.96174332e-02 2.91279335e-02 2.83816816e-02 2.74371794e-02 2.63529289e-02 2.51106409e-02 2.32295708e-02 2.20787956e-02 2.02526601e-02 1.81953304e-02 1.58885175e-02 1.33738018e-02 1.06927639e-02 7.88698432e-03 4.99804368e-03 2.06752250e-03] [ 0.00000000e+00 0.00000000e+00 1.17141324e-02 1.47649473e-02 1.78157623e-02 2.08665773e-02 2.39173922e-02 2.69682072e-02 3.00190222e-02 3.29529872e-02 3.56532524e-02 3.80029677e-02 3.98852833e-02 4.11833493e-02 4.17803156e-02 4.17273646e-02 4.10756783e-02 3.98764390e-02 3.81808288e-02 3.60400301e-02 3.26797937e-02 3.06420809e-02 2.75162660e-02 2.41934479e-02 2.07392943e-02 1.72194730e-02 1.36996517e-02 1.01798304e-02 6.66000904e-03 3.14018771e-03] [ 0.00000000e+00 0.00000000e+00 3.59873815e-02 4.39773438e-02 5.19673061e-02 5.96302097e-02 6.66389959e-02 7.26666060e-02 7.73859813e-02 8.04700630e-02 8.15917924e-02 8.09966867e-02 7.89302631e-02 7.56380387e-02 7.13655306e-02 6.63582560e-02 6.08617321e-02 5.50357312e-02 4.90400260e-02 4.30343888e-02 3.54771595e-02 3.16324086e-02 2.65556105e-02 2.18699671e-02 1.74972473e-02 1.33592202e-02 9.37765500e-03 5.47432071e-03 1.57098642e-03 1.00000000e-03] [ 4.10000000e-02 3.30000000e-02 2.60000000e-02 2.00000000e-02 1.53156219e-02 1.26140524e-02 1.00892854e-02 7.82972209e-03 5.92376367e-03 4.45981139e-03 3.52626648e-03 3.01625067e-03 2.82288569e-03 2.83929329e-03 2.95859519e-03 3.07391313e-03 3.07836885e-03 2.99303427e-03 2.83898133e-03 2.63728196e-03 2.33877707e-03 2.17523163e-03 1.95702453e-03 1.75179189e-03 1.55693882e-03 1.36987043e-03 1.18799183e-03 1.00870812e-03 1.00000000e-03 1.00000000e-03] [ 0.00000000e+00 0.00000000e+00 0.00000000e+00 2.16422907e-03 2.21016153e-03 2.25609398e-03 2.30202643e-03 2.34795888e-03 2.38578561e-03 2.40740088e-03 2.40469897e-03 2.36957416e-03 2.29392070e-03 2.16963289e-03 2.01292217e-03 1.84000000e-03 1.66707783e-03 1.51036711e-03 1.38607930e-03 1.31042584e-03 1.27397979e-03 1.27259912e-03 1.29421439e-03 1.33204112e-03 1.37797357e-03 1.42390602e-03 1.46983847e-03 1.51577093e-03 1.56170338e-03 1.08420217e-19] [ 0.00000000e+00 0.00000000e+00 0.00000000e+00 3.74890612e-02 3.61172335e-02 3.47454058e-02 3.33630956e-02 3.19598202e-02 3.05250972e-02 2.90484440e-02 2.75193780e-02 2.59274168e-02 2.43374498e-02 2.28143666e-02 2.14230569e-02 2.02284101e-02 1.92953159e-02 1.86886639e-02 1.83467902e-02 1.82080313e-02 2.00000000e-02 2.00000000e-02 2.00000000e-02 2.00000000e-02 2.00000000e-02 2.00000000e-02 2.00000000e-02 2.00000000e-02 2.00000000e-02 6.93889390e-18] [ 0.00000000e+00 0.00000000e+00 0.00000000e+00 2.07236417e-03 2.11829662e-03 2.16422907e-03 2.21016153e-03 2.25609398e-03 2.30202643e-03 2.34795888e-03 2.38578561e-03 2.40740088e-03 2.40469897e-03 2.36957416e-03 2.29392070e-03 2.16963289e-03 2.01292217e-03 1.84000000e-03 1.66707783e-03 1.51036711e-03 1.35893442e-03 1.31042584e-03 1.27530103e-03 1.27259912e-03 1.29421439e-03 1.33204112e-03 1.37797357e-03 1.42390602e-03 1.46983847e-03 1.08420217e-19] [ 0.00000000e+00 0.00000000e+00 0.00000000e+00 2.51759997e-03 2.44512991e-03 2.37265986e-03 2.30018980e-03 2.22771975e-03 2.15449048e-03 2.07974278e-03 2.00271744e-03 1.92265525e-03 1.83879698e-03 1.75038343e-03 1.66146746e-03 1.57610193e-03 1.49833970e-03 1.43223365e-03 1.38183663e-03 1.35120150e-03 1.33654766e-03 1.33604234e-03 1.34493101e-03 1.36040697e-03 1.37917659e-03 1.39794620e-03 1.41671582e-03 1.43548543e-03 1.45425505e-03 2.16840434e-19] [ 0.00000000e+00 0.00000000e+00 0.00000000e+00 3.77066146e-02 3.63461220e-02 3.49856293e-02 3.36139152e-02 3.22197581e-02 3.07919366e-02 2.93192293e-02 2.77904146e-02 2.61942712e-02 2.45955568e-02 2.30590296e-02 2.16494473e-02 2.04315680e-02 2.00000000e-02 2.00000000e-02 2.00000000e-02 2.00000000e-02 2.00000000e-02 2.00000000e-02 2.00000000e-02 2.00000000e-02 2.00000000e-02 2.00000000e-02 2.00000000e-02 2.00000000e-02 2.00000000e-02 6.93889390e-18] [ 0.00000000e+00 0.00000000e+00 0.00000000e+00 2.66254008e-03 2.59007002e-03 2.51759997e-03 2.44512991e-03 2.37265986e-03 2.30018980e-03 2.22771975e-03 2.15449048e-03 2.07974278e-03 2.00271744e-03 1.92265525e-03 1.83879698e-03 1.75038343e-03 1.66146746e-03 1.57610193e-03 1.49833970e-03 1.43223365e-03 1.37083839e-03 1.35120150e-03 1.33703462e-03 1.33604234e-03 1.34493101e-03 1.36040697e-03 1.37917659e-03 1.39794620e-03 1.41671582e-03 6.50521303e-19]] | 2D array of the thickness of the layers of the blade structure. The first dimension represents each layer, the second dimension represents each entry along blade span.
rotorse.rs.brs.layer_start_nd | intermediate |  | [[0. 0. 0. 0. 0. 0. 0. 0. 0. 0. 0. 0. 0. 0. 0. 0. 0. 0. 0. 0. 0. 0. 0. 0. 0. 0. 0. 0. 0. 0. ] [0. 0. 0. 0. 0. 0. 0. 0. 0. 0. 0. 0. 0. 0. 0. 0. 0. 0. 0. 0. 0. 0. 0. 0. 0. 0. 0. 0. 0. 0. ] [0.16613836 0.17213292 0.17377565 0.24236739 0.24840211 0.25483194 0.25831651 0.2606316 0.26185655 0.26161264 0.26082551 0.26233365 0.26415389 0.27134171 0.27373183 0.27665435 0.27873161 0.27899075 0.27796373 0.27500935 0.26800048 0.26252507 0.25227143 0.23929055 0.2286023 0.2139112 0.19222321 0.15830915 0.10599279 0.08009451] [0.66614777 0.67267696 0.6813716 0.624576 0.63111637 0.63525345 0.63969751 0.64421443 0.6479319 0.65111514 0.65349045 0.65222952 0.64942583 0.64006648 0.63442906 0.62711208 0.61958761 0.61291064 0.6066585 0.60165868 0.59704593 0.59480782 0.59151507 0.58846219 0.58655496 0.58405057 0.58056448 0.57503875 0.57570409 0.59684729] [0.19443411 0.20023461 0.2034648 0.20985913 0.21680988 0.22473252 0.23047318 0.23511254 0.23881547 0.24131677 0.24339399 0.24777115 0.25245366 0.2626957 0.26823324 0.27460993 0.28054095 0.28515759 0.28912313 0.26917496 0.1515052 0.26704966 0.29282122 0.29160038 0.29036809 0.28828892 0.28470286 0.27880225 0.26841981 0.24523263] [0.69444351 0.70077865 0.71106075 0.7210051 0.73181307 0.73805793 0.74192309 0.74555238 0.74756319 0.74829535 0.74813068 0.74511023 0.74148716 0.73206081 0.72721102 0.72134089 0.71582778 0.71163356 0.70815871 0.68329406 0.56315882 0.67908768 0.70736157 0.70936109 0.71126115 0.71382702 0.71773382 0.72373774 0.73399726 0.75672069] [0.48905595 0.48906666 0.48804594 0.48693177 0.4865449 0.48568392 0.48498059 0.48529504 0.48563867 0.48579214 0.48610802 0.48625364 0.48610004 0.48563564 0.4848331 0.4836757 0.48225705 0.48061529 0.47877663 0.47677159 0.4738464 0.47195149 0.46870373 0.46467431 0.45945878 0.45224601 0.44706215 0.44565141 0.44396141 0.44179699] [0. 0. 0. 0. 0. 0. 0. 0. 0. 0. 0. 0. 0. 0. 0. 0. 0. 0. 0. 0. 0. 0. 0. 0. 0. 0. 0. 0. 0. 0. ] [0.95925412 0.9594317 0.95687651 0.95337018 0.95003362 0.94748977 0.94542866 0.9439109 0.94255318 0.94189425 0.94160711 0.94086181 0.93944335 0.93714084 0.93398365 0.92986086 0.92466829 0.9242728 0.92442968 0.92484037 0.92570146 0.92601191 0.92624561 0.92650869 0.93167684 0.9318825 0.93198532 0.93200258 0.9318066 0.93112403] [0.04074588 0.0405683 0.04312349 0.04662982 0.04996638 0.05251023 0.05457134 0.0560891 0.05744682 0.05810575 0.05839289 0.05913819 0.06055665 0.06285916 0.06601635 0.07013914 0.07533171 0.0757272 0.07557032 0.07515963 0.07429854 0.07398809 0.07375439 0.07349131 0.06832316 0.0681175 0.06801468 0.06799742 0.0681934 0.06887597] [0.22272986 0.2283363 0.23315395 0.30628216 0.31651681 0.32605035 0.33114507 0.33476837 0.33695657 0.33733896 0.33716856 0.34000015 0.34401759 0.35428304 0.3606741 0.36854972 0.37654118 0.38368575 0.39047187 0.39611248 0.40173096 0.4045538 0.4086757 0.41413976 0.41620783 0.4187861 0.42232731 0.42791605 0.43084682 0.41037074] [0.51094271 0.51080331 0.51101049 0.51165081 0.51288826 0.51322764 0.51314703 0.51396743 0.5146836 0.5150793 0.51563369 0.51629116 0.51698733 0.5177132 0.51845802 0.51921623 0.52008491 0.52110608 0.52228915 0.52360822 0.52556666 0.5268811 0.52919308 0.53229724 0.5364826 0.54204385 0.54490966 0.54374243 0.54263061 0.54177825] [0.72273926 0.72888034 0.7407499 0.68849077 0.69923106 0.70647186 0.71252606 0.7183512 0.72303192 0.72684146 0.7298335 0.72989602 0.72928952 0.72300781 0.72137133 0.71900745 0.71739719 0.71760564 0.71916665 0.72276182 0.73077641 0.73683654 0.74791935 0.76014226 0.77209424 0.78776454 0.81010964 0.84416027 0.89229042 0.91659409] [0. 0. 0. 0. 0. 0. 0. 0. 0. 0. 0. 0. 0. 0. 0. 0.05 0.05 0.05 0.05 0.05 0.05 0.05 0.05 0.05 0.05 0.05 0.04 0.05 0.05 0.05 ] [0. 0. 0. 0. 0. 0. 0. 0. 0. 0. 0. 0. 0. 0. 0. 0. 0. 0. 0. 0. 0. 0. 0. 0. 0. 0. 0. 0. 0. 0. ] [0. 0. 0. 0. 0. 0. 0. 0. 0. 0. 0. 0. 0. 0. 0. 0. 0. 0. 0. 0. 0. 0. 0. 0. 0. 0. 0. 0. 0. 0. ] [0. 0. 0. 0. 0. 0. 0. 0. 0. 0. 0. 0. 0. 0. 0. 0. 0. 0. 0. 0. 0. 0. 0. 0. 0. 0. 0. 0. 0. 0. ] [0. 0. 0. 0. 0. 0. 0. 0. 0. 0. 0. 0. 0. 0. 0. 0. 0. 0. 0. 0. 0. 0. 0. 0. 0. 0. 0. 0. 0. 0. ] [0. 0. 0. 0. 0. 0. 0. 0. 0. 0. 0. 0. 0. 0. 0. 0. 0. 0. 0. 0. 0. 0. 0. 0. 0. 0. 0. 0. 0. 0. ] [0. 0. 0. 0. 0. 0. 0. 0. 0. 0. 0. 0. 0. 0. 0. 0. 0. 0. 0. 0. 0. 0. 0. 0. 0. 0. 0. 0. 0. 0. ]] | 2D array of the non-dimensional start point defined along the outer profile of a layer. The TE suction side is 0, the TE pressure side is 1. The first dimension represents each layer, the second dimension represents each entry along blade span.
rotorse.rs.brs.layer_end_nd | intermediate |  | [[1. 1. 1. 1. 1. 1. 1. 1. 1. 1. 1. 1. 1. 1. 1. 1. 1. 1. 1. 1. 1. 1. 1. 1. 1. 1. 1. 1. 1. 1. ] [1. 1. 1. 1. 1. 1. 1. 1. 1. 1. 1. 1. 1. 1. 1. 1. 1. 1. 1. 1. 1. 1. 1. 1. 1. 1. 1. 1. 1. 1. ] [0.22272986 0.2283363 0.23315395 0.30628216 0.31651681 0.32605035 0.33114507 0.33476837 0.33695657 0.33733896 0.33716856 0.34000015 0.34401759 0.35428304 0.3606741 0.36854972 0.37654118 0.38368575 0.39047187 0.39611248 0.40173096 0.4045538 0.4086757 0.41413976 0.41620783 0.4187861 0.42232731 0.42791605 0.43084682 0.41037074] [0.72273926 0.72888034 0.7407499 0.68849077 0.69923106 0.70647186 0.71252606 0.7183512 0.72303192 0.72684146 0.7298335 0.72989602 0.72928952 0.72300781 0.72137133 0.71900745 0.71739719 0.71760564 0.71916665 0.72276182 0.73077641 0.73683654 0.74791935 0.76014226 0.77209424 0.78776454 0.81010964 0.84416027 0.89229042 0.91659409] [0.19443411 0.20023461 0.2034648 0.20985913 0.21680988 0.22473252 0.23047318 0.23511254 0.23881547 0.24131677 0.24339399 0.24777115 0.25245366 0.2626957 0.26823324 0.27460993 0.28054095 0.28515759 0.28912313 0.31458864 0.43568247 0.32031043 0.29282122 0.29160038 0.29036809 0.28828892 0.28470286 0.27880225 0.26841981 0.24523263] [0.69444351 0.70077865 0.71106075 0.7210051 0.73181307 0.73805793 0.74192309 0.74555238 0.74756319 0.74829535 0.74813068 0.74511023 0.74148716 0.73206081 0.72721102 0.72134089 0.71582778 0.71163356 0.70815871 0.72870773 0.84733608 0.73234845 0.70736157 0.70936109 0.71126115 0.71382702 0.71773382 0.72373774 0.73399726 0.75672069] [0.51094271 0.51080331 0.51101049 0.51165081 0.51288826 0.51322764 0.51314703 0.51396743 0.5146836 0.5150793 0.51563369 0.51629116 0.51698733 0.5177132 0.51845802 0.51921623 0.52008491 0.52110608 0.52228915 0.52360822 0.52556666 0.5268811 0.52919308 0.53229724 0.5364826 0.54204385 0.54490966 0.54374243 0.54263061 0.54177825] [0.04074588 0.0405683 0.04312349 0.04662982 0.04996638 0.05251023 0.05457134 0.0560891 0.05744682 0.05810575 0.05839289 0.05913819 0.06055665 0.06285916 0.06601635 0.07013914 0.07533171 0.0757272 0.07557032 0.07515963 0.07429854 0.07398809 0.07375439 0.07349131 0.06832316 0.0681175 0.06801468 0.06799742 0.0681934 0.06887597] [1. 1. 1. 1. 1. 1. 1. 1. 1. 1. 1. 1. 1. 1. 1. 1. 1. 1. 1. 1. 1. 1. 1. 1. 1. 1. 1. 1. 1. 1. ] [0.16613836 0.17213292 0.17377565 0.24236739 0.24840211 0.25483194 0.25831651 0.2606316 0.26185655 0.26161264 0.26082551 0.26233365 0.26415389 0.27134171 0.27373183 0.27665435 0.27873161 0.27899075 0.27796373 0.27500935 0.26800048 0.26252507 0.25227143 0.23929055 0.2286023 0.2139112 0.19222321 0.15830915 0.10599279 0.08009451] [0.48905595 0.48906666 0.48804594 0.48693177 0.4865449 0.48568392 0.48498059 0.48529504 0.48563867 0.48579214 0.48610802 0.48625364 0.48610004 0.48563564 0.4848331 0.4836757 0.48225705 0.48061529 0.47877663 0.47677159 0.4738464 0.47195149 0.46870373 0.46467431 0.45945878 0.45224601 0.44706215 0.44565141 0.44396141 0.44179699] [0.66614777 0.67267696 0.6813716 0.624576 0.63111637 0.63525345 0.63969751 0.64421443 0.6479319 0.65111514 0.65349045 0.65222952 0.64942583 0.64006648 0.63442906 0.62711208 0.61958761 0.61291064 0.6066585 0.60165868 0.59704593 0.59480782 0.59151507 0.58846219 0.58655496 0.58405057 0.58056448 0.57503875 0.57570409 0.59684729] [0.95925412 0.9594317 0.95687651 0.95337018 0.95003362 0.94748977 0.94542866 0.9439109 0.94255318 0.94189425 0.94160711 0.94086181 0.93944335 0.93714084 0.93398365 0.92986086 0.92466829 0.9242728 0.92442968 0.92484037 0.92570146 0.92601191 0.92624561 0.92650869 0.93167684 0.9318825 0.93198532 0.93200258 0.9318066 0.93112403] [1. 1. 1. 1. 1. 1. 1. 1. 1. 1. 1. 1. 1. 1. 1. 0.95 0.95 0.95 0.95 0.95 0.95 0.95 0.95 0.95 0.95 0.95 0.95 0.95 0.95 0.95 ] [0. 0. 0. 0. 0. 0. 0. 0. 0. 0. 0. 0. 0. 0. 0. 0. 0. 0. 0. 0. 0. 0. 0. 0. 0. 0. 0. 0. 0. 0. ] [0. 0. 0. 0. 0. 0. 0. 0. 0. 0. 0. 0. 0. 0. 0. 0. 0. 0. 0. 0. 0. 0. 0. 0. 0. 0. 0. 0. 0. 0. ] [0. 0. 0. 0. 0. 0. 0. 0. 0. 0. 0. 0. 0. 0. 0. 0. 0. 0. 0. 0. 0. 0. 0. 0. 0. 0. 0. 0. 0. 0. ] [0. 0. 0. 0. 0. 0. 0. 0. 0. 0. 0. 0. 0. 0. 0. 0. 0. 0. 0. 0. 0. 0. 0. 0. 0. 0. 0. 0. 0. 0. ] [0. 0. 0. 0. 0. 0. 0. 0. 0. 0. 0. 0. 0. 0. 0. 0. 0. 0. 0. 0. 0. 0. 0. 0. 0. 0. 0. 0. 0. 0. ] [0. 0. 0. 0. 0. 0. 0. 0. 0. 0. 0. 0. 0. 0. 0. 0. 0. 0. 0. 0. 0. 0. 0. 0. 0. 0. 0. 0. 0. 0. ]] | 2D array of the non-dimensional end point defined along the outer profile of a layer. The TE suction side is 0, the TE pressure side is 1. The first dimension represents each layer, the second dimension represents each entry along blade span.
rotorse.rs.brs.root_M | intermediate | N*m | [ 13424757.8945973 -50068149.51536822 -0. ] | Blade root moment in blade c.s.
rotorse.rs.constr.strainU_spar | intermediate |  | [ 7.80829243e-04 -1.09969938e-03 -1.64680821e-03 -1.99543372e-03 -2.50978951e-03 -2.81482767e-03 -2.90125994e-03 -2.95756028e-03 -2.94732525e-03 -2.83856692e-03 -2.70643916e-03 -2.58960075e-03 -2.49925628e-03 -2.42926625e-03 -2.40195651e-03 -2.39917288e-03 -2.41165267e-03 -2.42566590e-03 -2.42248615e-03 -2.18164736e-03 -1.64549664e-03 -1.97390405e-03 -2.01887494e-03 -1.87517564e-03 -1.78580856e-03 -1.63577976e-03 -1.38819780e-03 -1.01840872e-03 -4.95940188e-04 3.45458301e-07] | strain in spar cap on upper surface at location xu,yu_strain with loads P_strain
rotorse.rs.constr.strainL_spar | intermediate |  | [ 7.80829243e-04 1.07183877e-03 1.69669447e-03 2.00481092e-03 2.36038513e-03 2.66473328e-03 2.74810058e-03 2.83644567e-03 2.84509613e-03 2.74453153e-03 2.61948044e-03 2.51278399e-03 2.43668924e-03 2.38195939e-03 2.37295307e-03 2.39248274e-03 2.43002973e-03 2.47460489e-03 2.50596142e-03 2.48311353e-03 1.69264535e-03 2.32974438e-03 2.26204388e-03 2.18339486e-03 2.13256226e-03 2.01390754e-03 1.77702637e-03 1.37415501e-03 7.09823833e-04 -5.68085055e-07] | strain in spar cap on lower surface at location xl,yl_strain with loads P_strain
rotorse.rs.constr.strainU_te | intermediate |  | [ 7.80829243e-04 -7.68304999e-04 -6.24874389e-04 -5.89436178e-04 -1.21765788e-04 3.69664811e-05 1.85347350e-04 2.85190941e-04 3.45362357e-04 3.57985532e-04 3.36892302e-04 3.01399176e-04 2.69465310e-04 2.42631900e-04 2.26656545e-04 3.46463080e-04 3.69036155e-04 4.08735413e-04 4.53025268e-04 4.91331734e-04 3.96753055e-04 5.44523881e-04 5.53568803e-04 5.57362654e-04 5.87577133e-04 5.88693929e-04 5.83139639e-04 4.57528833e-04 2.35869430e-04 -3.72865669e-07] | strain in trailing edge on upper surface at location xu,yu_strain with loads P_strain
rotorse.rs.constr.strainL_te | intermediate |  | [ 7.80829243e-04 -7.68304999e-04 -1.52357741e-04 -3.74690446e-05 5.42390247e-04 7.87713126e-04 9.42491619e-04 9.75396365e-04 9.60903156e-04 9.19524614e-04 8.52950393e-04 7.80506282e-04 7.21774691e-04 6.72913708e-04 6.45202878e-04 6.97535387e-04 7.07745111e-04 7.35538932e-04 7.64758349e-04 7.80616637e-04 5.76931121e-04 7.70871528e-04 7.47306943e-04 7.22278673e-04 7.16246529e-04 6.87900228e-04 6.34476973e-04 5.30455127e-04 2.81930089e-04 -3.72865669e-07] | strain in trailing edge on lower surface at location xl,yl_strain with loads P_strain
rotorse.s | intermediate |  | [0. 0.03448276 0.06896552 0.10344828 0.13793103 0.17241379 0.20689655 0.24137931 0.27586207 0.31034483 0.34482759 0.37931034 0.4137931 0.44827586 0.48275862 0.51724138 0.55172414 0.5862069 0.62068966 0.65517241 0.7 0.72413793 0.75862069 0.79310345 0.82758621 0.86206897 0.89655172 0.93103448 0.96551724 1. ] | 1D array of the non-dimensional spanwise grid defined along blade axis (0-blade root, 1-blade tip)
rotorse.rs.constr.rated_Omega | intermediate | rpm | [7.88077303] | rotor rotation speed at rated
rotorse.rs.constr.flap_mode_freqs | intermediate | Hz | [0.60372012 1.62690543 3.12290096 5.01109571 7.61624814] | Frequencies associated with mode shapes in the flap direction
rotorse.rs.constr.edge_mode_freqs | intermediate | Hz | [ 0.88338887 2.81545319 5.54349065 9.59624229 14.17355811] | Frequencies associated with mode shapes in the edge direction
rotorse.rs.constr.tors_mode_freqs | intermediate | Hz | [22.19820974 0. 0. 0. 0. ] | Frequencies associated with mode shapes in the torsional direction
rotorse.blade_span_cg | output | m | [28.61372731] | Distance along the blade span for its center of gravity
rotorse.rs.x_az | output | m | [ 0. 0.01458961 0.05222308 0.10814189 0.1742505 0.24113677 0.30008558 0.34265121 0.35982107 0.34758647 0.3145081 0.26685814 0.21087049 0.1404773 0.03804705 -0.09075292 -0.23512381 -0.39413733 -0.58577711 -0.80529181 -1.1155553 -1.29121723 -1.5637297 -1.85903588 -2.17067421 -2.49837779 -2.84335536 -3.20952152 -3.59684443 -4. ] | location of blade in azimuth x-coordinate system (prebend)
rotorse.rs.y_az | output | m | [0. 0. 0. 0. 0. 0. 0. 0. 0. 0. 0. 0. 0. 0. 0. 0. 0. 0. 0. 0. 0. 0. 0. 0. 0. 0. 0. 0. 0. 0.] | location of blade in azimuth y-coordinate system (sweep)
rotorse.rs.z_az | output | m | [ 3. 6.44814717 9.89629433 13.3444415 16.79258866 20.24073583 23.68888299 27.13703016 30.58517733 34.03332449 37.48147166 40.92961882 44.37776599 47.82591316 51.27406032 54.72220749 58.17035465 61.61850182 65.06664898 68.51479615 72.99738747 75.41109048 78.85923765 82.30738481 85.75553198 89.20367915 92.65182631 96.09997348 99.54812064 102.99626781] | location of blade in azimuth z-coordinate system (from root to tip)
rotorse.rs.frame.Px_af | intermediate | N/m | [ 1278.34341012 1355.61646613 1583.42016204 1985.41382103 2452.13750134 2921.32328128 3420.7394179 4056.66036963 4776.36684906 5607.57339023 6552.03264889 7553.09019166 8658.14981487 9930.48062947 11311.20823283 12424.11257991 13180.28293503 13653.71020261 13937.07666927 14096.90585084 15868.05020153 14083.62886885 13841.31304551 13359.8549853 12615.39164573 11528.7174188 10218.4041036 8655.65350905 6797.71683883 4460.10291028] | distributed load (force per unit length) in airfoil x-direction
rotorse.rs.frame.Py_af | intermediate | N/m | [ 537.29128928 550.58222353 397.65112978 56.46303881 -354.48642642 -676.71524348 -908.94059013 -1137.26074738 -1350.90548736 -1593.62369442 -1846.98930007 -2094.39417605 -2358.43076924 -2652.09524075 -2964.72033016 -3172.98863865 -3263.56683114 -3282.91298462 -3269.10247857 -3252.63321949 -3192.14066734 -3235.09173113 -3209.45634311 -3149.33978236 -3038.1215568 -2858.33808799 -2592.90455776 -2247.03099292 -1803.80851913 -1218.81164654] | distributed load (force per unit length) in airfoil y-direction
rotorse.rs.frame.Pz_af | intermediate | N/m | [-17576.8664126 -10055.93287805 -4584.63059889 -875.0051635 1585.15628549 3170.36560766 4318.76904871 5188.66467706 5927.19360314 6649.21557909 7410.63574736 8171.34550442 8859.98809487 9388.20021641 9693.81648586 9600.18943141 9395.70677162 8889.28923745 8252.31169334 7619.40867582 20699.22107293 6233.60408124 5442.79280466 4676.18169818 3820.76736015 3104.58139284 2476.11345433 1853.96387515 1282.96649353 600.26227057] | distributed load (force per unit length) in airfoil z-direction
rotorse.A | output | m**2 | [1.17332119 0.96570833 0.96763258 1.11685168 0.9498866 0.8455465 0.78851163 0.74669774 0.71734216 0.69788483 0.68153618 0.65930343 0.62768805 0.58821561 0.53751592 0.47857313 0.42062717 0.36467187 0.3117087 0.26438447 0.32724208 0.18331384 0.14660853 0.11430365 0.08662192 0.06290517 0.04425167 0.0291343 0.01786212 0.00628551] | airfoil cross section material area
rotorse.EA | output | N | [3.27477995e+10 2.84523362e+10 2.48477156e+10 2.13817049e+10 1.88523147e+10 1.76303996e+10 1.69860373e+10 1.65527184e+10 1.62488506e+10 1.59925873e+10 1.57032842e+10 1.53163473e+10 1.47888136e+10 1.40847475e+10 1.32206679e+10 1.21440420e+10 1.10614982e+10 9.87973961e+09 8.75921592e+09 7.78353481e+09 9.96502794e+09 6.11975208e+09 5.33982866e+09 4.58583280e+09 3.71120685e+09 2.95503382e+09 2.28953695e+09 1.68753642e+09 1.12002844e+09 4.94767164e+08] | axial stiffness
rotorse.EIxx | output | N*m**2 | [7.98109529e+10 6.75468991e+10 5.48868131e+10 4.35480759e+10 3.49669546e+10 2.99865872e+10 2.66839147e+10 2.40819706e+10 2.22891887e+10 2.10993975e+10 2.02589333e+10 1.93901919e+10 1.80540729e+10 1.66148973e+10 1.43895149e+10 1.16469754e+10 9.33544242e+09 7.03982385e+09 5.16276047e+09 3.74307234e+09 3.19749259e+09 1.89233664e+09 1.29437308e+09 8.57368771e+08 5.14978247e+08 3.02390535e+08 1.67749270e+08 8.41050928e+07 3.51793519e+07 5.89298422e+06] | edgewise stiffness (bending about :ref:`x-axis of airfoil aligned coordinate system <blade_airfoil_coord>`)
rotorse.EIyy | output | N*m**2 | [7.98078947e+10 7.40184266e+10 5.46847483e+10 3.56651645e+10 2.31740661e+10 1.61074349e+10 1.28504907e+10 1.02821601e+10 8.53554478e+09 7.54380422e+09 6.78934530e+09 6.04823559e+09 5.26318056e+09 4.49335965e+09 3.66816869e+09 2.90077955e+09 2.23280876e+09 1.67943335e+09 1.24389742e+09 9.18422040e+08 8.51017564e+08 4.78731923e+08 3.23149575e+08 2.03713639e+08 1.14915878e+08 5.95849166e+07 2.77338022e+07 1.07338467e+07 2.98542900e+06 4.09179978e+05] | flapwise stiffness (bending about y-axis of airfoil aligned coordinate system)
rotorse.EIxy | output | N*m**2 | [ 6.85673811e+05 2.67318574e+09 4.17930272e+09 3.30719955e+09 2.89104930e+09 2.23917792e+09 1.79393985e+09 1.41692007e+09 1.13239629e+09 9.46561517e+08 8.25371344e+08 7.17015333e+08 6.09118249e+08 5.05114345e+08 4.01404870e+08 3.05902543e+08 2.27644988e+08 1.56775535e+08 1.03098703e+08 6.48501243e+07 5.24814603e+07 1.94459754e+07 7.33434871e+06 -2.36143046e+05 -2.76100434e+06 -2.80847849e+06 -1.92526233e+06 -9.92664846e+05 -6.22019541e+05 -1.37288075e+05] | coupled flap-edge stiffness
rotorse.GJ | output | N*m**2 | [4.66985924e+10 3.89055782e+10 5.56175890e+10 3.86326082e+10 2.34580812e+10 1.51446616e+10 1.09537764e+10 7.69095231e+09 5.72019938e+09 4.76279622e+09 4.18785925e+09 3.63692075e+09 3.05937702e+09 2.46401081e+09 1.88669157e+09 1.30527999e+09 8.91945039e+08 6.30082523e+08 4.27247891e+08 2.85681472e+08 2.09799698e+08 1.20575992e+08 7.07653623e+07 3.84855557e+07 1.94942720e+07 9.06574367e+06 4.00110781e+06 1.47316896e+06 4.20978022e+05 6.86942891e+04] | torsional stiffness (about axial z-direction of airfoil aligned coordinate system)
rotorse.rhoA | output | kg/m | [2266.06551636 1859.64311033 1500.09359233 1240.17468626 964.39517129 794.36638844 681.58531732 597.84400022 537.93043802 497.81074807 472.127122 453.03244319 434.80782698 413.41980236 387.23468751 350.87992013 316.46798255 277.72367181 240.4914112 208.04838724 522.19605604 151.1239971 124.98918985 102.0031882 79.36310907 61.55310258 46.96539451 33.71039541 22.40104695 10.07607403] | mass per unit length
rotorse.rhoJ | output | kg*m | [1.10478219e+04 9.25982836e+03 6.66122947e+03 4.45259890e+03 2.98234345e+03 2.21889555e+03 1.80138345e+03 1.50167470e+03 1.30502961e+03 1.18581007e+03 1.10961838e+03 1.03902804e+03 9.52930923e+02 8.56342187e+02 7.34837162e+02 5.89845502e+02 4.68849665e+02 3.56252181e+02 2.63703194e+02 1.92767061e+02 1.95933520e+02 9.72501782e+01 6.51643493e+01 4.16007967e+01 2.43256994e+01 1.36329285e+01 7.07759013e+00 3.13435485e+00 1.12882497e+00 1.84573555e-01] | polar mass moment of inertia per unit length
rotorse.x_ec | output | m | [-3.12732187e-16 -1.20490557e-06 -4.44005347e-05 -1.28639188e-03 -1.18923335e-03 -1.00513143e-03 -8.10134673e-04 -5.26945069e-04 -3.72847513e-04 -3.18975627e-04 -3.23011151e-04 -3.61849116e-04 -4.00696048e-04 -4.39915962e-04 -4.39971008e-04 -3.92288113e-04 -1.89108936e-04 -2.75970690e-04 -2.26606482e-04 -1.44955969e-04 -6.67752966e-05 -1.29988225e-04 -1.26095441e-04 -1.30421600e-04 -1.25512658e-04 -1.21087490e-04 -1.17872396e-04 -1.13549304e-04 -1.04375121e-04 3.46944695e-18] | x-distance to elastic center from point about which above structural properties are computed (airfoil aligned coordinate system)
rotorse.y_ec | output | m | [ 1.59919820e-18 5.31675971e-04 7.18283247e-03 1.10858667e-02 1.77555478e-02 2.17614186e-02 2.11573045e-02 1.69878447e-02 1.48077740e-02 1.52207863e-02 1.77176873e-02 1.99354714e-02 2.08484424e-02 2.05176911e-02 1.86391970e-02 1.44638061e-02 -2.99867153e-03 7.20539782e-03 4.36438843e-03 -1.71198016e-03 -9.94420793e-04 -1.15047562e-03 -9.29448343e-04 -7.34751453e-04 -5.73022180e-04 -4.54508417e-04 -3.82035436e-04 -3.43517541e-04 -3.72713857e-04 -8.67361738e-18] | y-distance to elastic center from point about which above structural properties are computed
rotorse.rs.strains.EI11 | intermediate | N*m**2 | [7.98077480e+10 6.65855033e+10 5.06046235e+10 3.44609284e+10 2.25029504e+10 1.57547850e+10 1.26214300e+10 1.01380944e+10 8.44289286e+09 7.47799663e+09 6.73892691e+09 6.00978159e+09 5.23421050e+09 4.47232402e+09 3.65314412e+09 2.89008374e+09 2.22551995e+09 1.67484970e+09 1.24118592e+09 9.16933867e+08 8.49844326e+08 4.78464389e+08 3.23094116e+08 2.03713475e+08 1.14896762e+08 5.95523888e+07 2.77072995e+07 1.07203955e+07 2.97340150e+06 4.05745096e+05] | stiffness w.r.t principal axis 1
rotorse.rs.strains.EI22 | intermediate | N*m**2 | [7.98110996e+10 7.49798145e+10 5.89656559e+10 4.47496490e+10 3.56321003e+10 3.03308702e+10 2.69053608e+10 2.42212548e+10 2.23782755e+10 2.11614985e+10 2.03044205e+10 1.94225568e+10 1.80766125e+10 1.66300008e+10 1.43999438e+10 1.16551288e+10 9.34263138e+09 7.04389381e+09 5.16530468e+09 3.74453754e+09 3.19865593e+09 1.89259597e+09 1.29442385e+09 8.57366381e+08 5.14996086e+08 3.02422409e+08 1.67775407e+08 8.41183231e+07 3.51912116e+07 5.89641911e+06] | stiffness w.r.t principal axis 2
rotorse.rs.strains.alpha | intermediate | deg | [ 1.20760720e+01 7.02193229e+01 4.43119799e+01 2.00056228e+01 1.30666887e+01 8.94808100e+00 7.27496820e+00 5.80482585e+00 4.67700161e+00 3.97654013e+00 3.49511623e+00 3.06923744e+00 2.72219868e+00 2.38381378e+00 2.14263588e+00 2.00171769e+00 1.83384081e+00 1.67419332e+00 1.50615710e+00 1.31448118e+00 1.28061780e+00 7.87946740e-01 4.32610397e-01 -2.07375803e-02 -3.95437342e-01 -6.62649233e-01 -7.87682623e-01 -7.75038458e-01 -1.10654495e+00 -1.43321375e+00] | Angle between blade c.s. and principal axes
rotorse.rs.strains.M1 | intermediate | N*m | [-3.66139906e+07 -3.44441290e+07 -2.34701452e+07 -3.62593804e+07 -3.85507402e+07 -3.66171514e+07 -3.40110437e+07 -3.12474023e+07 -2.84812315e+07 -2.57720655e+07 -2.31580488e+07 -2.06513354e+07 -1.82576841e+07 -1.59854762e+07 -1.38461642e+07 -1.18527794e+07 -1.00127882e+07 -8.33150229e+06 -6.81305423e+06 -5.45924636e+06 -3.95701893e+06 -3.24644896e+06 -2.36159830e+06 -1.63371910e+06 -1.05695378e+06 -6.22404225e+05 -3.16968688e+05 -1.24431696e+05 -2.59886826e+04 4.68357418e+00] | distribution along blade span of bending moment w.r.t principal axis 1
rotorse.rs.strains.M2 | intermediate | N*m | [ 3.66941576e+07 3.45737931e+07 3.93163672e+07 2.27385579e+07 1.00590713e+07 4.75278805e+06 1.76486217e+06 3.68556904e+04 -1.16233498e+06 -1.84851090e+06 -2.13530743e+06 -2.19919046e+06 -2.14569084e+06 -2.02119551e+06 -1.84793767e+06 -1.63791980e+06 -1.42319537e+06 -1.22085108e+06 -1.03290695e+06 -8.62734600e+05 -6.52884376e+05 -5.71826994e+05 -4.47370079e+05 -3.34810354e+05 -2.34477198e+05 -1.48277219e+05 -8.04245714e+04 -3.34648094e+04 -7.58883124e+03 1.32317795e-01] | distribution along blade span of bending moment w.r.t principal axis 2
rotorse.rs.strains.F3 | intermediate | N | [4.82445456e+05 5.30086424e+05 5.55327823e+05 5.64740634e+05 5.63516281e+05 5.55317414e+05 5.42405599e+05 5.26014089e+05 5.06849538e+05 4.85166890e+05 4.60926679e+05 4.34062205e+05 4.04698941e+05 3.73237732e+05 3.40338943e+05 3.07074668e+05 2.74324355e+05 2.42799686e+05 2.13246312e+05 1.85882306e+05 1.22411902e+05 8.99079961e+04 6.97770356e+04 5.23311842e+04 3.76818230e+04 2.57420160e+04 1.61204905e+04 8.65512116e+03 3.24682396e+03 2.68300937e-11] | axial resultant along blade span
rotorse.xu_spar | output |  | [6.97692885e-06 2.14529531e+00 1.94535239e+00 1.72247296e+00 1.41050426e+00 1.16840175e+00 1.03343102e+00 9.18073916e-01 8.33567309e-01 7.84033197e-01 7.48538696e-01 7.15554362e-01 6.80111417e-01 6.44815017e-01 6.01749885e-01 5.56371796e-01 5.10521857e-01 4.65717221e-01 4.22747027e-01 3.67236198e-01 3.39415997e-01 2.94370240e-01 2.68916040e-01 2.28592430e-01 1.90550829e-01 1.54177156e-01 1.19896381e-01 8.69444041e-02 5.63704430e-02 2.97671873e-02] | x-position of midpoint of spar cap on upper surface for strain calculation
rotorse.xl_spar | output |  | [ 6.97692885e-06 -2.16100873e+00 -2.03413590e+00 -1.63752292e+00 -1.43860027e+00 -1.23123363e+00 -1.10681197e+00 -9.96068793e-01 -9.09784660e-01 -8.57291639e-01 -8.19101503e-01 -7.83971386e-01 -7.47048050e-01 -7.11073577e-01 -6.66121185e-01 -6.18833373e-01 -5.71229481e-01 -5.23981918e-01 -4.78844076e-01 -4.19113748e-01 -3.79778623e-01 -3.41218800e-01 -3.17368765e-01 -2.77467452e-01 -2.35018686e-01 -1.94522507e-01 -1.56322658e-01 -1.18866883e-01 -8.14938295e-02 -4.95272282e-02] | x-position of midpoint of spar cap on lower surface for strain calculation
rotorse.yu_spar | output |  | [-2.24985417 0.68134778 0.47517242 -0.28437111 -0.32092058 -0.34981895 -0.35619243 -0.3561512 -0.3582062 -0.3599756 -0.36362301 -0.37123129 -0.37320184 -0.38226981 -0.37022303 -0.33917843 -0.31610511 -0.27540167 -0.23430526 0.07132617 -0.17777754 0.09286207 -0.10222773 -0.07866547 -0.05663703 -0.04044214 -0.02761704 -0.01553254 -0.00424873 0.00729364] | y-position of midpoint of spar cap on upper surface for strain calculation
rotorse.yl_spar | output |  | [-2.24985417 -0.68185617 -0.63039734 -1.08548703 -0.91038026 -0.77680104 -0.67960262 -0.60037569 -0.54677997 -0.51322208 -0.49445301 -0.48546626 -0.47357902 -0.47147094 -0.44852954 -0.4074655 -0.37496266 -0.32516041 -0.27518932 0.0396407 -0.19865437 0.07802971 -0.10914498 -0.07852251 -0.05090844 -0.03079513 -0.01586467 -0.00381329 0.00488055 0.01300822] | y-position of midpoint of spar cap on lower surface for strain calculation
rotorse.xu_te | output |  | [ 6.97692885e-06 -4.87194546e-03 3.39669327e-01 2.48369398e-01 2.06618449e-01 1.83137029e-01 1.65843615e-01 1.39488156e-01 1.20461920e-01 1.12199977e-01 1.08381527e-01 1.04310311e-01 9.94737751e-02 9.34083615e-02 8.67113813e-02 5.92018590e-02 4.95053432e-02 4.06561951e-02 3.22254575e-02 2.42872287e-02 1.98492260e-02 8.71768432e-03 5.28828723e-04 -9.42918177e-03 -1.74591844e-02 -2.36629132e-02 -2.94940931e-02 -2.76913172e-02 -2.51888526e-02 -2.67688934e-02] | x-position of midpoint of trailing-edge panel on upper surface for strain calculation
rotorse.xl_te | output |  | [ 6.97692885e-06 -4.87194546e-03 -2.55868861e-01 -2.29429196e-01 -1.74653094e-01 -1.37895505e-01 -1.14067270e-01 -8.38240454e-02 -6.16040113e-02 -5.03986101e-02 -4.14486993e-02 -3.47832363e-02 -2.98897768e-02 -2.66913299e-02 -2.34574433e-02 -2.62577207e-02 -2.56261822e-02 -2.48761620e-02 -2.43960494e-02 -2.41325644e-02 -1.86816620e-02 -2.44927241e-02 -2.58467157e-02 -2.98955959e-02 -3.13768766e-02 -3.31078917e-02 -3.43525658e-02 -3.39516974e-02 -3.04523937e-02 -2.67688934e-02] | x-position of midpoint of trailing-edge panel on lower surface for strain calculation
rotorse.yu_te | output |  | [-2.24985417 -2.27576237 2.16565546 2.3343331 2.36921866 2.38685701 2.39695501 2.40061339 2.38980624 2.37134643 2.34461633 2.31281831 2.26175019 2.22968165 2.15009215 2.16465022 2.08016499 1.9940364 1.90025741 1.79780872 1.62709626 1.56372094 1.42343241 1.27230147 1.11554605 0.94743751 0.78438596 0.58608845 0.39612265 -0.24016097] | y-position of midpoint of trailing-edge panel on upper surface for strain calculation
rotorse.yl_te | output |  | [-2.24985417 -2.27576237 2.18206485 2.36403914 2.40092761 2.41521335 2.42090322 2.41806148 2.40258438 2.38206445 2.35444527 2.32180861 2.26987412 2.23703738 2.15677664 2.16894984 2.08430273 1.99807077 1.90413385 1.80144612 1.63031678 1.56667881 1.42599026 1.27431078 1.11707138 0.94864584 0.77112742 0.58706432 0.39701827 -0.24016097] | y-position of midpoint of trailing-edge panel on lower surface for strain calculation
rotorse.rs.tip_pos.dx_tip | intermediate | m | [16.11457319] | deflection at tip in blade x-direction
rotorse.rs.tip_pos.dy_tip | intermediate | m | [-2.52517066] | deflection at tip in blade y-direction
rotorse.rs.tip_pos.dz_tip | intermediate | m | [-0.00209258] | deflection at tip in blade z-direction
rotorse.rs.tip_pos.3d_curv_tip | intermediate | deg | [8.66871522] | total coning angle including precone and curvature
rotorse.rs.tot_loads_gust.aeroloads_Px | intermediate | N/m | [ 373.52132046 461.48843241 703.37962096 1108.36558016 1641.69235312 2159.16553957 2691.38278836 3333.08604102 4030.40265844 4815.74218185 5703.35500739 6649.58713718 7696.89343945 8883.65720943 10172.36173659 11257.19252504 12019.22620353 12512.82772452 12823.33821919 13036.98617428 13206.52683296 13204.70069757 13068.3275347 12703.24008772 12098.48176843 11134.01752669 9929.66418478 8466.64712175 6693.58743515 4446.16891494] | distributed loads in blade-aligned x-direction
rotorse.rs.tot_loads_gust.aeroloads_Py | intermediate | N/m | [ 67.62216567 108.61648512 -47.40916111 -417.809522 -852.78548911 -1183.00945487 -1413.55743525 -1645.57771905 -1861.83056275 -2114.784649 -2394.52591848 -2672.9680648 -2973.01411292 -3311.19963644 -3670.7411876 -3903.21133783 -3989.63086324 -3979.2140144 -3912.2570883 -3819.00358636 -3673.43578337 -3574.30331137 -3405.20593734 -3190.17900129 -2923.54423612 -2602.54825326 -2223.31646421 -1806.12995776 -1352.41633294 -850.93850454] | distributed loads in blade-aligned y-direction
rotorse.rs.tot_loads_gust.aeroloads_Pz | intermediate | N/m | [0. 0. 0. 0. 0. 0. 0. 0. 0. 0. 0. 0. 0. 0. 0. 0. 0. 0. 0. 0. 0. 0. 0. 0. 0. 0. 0. 0. 0. 0.] | distributed loads in blade-aligned z-direction
rotorse.rs.tot_loads_gust.aeroloads_Omega | intermediate | rpm | [7.88077303] | rotor rotation speed
rotorse.rs.tot_loads_gust.aeroloads_pitch | intermediate | deg | [1.21430643e-17] | pitch angle
rotorse.rs.3d_curv | output | deg | [1.75757473 1.56613347 1.22280224 0.98627999 0.89518913 0.9546546 1.15666359 1.50372485 1.95899764 2.37646026 2.67067331 2.86097576 3.04987502 3.43551993 3.92035897 4.26836022 4.51894233 4.91072545 5.41185868 5.80102602 6.06094891 6.34062796 6.70688153 7.02962787 7.296611 7.57110956 7.88745863 8.23534516 8.53888039 8.66871522] | total cone angle from precone and curvature
rotorse.split.blade_length | intermediate | m | [100.17549325] | blade length
rotorse.split.s | intermediate |  | [0. 0.03448276 0.06896552 0.10344828 0.13793103 0.17241379 0.20689655 0.24137931 0.27586207 0.31034483 0.34482759 0.37931034 0.4137931 0.44827586 0.48275862 0.51724138 0.55172414 0.5862069 0.62068966 0.65517241 0.7 0.72413793 0.75862069 0.79310345 0.82758621 0.86206897 0.89655172 0.93103448 0.96551724 1. ] | blade nondimensional span location
rotorse.split.chord | intermediate | m | [4.5 4.56983681 4.62528189 4.66799582 4.69963918 4.72187257 4.73635655 4.74475173 4.74871868 4.749918 4.74635028 4.69435091 4.58798574 4.43652413 4.24923543 4.03538899 3.80425416 3.56510031 3.32719679 3.09981295 2.81761793 2.65862348 2.42213958 2.17511371 1.91805341 1.65146625 1.37585978 1.09174154 0.7996191 0.5 ] | Chord distribution
rotorse.split.coord_xy_interp | intermediate |  | [[[ 1.00000000e+00 -5.22802288e-16] [ 9.99429684e-01 -2.22597407e-02] [ 9.98063018e-01 -4.44580349e-02] ... [ 9.98120489e-01 4.38394581e-02] [ 9.99443038e-01 2.19496514e-02] [ 1.00000000e+00 -5.26271735e-16]] [[ 1.00000000e+00 -4.63811846e-04] [ 9.98467173e-01 -2.21760738e-02] [ 9.96201019e-01 -4.43513952e-02] ... [ 9.96776877e-01 4.39179785e-02] [ 9.98774657e-01 2.22119245e-02] [ 1.00000000e+00 3.03878429e-04]] [[ 1.00000000e+00 -3.84926541e-03] [ 9.90631439e-01 -2.12435866e-02] [ 9.80995553e-01 -4.24457781e-02] ... [ 9.85613808e-01 4.43560536e-02] [ 9.93218520e-01 2.41263074e-02] [ 1.00000000e+00 2.83048459e-03]] ... [[ 1.00000000e+00 2.99243424e-04] [ 9.76715850e-01 2.78508494e-03] [ 9.52832571e-01 4.62553820e-03] ... [ 9.52575171e-01 9.64309571e-03] [ 9.76267770e-01 4.94496385e-03] [ 1.00000000e+00 2.99243424e-04]] [[ 1.00000000e+00 7.60311480e-05] [ 9.76692547e-01 2.94939444e-03] [ 9.52952126e-01 4.97097005e-03] ... [ 9.52775619e-01 1.06814382e-02] [ 9.76380589e-01 5.38373218e-03] [ 1.00000000e+00 7.60311480e-05]] [[ 1.00000000e+00 1.76276899e-06] [ 9.76685164e-01 3.14692752e-03] [ 9.53182640e-01 5.22846152e-03] ... [ 9.52998460e-01 1.22336784e-02] [ 9.76506117e-01 6.17134718e-03] [ 1.00000000e+00 1.76276899e-06]]] | 3D array of the non-dimensional x and y airfoil coordinates of the airfoils interpolated along span for n_span stations.
rotorse.split.web_start_nd | intermediate |  | [[0.19443411 0.20023461 0.2034648 0.30413488 0.3160373 0.32770279 0.33485215 0.34029126 0.34423658 0.34620738 0.3474036 0.35147002 0.35661221 0.36797484 0.37529968 0.38400003 0.39261294 0.40002525 0.40658939 0.41125787 0.41420098 0.41486739 0.41480652 0.41441453 0.41398283 0.41243299 0.40890257 0.4023587 0.38976569 0.24523263] [0.19443411 0.20023461 0.2034648 0.24586605 0.25496389 0.26384287 0.26922357 0.27298149 0.27517191 0.27550014 0.27498978 0.27666722 0.27859765 0.28589687 0.28835343 0.29135145 0.2935327 0.29395554 0.29319841 0.29067288 0.28466069 0.28011777 0.27190756 0.26219815 0.25089106 0.23646433 0.21704503 0.18922641 0.14422889 0.24523263]] | 2D array of the non-dimensional start point defined along the outer profile of a web. The TE suction side is 0, the TE pressure side is 1. The first dimension represents each web, the second dimension represents each entry along blade span.
rotorse.split.web_end_nd | intermediate |  | [[0.69444351 0.70077865 0.71106075 0.62686876 0.63224635 0.63439757 0.63654814 0.6388313 0.64053173 0.64203509 0.64303469 0.64060791 0.6367658 0.62652225 0.62007929 0.61210631 0.60413546 0.59732612 0.59139439 0.58736518 0.58527082 0.5850496 0.58569711 0.58663695 0.58748303 0.58927432 0.59295281 0.59961091 0.61240388 0.75672069] [0.69444351 0.70077865 0.71106075 0.68478831 0.69258227 0.69762736 0.70192515 0.70647296 0.71022509 0.71340119 0.71604553 0.71587227 0.71510839 0.7086763 0.70695558 0.704498 0.70276505 0.70279556 0.70406884 0.70721192 0.71417953 0.71925885 0.7281789 0.73852001 0.7502476 0.76476296 0.78395399 0.81122708 0.855538 0.75672069]] | 2D array of the non-dimensional end point defined along the outer profile of a web. The TE suction side is 0, the TE pressure side is 1. The first dimension represents each web, the second dimension represents each entry along blade span.
rotorse.split.layer_thickness | intermediate | m | [[ 1.00000000e-03 1.00000000e-03 1.00000000e-03 1.00000000e-03 1.00000000e-03 1.00000000e-03 1.00000000e-03 1.00000000e-03 1.00000000e-03 1.00000000e-03 1.00000000e-03 1.00000000e-03 1.00000000e-03 1.00000000e-03 1.00000000e-03 1.00000000e-03 1.00000000e-03 1.00000000e-03 1.00000000e-03 1.00000000e-03 1.00000000e-03 1.00000000e-03 1.00000000e-03 1.00000000e-03 1.00000000e-03 1.00000000e-03 1.00000000e-03 1.00000000e-03 1.00000000e-03 1.00000000e-03] [ 4.10000000e-02 3.30000000e-02 2.60000000e-02 2.00000000e-02 1.50000000e-02 1.10000000e-02 8.28454072e-03 6.51243402e-03 5.36207752e-03 4.70247504e-03 4.40263040e-03 4.33154742e-03 4.35822991e-03 4.35168169e-03 4.30702965e-03 4.21940069e-03 4.08392168e-03 3.89571952e-03 3.64992111e-03 3.34165333e-03 2.86491152e-03 2.57935592e-03 2.14614940e-03 1.69211977e-03 1.22767857e-03 1.00000000e-03 1.00000000e-03 1.00000000e-03 1.00000000e-03 1.00000000e-03] [ 0.00000000e+00 7.78193248e-03 1.50365645e-02 2.16850400e-02 2.76485026e-02 3.28480962e-02 3.72049647e-02 4.06402518e-02 4.30751013e-02 4.44306571e-02 4.46449340e-02 4.39262735e-02 4.24754139e-02 4.04425783e-02 3.79779900e-02 3.52318721e-02 3.23544477e-02 2.94959401e-02 2.68065724e-02 2.44365678e-02 2.18277265e-02 2.04570456e-02 1.85237383e-02 1.66203486e-02 1.47476896e-02 1.29065742e-02 1.10978153e-02 9.32222585e-03 7.58061873e-03 5.87380689e-03] [ 0.00000000e+00 7.25433122e-03 1.39944773e-02 2.01524778e-02 2.56603721e-02 3.04501999e-02 3.44540004e-02 3.76038134e-02 3.98316783e-02 4.10696345e-02 4.12612787e-02 4.05525027e-02 3.91203565e-02 3.71115642e-02 3.46728500e-02 3.19509379e-02 2.90925522e-02 2.62444171e-02 2.35532565e-02 2.11657948e-02 1.85124099e-02 1.71131586e-02 1.51336905e-02 1.31775357e-02 1.12451572e-02 9.33701773e-03 7.45358011e-03 5.59530720e-03 3.76266180e-03 1.95610677e-03] [ 0.00000000e+00 0.00000000e+00 0.00000000e+00 0.00000000e+00 0.00000000e+00 0.00000000e+00 0.00000000e+00 0.00000000e+00 0.00000000e+00 0.00000000e+00 0.00000000e+00 0.00000000e+00 0.00000000e+00 0.00000000e+00 0.00000000e+00 0.00000000e+00 0.00000000e+00 0.00000000e+00 0.00000000e+00 1.00000000e-03 3.44239839e-02 1.00000000e-03 -8.13151629e-20 0.00000000e+00 0.00000000e+00 0.00000000e+00 0.00000000e+00 0.00000000e+00 0.00000000e+00 0.00000000e+00] [ 0.00000000e+00 0.00000000e+00 0.00000000e+00 0.00000000e+00 0.00000000e+00 0.00000000e+00 0.00000000e+00 0.00000000e+00 0.00000000e+00 0.00000000e+00 0.00000000e+00 0.00000000e+00 0.00000000e+00 0.00000000e+00 0.00000000e+00 0.00000000e+00 0.00000000e+00 0.00000000e+00 0.00000000e+00 1.00000000e-03 3.44239839e-02 1.00000000e-03 -8.13151629e-20 0.00000000e+00 0.00000000e+00 0.00000000e+00 0.00000000e+00 0.00000000e+00 0.00000000e+00 0.00000000e+00] [ 0.00000000e+00 0.00000000e+00 6.65003373e-03 8.14812366e-03 9.64621359e-03 1.11443035e-02 1.26025620e-02 1.39811575e-02 1.52402586e-02 1.63400338e-02 1.72406517e-02 1.79022807e-02 1.83276090e-02 1.85193246e-02 1.84801155e-02 1.82126698e-02 1.77196757e-02 1.70038210e-02 1.61057826e-02 1.50662370e-02 1.35708454e-02 1.27253309e-02 1.15053236e-02 1.03065158e-02 9.12537420e-03 7.95836553e-03 6.80195656e-03 5.65261407e-03 4.50680481e-03 3.36099555e-03] [ 0.00000000e+00 0.00000000e+00 2.33432275e-02 2.51480648e-02 2.69529021e-02 2.87577394e-02 3.05625767e-02 3.23674140e-02 3.39953792e-02 3.52696003e-02 3.60132052e-02 3.60493218e-02 3.52010780e-02 3.32916017e-02 3.05938669e-02 2.73808473e-02 2.39255169e-02 2.05008494e-02 1.73798187e-02 1.48353987e-02 1.22323494e-02 1.10919834e-02 9.70078471e-03 8.50178952e-03 7.39889612e-03 6.29600271e-03 5.19310930e-03 4.09021589e-03 2.98732248e-03 -6.50521303e-19] [ 0.00000000e+00 0.00000000e+00 2.33432275e-02 2.51480648e-02 2.69529021e-02 2.87577394e-02 3.05625767e-02 3.23674140e-02 3.39953792e-02 3.52696003e-02 3.60132052e-02 3.60493218e-02 3.52010780e-02 3.32916017e-02 3.05938669e-02 2.73808473e-02 2.39255169e-02 2.05008494e-02 1.73798187e-02 1.48353987e-02 1.22323494e-02 1.10919834e-02 9.70078471e-03 8.50178952e-03 7.39889612e-03 6.29600271e-03 5.19310930e-03 4.09021589e-03 2.98732248e-03 -6.50521303e-19] [ 0.00000000e+00 0.00000000e+00 1.86402175e-02 2.29043857e-02 2.71685539e-02 3.12820798e-02 3.50943212e-02 3.84546359e-02 4.12123815e-02 4.32169158e-02 4.43175966e-02 4.46317757e-02 4.42768050e-02 4.33700364e-02 4.20288217e-02 4.03705128e-02 3.85124616e-02 3.64638788e-02 3.42339751e-02 3.18319613e-02 2.84675254e-02 2.65484460e-02 2.36853660e-02 2.07018877e-02 1.76220907e-02 1.44700547e-02 1.12698594e-02 8.04558436e-03 4.82130936e-03 1.59703436e-03] [ 0.00000000e+00 0.00000000e+00 1.06783227e-02 1.30277497e-02 1.53771767e-02 1.77266036e-02 2.00760306e-02 2.23436643e-02 2.44477114e-02 2.63063787e-02 2.78378729e-02 2.89604006e-02 2.95921686e-02 2.97916789e-02 2.96174332e-02 2.91279335e-02 2.83816816e-02 2.74371794e-02 2.63529289e-02 2.51106409e-02 2.32295708e-02 2.20787956e-02 2.02526601e-02 1.81953304e-02 1.58885175e-02 1.33738018e-02 1.06927639e-02 7.88698432e-03 4.99804368e-03 2.06752250e-03] [ 0.00000000e+00 0.00000000e+00 1.17141324e-02 1.47649473e-02 1.78157623e-02 2.08665773e-02 2.39173922e-02 2.69682072e-02 3.00190222e-02 3.29529872e-02 3.56532524e-02 3.80029677e-02 3.98852833e-02 4.11833493e-02 4.17803156e-02 4.17273646e-02 4.10756783e-02 3.98764390e-02 3.81808288e-02 3.60400301e-02 3.26797937e-02 3.06420809e-02 2.75162660e-02 2.41934479e-02 2.07392943e-02 1.72194730e-02 1.36996517e-02 1.01798304e-02 6.66000904e-03 3.14018771e-03] [ 0.00000000e+00 0.00000000e+00 3.59873815e-02 4.39773438e-02 5.19673061e-02 5.96302097e-02 6.66389959e-02 7.26666060e-02 7.73859813e-02 8.04700630e-02 8.15917924e-02 8.09966867e-02 7.89302631e-02 7.56380387e-02 7.13655306e-02 6.63582560e-02 6.08617321e-02 5.50357312e-02 4.90400260e-02 4.30343888e-02 3.54771595e-02 3.16324086e-02 2.65556105e-02 2.18699671e-02 1.74972473e-02 1.33592202e-02 9.37765500e-03 5.47432071e-03 1.57098642e-03 1.00000000e-03] [ 4.10000000e-02 3.30000000e-02 2.60000000e-02 2.00000000e-02 1.53156219e-02 1.26140524e-02 1.00892854e-02 7.82972209e-03 5.92376367e-03 4.45981139e-03 3.52626648e-03 3.01625067e-03 2.82288569e-03 2.83929329e-03 2.95859519e-03 3.07391313e-03 3.07836885e-03 2.99303427e-03 2.83898133e-03 2.63728196e-03 2.33877707e-03 2.17523163e-03 1.95702453e-03 1.75179189e-03 1.55693882e-03 1.36987043e-03 1.18799183e-03 1.00870812e-03 1.00000000e-03 1.00000000e-03] [ 0.00000000e+00 0.00000000e+00 0.00000000e+00 2.16422907e-03 2.21016153e-03 2.25609398e-03 2.30202643e-03 2.34795888e-03 2.38578561e-03 2.40740088e-03 2.40469897e-03 2.36957416e-03 2.29392070e-03 2.16963289e-03 2.01292217e-03 1.84000000e-03 1.66707783e-03 1.51036711e-03 1.38607930e-03 1.31042584e-03 1.27397979e-03 1.27259912e-03 1.29421439e-03 1.33204112e-03 1.37797357e-03 1.42390602e-03 1.46983847e-03 1.51577093e-03 1.56170338e-03 1.08420217e-19] [ 0.00000000e+00 0.00000000e+00 0.00000000e+00 3.74890612e-02 3.61172335e-02 3.47454058e-02 3.33630956e-02 3.19598202e-02 3.05250972e-02 2.90484440e-02 2.75193780e-02 2.59274168e-02 2.43374498e-02 2.28143666e-02 2.14230569e-02 2.02284101e-02 1.92953159e-02 1.86886639e-02 1.83467902e-02 1.82080313e-02 2.00000000e-02 2.00000000e-02 2.00000000e-02 2.00000000e-02 2.00000000e-02 2.00000000e-02 2.00000000e-02 2.00000000e-02 2.00000000e-02 6.93889390e-18] [ 0.00000000e+00 0.00000000e+00 0.00000000e+00 2.07236417e-03 2.11829662e-03 2.16422907e-03 2.21016153e-03 2.25609398e-03 2.30202643e-03 2.34795888e-03 2.38578561e-03 2.40740088e-03 2.40469897e-03 2.36957416e-03 2.29392070e-03 2.16963289e-03 2.01292217e-03 1.84000000e-03 1.66707783e-03 1.51036711e-03 1.35893442e-03 1.31042584e-03 1.27530103e-03 1.27259912e-03 1.29421439e-03 1.33204112e-03 1.37797357e-03 1.42390602e-03 1.46983847e-03 1.08420217e-19] [ 0.00000000e+00 0.00000000e+00 0.00000000e+00 2.51759997e-03 2.44512991e-03 2.37265986e-03 2.30018980e-03 2.22771975e-03 2.15449048e-03 2.07974278e-03 2.00271744e-03 1.92265525e-03 1.83879698e-03 1.75038343e-03 1.66146746e-03 1.57610193e-03 1.49833970e-03 1.43223365e-03 1.38183663e-03 1.35120150e-03 1.33654766e-03 1.33604234e-03 1.34493101e-03 1.36040697e-03 1.37917659e-03 1.39794620e-03 1.41671582e-03 1.43548543e-03 1.45425505e-03 2.16840434e-19] [ 0.00000000e+00 0.00000000e+00 0.00000000e+00 3.77066146e-02 3.63461220e-02 3.49856293e-02 3.36139152e-02 3.22197581e-02 3.07919366e-02 2.93192293e-02 2.77904146e-02 2.61942712e-02 2.45955568e-02 2.30590296e-02 2.16494473e-02 2.04315680e-02 2.00000000e-02 2.00000000e-02 2.00000000e-02 2.00000000e-02 2.00000000e-02 2.00000000e-02 2.00000000e-02 2.00000000e-02 2.00000000e-02 2.00000000e-02 2.00000000e-02 2.00000000e-02 2.00000000e-02 6.93889390e-18] [ 0.00000000e+00 0.00000000e+00 0.00000000e+00 2.66254008e-03 2.59007002e-03 2.51759997e-03 2.44512991e-03 2.37265986e-03 2.30018980e-03 2.22771975e-03 2.15449048e-03 2.07974278e-03 2.00271744e-03 1.92265525e-03 1.83879698e-03 1.75038343e-03 1.66146746e-03 1.57610193e-03 1.49833970e-03 1.43223365e-03 1.37083839e-03 1.35120150e-03 1.33703462e-03 1.33604234e-03 1.34493101e-03 1.36040697e-03 1.37917659e-03 1.39794620e-03 1.41671582e-03 6.50521303e-19]] | 2D array of the thickness of the layers of the blade structure. The first dimension represents each layer, the second dimension represents each entry along blade span.
rotorse.split.layer_start_nd | intermediate |  | [[0. 0. 0. 0. 0. 0. 0. 0. 0. 0. 0. 0. 0. 0. 0. 0. 0. 0. 0. 0. 0. 0. 0. 0. 0. 0. 0. 0. 0. 0. ] [0. 0. 0. 0. 0. 0. 0. 0. 0. 0. 0. 0. 0. 0. 0. 0. 0. 0. 0. 0. 0. 0. 0. 0. 0. 0. 0. 0. 0. 0. ] [0.16613836 0.17213292 0.17377565 0.24236739 0.24840211 0.25483194 0.25831651 0.2606316 0.26185655 0.26161264 0.26082551 0.26233365 0.26415389 0.27134171 0.27373183 0.27665435 0.27873161 0.27899075 0.27796373 0.27500935 0.26800048 0.26252507 0.25227143 0.23929055 0.2286023 0.2139112 0.19222321 0.15830915 0.10599279 0.08009451] [0.66614777 0.67267696 0.6813716 0.624576 0.63111637 0.63525345 0.63969751 0.64421443 0.6479319 0.65111514 0.65349045 0.65222952 0.64942583 0.64006648 0.63442906 0.62711208 0.61958761 0.61291064 0.6066585 0.60165868 0.59704593 0.59480782 0.59151507 0.58846219 0.58655496 0.58405057 0.58056448 0.57503875 0.57570409 0.59684729] [0.19443411 0.20023461 0.2034648 0.20985913 0.21680988 0.22473252 0.23047318 0.23511254 0.23881547 0.24131677 0.24339399 0.24777115 0.25245366 0.2626957 0.26823324 0.27460993 0.28054095 0.28515759 0.28912313 0.26917496 0.1515052 0.26704966 0.29282122 0.29160038 0.29036809 0.28828892 0.28470286 0.27880225 0.26841981 0.24523263] [0.69444351 0.70077865 0.71106075 0.7210051 0.73181307 0.73805793 0.74192309 0.74555238 0.74756319 0.74829535 0.74813068 0.74511023 0.74148716 0.73206081 0.72721102 0.72134089 0.71582778 0.71163356 0.70815871 0.68329406 0.56315882 0.67908768 0.70736157 0.70936109 0.71126115 0.71382702 0.71773382 0.72373774 0.73399726 0.75672069] [0.48905595 0.48906666 0.48804594 0.48693177 0.4865449 0.48568392 0.48498059 0.48529504 0.48563867 0.48579214 0.48610802 0.48625364 0.48610004 0.48563564 0.4848331 0.4836757 0.48225705 0.48061529 0.47877663 0.47677159 0.4738464 0.47195149 0.46870373 0.46467431 0.45945878 0.45224601 0.44706215 0.44565141 0.44396141 0.44179699] [0. 0. 0. 0. 0. 0. 0. 0. 0. 0. 0. 0. 0. 0. 0. 0. 0. 0. 0. 0. 0. 0. 0. 0. 0. 0. 0. 0. 0. 0. ] [0.95925412 0.9594317 0.95687651 0.95337018 0.95003362 0.94748977 0.94542866 0.9439109 0.94255318 0.94189425 0.94160711 0.94086181 0.93944335 0.93714084 0.93398365 0.92986086 0.92466829 0.9242728 0.92442968 0.92484037 0.92570146 0.92601191 0.92624561 0.92650869 0.93167684 0.9318825 0.93198532 0.93200258 0.9318066 0.93112403] [0.04074588 0.0405683 0.04312349 0.04662982 0.04996638 0.05251023 0.05457134 0.0560891 0.05744682 0.05810575 0.05839289 0.05913819 0.06055665 0.06285916 0.06601635 0.07013914 0.07533171 0.0757272 0.07557032 0.07515963 0.07429854 0.07398809 0.07375439 0.07349131 0.06832316 0.0681175 0.06801468 0.06799742 0.0681934 0.06887597] [0.22272986 0.2283363 0.23315395 0.30628216 0.31651681 0.32605035 0.33114507 0.33476837 0.33695657 0.33733896 0.33716856 0.34000015 0.34401759 0.35428304 0.3606741 0.36854972 0.37654118 0.38368575 0.39047187 0.39611248 0.40173096 0.4045538 0.4086757 0.41413976 0.41620783 0.4187861 0.42232731 0.42791605 0.43084682 0.41037074] [0.51094271 0.51080331 0.51101049 0.51165081 0.51288826 0.51322764 0.51314703 0.51396743 0.5146836 0.5150793 0.51563369 0.51629116 0.51698733 0.5177132 0.51845802 0.51921623 0.52008491 0.52110608 0.52228915 0.52360822 0.52556666 0.5268811 0.52919308 0.53229724 0.5364826 0.54204385 0.54490966 0.54374243 0.54263061 0.54177825] [0.72273926 0.72888034 0.7407499 0.68849077 0.69923106 0.70647186 0.71252606 0.7183512 0.72303192 0.72684146 0.7298335 0.72989602 0.72928952 0.72300781 0.72137133 0.71900745 0.71739719 0.71760564 0.71916665 0.72276182 0.73077641 0.73683654 0.74791935 0.76014226 0.77209424 0.78776454 0.81010964 0.84416027 0.89229042 0.91659409] [0. 0. 0. 0. 0. 0. 0. 0. 0. 0. 0. 0. 0. 0. 0. 0.05 0.05 0.05 0.05 0.05 0.05 0.05 0.05 0.05 0.05 0.05 0.04 0.05 0.05 0.05 ] [0. 0. 0. 0. 0. 0. 0. 0. 0. 0. 0. 0. 0. 0. 0. 0. 0. 0. 0. 0. 0. 0. 0. 0. 0. 0. 0. 0. 0. 0. ] [0. 0. 0. 0. 0. 0. 0. 0. 0. 0. 0. 0. 0. 0. 0. 0. 0. 0. 0. 0. 0. 0. 0. 0. 0. 0. 0. 0. 0. 0. ] [0. 0. 0. 0. 0. 0. 0. 0. 0. 0. 0. 0. 0. 0. 0. 0. 0. 0. 0. 0. 0. 0. 0. 0. 0. 0. 0. 0. 0. 0. ] [0. 0. 0. 0. 0. 0. 0. 0. 0. 0. 0. 0. 0. 0. 0. 0. 0. 0. 0. 0. 0. 0. 0. 0. 0. 0. 0. 0. 0. 0. ] [0. 0. 0. 0. 0. 0. 0. 0. 0. 0. 0. 0. 0. 0. 0. 0. 0. 0. 0. 0. 0. 0. 0. 0. 0. 0. 0. 0. 0. 0. ] [0. 0. 0. 0. 0. 0. 0. 0. 0. 0. 0. 0. 0. 0. 0. 0. 0. 0. 0. 0. 0. 0. 0. 0. 0. 0. 0. 0. 0. 0. ]] | 2D array of the non-dimensional start point defined along the outer profile of a layer. The TE suction side is 0, the TE pressure side is 1. The first dimension represents each layer, the second dimension represents each entry along blade span.
rotorse.split.layer_end_nd | intermediate |  | [[1. 1. 1. 1. 1. 1. 1. 1. 1. 1. 1. 1. 1. 1. 1. 1. 1. 1. 1. 1. 1. 1. 1. 1. 1. 1. 1. 1. 1. 1. ] [1. 1. 1. 1. 1. 1. 1. 1. 1. 1. 1. 1. 1. 1. 1. 1. 1. 1. 1. 1. 1. 1. 1. 1. 1. 1. 1. 1. 1. 1. ] [0.22272986 0.2283363 0.23315395 0.30628216 0.31651681 0.32605035 0.33114507 0.33476837 0.33695657 0.33733896 0.33716856 0.34000015 0.34401759 0.35428304 0.3606741 0.36854972 0.37654118 0.38368575 0.39047187 0.39611248 0.40173096 0.4045538 0.4086757 0.41413976 0.41620783 0.4187861 0.42232731 0.42791605 0.43084682 0.41037074] [0.72273926 0.72888034 0.7407499 0.68849077 0.69923106 0.70647186 0.71252606 0.7183512 0.72303192 0.72684146 0.7298335 0.72989602 0.72928952 0.72300781 0.72137133 0.71900745 0.71739719 0.71760564 0.71916665 0.72276182 0.73077641 0.73683654 0.74791935 0.76014226 0.77209424 0.78776454 0.81010964 0.84416027 0.89229042 0.91659409] [0.19443411 0.20023461 0.2034648 0.20985913 0.21680988 0.22473252 0.23047318 0.23511254 0.23881547 0.24131677 0.24339399 0.24777115 0.25245366 0.2626957 0.26823324 0.27460993 0.28054095 0.28515759 0.28912313 0.31458864 0.43568247 0.32031043 0.29282122 0.29160038 0.29036809 0.28828892 0.28470286 0.27880225 0.26841981 0.24523263] [0.69444351 0.70077865 0.71106075 0.7210051 0.73181307 0.73805793 0.74192309 0.74555238 0.74756319 0.74829535 0.74813068 0.74511023 0.74148716 0.73206081 0.72721102 0.72134089 0.71582778 0.71163356 0.70815871 0.72870773 0.84733608 0.73234845 0.70736157 0.70936109 0.71126115 0.71382702 0.71773382 0.72373774 0.73399726 0.75672069] [0.51094271 0.51080331 0.51101049 0.51165081 0.51288826 0.51322764 0.51314703 0.51396743 0.5146836 0.5150793 0.51563369 0.51629116 0.51698733 0.5177132 0.51845802 0.51921623 0.52008491 0.52110608 0.52228915 0.52360822 0.52556666 0.5268811 0.52919308 0.53229724 0.5364826 0.54204385 0.54490966 0.54374243 0.54263061 0.54177825] [0.04074588 0.0405683 0.04312349 0.04662982 0.04996638 0.05251023 0.05457134 0.0560891 0.05744682 0.05810575 0.05839289 0.05913819 0.06055665 0.06285916 0.06601635 0.07013914 0.07533171 0.0757272 0.07557032 0.07515963 0.07429854 0.07398809 0.07375439 0.07349131 0.06832316 0.0681175 0.06801468 0.06799742 0.0681934 0.06887597] [1. 1. 1. 1. 1. 1. 1. 1. 1. 1. 1. 1. 1. 1. 1. 1. 1. 1. 1. 1. 1. 1. 1. 1. 1. 1. 1. 1. 1. 1. ] [0.16613836 0.17213292 0.17377565 0.24236739 0.24840211 0.25483194 0.25831651 0.2606316 0.26185655 0.26161264 0.26082551 0.26233365 0.26415389 0.27134171 0.27373183 0.27665435 0.27873161 0.27899075 0.27796373 0.27500935 0.26800048 0.26252507 0.25227143 0.23929055 0.2286023 0.2139112 0.19222321 0.15830915 0.10599279 0.08009451] [0.48905595 0.48906666 0.48804594 0.48693177 0.4865449 0.48568392 0.48498059 0.48529504 0.48563867 0.48579214 0.48610802 0.48625364 0.48610004 0.48563564 0.4848331 0.4836757 0.48225705 0.48061529 0.47877663 0.47677159 0.4738464 0.47195149 0.46870373 0.46467431 0.45945878 0.45224601 0.44706215 0.44565141 0.44396141 0.44179699] [0.66614777 0.67267696 0.6813716 0.624576 0.63111637 0.63525345 0.63969751 0.64421443 0.6479319 0.65111514 0.65349045 0.65222952 0.64942583 0.64006648 0.63442906 0.62711208 0.61958761 0.61291064 0.6066585 0.60165868 0.59704593 0.59480782 0.59151507 0.58846219 0.58655496 0.58405057 0.58056448 0.57503875 0.57570409 0.59684729] [0.95925412 0.9594317 0.95687651 0.95337018 0.95003362 0.94748977 0.94542866 0.9439109 0.94255318 0.94189425 0.94160711 0.94086181 0.93944335 0.93714084 0.93398365 0.92986086 0.92466829 0.9242728 0.92442968 0.92484037 0.92570146 0.92601191 0.92624561 0.92650869 0.93167684 0.9318825 0.93198532 0.93200258 0.9318066 0.93112403] [1. 1. 1. 1. 1. 1. 1. 1. 1. 1. 1. 1. 1. 1. 1. 0.95 0.95 0.95 0.95 0.95 0.95 0.95 0.95 0.95 0.95 0.95 0.95 0.95 0.95 0.95 ] [0. 0. 0. 0. 0. 0. 0. 0. 0. 0. 0. 0. 0. 0. 0. 0. 0. 0. 0. 0. 0. 0. 0. 0. 0. 0. 0. 0. 0. 0. ] [0. 0. 0. 0. 0. 0. 0. 0. 0. 0. 0. 0. 0. 0. 0. 0. 0. 0. 0. 0. 0. 0. 0. 0. 0. 0. 0. 0. 0. 0. ] [0. 0. 0. 0. 0. 0. 0. 0. 0. 0. 0. 0. 0. 0. 0. 0. 0. 0. 0. 0. 0. 0. 0. 0. 0. 0. 0. 0. 0. 0. ] [0. 0. 0. 0. 0. 0. 0. 0. 0. 0. 0. 0. 0. 0. 0. 0. 0. 0. 0. 0. 0. 0. 0. 0. 0. 0. 0. 0. 0. 0. ] [0. 0. 0. 0. 0. 0. 0. 0. 0. 0. 0. 0. 0. 0. 0. 0. 0. 0. 0. 0. 0. 0. 0. 0. 0. 0. 0. 0. 0. 0. ] [0. 0. 0. 0. 0. 0. 0. 0. 0. 0. 0. 0. 0. 0. 0. 0. 0. 0. 0. 0. 0. 0. 0. 0. 0. 0. 0. 0. 0. 0. ]] | 2D array of the non-dimensional end point defined along the outer profile of a layer. The TE suction side is 0, the TE pressure side is 1. The first dimension represents each layer, the second dimension represents each entry along blade span.
rotorse.stall_check.aoa_along_span | intermediate | deg | [47.92155649 38.86672716 27.19805703 19.77492035 15.38174448 12.07678211 10.12513333 8.55292325 7.41095298 6.5697212 5.77677246 5.10431401 4.60793479 4.24603926 4.02052638 3.89685119 3.83707625 3.8339643 3.89102137 4.00947845 4.27602999 4.48663763 4.86750752 5.34544199 5.89852467 6.5374684 7.21634154 7.90542831 8.53745323 9.00497335] | Angle of attack along blade span
rotorse.total_bc.joint_cost | intermediate | USD | [20475.10751558] | Total blade joint cost
rotorse.total_bc.inner_blade_cost | intermediate | USD | [495694.6471991] | Total cost (variable and fixed) for the blade inner portion.
rotorse.total_bc.outer_blade_cost | intermediate | USD | [64920.57063038] | Total cost (variable and fixed) for the blade outer portion.
financese.plant_aep | output | USD/kW/h | [2.51297086e+09]
financese.capacity_factor | output |  | [0.4781147] | Capacity factor of the wind farm
financese.lcoe | output | USD/kW/h | [0.03455776] | Levelized cost of energy: LCOE is the cost that, if assigned to every unit of electricity by an asset over an evaluation period, will equal the total costs during that same period when discounted to the base year.
financese.lvoe | output | USD/kW/h | [0.06865135] | Levelized value of energy: LVOE is the discounted sum of total value divided by the discounted sum of electrical energy generated.
financese.value_factor | output |  | [0.96692038] | Value factor is the LVOE divided by a benchmark price.
financese.nvoc | output | USD/kW/year | [142.7936501] | Net value of capacity: NVOC is the difference in an asset’s total annualized value and annualized cost, divided by the installed capacity of the asset. NVOC ≥ 0 for economic viability.
financese.nvoe | output | USD/kW/h | [0.03409359] | Net value of energy: NVOE is the difference between LVOE and LCOE. NVOE ≥ 0 for economic viability.
financese.slcoe | output | USD/kW/h | [0.03690641] | System LCOE: SLCOE is the negative of NVOE but further adjusted by a benchmark price. System LCOE ≤ benchmark price for economic viability.
financese.bcr | output |  | [1.98656819] | Benefit cost ratio: BCR is the discounted sum of total value divided by the discounted sum of total cost. A higher BCR is more competitive. BCR ≥ 1 for economic viability
financese.cbr | output |  | [0.50338066] | Cost benefit ratio: CBR is the inverse of BCR. CBR ≤ 1 for economic viability. A lower CBR is more competitive.
financese.roi | output |  | [0.98656819] | Return on investment: ROI can also be expressed as BCR – 1. A higher ROI is more competitive. ROI ≥ 0 for economic viability.
financese.pm | output |  | [0.49661934] | Profit margin: PM can also be expressed as 1 - CBR. A higher PM is more competitive. PM ≥ 0 for economic viability.
financese.plcoe | output | USD/kW/h | [0.03574003] | Profitability adjusted PLCOE is the product of a benchmark price and CBR, which is equal to LCOE divided by value factor. A lower PLCOE is more competitive. PLCOE ≤ benchmark price for economic viability.
landbosse.bos_capex | output | USD | [2.06006857e+08] | Total BOS CAPEX not including commissioning or decommissioning.
landbosse.bos_capex_kW | output | USD/kW | [343.34476091] | Total BOS CAPEX per kW not including commissioning or decommissioning.
landbosse.total_capex | output | USD | [2.38967954e+08] | Total BOS CAPEX including commissioning and decommissioning.
landbosse.total_capex_kW | output | USD/kW | [398.27992266] | Total BOS CAPEX per kW including commissioning and decommissioning.
landbosse.installation_capex | output | USD | [48879654.49453652] | Total foundation and erection installation cost.
landbosse.installation_capex_kW | output | USD | [81.46609082] | Total foundation and erection installation cost per kW.
landbosse.installation_time_months | output |  | [11.5] | Total balance of system installation time (months).
landbosse.landbosse_costs_by_module_type_operation | output | n/a | [{'Module': 'FoundationCost', 'Type of cost': 'Equipment rental', 'Cost / kW': 1.3183577537131559, 'Cost / project': 791014.6522278935, 'Cost / turbine': 6591.788768565779, 'Number of turbines': 120, 'Rotor diameter (m)': 205.9925356168168, 'Turbine rating (MW)': 5.0, 'Project ID with serial': 'WISDEM'}, {'Module': 'FoundationCost', 'Type of cost': 'Labor', 'Cost / kW': 14.052372104054767, 'Cost / project': 8431423.26243286, 'Cost / turbine': 70261.86052027384, 'Number of turbines': 120, 'Rotor diameter (m)': 205.9925356168168, 'Turbine rating (MW)': 5.0, 'Project ID with serial': 'WISDEM'}, {'Module': 'FoundationCost', 'Type of cost': 'Materials', 'Cost / kW': 24.397413159233924, 'Cost / project': 14638447.895540355, 'Cost / turbine': 121987.06579616963, 'Number of turbines': 120, 'Rotor diameter (m)': 205.9925356168168, 'Turbine rating (MW)': 5.0, 'Project ID with serial': 'WISDEM'}, {'Module': 'FoundationCost', 'Type of cost': 'Mobilization', 'Cost / kW': 1.9884071508500922, 'Cost / project': 1193044.2905100554, 'Cost / turbine': 9942.03575425046, 'Number of turbines': 120, 'Rotor diameter (m)': 205.9925356168168, 'Turbine rating (MW)': 5.0, 'Project ID with serial': 'WISDEM'}, {'Module': 'SitePreparationCost', 'Type of cost': 'Materials', 'Cost / kW': 5.476390057248039, 'Cost / project': 3285834.034348823, 'Cost / turbine': 27381.950286240193, 'Number of turbines': 120, 'Rotor diameter (m)': 205.9925356168168, 'Turbine rating (MW)': 5.0, 'Project ID with serial': 'WISDEM'}, {'Module': 'SitePreparationCost', 'Type of cost': 'Equipment rental', 'Cost / kW': 3.0248295985173677, 'Cost / project': 1814897.7591104205, 'Cost / turbine': 15124.147992586837, 'Number of turbines': 120, 'Rotor diameter (m)': 205.9925356168168, 'Turbine rating (MW)': 5.0, 'Project ID with serial': 'WISDEM'}, {'Module': 'SitePreparationCost', 'Type of cost': 'Labor', 'Cost / kW': 3.2720801344149044, 'Cost / project': 1963248.0806489426, 'Cost / turbine': 16360.400672074522, 'Number of turbines': 120, 'Rotor diameter (m)': 205.9925356168168, 'Turbine rating (MW)': 5.0, 'Project ID with serial': 'WISDEM'}, {'Module': 'SitePreparationCost', 'Type of cost': 'Other', 'Cost / kW': 2.8645802006061474, 'Cost / project': 1718748.1203636883, 'Cost / turbine': 14322.901003030736, 'Number of turbines': 120, 'Rotor diameter (m)': 205.9925356168168, 'Turbine rating (MW)': 5.0, 'Project ID with serial': 'WISDEM'}, {'Module': 'SitePreparationCost', 'Type of cost': 'Mobilization', 'Cost / kW': 0.38863571375538053, 'Cost / project': 233181.4282532283, 'Cost / turbine': 1943.1785687769027, 'Number of turbines': 120, 'Rotor diameter (m)': 205.9925356168168, 'Turbine rating (MW)': 5.0, 'Project ID with serial': 'WISDEM'}, {'Module': 'SubstationCost', 'Type of cost': 'Other', 'Cost / kW': 16.911599000804763, 'Cost / project': 10146959.400482858, 'Cost / turbine': 84557.99500402382, 'Number of turbines': 120, 'Rotor diameter (m)': 205.9925356168168, 'Turbine rating (MW)': 5.0, 'Project ID with serial': 'WISDEM'}, {'Module': 'TransportCost', 'Type of cost': 'Other', 'Cost / kW': 116.6444755986226, 'Cost / project': 69986685.35917357, 'Cost / turbine': 583222.377993113, 'Number of turbines': 120, 'Rotor diameter (m)': 205.9925356168168, 'Turbine rating (MW)': 5.0, 'Project ID with serial': 'WISDEM'}, {'Module': 'GridConnectionCost', 'Type of cost': 'Other', 'Cost / kW': 6.794429688199228, 'Cost / project': 4076657.812919537, 'Cost / turbine': 33972.14844099614, 'Number of turbines': 120, 'Rotor diameter (m)': 205.9925356168168, 'Turbine rating (MW)': 5.0, 'Project ID with serial': 'WISDEM'}, {'Module': 'CollectionCost', 'Type of cost': 'Equipment rental', 'Cost / kW': 4.499516470771732, 'Cost / project': 2699709.882463039, 'Cost / turbine': 22497.58235385866, 'Number of turbines': 120, 'Rotor diameter (m)': 205.9925356168168, 'Turbine rating (MW)': 5.0, 'Project ID with serial': 'WISDEM'}, {'Module': 'CollectionCost', 'Type of cost': 'Labor', 'Cost / kW': 8.396774599021285, 'Cost / project': 5038064.759412771, 'Cost / turbine': 41983.87299510642, 'Number of turbines': 120, 'Rotor diameter (m)': 205.9925356168168, 'Turbine rating (MW)': 5.0, 'Project ID with serial': 'WISDEM'}, {'Module': 'CollectionCost', 'Type of cost': 'Materials', 'Cost / kW': 31.878686654338296, 'Cost / project': 19127211.992602978, 'Cost / turbine': 159393.4332716915, 'Number of turbines': 120, 'Rotor diameter (m)': 205.9925356168168, 'Turbine rating (MW)': 5.0, 'Project ID with serial': 'WISDEM'}, {'Module': 'CollectionCost', 'Type of cost': 'Mobilization', 'Cost / kW': 2.238748886206566, 'Cost / project': 1343249.3317239396, 'Cost / turbine': 11193.74443103283, 'Number of turbines': 120, 'Rotor diameter (m)': 205.9925356168168, 'Turbine rating (MW)': 5.0, 'Project ID with serial': 'WISDEM'}, {'Module': 'DevelopmentCost', 'Type of cost': 'Equipment rental', 'Cost / kW': 0.0, 'Cost / project': 0.0, 'Cost / turbine': 0.0, 'Number of turbines': 120, 'Rotor diameter (m)': 205.9925356168168, 'Turbine rating (MW)': 5.0, 'Project ID with serial': 'WISDEM'}, {'Module': 'DevelopmentCost', 'Type of cost': 'Labor', 'Cost / kW': 1.6666666666666667, 'Cost / project': 1000000.0, 'Cost / turbine': 8333.333333333334, 'Number of turbines': 120, 'Rotor diameter (m)': 205.9925356168168, 'Turbine rating (MW)': 5.0, 'Project ID with serial': 'WISDEM'}, {'Module': 'DevelopmentCost', 'Type of cost': 'Materials', 'Cost / kW': 0.0, 'Cost / project': 0.0, 'Cost / turbine': 0.0, 'Number of turbines': 120, 'Rotor diameter (m)': 205.9925356168168, 'Turbine rating (MW)': 5.0, 'Project ID with serial': 'WISDEM'}, {'Module': 'DevelopmentCost', 'Type of cost': 'Mobilization', 'Cost / kW': 0.0, 'Cost / project': 0.0, 'Cost / turbine': 0.0, 'Number of turbines': 120, 'Rotor diameter (m)': 205.9925356168168, 'Turbine rating (MW)': 5.0, 'Project ID with serial': 'WISDEM'}, {'Module': 'DevelopmentCost', 'Type of cost': 'Other', 'Cost / kW': 0.0, 'Cost / project': 0.0, 'Cost / turbine': 0.0, 'Number of turbines': 120, 'Rotor diameter (m)': 205.9925356168168, 'Turbine rating (MW)': 5.0, 'Project ID with serial': 'WISDEM'}, {'Module': 'ErectionCost', 'Type of cost': 'Equipment rental', 'Cost / kW': 8.187916326482735, 'Cost / project': 4912749.795889641, 'Cost / turbine': 40939.581632413676, 'Number of turbines': 120, 'Rotor diameter (m)': 205.9925356168168, 'Turbine rating (MW)': 5.0, 'Project ID with serial': 'WISDEM'}, {'Module': 'ErectionCost', 'Type of cost': 'Fuel', 'Cost / kW': 0.2492525, 'Cost / project': 149551.5, 'Cost / turbine': 1246.2625, 'Number of turbines': 120, 'Rotor diameter (m)': 205.9925356168168, 'Turbine rating (MW)': 5.0, 'Project ID with serial': 'WISDEM'}, {'Module': 'ErectionCost', 'Type of cost': 'Labor', 'Cost / kW': 25.722061274264984, 'Cost / project': 15433236.76455899, 'Cost / turbine': 128610.30637132491, 'Number of turbines': 120, 'Rotor diameter (m)': 205.9925356168168, 'Turbine rating (MW)': 5.0, 'Project ID with serial': 'WISDEM'}, {'Module': 'ErectionCost', 'Type of cost': 'Mobilization', 'Cost / kW': 5.550856666666666, 'Cost / project': 3330514.0, 'Cost / turbine': 27754.283333333333, 'Number of turbines': 120, 'Rotor diameter (m)': 205.9925356168168, 'Turbine rating (MW)': 5.0, 'Project ID with serial': 'WISDEM'}, {'Module': 'ErectionCost', 'Type of cost': 'Other', 'Cost / kW': 0.0, 'Cost / project': 0.0, 'Cost / turbine': 0.0, 'Number of turbines': 120, 'Rotor diameter (m)': 205.9925356168168, 'Turbine rating (MW)': 5.0, 'Project ID with serial': 'WISDEM'}, {'Module': 'ErectionCost', 'Type of cost': 'Materials', 'Cost / kW': 0.0, 'Cost / project': 0.0, 'Cost / turbine': 0.0, 'Number of turbines': 120, 'Rotor diameter (m)': 205.9925356168168, 'Turbine rating (MW)': 5.0, 'Project ID with serial': 'WISDEM'}, {'Module': 'ManagementCost', 'Type of cost': 'insurance', 'Cost / kW': 1.5989346811448601, 'Cost / project': 959360.8086869161, 'Cost / turbine': 7994.673405724301, 'Number of turbines': 120, 'Rotor diameter (m)': 205.9925356168168, 'Turbine rating (MW)': 5.0, 'Project ID with serial': 'WISDEM'}, {'Module': 'ManagementCost', 'Type of cost': 'Construction Permitting', 'Cost / kW': 1.1684643366903722, 'Cost / project': 701078.6020142233, 'Cost / turbine': 5842.321683451862, 'Number of turbines': 120, 'Rotor diameter (m)': 205.9925356168168, 'Turbine rating (MW)': 5.0, 'Project ID with serial': 'WISDEM'}, {'Module': 'ManagementCost', 'Type of cost': 'Project Management', 'Cost / kW': 3.982776508125, 'Cost / project': 2389665.904875, 'Cost / turbine': 19913.882540625, 'Number of turbines': 120, 'Rotor diameter (m)': 205.9925356168168, 'Turbine rating (MW)': 5.0, 'Project ID with serial': 'WISDEM'}, {'Module': 'ManagementCost', 'Type of cost': 'Bonding', 'Cost / kW': 2.8552405020443934, 'Cost / project': 1713144.301226636, 'Cost / turbine': 14276.202510221967, 'Number of turbines': 120, 'Rotor diameter (m)': 205.9925356168168, 'Turbine rating (MW)': 5.0, 'Project ID with serial': 'WISDEM'}, {'Module': 'ManagementCost', 'Type of cost': 'Markup Contingency', 'Cost / kW': 37.17523133661799, 'Cost / project': 22305138.801970795, 'Cost / turbine': 185876.15668308997, 'Number of turbines': 120, 'Rotor diameter (m)': 205.9925356168168, 'Turbine rating (MW)': 5.0, 'Project ID with serial': 'WISDEM'}, {'Module': 'ManagementCost', 'Type of cost': 'Engineering Foundation and Collections System (includes met mast)', 'Cost / kW': 7.80445, 'Cost / project': 4682670.0, 'Cost / turbine': 39022.25, 'Number of turbines': 120, 'Rotor diameter (m)': 205.9925356168168, 'Turbine rating (MW)': 5.0, 'Project ID with serial': 'WISDEM'}, {'Module': 'ManagementCost', 'Type of cost': 'Site Facility', 'Cost / kW': 3.23625, 'Cost / project': 1941750.0, 'Cost / turbine': 16181.25, 'Number of turbines': 120, 'Rotor diameter (m)': 205.9925356168168, 'Turbine rating (MW)': 5.0, 'Project ID with serial': 'WISDEM'}] | The costs by module, type and operation
landbosse.landbosse_details_by_module | output | n/a | [{'unit': '', 'type': 'variable', 'variable_df_key_col_name': 'wind_multiplier', 'value': 1.0, 'project_id_with_serial': 'WISDEM', 'module': 'FoundationCost'}, {'unit': 'kN', 'type': 'variable', 'variable_df_key_col_name': 'F_dead', 'value': 9856.80513509961, 'project_id_with_serial': 'WISDEM', 'module': 'FoundationCost'}, {'unit': 'kN', 'type': 'variable', 'variable_df_key_col_name': 'F_horiz', 'value': 1412.023777274968, 'project_id_with_serial': 'WISDEM', 'module': 'FoundationCost'}, {'unit': 'kN_m', 'type': 'variable', 'variable_df_key_col_name': 'M_tot_kN', 'value': 151921.39977614238, 'project_id_with_serial': 'WISDEM', 'module': 'FoundationCost'}, {'unit': 'm', 'type': 'variable', 'variable_df_key_col_name': 'Radius_o', 'value': 9.71962538548973, 'project_id_with_serial': 'WISDEM', 'module': 'FoundationCost'}, {'unit': 'm', 'type': 'variable', 'variable_df_key_col_name': 'Radius_g', 'value': 0.0, 'project_id_with_serial': 'WISDEM', 'module': 'FoundationCost'}, {'unit': 'm', 'type': 'variable', 'variable_df_key_col_name': 'Radius_b', 'value': 10.89698762122345, 'project_id_with_serial': 'WISDEM', 'module': 'FoundationCost'}, {'unit': 'm', 'type': 'variable', 'variable_df_key_col_name': 'Radius', 'value': 10.89698762122345, 'project_id_with_serial': 'WISDEM', 'module': 'FoundationCost'}, {'unit': 'short_ton', 'type': 'variable', 'variable_df_key_col_name': 'steel_mass_short_ton_per_turbine', 'value': 45.11643371784471, 'project_id_with_serial': 'WISDEM', 'module': 'FoundationCost'}, {'unit': 'm^3', 'type': 'variable', 'variable_df_key_col_name': 'foundation_volume_concrete_m3_per_turbine', 'value': 396.1752170516747, 'project_id_with_serial': 'WISDEM', 'module': 'FoundationCost'}, {'unit': '', 'type': 'dataframe', 'variable_df_key_col_name': 'operation_data: Operation ID-Number of days-Number of crews-Number of workers', 'value': 'Backfill-93-2.0-1.0', 'project_id_with_serial': 'WISDEM', 'module': 'FoundationCost'}, {'unit': '', 'type': 'dataframe', 'variable_df_key_col_name': 'operation_data: Operation ID-Number of days-Number of crews-Number of workers', 'value': 'Concrete placement-307-4.0-3.0', 'project_id_with_serial': 'WISDEM', 'module': 'FoundationCost'}, {'unit': '', 'type': 'dataframe', 'variable_df_key_col_name': 'operation_data: Operation ID-Number of days-Number of crews-Number of workers', 'value': 'Excavation-152-2.0-nan', 'project_id_with_serial': 'WISDEM', 'module': 'FoundationCost'}, {'unit': '', 'type': 'dataframe', 'variable_df_key_col_name': 'operation_data: Operation ID-Number of days-Number of crews-Number of workers', 'value': 'Rebar installation-4332-49.0-1.0', 'project_id_with_serial': 'WISDEM', 'module': 'FoundationCost'}, {'unit': 'ton (short)', 'type': 'dataframe', 'variable_df_key_col_name': 'material_needs_per_turbine: Material type ID-Quantity of material', 'value': '0-Steel - rebar-4.51e+01', 'project_id_with_serial': 'WISDEM', 'module': 'FoundationCost'}, {'unit': 'cubic yards', 'type': 'dataframe', 'variable_df_key_col_name': 'material_needs_per_turbine: Material type ID-Quantity of material', 'value': '1-Concrete 5000 psi-5.10e+02', 'project_id_with_serial': 'WISDEM', 'module': 'FoundationCost'}, {'unit': 'cubic_yards', 'type': 'dataframe', 'variable_df_key_col_name': 'material_needs_per_turbine: Material type ID-Quantity of material', 'value': '2-Excavated dirt-1.26e+03', 'project_id_with_serial': 'WISDEM', 'module': 'FoundationCost'}, {'unit': 'cubic_yards', 'type': 'dataframe', 'variable_df_key_col_name': 'material_needs_per_turbine: Material type ID-Quantity of material', 'value': '3-Backfill-1.26e+03', 'project_id_with_serial': 'WISDEM', 'module': 'FoundationCost'}, {'unit': '', 'type': 'dataframe', 'variable_df_key_col_name': 'Type of Cost <--> Phase of Construction <--> Cost in USD ', 'value': 'Equipment rental <--> Foundation <--> 791015', 'last_number': 791014.6522278935, 'project_id_with_serial': 'WISDEM', 'module': 'FoundationCost'}, {'unit': '', 'type': 'dataframe', 'variable_df_key_col_name': 'Type of Cost <--> Phase of Construction <--> Cost in USD ', 'value': 'Labor <--> Foundation <--> 8431424', 'last_number': 8431423.26243286, 'project_id_with_serial': 'WISDEM', 'module': 'FoundationCost'}, {'unit': '', 'type': 'dataframe', 'variable_df_key_col_name': 'Type of Cost <--> Phase of Construction <--> Cost in USD ', 'value': 'Materials <--> Foundation <--> 14638448', 'last_number': 14638447.895540355, 'project_id_with_serial': 'WISDEM', 'module': 'FoundationCost'}, {'unit': '', 'type': 'dataframe', 'variable_df_key_col_name': 'Type of Cost <--> Phase of Construction <--> Cost in USD ', 'value': 'Mobilization <--> Foundation <--> 1193045', 'last_number': 1193044.2905100554, 'project_id_with_serial': 'WISDEM', 'module': 'FoundationCost'}, {'unit': 'm^3', 'type': 'variable', 'variable_df_key_col_name': 'Total road volume', 'value': 226910.13860257008, 'project_id_with_serial': 'WISDEM', 'module': 'SitePreparationCost'}, {'unit': 'm', 'type': 'variable', 'variable_df_key_col_name': 'Depth to subgrade', 'value': 0.1, 'project_id_with_serial': 'WISDEM', 'module': 'SitePreparationCost'}, {'unit': 'ft', 'type': 'variable', 'variable_df_key_col_name': 'Crane path width', 'value': 13.7, 'project_id_with_serial': 'WISDEM', 'module': 'SitePreparationCost'}, {'unit': 'm', 'type': 'variable', 'variable_df_key_col_name': 'Road length', 'value': 176591.7821688084, 'project_id_with_serial': 'WISDEM', 'module': 'SitePreparationCost'}, {'unit': 'm', 'type': 'variable', 'variable_df_key_col_name': 'Road width', 'value': 6.0, 'project_id_with_serial': 'WISDEM', 'module': 'SitePreparationCost'}, {'unit': 'm', 'type': 'variable', 'variable_df_key_col_name': 'Road thickness', 'value': 0.2, 'project_id_with_serial': 'WISDEM', 'module': 'SitePreparationCost'}, {'unit': 'cubic yards', 'type': 'variable', 'variable_df_key_col_name': 'Material volume', 'value': 412534.0909414718, 'project_id_with_serial': 'WISDEM', 'module': 'SitePreparationCost'}, {'unit': 'cubic yards', 'type': 'variable', 'variable_df_key_col_name': 'Topsoil volume', 'value': 316433.31343813933, 'project_id_with_serial': 'WISDEM', 'module': 'SitePreparationCost'}, {'unit': 'cubic yards', 'type': 'variable', 'variable_df_key_col_name': 'Embankment volume crane', 'value': 316433.31343813933, 'project_id_with_serial': 'WISDEM', 'module': 'SitePreparationCost'}, {'unit': 'cubic yards', 'type': 'variable', 'variable_df_key_col_name': 'Embankment volume road', 'value': 277167.8657852315, 'project_id_with_serial': 'WISDEM', 'module': 'SitePreparationCost'}, {'unit': 'ft^2', 'type': 'variable', 'variable_df_key_col_name': 'Rough grading area', 'value': 114.0489770452102, 'project_id_with_serial': 'WISDEM', 'module': 'SitePreparationCost'}, {'unit': '', 'type': 'dataframe', 'variable_df_key_col_name': 'Type of Cost <--> Phase of Construction <--> Cost in USD ', 'value': 'Materials <--> Roads <--> 3285835', 'last_number': 3285834.034348823, 'project_id_with_serial': 'WISDEM', 'module': 'SitePreparationCost'}, {'unit': '', 'type': 'dataframe', 'variable_df_key_col_name': 'Type of Cost <--> Phase of Construction <--> Cost in USD ', 'value': 'Equipment rental <--> Roads <--> 1814898', 'last_number': 1814897.7591104205, 'project_id_with_serial': 'WISDEM', 'module': 'SitePreparationCost'}, {'unit': '', 'type': 'dataframe', 'variable_df_key_col_name': 'Type of Cost <--> Phase of Construction <--> Cost in USD ', 'value': 'Labor <--> Roads <--> 1963249', 'last_number': 1963248.0806489426, 'project_id_with_serial': 'WISDEM', 'module': 'SitePreparationCost'}, {'unit': '', 'type': 'dataframe', 'variable_df_key_col_name': 'Type of Cost <--> Phase of Construction <--> Cost in USD ', 'value': 'Other <--> Roads <--> 1718749', 'last_number': 1718748.1203636883, 'project_id_with_serial': 'WISDEM', 'module': 'SitePreparationCost'}, {'unit': '', 'type': 'dataframe', 'variable_df_key_col_name': 'Type of Cost <--> Phase of Construction <--> Cost in USD ', 'value': 'Mobilization <--> Roads <--> 233182', 'last_number': 233181.4282532283, 'project_id_with_serial': 'WISDEM', 'module': 'SitePreparationCost'}, {'unit': '', 'type': 'dataframe', 'variable_df_key_col_name': 'Type of Cost <--> Phase of Construction <--> Cost in USD ', 'value': 'Other <--> Substation <--> 10146960', 'last_number': 10146959.400482858, 'project_id_with_serial': 'WISDEM', 'module': 'SubstationCost'}, {'unit': '', 'type': 'dataframe', 'variable_df_key_col_name': 'Type of Cost <--> Phase of Construction <--> Cost in USD ', 'value': 'Other <--> Transport <--> 69986686.0', 'last_number': 69986685.35917357, 'project_id_with_serial': 'WISDEM', 'module': 'TransportCost'}, {'unit': '', 'type': 'dataframe', 'variable_df_key_col_name': 'Type of Cost <--> Phase of Construction <--> Cost in USD ', 'value': 'Other <--> Transmission and Distribution <--> 4076658', 'last_number': 4076657.812919537, 'project_id_with_serial': 'WISDEM', 'module': 'GridConnectionCost'}, {'unit': '', 'type': 'variable', 'variable_df_key_col_name': 'Total Number of Turbines', 'value': 120.0, 'project_id_with_serial': 'WISDEM', 'module': 'Collection Cost'}, {'unit': 'km', 'type': 'variable', 'variable_df_key_col_name': 'Total trench length', 'value': 388.65788542515514, 'project_id_with_serial': 'WISDEM', 'module': 'Collection Cost'}, {'unit': 'km', 'type': 'variable', 'variable_df_key_col_name': 'Total cable length', 'value': 388.65788542515514, 'project_id_with_serial': 'WISDEM', 'module': 'Collection Cost'}, {'unit': '', 'type': 'variable', 'variable_df_key_col_name': 'Number of Turbines Per String in Full String', 'value': 11.0, 'project_id_with_serial': 'WISDEM', 'module': 'Collection Cost'}, {'unit': '', 'type': 'variable', 'variable_df_key_col_name': 'Number of Full Strings', 'value': 10.0, 'project_id_with_serial': 'WISDEM', 'module': 'Collection Cost'}, {'unit': '', 'type': 'variable', 'variable_df_key_col_name': 'Number of Turbines in Partial String', 'value': 10.0, 'project_id_with_serial': 'WISDEM', 'module': 'Collection Cost'}, {'unit': '', 'type': 'variable', 'variable_df_key_col_name': 'Number of Partial Strings', 'value': 1.0, 'project_id_with_serial': 'WISDEM', 'module': 'Collection Cost'}, {'unit': '', 'type': 'variable', 'variable_df_key_col_name': 'Total number of strings full + partial', 'value': 11.0, 'project_id_with_serial': 'WISDEM', 'module': 'Collection Cost'}, {'unit': '', 'type': 'variable', 'variable_df_key_col_name': 'Trench Length to Substation (km)', 'value': 231.48558074952393, 'project_id_with_serial': 'WISDEM', 'module': 'Collection Cost'}, {'unit': '', 'type': 'variable', 'variable_df_key_col_name': 'Cable Length to Substation (km)', 'value': 231.48558074952393, 'project_id_with_serial': 'WISDEM', 'module': 'Collection Cost'}, {'unit': 'km', 'type': 'variable', 'variable_df_key_col_name': 'Array cable length for cable AWG 1/0', 'value': 2.883895498635435, 'project_id_with_serial': 'WISDEM', 'module': 'Collection Cost'}, {'unit': 'km', 'type': 'variable', 'variable_df_key_col_name': 'Total cable length for cable AWG 1/0', 'value': 31.722850484989788, 'project_id_with_serial': 'WISDEM', 'module': 'Collection Cost'}, {'unit': 'usd', 'type': 'variable', 'variable_df_key_col_name': 'Total cable cost for cable AWG 1/0', 'value': 624465.5607281455, 'project_id_with_serial': 'WISDEM', 'module': 'Collection Cost'}, {'unit': 'km', 'type': 'variable', 'variable_df_key_col_name': 'Array cable length for cable AWG 4/0', 'value': 2.883895498635435, 'project_id_with_serial': 'WISDEM', 'module': 'Collection Cost'}, {'unit': 'km', 'type': 'variable', 'variable_df_key_col_name': 'Total cable length for cable AWG 4/0', 'value': 31.722850484989788, 'project_id_with_serial': 'WISDEM', 'module': 'Collection Cost'}, {'unit': 'usd', 'type': 'variable', 'variable_df_key_col_name': 'Total cable cost for cable AWG 4/0', 'value': 936698.3410922182, 'project_id_with_serial': 'WISDEM', 'module': 'Collection Cost'}, {'unit': 'km', 'type': 'variable', 'variable_df_key_col_name': 'Array cable length for cable MCM 500', 'value': 2.883895498635435, 'project_id_with_serial': 'WISDEM', 'module': 'Collection Cost'}, {'unit': 'km', 'type': 'variable', 'variable_df_key_col_name': 'Total cable length for cable MCM 500', 'value': 31.722850484989788, 'project_id_with_serial': 'WISDEM', 'module': 'Collection Cost'}, {'unit': 'usd', 'type': 'variable', 'variable_df_key_col_name': 'Total cable cost for cable MCM 500', 'value': 1353008.714910982, 'project_id_with_serial': 'WISDEM', 'module': 'Collection Cost'}, {'unit': 'km', 'type': 'variable', 'variable_df_key_col_name': 'Array cable length for cable MCM1000', 'value': 4.325843247953152, 'project_id_with_serial': 'WISDEM', 'module': 'Collection Cost'}, {'unit': 'km', 'type': 'variable', 'variable_df_key_col_name': 'Total cable length for cable MCM1000', 'value': 47.58427572748467, 'project_id_with_serial': 'WISDEM', 'module': 'Collection Cost'}, {'unit': 'usd', 'type': 'variable', 'variable_df_key_col_name': 'Total cable cost for cable MCM1000', 'value': 2497862.242912581, 'project_id_with_serial': 'WISDEM', 'module': 'Collection Cost'}, {'unit': 'km', 'type': 'variable', 'variable_df_key_col_name': 'Array cable length for cable MCM1250', 'value': 1.4419477493177175, 'project_id_with_serial': 'WISDEM', 'module': 'Collection Cost'}, {'unit': 'km', 'type': 'variable', 'variable_df_key_col_name': 'Total cable length for cable MCM1250', 'value': 245.9050582427011, 'project_id_with_serial': 'WISDEM', 'module': 'Collection Cost'}, {'unit': 'usd', 'type': 'variable', 'variable_df_key_col_name': 'Total cable cost for cable MCM1250', 'value': 13715177.132959051, 'project_id_with_serial': 'WISDEM', 'module': 'Collection Cost'}, {'unit': '', 'type': 'list', 'variable_df_key_col_name': 'Number of turbines per cable type in full strings [AWG 1/0 , AWG 4/0 , MCM 500 , MCM1000 , MCM1250]', 'value': '[3.0, 2.0, 2.0, 3.0, 1.0]', 'project_id_with_serial': 'WISDEM', 'module': 'Collection Cost'}, {'unit': '', 'type': 'dataframe', 'variable_df_key_col_name': 'Labor type ID <--> Hourly rate USD per hour <--> Per diem USD per day <--> Operation <--> Crew type <--> Crew name <--> Number of workers <--> Per Diem Total <--> Hourly costs total <--> Crew total cost ', 'value': '0 <--> Construction manager <--> 112.2 <--> 149 <--> (50% burden) https://www.salary.com/tools/salary-calculator/construction-manager-ii-hourly; plus 20% for demanding specs, rigid inspec-tions, unreliable suppliers. <--> M0 <--> Management <--> Management - project size <--> 1 <--> 13410.0 <--> 100980.0 <--> 114390.0', 'project_id_with_serial': 'WISDEM', 'module': 'Collection Cost'}, {'unit': '', 'type': 'dataframe', 'variable_df_key_col_name': 'Labor type ID <--> Hourly rate USD per hour <--> Per diem USD per day <--> Operation <--> Crew type <--> Crew name <--> Number of workers <--> Per Diem Total <--> Hourly costs total <--> Crew total cost ', 'value': '1 <--> Logistics manager <--> 99.9 <--> 149 <--> (50 % burden) https://www.salary.com/research/salary/benchmark/logistics-manager-hourly-wages; plus 35% for demanding specs, rigid inspec-tions, unreliable suppliers. <--> M0 <--> Management <--> Management - project size <--> 1 <--> 13410.0 <--> 89910.0 <--> 103320.0', 'project_id_with_serial': 'WISDEM', 'module': 'Collection Cost'}, {'unit': '', 'type': 'dataframe', 'variable_df_key_col_name': 'Labor type ID <--> Hourly rate USD per hour <--> Per diem USD per day <--> Operation <--> Crew type <--> Crew name <--> Number of workers <--> Per Diem Total <--> Hourly costs total <--> Crew total cost ', 'value': '2 <--> Office admin <--> 44.56249999999999 <--> 149 <--> (35% burden) https://www.salary.com/tools/salary-calculator/administrative-assistant-ii-hourly ; 25% for work on a ladder or a scaffold, in a crawl space, in a congested area or remote from the material storage point; plus 20% for demanding specs, rigid inspec-tions, unreliable suppliers. <--> M0 <--> Management <--> Management - project size <--> 1 <--> 13410.0 <--> 40106.24999999999 <--> 53516.24999999999', 'project_id_with_serial': 'WISDEM', 'module': 'Collection Cost'}, {'unit': '', 'type': 'dataframe', 'variable_df_key_col_name': 'Labor type ID <--> Hourly rate USD per hour <--> Per diem USD per day <--> Operation <--> Crew type <--> Crew name <--> Number of workers <--> Per Diem Total <--> Hourly costs total <--> Crew total cost ', 'value': '3 <--> Project engineer <--> 93.5 <--> 149 <--> (50% burden) https://www.salary.com/tools/salary-calculator/project-engineer-iii-construction-hourly; plus 20% for demanding specs, rigid inspec-tions, unreliable suppliers. <--> M0 <--> Management <--> Management - project size <--> 1 <--> 13410.0 <--> 84150.0 <--> 97560.0', 'project_id_with_serial': 'WISDEM', 'module': 'Collection Cost'}, {'unit': '', 'type': 'dataframe', 'variable_df_key_col_name': 'Labor type ID <--> Hourly rate USD per hour <--> Per diem USD per day <--> Operation <--> Crew type <--> Crew name <--> Number of workers <--> Per Diem Total <--> Hourly costs total <--> Crew total cost ', 'value': '4 <--> Project manager <--> 119.0 <--> 149 <--> (50% burden) https://www.salary.com/tools/salary-calculator/project-manager-sr-construction-hourly?type=base; plus 20% for demanding specs, rigid inspec-tions, unreliable suppliers. <--> M0 <--> Management <--> Management - project size <--> 1 <--> 13410.0 <--> 107100.0 <--> 120510.0', 'project_id_with_serial': 'WISDEM', 'module': 'Collection Cost'}, {'unit': '', 'type': 'dataframe', 'variable_df_key_col_name': 'Labor type ID <--> Hourly rate USD per hour <--> Per diem USD per day <--> Operation <--> Crew type <--> Crew name <--> Number of workers <--> Per Diem Total <--> Hourly costs total <--> Crew total cost ', 'value': '5 <--> Safety or qc manager <--> 106.11764705882352 <--> 149 <--> (70% burden) https://www.salary.com/tools/salary-calculator/construction-site-safety-manager-hourly; plus 35% for demanding specs, rigid inspec-tions, unreliable suppliers. <--> M0 <--> Management <--> Management - project size <--> 1 <--> 13410.0 <--> 95505.88235294116 <--> 108915.88235294116', 'project_id_with_serial': 'WISDEM', 'module': 'Collection Cost'}, {'unit': '', 'type': 'dataframe', 'variable_df_key_col_name': 'Labor type ID <--> Hourly rate USD per hour <--> Per diem USD per day <--> Operation <--> Crew type <--> Crew name <--> Number of workers <--> Per Diem Total <--> Hourly costs total <--> Crew total cost ', 'value': '6 <--> Site manager <--> 112.2 <--> 149 <--> (50% burden) https://www.salary.com/tools/salary-calculator/construction-manager-ii-hourly; plus 20% for demanding specs, rigid inspec-tions, unreliable suppliers. <--> M0 <--> Management <--> Management - project size <--> 1 <--> 13410.0 <--> 100980.0 <--> 114390.0', 'project_id_with_serial': 'WISDEM', 'module': 'Collection Cost'}, {'unit': '', 'type': 'list', 'variable_df_key_col_name': 'Percent length of cable in partial string [AWG 1/0 , AWG 4/0 , MCM 500 , MCM1000 , MCM1250]', 'value': '[1. 1. 1. 1. 0.]', 'project_id_with_serial': 'WISDEM', 'module': 'Collection Cost'}, {'unit': '', 'type': 'dataframe', 'variable_df_key_col_name': 'Type of Cost <--> Phase of Construction <--> Cost in USD ', 'value': 'Equipment rental <--> Collection <--> 2699710', 'last_number': 2699709.882463039, 'project_id_with_serial': 'WISDEM', 'module': 'Collection Cost'}, {'unit': '', 'type': 'dataframe', 'variable_df_key_col_name': 'Type of Cost <--> Phase of Construction <--> Cost in USD ', 'value': 'Labor <--> Collection <--> 5038065', 'last_number': 5038064.759412771, 'project_id_with_serial': 'WISDEM', 'module': 'Collection Cost'}, {'unit': '', 'type': 'dataframe', 'variable_df_key_col_name': 'Type of Cost <--> Phase of Construction <--> Cost in USD ', 'value': 'Materials <--> Collection <--> 19127212', 'last_number': 19127211.992602978, 'project_id_with_serial': 'WISDEM', 'module': 'Collection Cost'}, {'unit': '', 'type': 'dataframe', 'variable_df_key_col_name': 'Type of Cost <--> Phase of Construction <--> Cost in USD ', 'value': 'Mobilization <--> Collection <--> 1343250', 'last_number': 1343249.3317239396, 'project_id_with_serial': 'WISDEM', 'module': 'Collection Cost'}, {'unit': '', 'type': 'dataframe', 'variable_df_key_col_name': 'Type of Cost - Phase of Construction - Cost in USD', 'value': 'Equipment rental - Development - 0', 'last_number': 'Development', 'project_id_with_serial': 'WISDEM', 'module': 'DevelopmentCost'}, {'unit': '', 'type': 'dataframe', 'variable_df_key_col_name': 'Type of Cost - Phase of Construction - Cost in USD', 'value': 'Labor - Development - 1000000', 'last_number': 'Development', 'project_id_with_serial': 'WISDEM', 'module': 'DevelopmentCost'}, {'unit': '', 'type': 'dataframe', 'variable_df_key_col_name': 'Type of Cost - Phase of Construction - Cost in USD', 'value': 'Materials - Development - 0', 'last_number': 'Development', 'project_id_with_serial': 'WISDEM', 'module': 'DevelopmentCost'}, {'unit': '', 'type': 'dataframe', 'variable_df_key_col_name': 'Type of Cost - Phase of Construction - Cost in USD', 'value': 'Mobilization - Development - 0', 'last_number': 'Development', 'project_id_with_serial': 'WISDEM', 'module': 'DevelopmentCost'}, {'unit': '', 'type': 'dataframe', 'variable_df_key_col_name': 'Type of Cost - Phase of Construction - Cost in USD', 'value': 'Other - Development - 0', 'last_number': 'Development', 'project_id_with_serial': 'WISDEM', 'module': 'DevelopmentCost'}, {'unit': '', 'type': 'dataframe', 'variable_df_key_col_name': '_number_of_equip: Operation-Crane name-Boom system-Number of equipment', 'value': 'Top-Big LR110000-Big PDW3B2 Derrick-3', 'last_number': 3, 'project_id_with_serial': 'WISDEM', 'module': 'ErectionCost'}, {'unit': '', 'type': 'dataframe', 'variable_df_key_col_name': '_number_of_equip: Operation-Crane name-Boom system-Number of equipment', 'value': 'Offload-LB 75-Hydraulic-2', 'last_number': 2, 'project_id_with_serial': 'WISDEM', 'module': 'ErectionCost'}, {'unit': '', 'type': 'dataframe', 'variable_df_key_col_name': '_number_of_equip: Operation-Crane name-Boom system-Number of equipment', 'value': 'Base-LR1600/2-HSL4DF + Derrick boom-5', 'last_number': 5, 'project_id_with_serial': 'WISDEM', 'module': 'ErectionCost'}, {'unit': '', 'type': 'dataframe', 'variable_df_key_col_name': 'erection_selected_detailed_data: Operation-Crane name-Boom system-Operational construct days over time construct days', 'value': 'Top-Big LR110000-Big PDW3B2 Derrick-3.0', 'last_number': 3.0, 'project_id_with_serial': 'WISDEM', 'module': 'ErectionCost'}, {'unit': '', 'type': 'dataframe', 'variable_df_key_col_name': 'erection_selected_detailed_data: Operation-Crane name-Boom system-Operational construct days over time construct days', 'value': 'Offload-LB 75-Hydraulic-1.0', 'last_number': 1.0, 'project_id_with_serial': 'WISDEM', 'module': 'ErectionCost'}, {'unit': '', 'type': 'dataframe', 'variable_df_key_col_name': 'erection_selected_detailed_data: Operation-Crane name-Boom system-Operational construct days over time construct days', 'value': 'Base-LR1600/2-HSL4DF + Derrick boom-2.0', 'last_number': 2.0, 'project_id_with_serial': 'WISDEM', 'module': 'ErectionCost'}, {'unit': '', 'type': 'dataframe', 'variable_df_key_col_name': 'component_name_topvbase: Operation - Top or Base', 'value': 'Nacelle - Top', 'project_id_with_serial': 'WISDEM', 'module': 'ErectionCost'}, {'unit': '', 'type': 'dataframe', 'variable_df_key_col_name': 'component_name_topvbase: Operation - Top or Base', 'value': 'Hub - Top', 'project_id_with_serial': 'WISDEM', 'module': 'ErectionCost'}, {'unit': '', 'type': 'dataframe', 'variable_df_key_col_name': 'component_name_topvbase: Operation - Top or Base', 'value': 'Blade 1 - Top', 'project_id_with_serial': 'WISDEM', 'module': 'ErectionCost'}, {'unit': '', 'type': 'dataframe', 'variable_df_key_col_name': 'component_name_topvbase: Operation - Top or Base', 'value': 'Blade 2 - Top', 'project_id_with_serial': 'WISDEM', 'module': 'ErectionCost'}, {'unit': '', 'type': 'dataframe', 'variable_df_key_col_name': 'component_name_topvbase: Operation - Top or Base', 'value': 'Blade 3 - Top', 'project_id_with_serial': 'WISDEM', 'module': 'ErectionCost'}, {'unit': '', 'type': 'dataframe', 'variable_df_key_col_name': 'component_name_topvbase: Operation - Top or Base', 'value': 'Tower 1 - Base', 'project_id_with_serial': 'WISDEM', 'module': 'ErectionCost'}, {'unit': '', 'type': 'dataframe', 'variable_df_key_col_name': 'component_name_topvbase: Operation - Top or Base', 'value': 'Tower 2 - Base', 'project_id_with_serial': 'WISDEM', 'module': 'ErectionCost'}, {'unit': '', 'type': 'dataframe', 'variable_df_key_col_name': 'component_name_topvbase: Operation - Top or Base', 'value': 'Tower 3 - Base', 'project_id_with_serial': 'WISDEM', 'module': 'ErectionCost'}, {'unit': '', 'type': 'dataframe', 'variable_df_key_col_name': 'component_name_topvbase: Operation - Top or Base', 'value': 'Tower 4 - Base', 'project_id_with_serial': 'WISDEM', 'module': 'ErectionCost'}, {'unit': '', 'type': 'dataframe', 'variable_df_key_col_name': 'component_name_topvbase: Operation - Top or Base', 'value': 'Tower 5 - Base', 'project_id_with_serial': 'WISDEM', 'module': 'ErectionCost'}, {'unit': '', 'type': 'dataframe', 'variable_df_key_col_name': 'component_name_topvbase: Operation - Top or Base', 'value': 'Tower 6 - Base', 'project_id_with_serial': 'WISDEM', 'module': 'ErectionCost'}, {'unit': '', 'type': 'dataframe', 'variable_df_key_col_name': 'component_name_topvbase: Operation - Top or Base', 'value': 'Tower 7 - Base', 'project_id_with_serial': 'WISDEM', 'module': 'ErectionCost'}, {'unit': '', 'type': 'dataframe', 'variable_df_key_col_name': 'component_name_topvbase: Operation - Top or Base', 'value': 'Tower 8 - Base', 'project_id_with_serial': 'WISDEM', 'module': 'ErectionCost'}, {'unit': '', 'type': 'dataframe', 'variable_df_key_col_name': 'component_name_topvbase: Operation - Top or Base', 'value': 'Tower 9 - Top', 'project_id_with_serial': 'WISDEM', 'module': 'ErectionCost'}, {'unit': '', 'type': 'dataframe', 'variable_df_key_col_name': 'component_name_topvbase: Operation - Top or Base', 'value': 'Tower 10 - Top', 'project_id_with_serial': 'WISDEM', 'module': 'ErectionCost'}, {'unit': '', 'type': 'dataframe', 'variable_df_key_col_name': 'crane_choice: Crew name - Boom system - Operation', 'value': 'Big LR110000 - Big PDW3B2 Derrick - Top', 'project_id_with_serial': 'WISDEM', 'module': 'ErectionCost'}, {'unit': '', 'type': 'dataframe', 'variable_df_key_col_name': 'crane_choice: Crew name - Boom system - Operation', 'value': 'LB 75 - Hydraulic - Offload', 'project_id_with_serial': 'WISDEM', 'module': 'ErectionCost'}, {'unit': '', 'type': 'dataframe', 'variable_df_key_col_name': 'crane_choice: Crew name - Boom system - Operation', 'value': 'LR1600/2 - HSL4DF + Derrick boom - Base', 'project_id_with_serial': 'WISDEM', 'module': 'ErectionCost'}, {'unit': '', 'type': 'dataframe', 'variable_df_key_col_name': 'crane_data_output: crane_boom_operation_concat - variable - value', 'value': 'Big LR110000-Big PDW3B2 Derrick-Top - Equipment rental cost USD - 3608698.806555168', 'last_number': 3608698.806555168, 'project_id_with_serial': 'WISDEM', 'module': 'ErectionCost'}, {'unit': '', 'type': 'dataframe', 'variable_df_key_col_name': 'crane_data_output: crane_boom_operation_concat - variable - value', 'value': 'LB 75-Hydraulic-Offload - Equipment rental cost USD - 58546.03577604611', 'last_number': 58546.03577604611, 'project_id_with_serial': 'WISDEM', 'module': 'ErectionCost'}, {'unit': '', 'type': 'dataframe', 'variable_df_key_col_name': 'crane_data_output: crane_boom_operation_concat - variable - value', 'value': 'LR1600/2-HSL4DF + Derrick boom-Base - Equipment rental cost USD - 1245504.9535584275', 'last_number': 1245504.9535584275, 'project_id_with_serial': 'WISDEM', 'module': 'ErectionCost'}, {'unit': '', 'type': 'dataframe', 'variable_df_key_col_name': 'crane_data_output: crane_boom_operation_concat - variable - value', 'value': 'Big LR110000-Big PDW3B2 Derrick-Top - Fuel cost USD - 106762.5', 'last_number': 106762.5, 'project_id_with_serial': 'WISDEM', 'module': 'ErectionCost'}, {'unit': '', 'type': 'dataframe', 'variable_df_key_col_name': 'crane_data_output: crane_boom_operation_concat - variable - value', 'value': 'LB 75-Hydraulic-Offload - Fuel cost USD - 5544.0', 'last_number': 5544.0, 'project_id_with_serial': 'WISDEM', 'module': 'ErectionCost'}, {'unit': '', 'type': 'dataframe', 'variable_df_key_col_name': 'crane_data_output: crane_boom_operation_concat - variable - value', 'value': 'LR1600/2-HSL4DF + Derrick boom-Base - Fuel cost USD - 37245.0', 'last_number': 37245.0, 'project_id_with_serial': 'WISDEM', 'module': 'ErectionCost'}, {'unit': '', 'type': 'dataframe', 'variable_df_key_col_name': 'crane_data_output: crane_boom_operation_concat - variable - value', 'value': 'Big LR110000-Big PDW3B2 Derrick-Top - Labor cost USD without management - 5512647.851021232', 'last_number': 5512647.851021232, 'project_id_with_serial': 'WISDEM', 'module': 'ErectionCost'}, {'unit': '', 'type': 'dataframe', 'variable_df_key_col_name': 'crane_data_output: crane_boom_operation_concat - variable - value', 'value': 'LB 75-Hydraulic-Offload - Labor cost USD without management - 882394.2315739277', 'last_number': 882394.2315739277, 'project_id_with_serial': 'WISDEM', 'module': 'ErectionCost'}, {'unit': '', 'type': 'dataframe', 'variable_df_key_col_name': 'crane_data_output: crane_boom_operation_concat - variable - value', 'value': 'LR1600/2-HSL4DF + Derrick boom-Base - Labor cost USD without management - 2882053.9219638295', 'last_number': 2882053.9219638295, 'project_id_with_serial': 'WISDEM', 'module': 'ErectionCost'}, {'unit': '', 'type': 'dataframe', 'variable_df_key_col_name': 'crane_data_output: crane_boom_operation_concat - variable - value', 'value': 'Big LR110000-Big PDW3B2 Derrick-Top - Mobilization cost USD - 2800000.0', 'last_number': 2800000.0, 'project_id_with_serial': 'WISDEM', 'module': 'ErectionCost'}, {'unit': '', 'type': 'dataframe', 'variable_df_key_col_name': 'crane_data_output: crane_boom_operation_concat - variable - value', 'value': 'LB 75-Hydraulic-Offload - Mobilization cost USD - 32160.0', 'last_number': 32160.0, 'project_id_with_serial': 'WISDEM', 'module': 'ErectionCost'}, {'unit': '', 'type': 'dataframe', 'variable_df_key_col_name': 'crane_data_output: crane_boom_operation_concat - variable - value', 'value': 'LR1600/2-HSL4DF + Derrick boom-Base - Mobilization cost USD - 498354.0', 'last_number': 498354.0, 'project_id_with_serial': 'WISDEM', 'module': 'ErectionCost'}, {'unit': '', 'type': 'dataframe', 'variable_df_key_col_name': 'crane_data_output: crane_boom_operation_concat - variable - value', 'value': 'Big LR110000-Big PDW3B2 Derrick-Top - Subtotal for hourly labor (non-management) USD - 4751257.851021232', 'last_number': 4751257.851021232, 'project_id_with_serial': 'WISDEM', 'module': 'ErectionCost'}, {'unit': '', 'type': 'dataframe', 'variable_df_key_col_name': 'crane_data_output: crane_boom_operation_concat - variable - value', 'value': 'LB 75-Hydraulic-Offload - Subtotal for hourly labor (non-management) USD - 757234.2315739277', 'last_number': 757234.2315739277, 'project_id_with_serial': 'WISDEM', 'module': 'ErectionCost'}, {'unit': '', 'type': 'dataframe', 'variable_df_key_col_name': 'crane_data_output: crane_boom_operation_concat - variable - value', 'value': 'LR1600/2-HSL4DF + Derrick boom-Base - Subtotal for hourly labor (non-management) USD - 2483627.9219638295', 'last_number': 2483627.9219638295, 'project_id_with_serial': 'WISDEM', 'module': 'ErectionCost'}, {'unit': '', 'type': 'dataframe', 'variable_df_key_col_name': 'crane_data_output: crane_boom_operation_concat - variable - value', 'value': 'Big LR110000-Big PDW3B2 Derrick-Top - Subtotal for per diem labor (non-management) USD - 761390.0', 'last_number': 761390.0, 'project_id_with_serial': 'WISDEM', 'module': 'ErectionCost'}, {'unit': '', 'type': 'dataframe', 'variable_df_key_col_name': 'crane_data_output: crane_boom_operation_concat - variable - value', 'value': 'LB 75-Hydraulic-Offload - Subtotal for per diem labor (non-management) USD - 125160.0', 'last_number': 125160.0, 'project_id_with_serial': 'WISDEM', 'module': 'ErectionCost'}, {'unit': '', 'type': 'dataframe', 'variable_df_key_col_name': 'crane_data_output: crane_boom_operation_concat - variable - value', 'value': 'LR1600/2-HSL4DF + Derrick boom-Base - Subtotal for per diem labor (non-management) USD - 398426.0', 'last_number': 398426.0, 'project_id_with_serial': 'WISDEM', 'module': 'ErectionCost'}, {'unit': '', 'type': 'dataframe', 'variable_df_key_col_name': 'crane_data_output: crane_boom_operation_co | The details from the run of LandBOSSE. This includes some costs, but mostly other things
landbosse.erection_crane_choice | output | n/a | Crane name Boom system Operation 0 Big LR110000 Big PDW3B2 Derrick Top 1 LB 75 Hydraulic Offload 2 LR1600/2 HSL4DF + Derrick boom Base | The crane choices for erection.
landbosse.erection_component_name_topvbase | output | n/a | Component Operation 0 Nacelle Top 1 Hub Top 2 Blade 1 Top 2 Blade 2 Top 2 Blade 3 Top 5 Tower 1 Base 5 Tower 2 Base 5 Tower 3 Base 5 Tower 4 Base 5 Tower 5 Base 5 Tower 6 Base 5 Tower 7 Base 5 Tower 8 Base 5 Tower 9 Top 5 Tower 10 Top | List of components and whether they are a topping or base operation
landbosse.erection_components | output | n/a | Component Mass tonne ... Multiplier tower drag Operation 0 Nacelle 178.691414 ... 0 Top 1 Hub 36.199470 ... 0 Top 2 Blade 1 50.109689 ... 0 Top 2 Blade 2 50.109689 ... 0 Top 2 Blade 3 50.109689 ... 0 Top 5 Tower 1 79.144596 ... 1 Base 5 Tower 2 79.144596 ... 1 Base 5 Tower 3 79.144596 ... 1 Base 5 Tower 4 79.144596 ... 1 Base 5 Tower 5 79.144596 ... 1 Base 5 Tower 6 79.144596 ... 1 Base 5 Tower 7 79.144596 ... 1 Base 5 Tower 8 79.144596 ... 1 Base 5 Tower 9 79.144596 ... 1 Top 5 Tower 10 79.144596 ... 1 Top [15 rows x 14 columns] | List of components with their values modified from the defaults.
tcons.constr_tower_f_NPmargin | output |  | [-0.15435339] | constraint on tower frequency such that ratio of 3P/f is above or below gamma with constraint <= 0
tcons.constr_tower_f_1Pmargin | output |  | [-0.06475991] | constraint on tower frequency such that ratio of 1P/f is above or below gamma with constraint <= 0
tcons.tip_deflection_ratio | output |  | [1.18900945]
tcons.blade_tip_tower_clearance | output | m | [18.74412918]
towerse.env.Px | output | N/m | [ 0. 200.7781709 276.54571152 330.42279884 373.75631552 410.70980849 443.19469328 472.37190534 498.99014819 523.55881456 546.44206801 567.91035053 588.17066593 607.38540641 625.68459489 643.17414623 659.94161796 676.06032077 691.59232438 706.59069984 721.10122172 735.16368035 748.81290776 762.07958961 774.99091515 782.92581738 790.41330512 797.47697215 792.94095497 787.6727195 781.69221113]
towerse.env.Py | output | N/m | [0. 0. 0. 0. 0. 0. 0. 0. 0. 0. 0. 0. 0. 0. 0. 0. 0. 0. 0. 0. 0. 0. 0. 0. 0. 0. 0. 0. 0. 0. 0.]
towerse.env.Pz | output | N/m | [0. 0. 0. 0. 0. 0. 0. 0. 0. 0. 0. 0. 0. 0. 0. 0. 0. 0. 0. 0. 0. 0. 0. 0. 0. 0. 0. 0. 0. 0. 0.]
towerse.env.qdyn | output | N/m**2 | [ 0. 51.23413421 67.60384539 79.5074644 89.20380878 97.53206138 104.91072824 111.58315004 117.70513136 123.38330672 128.69432654 133.69540329 138.43053584 142.93439326 147.23484918 151.35469776 155.31285197 159.12520278 162.80524928 166.36457004 169.81318194 173.15981751 176.41214227 179.57692721 182.66018713 185.66729279 188.60306263 191.47183843 194.27754824 197.02375901 199.71372103]
towerse.env.wind.U | output | m/s | [ 0. 9.14590433 10.50588526 11.393336 12.06809312 12.61887549 13.08750632 13.49728015 13.86259871 14.19303116 14.49528151 14.77424142 15.03359698 15.27619962 15.50430351 15.71972362 15.92394434 16.11819622 16.30351154 16.48076529 16.65070603 16.81397949 16.97114681 17.12269897 17.26906812 17.4106368 17.54774537 17.68069804 17.80976793 17.93520123 18.05722066]
towerse.env.windLoads.windLoads_Px | output | N/m | [ 0. 200.7781709 276.54571152 330.42279884 373.75631552 410.70980849 443.19469328 472.37190534 498.99014819 523.55881456 546.44206801 567.91035053 588.17066593 607.38540641 625.68459489 643.17414623 659.94161796 676.06032077 691.59232438 706.59069984 721.10122172 735.16368035 748.81290776 762.07958961 774.99091515 782.92581738 790.41330512 797.47697215 792.94095497 787.6727195 781.69221113]
towerse.env.windLoads.windLoads_Py | output | N/m | [0. 0. 0. 0. 0. 0. 0. 0. 0. 0. 0. 0. 0. 0. 0. 0. 0. 0. 0. 0. 0. 0. 0. 0. 0. 0. 0. 0. 0. 0. 0.]
towerse.env.windLoads.windLoads_Pz | output | N/m | [0. 0. 0. 0. 0. 0. 0. 0. 0. 0. 0. 0. 0. 0. 0. 0. 0. 0. 0. 0. 0. 0. 0. 0. 0. 0. 0. 0. 0. 0. 0.]
towerse.env.windLoads.windLoads_qdyn | output | N/m**2 | [ 0. 51.23413421 67.60384539 79.5074644 89.20380878 97.53206138 104.91072824 111.58315004 117.70513136 123.38330672 128.69432654 133.69540329 138.43053584 142.93439326 147.23484918 151.35469776 155.31285197 159.12520278 162.80524928 166.36457004 169.81318194 173.15981751 176.41214227 179.57692721 182.66018713 185.66729279 188.60306263 191.47183843 194.27754824 197.02375901 199.71372103]
towerse.env.windLoads.windLoads_z | output | m | [ 0. 4.56666667 9.13333333 13.7 18.26666667 22.83333333 27.4 31.96666667 36.53333333 41.1 45.66666667 50.23333333 54.8 59.36666667 63.93333333 68.5 73.06666667 77.63333333 82.2 86.76666667 91.33333333 95.9 100.46666667 105.03333333 109.6 114.16666667 118.73333333 123.3 127.86666667 132.43333333 137. ]
towerse.env.windLoads.windLoads_beta | output | deg | [0.]
towerse.g2e.Px | output | N/m | [0. 0. 0. 0. 0. 0. 0. 0. 0. 0. 0. 0. 0. 0. 0. 0. 0. 0. 0. 0. 0. 0. 0. 0. 0. 0. 0. 0. 0. 0. 0.]
towerse.g2e.Py | output | N/m | [0. 0. 0. 0. 0. 0. 0. 0. 0. 0. 0. 0. 0. 0. 0. 0. 0. 0. 0. 0. 0. 0. 0. 0. 0. 0. 0. 0. 0. 0. 0.]
towerse.g2e.Pz | output | N/m | [ 0. -200.7781709 -276.54571152 -330.42279884 -373.75631552 -410.70980849 -443.19469328 -472.37190534 -498.99014819 -523.55881456 -546.44206801 -567.91035053 -588.17066593 -607.38540641 -625.68459489 -643.17414623 -659.94161796 -676.06032077 -691.59232438 -706.59069984 -721.10122172 -735.16368035 -748.81290776 -762.07958961 -774.99091515 -782.92581738 -790.41330512 -797.47697215 -792.94095497 -787.6727195 -781.69221113]
towerse.g2e.qdyn | output | Pa | [ 0. 51.23413421 67.60384539 79.5074644 89.20380878 97.53206138 104.91072824 111.58315004 117.70513136 123.38330672 128.69432654 133.69540329 138.43053584 142.93439326 147.23484918 151.35469776 155.31285197 159.12520278 162.80524928 166.36457004 169.81318194 173.15981751 176.41214227 179.57692721 182.66018713 185.66729279 188.60306263 191.47183843 194.27754824 197.02375901 199.71372103]
towerse.post.axial_stress | output | Pa | [[1.60851352e+08] [1.55639923e+08] [1.50403686e+08] [1.61841732e+08] [1.55912005e+08] [1.49962822e+08] [1.61910086e+08] [1.55137448e+08] [1.48351061e+08] [1.58998344e+08] [1.51305676e+08] [1.43606024e+08] [1.53604191e+08] [1.44844175e+08] [1.36085255e+08] [1.46413744e+08] [1.36296004e+08] [1.26190177e+08] [1.36384163e+08] [1.24486683e+08] [1.12621157e+08] [1.20670527e+08] [1.06501351e+08] [9.24239172e+07] [9.42044587e+07] [7.86273826e+07] [6.30822063e+07] [5.30281911e+07] [3.91719995e+07] [2.97004792e+07]]
towerse.post.shear_stress | output | Pa | [[ 3426359.57442748] [ 3426751.63540565] [ 3427131.02540624] [ 3832473.10592094] [ 3832867.9821052 ] [ 3833248.3371668 ] [ 4322002.99609523] [ 4322398.35916573] [ 4322777.12863549] [ 4867252.70827496] [ 4867641.34864407] [ 4868011.14908732] [ 5514518.10636065] [ 5514894.09589968] [ 5515248.63221097] [ 6356229.40327721] [ 6356588.55914996] [ 6356922.91278513] [ 7484712.47574153] [ 7485048.04811695] [ 7485354.35438591] [ 8981650.8456883 ] [ 8981948.76834773] [ 8982211.49569473] [10772445.55677938] [10844655.84073114] [10917789.42355433] [12074794.89483285] [12353025.56837598] [12644237.8628148 ]]
towerse.post.hoop_stress | output | Pa | [[ -1228.53001566] [ -2849.58508994] [ -3527.5439415 ] [ -4532.42203764] [ -5016.65216059] [ -5438.61796373] [ -6569.6639819 ] [ -6957.91943755] [ -7316.0037629 ] [ -8627.0293879 ] [ -8979.94749086] [ -9313.15660052] [-10925.12074797] [-11266.98349082] [-11593.93555167] [-13745.01483981] [-14093.29331563] [-14429.10684478] [-17398.78625893] [-17769.20151389] [-18128.37495997] [-22204.59509602] [-22612.20594301] [-23009.07789558] [-27916.39209013] [-28193.61886713] [-28454.98907628] [-31077.15327691] [-30872.78299543] [-30640.98155629]]
towerse.post.hoop_stress_euro | output | Pa | [[0.] [0.] [0.] [0.] [0.] [0.] [0.] [0.] [0.] [0.] [0.] [0.] [0.] [0.] [0.] [0.] [0.] [0.] [0.] [0.] [0.] [0.] [0.] [0.] [0.] [0.] [0.] [0.] [0.] [0.]]
towerse.post.constr_stress | output |  | [[0.81880368] [0.79231625] [0.76570161] [0.82398558] [0.793849 ] [0.76361546] [0.82452612] [0.79011353] [0.75563451] [0.80997568] [0.77090217] [0.73179932] [0.78291476] [0.7384451 ] [0.69399266] [0.7469378 ] [0.69562601] [0.6443994 ] [0.69695158] [0.63672816] [0.57672849] [0.61898179] [0.54757425] [0.47682852] [0.48859277] [0.41129868] [0.33507389] [0.29004754] [0.22712264] [0.18778104]]
towerse.post.constr_shell_buckling | output |  | [[0.03999374] [0.03886494] [0.03774688] [0.04323379] [0.04209604] [0.04097365] [0.04803944] [0.04688453] [0.04574619] [0.05420236] [0.05301604] [0.0518467 ] [0.06292412] [0.0616763 ] [0.06044484] [0.07691618] [0.07554448] [0.07418704] [0.09650211] [0.09506995] [0.09365898] [0.12856538] [0.12689834] [0.12524834] [0.17477869] [0.1732205 ] [0.17169828] [0.20271432] [0.20233026] [0.20210779]]
towerse.post.constr_global_buckling | output |  | [[1.37422655] [1.32317456] [1.27224301] [1.37300674] [1.31669252] [1.26057753] [1.36598587] [1.30351565] [1.24132949] [1.33552077] [1.26644795] [1.19775408] [1.28708666] [1.21040625] [1.13421573] [1.2282918 ] [1.14186698] [1.05607785] [1.15243332] [1.05313413] [0.95470652] [1.03821139] [0.92242279] [0.80806109] [0.84509506] [0.72135324] [0.59899941] [0.53496013] [0.43096385] [0.35932391]]
towerse.tower.f1 | output | Hz | [0.2178957]
towerse.tower.f2 | output | Hz | [0.22037135]
towerse.tower.structural_frequencies | output | Hz | [0.2178957 0.22037135 0.77253648 0.99854391 1.14051175 2.34084094]
towerse.tower.fore_aft_modes | output |  | [[ 1.15644062e+00 -1.03072511e-01 -3.56538378e-03 -1.78735687e-02 -3.19291613e-02] [-5.73482752e+01 5.07367675e+01 8.40210707e+00 4.54466235e+00 -5.33526175e+00] [-4.86519396e+01 6.24388597e+01 5.58074467e+01 -8.34395472e+01 1.48451804e+01]]
towerse.tower.side_side_modes | output |  | [[ 1.14435527e+00 -9.54642471e-02 -1.26707520e-03 -1.85061587e-02 -2.91177841e-02] [ 6.58000279e+02 -5.39529374e+02 -8.74926956e+01 -5.64150364e+01 2.56957309e+01] [-4.19723931e+01 5.27403562e+01 4.10328800e+01 -5.79382171e+01 7.13737403e+00]]
towerse.tower.torsion_modes | output |  | [[ 7.01944362 -26.05555786 46.30691894 -38.3096316 12.0388269 ] [ 0. 0. 0. 0. 0. ] [ 0. 0. 0. 0. 0. ]]
towerse.tower.fore_aft_freqs | output | Hz | [0.22037135 1.14051175 2.47978822]
towerse.tower.side_side_freqs | output | Hz | [0.2178957 0.99854391 2.34084094]
towerse.tower.torsion_freqs | output | Hz | [6.9050502 0. 0. ]
towerse.tower.tower_deflection | output | m | [[0. ] [0.00317078] [0.01219604] [0.02688235] [0.04736881] [0.07373554] [0.10576411] [0.1435968 ] [0.18730445] [0.23663922] [0.2917097 ] [0.35254459] [0.41886395] [0.49075664] [0.56821664] [0.65092662] [0.73897792] [0.83233852] [0.93064333] [1.03397957] [1.14226934] [1.25508426] [1.37246895] [1.49424955] [1.61991454] [1.74937758] [1.88232353] [2.01818648] [2.1565579 ] [2.29689268] [2.43852949]]
towerse.tower.top_deflection | output | m | [2.43852949]
towerse.tower.tower_Fz | output | N | [[-9345469.31821078] [-8912730.91388419] [-8479699.4478937 ] [-8091967.67787006] [-7704054.41897731] [-7315984.19454946] [-6971342.01631306] [-6626573.71255454] [-6281689.70083431] [-5974952.90809597] [-5668115.85892853] [-5361184.48217751] [-5089795.44679349] [-4818321.61120401] [-4546766.87526824] [-4310653.79536239] [-4074466.37613409] [-3838207.41064733] [-3636994.89454228] [-3435715.67382087] [-3234371.8638387 ] [-3065951.02932829] [-2897469.35116574] [-2728928.49768397] [-2587732.75433373] [-2447342.73410065] [-2307760.4060921 ] [-2181056.09220528] [-2056918.75485886] [-1935351.68139231]]
towerse.tower.tower_Vx | output | N | [[2196032.37590322] [2196309.81515409] [2196578.3297452 ] [2196751.58597377] [2197001.54438552] [2197242.35712266] [2197308.98418808] [2197531.04254013] [2197743.83343709] [2197730.33721364] [2197924.31837952] [2198108.95638508] [2198016.4528712 ] [2198182.2616626 ] [2198338.68064308] [2198155.85911345] [2198293.46539998] [2198421.65476775] [2198155.44589919] [2198264.86889601] [2198364.85719764] [2198042.74431342] [2198124.00736272] [2198195.81737995] [2197878.66254026] [2197920.04657221] [2197952.06602997] [2197795.20410115] [2197782.11962938] [2197758.95933294]]
towerse.tower.tower_Vy | output | N | [[42309.50396491] [42299.79378986] [42289.90133244] [42282.92767302] [42272.69722096] [42262.2923268 ] [42258.14873036] [42247.41515615] [42236.51204965] [42234.68144933] [42223.45351093] [42212.05965423] [42213.03598106] [42201.31915149] [42189.43908684] [42194.50598259] [42182.30167283] [42169.93596248] [42179.7801177 ] [42167.08368625] [42154.22692817] [42168.47345857] [42155.27322327] [42141.91308554] [42157.43837521] [42144.55022357] [42131.41387733] [42134.32132938] [42122.81312795] [42110.79964506]]
towerse.tower.tower_Mxx | output | N*m | [[10697640.15663157] [10888047.56178037] [11076728.08286562] [11263730.71795234] [11449072.00367753] [11632908.20511039] [11815289.92445038] [11996204.52709 ] [12175819.10616861] [12354194.59685684] [12531303.53825474] [12707323.70242125] [12882319.98340455] [13056238.74638119] [13229268.15995219] [13401465.7585412 ] [13572727.9767008 ] [13743252.90399207] [13913083.92487513] [14082054.18437904] [14250371.23785731] [14418062.33429237] [14584898.78052628] [14751097.31565928] [14916678.86046609] [15081371.61463912] [15245353.62681189] [15408686.79486652] [15571231.50690611] [15733055.415244 ]]
towerse.tower.tower_Myy | output | N*m | [[3.05620204e+08] [2.95508039e+08] [2.85349357e+08] [2.75147882e+08] [2.64906803e+08] [2.54632364e+08] [2.44327926e+08] [2.33995606e+08] [2.23641101e+08] [2.13267615e+08] [2.02876617e+08] [1.92473234e+08] [1.82060362e+08] [1.71638705e+08] [1.61212817e+08] [1.50785142e+08] [1.40355414e+08] [1.29927631e+08] [1.19503805e+08] [1.09082805e+08] [9.86681022e+07] [8.82613835e+07] [7.78610196e+07] [6.74699770e+07] [5.70898130e+07] [4.67189963e+07] [3.63597840e+07] [2.60138309e+07] [1.56812273e+07] [5.36347233e+06]]
towerse.tower.tower_Mzz | output | N*m | [[1122210.40753398] [1122205.45874076] [1122200.50283195] [1122206.99159374] [1122202.02764973] [1122197.06142614] [1122204.00490636] [1122199.03150158] [1122194.05632083] [1122200.47443909] [1122195.49164014] [1122190.50725684] [1122197.0705947 ] [1122192.07739364] [1122187.08267683] [1122194.82972384] [1122189.82381346] [1122184.81637167] [1122194.23547985] [1122189.21313758] [1122184.18917532] [1122195.29622862] [1122190.2523043 ] [1122185.20660317] [1122196.41977987] [1122191.92065713] [1122187.3952454 ] [1122191.10052369] [1122187.86132548] [1122184.5899842 ]]
towerse.tower.turbine_F | output | N | [[ 2195882.47012754] [ 42314.12537908] [-9777582.59096051]]
towerse.tower.turbine_M | output | N*m | [[1.05053574e+07] [3.15678948e+08] [1.12209844e+06]]
towerse.turbine_mass | output | kg | [1156478.66206372]
towerse.turbine_center_of_mass | output | m | [-2.01484710e+00 -2.71642377e-02 8.03115733e+01]
towerse.turbine_I_base | output | kg*m**2 | [ 1.03878702e+10 1.03165018e+10 1.39781756e+08 1.45286752e+01 -2.76010289e+04 4.81127799e+04]
rotorse.ccblade.CP | output |  | [0.45425858] | Rotor power coefficient
rotorse.ccblade.CM | output |  | [0.16547731] | Blade flapwise moment coefficient
rotorse.ccblade.local_airfoil_velocities | output | m/s | [ 8.4716591 9.88153759 11.93031496 14.37535893 17.07092052 19.92005405 22.81977144 25.75595165 28.72964031 31.7355518 34.7692563 37.82708851 40.90429891 43.99544759 47.10245395 50.21443694 53.33651284 56.46208048 59.58912741 62.71686881 66.78424767 68.97556543 72.10770943 75.24358481 78.37797341 81.52007629 84.65676673 87.79052641 90.91837562 93.11865999] | Local relative velocities for the airfoils
rotorse.ccblade.P | output | W | [0.] | Rotor aerodynamic power
rotorse.ccblade.T | output | N*m | [0.] | Rotor aerodynamic thrust
rotorse.ccblade.Q | output | N*m | [0.] | Rotor aerodynamic torque
rotorse.ccblade.M | output | N*m | [0.] | Blade root flapwise moment
rotorse.ccblade.a | output |  | [0.10715225 0.05422907 0.06848357 0.09296561 0.11923552 0.15465899 0.18438376 0.22386234 0.25978772 0.28685402 0.31091505 0.32920988 0.33995231 0.34394229 0.34001537 0.33010547 0.31779392 0.30506436 0.29326314 0.2842698 0.27734196 0.27352656 0.26726011 0.25857708 0.25017131 0.23851294 0.22882896 0.2253988 0.23837936 0.29265525] | Axial induction along blade span
rotorse.ccblade.ap | output |  | [-0.10715225 -0.04735856 0.00309887 0.01719511 0.02283402 0.02632802 0.02433135 0.02237958 0.01988448 0.017161 0.014904 0.01296301 0.01129027 0.0098044 0.00855967 0.00735054 0.00641112 0.00561936 0.00495634 0.00441572 0.00386713 0.00361159 0.00328122 0.00298106 0.00269436 0.00247189 0.00223161 0.00204201 0.00196019 0.00208286] | Tangential induction along blade span
rotorse.ccblade.alpha | output | deg | [47.92155649 38.86900986 27.23543541 19.92309541 15.29130841 12.0799802 10.10972878 8.5277864 7.36897459 6.51065866 5.70290326 5.04436685 4.55869347 4.20698797 3.98572067 3.86605505 3.81078041 3.8119021 3.87236313 3.99433142 4.26511225 4.47800536 4.86243897 5.34446857 5.89570034 6.53304903 7.21294191 7.90238698 8.53578439 9.00429673] | Angles of attack along blade span
rotorse.ccblade.cl | output |  | [-2.28507779e-18 3.17643781e-02 4.65185479e-01 7.32183231e-01 8.77168457e-01 9.95888547e-01 1.02595979e+00 1.06803333e+00 1.07516688e+00 1.04943089e+00 1.01663755e+00 9.85290074e-01 9.57731309e-01 9.35671521e-01 9.16445102e-01 9.00274351e-01 8.89273430e-01 8.83878192e-01 8.84129185e-01 8.91553727e-01 9.15183140e-01 9.34485559e-01 9.70420110e-01 1.01387154e+00 1.07284711e+00 1.13690207e+00 1.21939010e+00 1.32874964e+00 1.44527950e+00 1.55091332e+00] | Lift coefficients along blade span
rotorse.ccblade.cd | output |  | [0.5 0.49977018 0.39613508 0.26363188 0.14532372 0.05873561 0.02840908 0.01679367 0.01275265 0.01235203 0.01146869 0.01058066 0.00966666 0.00953775 0.0088032 0.0099351 0.0097287 0.00952929 0.00934372 0.00916993 0.00896216 0.00886516 0.00876199 0.00849105 0.00906348 0.00758959 0.00829588 0.00989344 0.01185207 0.01422481] | Drag coefficients along blade span
rotorse.ccblade.cl_n_opt | output |  | [-2.28507779e-18 1.02756866e+00 8.97612551e-01 1.55091332e+00] | Lift coefficients along blade span
rotorse.ccblade.cd_n_opt | output |  | [0.5 0.01176313 0.00911666 0.01422481] | Drag coefficients along blade span
rotorse.ccblade.Px_b | output | N/m | [ 96.95329788 128.35136656 267.93526766 483.65078193 764.67646015 1157.58016008 1572.25443836 2099.49756805 2642.03077408 3154.08613087 3667.61544785 4160.58861261 4619.00347114 5044.01971769 5417.7336498 5738.56313063 6022.21995988 6279.64288664 6523.5395373 6783.44364868 7170.19385068 7365.61320736 7610.75600627 7769.79941985 7862.28706888 7754.49708413 7468.78182515 6942.32645004 5930.62906933 4175.56792997] | Distributed loads in blade-aligned x-direction
rotorse.ccblade.Py_b | output | N/m | [ 39.32231136 73.05311633 -12.07493411 -119.63015616 -245.38057757 -396.27817812 -486.15653128 -560.89490977 -606.39413067 -626.91346214 -640.64933734 -649.31180552 -656.65164802 -660.74614571 -669.41843687 -666.9174405 -671.63923963 -675.04380526 -677.17192987 -679.27995583 -683.78005801 -685.67931379 -686.84575774 -685.21418343 -672.90979347 -662.43750388 -621.89483418 -555.5273682 -445.04623859 -277.33895482] | Distributed loads in blade-aligned y-direction
rotorse.ccblade.Pz_b | output | N/m | [0. 0. 0. 0. 0. 0. 0. 0. 0. 0. 0. 0. 0. 0. 0. 0. 0. 0. 0. 0. 0. 0. 0. 0. 0. 0. 0. 0. 0. 0.] | Distributed loads in blade-aligned z-direction
rotorse.ccblade.Px_af | output | N/m | [ 77.65488171 99.78534832 261.14110366 498.22519541 798.85107429 1209.43779203 1627.5241884 2153.90462366 2692.2727958 3199.11692119 3708.65854967 4198.37501299 4654.19200103 5076.94647538 5449.12433541 5767.98749587 6050.20314523 6306.00907596 6547.93394283 6805.33427614 7187.67806632 7380.02543973 7619.72199392 7771.85845124 7855.85856513 7737.94120528 7441.54840067 6905.31882883 5888.46899057 4139.03065662] | Distributed loads in airfoil x-direction
rotorse.ccblade.Py_af | output | N/m | [ 70.11351858 108.87476918 61.15910125 -1.05251202 -82.33272541 -185.17140349 -243.92049526 -288.42331776 -315.7651752 -327.00265218 -328.15607375 -325.19328789 -323.85378005 -321.45741193 -327.11300963 -325.89250391 -336.56264627 -351.9210943 -373.75258879 -404.91280933 -465.3160636 -507.58107801 -578.96529885 -661.45121953 -744.21216619 -833.85513001 -890.40021163 -906.13413357 -834.48203072 -617.01673979] | Distributed loads in airfoil y-direction
rotorse.ccblade.Pz_af | output | N/m | [0. 0. 0. 0. 0. 0. 0. 0. 0. 0. 0. 0. 0. 0. 0. 0. 0. 0. 0. 0. 0. 0. 0. 0. 0. 0. 0. 0. 0. 0.] | Distributed loads in airfoil z-direction
rotorse.ccblade.LiftF | output | N/m | [-2.13162821e-14 9.36765103e+00 2.04199970e+02 4.68765492e+02 7.92283038e+02 1.22140861e+03 1.64507057e+03 2.17286121e+03 2.71053626e+03 3.21556330e+03 3.72291160e+03 4.21070764e+03 4.66520817e+03 5.08684890e+03 5.45868203e+03 5.77683490e+03 6.05919454e+03 6.31545429e+03 6.55822584e+03 6.81700908e+03 7.20237880e+03 7.39712712e+03 7.64137447e+03 7.79968170e+03 7.89074913e+03 7.78256701e+03 7.49445498e+03 6.96432469e+03 5.94710424e+03 4.18459214e+03] | Distributed lift force
rotorse.ccblade.DragF | output | N/m | [104.62402277 147.38751039 173.88928688 168.78497219 131.26044308 72.03634787 45.55241782 34.16590117 32.14992378 37.84787231 41.99815544 45.21722787 47.08728534 51.85268376 52.43510132 63.75103701 66.28791874 68.08834866 69.30916746 70.1152162 70.53113 70.17415239 68.99446399 65.32134562 66.66154523 51.95392886 50.98702434 51.85411595 48.7694733 38.38061845] | Distributed drag force
rotorse.ccblade.L_n_opt | output | N/m | [-2.13162821e-14 3.55379550e+03 6.91582183e+03 4.18459214e+03] | Distributed lift force
rotorse.ccblade.D_n_opt | output | N/m | [104.62402277 40.61472773 70.22186076 38.38061845] | Distributed drag force
rotorse.re.precomp.z | output | m | [ 3. 6.44814717 9.89629433 13.3444415 16.79258866 20.24073583 23.68888299 27.13703016 30.58517733 34.03332449 37.48147166 40.92961882 44.37776599 47.82591316 51.27406032 54.72220749 58.17035465 61.61850182 65.06664898 68.51479615 72.99738747 75.41109048 78.85923765 82.30738481 85.75553198 89.20367915 92.65182631 96.09997348 99.54812064 102.99626781] | locations of properties along beam
rotorse.re.Tw_iner | output | deg | [ 32.07801864 -22.55857736 20.2176625 16.86765118 14.37526224 12.24938633 10.52853706 9.07716593 7.87362618 6.95498487 6.356974 5.89865055 5.51964599 5.18352673 4.89397733 4.65274545 4.39156721 4.08497259 3.72820853 3.30243334 3.10042238 2.14940733 1.41198266 0.5410605 -0.38317146 -1.34292031 -2.29618127 -3.19243812 -4.08827608 -4.57177729] | Orientation of the section principal inertia axes with respect the blade reference plane
rotorse.re.x_tc | output | m | [-6.97692885e-06 4.87194546e-03 1.19373793e-02 5.34787041e-02 4.31232312e-02 4.24010318e-02 4.67356046e-02 4.23337839e-02 3.76457989e-02 3.39586925e-02 2.91416230e-02 2.55611563e-02 2.34354730e-02 2.31365460e-02 2.35483624e-02 2.49287489e-02 2.66723575e-02 2.80689294e-02 2.95185804e-02 3.09608294e-02 2.74273060e-02 3.41993739e-02 3.60286150e-02 3.89545905e-02 3.93506267e-02 4.01219450e-02 4.05451261e-02 3.91717123e-02 3.45267530e-02 2.67688934e-02] | X-coordinate of the tension-center offset with respect to the XR-YR axes
rotorse.re.y_tc | output | m | [-1.45834643e-04 -7.91176327e-04 6.62546304e-02 -1.05956364e-01 -1.58150400e-01 -1.82714489e-01 -1.96259819e-01 -2.03176553e-01 -1.95502476e-01 -1.77886014e-01 -1.52255794e-01 -1.19910921e-01 -9.21123793e-02 -5.56680645e-02 -4.06805069e-02 -4.42342395e-02 -3.95135061e-02 -5.23399767e-02 -6.54778908e-02 -7.55269925e-02 -5.80833996e-02 -8.62992514e-02 -8.64390568e-02 -8.17384046e-02 -7.47342671e-02 -6.09782321e-02 -4.27776077e-02 -2.25289846e-02 -2.17623152e-04 -9.83902892e-03] | Chordwise offset of the section tension-center with respect to the XR-YR axes
rotorse.re.x_sc | output | m | [-6.97692884e-06 4.87315036e-03 1.19817798e-02 5.47650960e-02 4.43124645e-02 4.34061633e-02 4.75457393e-02 4.28607289e-02 3.80186464e-02 3.42776682e-02 2.94646342e-02 2.59230054e-02 2.38361691e-02 2.35764620e-02 2.39883334e-02 2.53210370e-02 2.68614665e-02 2.83449001e-02 2.97451869e-02 3.11057853e-02 2.74940813e-02 3.43293622e-02 3.61547105e-02 3.90850121e-02 3.94761394e-02 4.02430325e-02 4.06629985e-02 3.92852616e-02 3.46311281e-02 2.67688934e-02] | X-coordinate of the shear-center offset with respect to the XR-YR axes
rotorse.re.y_sc | output | m | [-1.45834643e-04 -1.32285230e-03 5.90717979e-02 -1.17042230e-01 -1.75905948e-01 -2.04475907e-01 -2.17417124e-01 -2.20164397e-01 -2.10310250e-01 -1.93106800e-01 -1.69973482e-01 -1.39846393e-01 -1.12960822e-01 -7.61857555e-02 -5.93197039e-02 -5.86980456e-02 -3.65148346e-02 -5.95453745e-02 -6.98422793e-02 -7.38150123e-02 -5.70889789e-02 -8.51487758e-02 -8.55096085e-02 -8.10036531e-02 -7.41612449e-02 -6.05237236e-02 -4.23955723e-02 -2.21854670e-02 1.55090705e-04 -9.83902892e-03] | Chordwise offset of the section shear-center with respect to the reference frame, XR-YR
rotorse.re.x_cg | output | m | [-6.97692884e-06 8.43214528e-04 -1.37797583e-03 9.65334556e-03 1.14260237e-02 2.04043596e-02 3.00201350e-02 3.23722825e-02 3.22296384e-02 3.05531103e-02 2.72638181e-02 2.43953728e-02 2.26112373e-02 2.18294369e-02 2.21984818e-02 2.32151278e-02 2.46873280e-02 2.55612404e-02 2.64002122e-02 2.71236542e-02 2.13550713e-02 2.87765102e-02 2.96225716e-02 3.04410214e-02 2.99078712e-02 2.98954570e-02 2.98830873e-02 2.87874423e-02 2.51398183e-02 1.91221898e-02] | X-coordinate of the center-of-mass offset with respect to the XR-YR axes
rotorse.re.y_cg | output | m | [-1.45834643e-04 -2.22299956e-03 3.92794322e-02 -4.39640060e-03 1.97818808e-04 3.27208320e-02 6.62827492e-02 9.74257041e-02 1.35569353e-01 1.72860566e-01 2.07217555e-01 2.46927905e-01 2.74220302e-01 3.24918581e-01 3.31084858e-01 3.04392976e-01 2.96278925e-01 2.64288865e-01 2.29416629e-01 1.93474087e-01 6.07468460e-02 1.24393026e-01 9.22985989e-02 6.39816832e-02 3.73322574e-02 1.98881805e-02 1.06272888e-02 4.28117928e-03 1.23046325e-03 -2.34159263e-02] | Chordwise offset of the section center of mass with respect to the XR-YR axes
rotorse.re.precomp.flap_iner | output | kg/m | [5.52379497e+03 4.65744642e+03 3.02464339e+03 1.76275978e+03 9.21632831e+02 5.27995805e+02 3.56819136e+02 2.45390520e+02 1.81246133e+02 1.48471286e+02 1.28136558e+02 1.11680766e+02 9.63265281e+01 8.16799852e+01 6.65663817e+01 5.24842287e+01 4.01609246e+01 2.99221787e+01 2.18523023e+01 1.59256047e+01 2.65512803e+01 7.85565557e+00 5.07672426e+00 3.09633983e+00 1.70511036e+00 8.80982074e-01 4.20034269e-01 1.69555513e-01 5.25257992e-02 8.82093686e-03] | Section flap inertia about the Y_G axis per unit length.
rotorse.re.precomp.edge_iner | output | kg/m | [5.52402689e+03 4.60238194e+03 3.63658607e+03 2.68983912e+03 2.06071061e+03 1.69089975e+03 1.44456431e+03 1.25628418e+03 1.12378348e+03 1.03733878e+03 9.81481825e+02 9.27347278e+02 8.56604395e+02 7.74662201e+02 6.68270780e+02 5.37361274e+02 4.28688741e+02 3.26330002e+02 2.41850892e+02 1.76841456e+02 1.69382239e+02 8.93945226e+01 6.00876251e+01 3.85044569e+01 2.26205891e+01 1.27519464e+01 6.65755586e+00 2.96479934e+00 1.07629917e+00 1.75752619e-01] | Section lag inertia about the X_G axis per unit length
rotorse.blade_mass | output | kg | [50063.61987622] | mass of one blade
rotorse.blade_moment_of_inertia | output | kg*m**2 | [67444025.58600749] | mass moment of inertia of blade about hub
rotorse.mass_all_blades | output | kg | [150190.85962867] | mass of all blades
rotorse.I_all_blades | output | kg*m**2 | [2.02332077e+08 1.01166038e+08 1.01166038e+08 0.00000000e+00 0.00000000e+00 0.00000000e+00] | mass moments of inertia of all blades in hub c.s. order:Ixx, Iyy, Izz, Ixy, Ixz, Iyz
rotorse.re.sc_ss_mats | output |  | [[0. 0. 0. 0. 0. 0. 0. 0. 0. 0.] [1. 0. 0. 1. 0. 1. 0. 0. 0. 0.] [1. 0. 0. 1. 0. 1. 0. 0. 0. 0.] [1. 0. 0. 1. 0. 1. 0. 0. 0. 0.] [1. 0. 0. 1. 0. 1. 0. 0. 0. 0.] [1. 0. 0. 1. 0. 1. 0. 0. 0. 0.] [1. 0. 0. 1. 0. 1. 0. 0. 0. 0.] [1. 0. 0. 1. 0. 1. 0. 0. 0. 0.] [1. 0. 0. 1. 0. 1. 0. 0. 0. 0.] [1. 0. 0. 1. 0. 1. 0. 0. 0. 0.] [1. 0. 0. 1. 0. 1. 0. 0. 0. 0.] [1. 0. 0. 1. 0. 1. 0. 0. 0. 0.] [1. 0. 0. 1. 0. 1. 0. 0. 0. 0.] [1. 0. 0. 1. 0. 1. 0. 0. 0. 0.] [1. 0. 0. 1. 0. 1. 0. 0. 0. 0.] [1. 0. 0. 1. 0. 1. 0. 0. 0. 0.] [1. 0. 0. 1. 0. 1. 0. 0. 0. 0.] [1. 0. 0. 1. 0. 1. 0. 0. 0. 0.] [1. 0. 0. 1. 0. 1. 0. 0. 0. 0.] [1. 0. 0. 1. 0. 1. 0. 0. 0. 0.] [1. 0. 0. 1. 0. 1. 0. 0. 0. 0.] [1. 0. 0. 1. 0. 1. 0. 0. 0. 0.] [1. 0. 0. 1. 0. 1. 0. 0. 0. 0.] [1. 0. 0. 1. 0. 1. 0. 0. 0. 0.] [1. 0. 0. 1. 0. 1. 0. 0. 0. 0.] [1. 0. 0. 1. 0. 1. 0. 0. 0. 0.] [1. 0. 0. 1. 0. 1. 0. 0. 0. 0.] [1. 0. 0. 1. 0. 1. 0. 0. 0. 0.] [1. 0. 0. 1. 0. 1. 0. 0. 0. 0.] [1. 0. 0. 1. 0. 1. 0. 0. 0. 0.]] | spar cap, suction side, boolean of materials in each composite layer spanwise, passed as floats for differentiablity, used for Fatigue Analysis
rotorse.re.sc_ps_mats | output |  | [[0. 0. 0. 0. 0. 0. 0. 0. 0. 0.] [1. 0. 0. 1. 0. 1. 0. 0. 0. 0.] [1. 0. 0. 1. 0. 1. 0. 0. 0. 0.] [1. 0. 0. 1. 0. 1. 0. 0. 0. 0.] [1. 0. 0. 1. 0. 1. 0. 0. 0. 0.] [1. 0. 0. 1. 0. 1. 0. 0. 0. 0.] [1. 0. 0. 1. 0. 1. 0. 0. 0. 0.] [1. 0. 0. 1. 0. 1. 0. 0. 0. 0.] [1. 0. 0. 1. 0. 1. 0. 0. 0. 0.] [1. 0. 0. 1. 0. 1. 0. 0. 0. 0.] [1. 0. 0. 1. 0. 1. 0. 0. 0. 0.] [1. 0. 0. 1. 0. 1. 0. 0. 0. 0.] [1. 0. 0. 1. 0. 1. 0. 0. 0. 0.] [1. 0. 0. 1. 0. 1. 0. 0. 0. 0.] [1. 0. 0. 1. 0. 1. 0. 0. 0. 0.] [1. 0. 0. 1. 0. 1. 0. 0. 0. 0.] [1. 0. 0. 1. 0. 1. 0. 0. 0. 0.] [1. 0. 0. 1. 0. 1. 0. 0. 0. 0.] [1. 0. 0. 1. 0. 1. 0. 0. 0. 0.] [1. 0. 0. 1. 0. 1. 0. 0. 0. 0.] [1. 0. 0. 1. 0. 1. 0. 0. 0. 0.] [1. 0. 0. 1. 0. 1. 0. 0. 0. 0.] [1. 0. 0. 1. 0. 1. 0. 0. 0. 0.] [1. 0. 0. 1. 0. 1. 0. 0. 0. 0.] [1. 0. 0. 1. 0. 1. 0. 0. 0. 0.] [1. 0. 0. 1. 0. 1. 0. 0. 0. 0.] [1. 0. 0. 1. 0. 1. 0. 0. 0. 0.] [1. 0. 0. 1. 0. 1. 0. 0. 0. 0.] [1. 0. 0. 1. 0. 1. 0. 0. 0. 0.] [1. 0. 0. 1. 0. 1. 0. 0. 0. 0.]] | spar cap, pressure side, boolean of materials in each composite layer spanwise, passed as floats for differentiablity, used for Fatigue Analysis
rotorse.re.te_ss_mats | output |  | [[0. 0. 0. 0. 0. 0. 0. 0. 0. 0.] [0. 0. 0. 0. 0. 0. 0. 0. 0. 0.] [1. 0. 1. 0. 0. 1. 0. 0. 0. 0.] [1. 0. 1. 0. 0. 1. 0. 0. 0. 0.] [1. 0. 1. 0. 0. 1. 0. 0. 0. 0.] [1. 0. 1. 0. 0. 1. 0. 0. 0. 0.] [1. 0. 1. 0. 0. 1. 0. 0. 0. 0.] [1. 0. 1. 0. 0. 1. 0. 0. 0. 0.] [1. 0. 1. 0. 0. 1. 0. 0. 0. 0.] [1. 0. 1. 0. 0. 1. 0. 0. 0. 0.] [1. 0. 1. 0. 0. 1. 0. 0. 0. 0.] [1. 0. 1. 0. 0. 1. 0. 0. 0. 0.] [1. 0. 1. 0. 0. 1. 0. 0. 0. 0.] [1. 0. 1. 0. 0. 1. 0. 0. 0. 0.] [1. 0. 1. 0. 0. 1. 0. 0. 0. 0.] [1. 0. 1. 0. 0. 1. 0. 0. 0. 0.] [1. 0. 1. 0. 0. 1. 0. 0. 0. 0.] [1. 0. 1. 0. 0. 1. 0. 0. 0. 0.] [1. 0. 1. 0. 0. 1. 0. 0. 0. 0.] [1. 0. 1. 0. 0. 1. 0. 0. 0. 0.] [1. 0. 1. 0. 0. 1. 0. 0. 0. 0.] [1. 0. 1. 0. 0. 1. 0. 0. 0. 0.] [1. 0. 1. 0. 0. 1. 0. 0. 0. 0.] [1. 0. 1. 0. 0. 1. 0. 0. 0. 0.] [1. 0. 1. 0. 0. 1. 0. 0. 0. 0.] [1. 0. 1. 0. 0. 1. 0. 0. 0. 0.] [1. 0. 1. 0. 0. 1. 0. 0. 0. 0.] [1. 0. 1. 0. 0. 1. 0. 0. 0. 0.] [1. 0. 1. 0. 0. 1. 0. 0. 0. 0.] [0. 0. 0. 0. 0. 0. 0. 0. 0. 0.]] | trailing edge reinforcement, suction side, boolean of materials in each composite layer spanwise, passed as floats for differentiablity, used for Fatigue Analysis
rotorse.re.te_ps_mats | output |  | [[0. 0. 0. 0. 0. 0. 0. 0. 0. 0.] [0. 0. 0. 0. 0. 0. 0. 0. 0. 0.] [1. 0. 1. 0. 0. 1. 0. 0. 0. 0.] [1. 0. 1. 0. 0. 1. 0. 0. 0. 0.] [1. 0. 1. 0. 0. 1. 0. 0. 0. 0.] [1. 0. 1. 0. 0. 1. 0. 0. 0. 0.] [1. 0. 1. 0. 0. 1. 0. 0. 0. 0.] [1. 0. 1. 0. 0. 1. 0. 0. 0. 0.] [1. 0. 1. 0. 0. 1. 0. 0. 0. 0.] [1. 0. 1. 0. 0. 1. 0. 0. 0. 0.] [1. 0. 1. 0. 0. 1. 0. 0. 0. 0.] [1. 0. 1. 0. 0. 1. 0. 0. 0. 0.] [1. 0. 1. 0. 0. 1. 0. 0. 0. 0.] [1. 0. 1. 0. 0. 1. 0. 0. 0. 0.] [1. 0. 1. 0. 0. 1. 0. 0. 0. 0.] [1. 0. 1. 0. 0. 1. 0. 0. 0. 0.] [1. 0. 1. 0. 0. 1. 0. 0. 0. 0.] [1. 0. 1. 0. 0. 1. 0. 0. 0. 0.] [1. 0. 1. 0. 0. 1. 0. 0. 0. 0.] [1. 0. 1. 0. 0. 1. 0. 0. 0. 0.] [1. 0. 1. 0. 0. 1. 0. 0. 0. 0.] [1. 0. 1. 0. 0. 1. 0. 0. 0. 0.] [1. 0. 1. 0. 0. 1. 0. 0. 0. 0.] [1. 0. 1. 0. 0. 1. 0. 0. 0. 0.] [1. 0. 1. 0. 0. 1. 0. 0. 0. 0.] [1. 0. 1. 0. 0. 1. 0. 0. 0. 0.] [1. 0. 1. 0. 0. 1. 0. 0. 0. 0.] [1. 0. 1. 0. 0. 1. 0. 0. 0. 0.] [1. 0. 1. 0. 0. 1. 0. 0. 0. 0.] [0. 0. 0. 0. 0. 0. 0. 0. 0. 0.]] | trailing edge reinforcement, pressure side, boolean of materials in each composite layer spanwise, passed as floats for differentiablity, used for Fatigue Analysis
rotorse.wt_class.V_mean | output | m/s | [7.5]
rotorse.wt_class.V_extreme1 | output | m/s | [30.]
rotorse.wt_class.V_extreme50 | output | m/s | [52.5]
towerse.constr_d_to_t | output |  | [ 96.91496253 108.45985024 122.38290531 137.89480143 156.31602724 180.282286 212.42626375 255.07753082 302.31821512 316.59090065]
towerse.constr_taper | output |  | [1. 1. 1. 1. 1. 1. 1. 1. 0.98179869 0.93880853]
towerse.slope | output |  | [1. 1. 1. 1. 1. 1. 1. 1. 0.98179869 0.93880853]
towerse.thickness_slope | output |  | [0.89355612 0.88623366 0.8875092 0.88215395 0.8670626 0.84868172 0.83279097 0.83605997 0.91719931]
towerse.member.ca_usr_grid_full | output |  | [0. 0. 0. 0. 0. 0. 0. 0. 0. 0. 0. 0. 0. 0. 0. 0. 0. 0. 0. 0. 0. 0. 0. 0. 0. 0. 0. 0. 0. 0. 0.]
towerse.member.cd_usr_grid_full | output |  | [0. 0. 0. 0. 0. 0. 0. 0. 0. 0. 0. 0. 0. 0. 0. 0. 0. 0. 0. 0. 0. 0. 0. 0. 0. 0. 0. 0. 0. 0. 0.]
towerse.member.nu_full | output |  | [0.26103405 0.26103405 0.26103405 0.26103405 0.26103405 0.26103405 0.26103405 0.26103405 0.26103405 0.26103405 0.26103405 0.26103405 0.26103405 0.26103405 0.26103405 0.26103405 0.26103405 0.26103405 0.26103405 0.26103405 0.26103405 0.26103405 0.26103405 0.26103405 0.26103405 0.26103405 0.26103405 0.26103405 0.26103405 0.26103405]
towerse.member.nodes_r | output | m | [3. 3. 3. 3. 3. 3. 3. 3. 3. 3. 3. 3. 3. 3. 3. 3. 3. 3. 3. 3. 3. 3. 3. 3. 3. 2.98179869 2.96359738 2.94539607 2.88531836 2.82524066 2.76516296]
towerse.member.center_of_buoyancy | output | m | [0. 0. 0.]
towerse.member.displacement | output | m**3 | [0.]
towerse.member.buoyancy_force | output | N | [0.]
towerse.member.idx_cb | output |  | [0.]
towerse.member.Awater | output | m**2 | [0.]
towerse.member.Iwaterx | output | m**4 | [0.]
towerse.member.Iwatery | output | m**4 | [0.]
towerse.member.added_mass | output | kg | [0. 0. 0. 0. 0. 0.]
towerse.member.waterline_centroid | output | m | [0. 0.]
towerse.member.z_dim | output | m | [ 0. 4.56666667 9.13333333 13.7 18.26666667 22.83333333 27.4 31.96666667 36.53333333 41.1 45.66666667 50.23333333 54.8 59.36666667 63.93333333 68.5 73.06666667 77.63333333 82.2 86.76666667 91.33333333 95.9 100.46666667 105.03333333 109.6 114.16666667 118.73333333 123.3 127.86666667 132.43333333 137. ]
towerse.member.d_eff | output | m | [6. 6. 6. 6. 6. 6. 6. 6. 6. 6. 6. 6. 6. 6. 6. 6. 6. 6. 6. 6. 6. 6. 6. 6. 6. 5.96359738 5.92719475 5.89079213 5.77063673 5.65048132 5.53032592]
towerse.tower_section_height | output | m | [13.7 13.7 13.7 13.7 13.7 13.7 13.7 13.7 13.7 13.7]
towerse.member.sigma_ult | output | Pa | [4.5e+08 4.5e+08 4.5e+08 4.5e+08 4.5e+08 4.5e+08 4.5e+08 4.5e+08 4.5e+08 4.5e+08]
towerse.member.wohler_exp | output |  | [3. 3. 3. 3. 3. 3. 3. 3. 3. 3.]
towerse.member.wohler_A | output |  | [3.55346484e+10 3.55346484e+10 3.55346484e+10 3.55346484e+10 3.55346484e+10 3.55346484e+10 3.55346484e+10 3.55346484e+10 3.55346484e+10 3.55346484e+10]
towerse.member.ballast_density | output | kg/m**3 | []
towerse.member.ballast_unit_cost | output | USD/kg | []
towerse.z_param | output | m | [ 0. 13.7 27.4 41.1 54.8 68.5 82.2 95.9 109.6 123.3 137. ]
towerse.member.sec_loc | output |  | [0. 0.11111111 0.22222222 0.33333333 0.44444444 0.55555556 0.66666667 0.77777778 0.88888889 1. ] | normalized sectional location
towerse.member.str_tw | output | deg | [0. 0. 0. 0. 0. 0. 0. 0. 0. 0.] | structural twist of section
towerse.member.tw_iner | output | deg | [0. 0. 0. 0. 0. 0. 0. 0. 0. 0.] | inertial twist of section
towerse.member.mass_den | output | kg/m | [9639.07703025 8622.61477518 7649.74157786 6795.5079111 5999.84470102 5206.69361172 4422.55525651 3685.97686814 3055.5302826 2692.2359476 ] | sectional mass per unit length
towerse.member.foreaft_iner | output | kg*m | [42489.95080603 38092.8587395 33865.87425039 30139.47858934 26656.0659907 23171.6359823 19715.00747676 16457.35200697 13411.73964167 10905.28025034] | sectional fore-aft intertia per unit length about the Y_G inertia axis
towerse.member.sideside_iner | output | kg*m | [42489.95080603 38092.8587395 33865.87425039 30139.47858934 26656.0659907 23171.6359823 19715.00747676 16457.35200697 13411.73964167 10905.28025034] | sectional side-side intertia per unit length about the Y_G inertia axis
towerse.member.foreaft_stff | output | N*m**2 | [1.01821114e+12 9.12841091e+11 8.11547430e+11 7.22249667e+11 6.38774646e+11 5.55275245e+11 4.72442067e+11 3.94376995e+11 3.21393234e+11 2.61329505e+11] | sectional fore-aft bending stiffness per unit length about the Y_E elastic axis
towerse.member.sideside_stff | output | N*m**2 | [1.01821114e+12 9.12841091e+11 8.11547430e+11 7.22249667e+11 6.38774646e+11 5.55275245e+11 4.72442067e+11 3.94376995e+11 3.21393234e+11 2.61329505e+11] | sectional side-side bending stiffness per unit length about the Y_E elastic axis
towerse.member.tor_stff | output | N*m**2 | [8.07441433e+11 7.23882985e+11 6.43557112e+11 5.72743986e+11 5.06548295e+11 4.40333269e+11 3.74646560e+11 3.12740957e+11 2.54864834e+11 2.07234298e+11] | sectional torsional stiffness
towerse.member.axial_stff | output | N | [2.30986749e+11 2.06628679e+11 1.83315159e+11 1.62844666e+11 1.43777731e+11 1.24770995e+11 1.05980236e+11 8.83291845e+10 7.32214302e+10 6.45155990e+10] | sectional axial stiffness
towerse.member.cg_offst | output | m | [0. 0. 0. 0. 0. 0. 0. 0. 0. 0.] | offset from the sectional center of mass
towerse.member.sc_offst | output | m | [0. 0. 0. 0. 0. 0. 0. 0. 0. 0.] | offset from the sectional shear center
towerse.member.tc_offst | output | m | [0. 0. 0. 0. 0. 0. 0. 0. 0. 0.] | offset from the sectional tension center
towerse.member.axial_load2stress | output | m**2 | [[0. 0. 0.86585053 0.58926875 0.58926875 0. ] [0. 0. 0.96791985 0.65728855 0.65728855 0. ] [0. 0. 1.09101725 0.73932832 0.73932832 0. ] [0. 0. 1.22816427 0.83073766 0.83073766 0. ] [0. 0. 1.391036 0.93929839 0.93929839 0. ] [0. 0. 1.60293665 1.0805452 1.0805452 0. ] [0. 0. 1.88714431 1.26999698 1.26999698 0. ] [0. 0. 2.26425729 1.52138692 1.52138692 0. ] [0. 0. 2.73144077 1.84988215 1.84988215 0. ] [0. 0. 3.10002547 2.1851949 2.1851949 0. ]]
towerse.member.shear_load2stress | output | m**2 | [[1.41927333 1.41927333 0. 0. 0. 0.29463437] [1.5874111 1.5874111 0. 0. 0. 0.32864428] [1.79017882 1.79017882 0. 0. 0. 0.36966416] [2.01608074 2.01608074 0. 0. 0. 0.41536883] [2.28434708 2.28434708 0. 0. 0. 0.4696492 ] [2.63336006 2.63336006 0. 0. 0. 0.5402726 ] [3.10145671 3.10145671 0. 0. 0. 0.63499849] [3.72255939 3.72255939 0. 0. 0. 0.76069346] [4.4918757 4.4918757 0. 0. 0. 0.92494108] [5.09835809 5.09835809 0. 0. 0. 1.09259745]]
towerse.member.labor_hours | output | h | [1087.52950759]
towerse.tower_cost | output | USD | [2148240.64007646]
towerse.member.section_D | output | m | [6. 6. 6. 6. 6. 6. 6. 6. 6. 6. 6. 6. 6. 6. 6. 6. 6. 6. 6. 6. 6. 6. 6. 6. 5.98179869 5.94539607 5.90899344 5.83071443 5.71055903 5.59040362]
towerse.member.section_t | output | m | [0.06624364 0.06624364 0.06624364 0.05919241 0.05919241 0.05919241 0.05245831 0.05245831 0.05245831 0.04655723 0.04655723 0.04655723 0.04107064 0.04107064 0.04107064 0.03561082 0.03561082 0.03561082 0.03022225 0.03022225 0.03022225 0.02516882 0.02516882 0.02516882 0.02104264 0.02104264 0.02104264 0.0193003 0.0193003 0.0193003 ]
towerse.member.section_sigma_y | output | Pa | [3.45e+08 3.45e+08 3.45e+08 3.45e+08 3.45e+08 3.45e+08 3.45e+08 3.45e+08 3.45e+08 3.45e+08 3.45e+08 3.45e+08 3.45e+08 3.45e+08 3.45e+08 3.45e+08 3.45e+08 3.45e+08 3.45e+08 3.45e+08 3.45e+08 3.45e+08 3.45e+08 3.45e+08 3.45e+08 3.45e+08 3.45e+08 3.45e+08 3.45e+08 3.45e+08]
towerse.height_constraint | output | m | [3.]
towerse.transition_piece_height | output | m | [0.]
towerse.z_start | output | m | [0.]
af_3d.cl_corrected | output |  | [[[[ 0.00000000e+00] [ 0.00000000e+00] [ 0.00000000e+00] [ 0.00000000e+00] [ 0.00000000e+00]] [[ 0.00000000e+00] [ 0.00000000e+00] [ 0.00000000e+00] [ 0.00000000e+00] [ 0.00000000e+00]] [[ 0.00000000e+00] [ 0.00000000e+00] [ 0.00000000e+00] [ 0.00000000e+00] [ 0.00000000e+00]] ... [[ 0.00000000e+00] [ 0.00000000e+00] [ 0.00000000e+00] [ 0.00000000e+00] [ 0.00000000e+00]] [[ 0.00000000e+00] [ 0.00000000e+00] [ 0.00000000e+00] [ 0.00000000e+00] [ 0.00000000e+00]] [[ 0.00000000e+00] [ 0.00000000e+00] [ 0.00000000e+00] [ 0.00000000e+00] [ 0.00000000e+00]]] [[[ 0.00000000e+00] [ 0.00000000e+00] [ 0.00000000e+00] [ 0.00000000e+00] [ 0.00000000e+00]] [[ 2.26137991e-03] [ 1.94775724e-03] [ 1.92094234e-03] [ 1.93109733e-03] [ 1.89340473e-03]] [[ 4.52275988e-03] [ 3.89551453e-03] [ 3.84188473e-03] [ 3.86219472e-03] [ 3.78680952e-03]] ... [[-4.52275988e-03] [-3.89551453e-03] [-3.84188473e-03] [-3.86219472e-03] [-3.78680952e-03]] [[-2.26137991e-03] [-1.94775724e-03] [-1.92094234e-03] [-1.93109733e-03] [-1.89340473e-03]] [[-7.53598903e-19] [-7.53598903e-19] [-7.53598903e-19] [-7.53598903e-19] [-7.53598903e-19]]] [[[ 0.00000000e+00] [ 0.00000000e+00] [ 0.00000000e+00] [ 0.00000000e+00] [ 0.00000000e+00]] [[ 2.24911443e-02] [ 2.00611592e-02] [ 1.98552462e-02] [ 1.99331949e-02] [ 1.96440645e-02]] [[ 4.49822890e-02] [ 4.01223189e-02] [ 3.97104929e-02] [ 3.98663903e-02] [ 3.92881293e-02]] ... [[-4.49822890e-02] [-4.01223189e-02] [-3.97104929e-02] [-3.98663903e-02] [-3.92881293e-02]] [[-2.24911443e-02] [-2.00611592e-02] [-1.98552462e-02] [-1.99331949e-02] [-1.96440645e-02]] [[-6.25425624e-18] [-6.25425624e-18] [-6.25425624e-18] [-6.25425624e-18] [-6.25425624e-18]]] ... [[[ 0.00000000e+00] [ 0.00000000e+00] [ 0.00000000e+00] [ 0.00000000e+00] [ 0.00000000e+00]] [[ 1.81891218e-01] [ 1.86009734e-01] [ 1.87437603e-01] [ 1.94392998e-01] [ 1.98011589e-01]] [[ 3.63782435e-01] [ 3.72019469e-01] [ 3.74875206e-01] [ 3.88785996e-01] [ 3.96023178e-01]] ... [[-3.63782435e-01] [-3.72019469e-01] [-3.74875206e-01] [-3.88785996e-01] [-3.96023178e-01]] [[-1.81891218e-01] [-1.86009734e-01] [-1.87437603e-01] [-1.94392998e-01] [-1.98011589e-01]] [[ 1.38777878e-17] [ 0.00000000e+00] [ 6.93889390e-18] [ 1.38777878e-17] [ 0.00000000e+00]]] [[[ 0.00000000e+00] [ 0.00000000e+00] [ 0.00000000e+00] [ 0.00000000e+00] [ 0.00000000e+00]] [[ 1.91313607e-01] [ 1.96662846e-01] [ 1.98266810e-01] [ 2.04863588e-01] [ 2.08470811e-01]] [[ 3.82627215e-01] [ 3.93325692e-01] [ 3.96533620e-01] [ 4.09727176e-01] [ 4.16941622e-01]] ... [[-3.82627215e-01] [-3.93325692e-01] [-3.96533620e-01] [-4.09727176e-01] [-4.16941622e-01]] [[-1.91313607e-01] [-1.96662846e-01] [-1.98266810e-01] [-2.04863588e-01] [-2.08470811e-01]] [[ 1.38777878e-17] [-1.38777878e-17] [ 0.00000000e+00] [ 1.38777878e-17] [ 0.00000000e+00]]] [[[ 0.00000000e+00] [ 0.00000000e+00] [ 0.00000000e+00] [ 0.00000000e+00] [ 0.00000000e+00]] [[ 2.02449660e-01] [ 2.09583515e-01] [ 2.11419915e-01] [ 2.17381080e-01] [ 2.21043270e-01]] [[ 4.04899320e-01] [ 4.19167029e-01] [ 4.22839830e-01] [ 4.34762160e-01] [ 4.42086540e-01]] ... [[-4.04899320e-01] [-4.19167029e-01] [-4.22839830e-01] [-4.34762160e-01] [-4.42086540e-01]] [[-2.02449660e-01] [-2.09583515e-01] [-2.11419915e-01] [-2.17381080e-01] [-2.21043270e-01]] [[-2.77555756e-17] [-1.38777878e-17] [ 1.38777878e-17] [ 0.00000000e+00] [-4.16333634e-17]]]] | Lift coefficient corrected with CCBlade.Polar.
af_3d.cd_corrected | output |  | [[[[0.5 ] [0.5 ] [0.5 ] [0.5 ] [0.5 ]] [[0.5 ] [0.5 ] [0.5 ] [0.5 ] [0.5 ]] [[0.5 ] [0.5 ] [0.5 ] [0.5 ] [0.5 ]] ... [[0.5 ] [0.5 ] [0.5 ] [0.5 ] [0.5 ]] [[0.5 ] [0.5 ] [0.5 ] [0.5 ] [0.5 ]] [[0.5 ] [0.5 ] [0.5 ] [0.5 ] [0.5 ]]] [[[0.48317224] [0.48317224] [0.48317224] [0.48317224] [0.48317224]] [[0.48317224] [0.48317224] [0.48317224] [0.48317224] [0.48317224]] [[0.48317224] [0.48317224] [0.48317224] [0.48317224] [0.48317224]] ... [[0.48317224] [0.48317224] [0.48317224] [0.48317224] [0.48317224]] [[0.48317224] [0.48317224] [0.48317224] [0.48317224] [0.48317224]] [[0.48317224] [0.48317224] [0.48317224] [0.48317224] [0.48317224]]] [[[0.34328947] [0.34328947] [0.34328947] [0.34328947] [0.34328947]] [[0.34328947] [0.34328947] [0.34328947] [0.34328947] [0.34328947]] [[0.34328947] [0.34328947] [0.34328947] [0.34328947] [0.34328947]] ... [[0.34328947] [0.34328947] [0.34328947] [0.34328947] [0.34328947]] [[0.34328947] [0.34328947] [0.34328947] [0.34328947] [0.34328947]] [[0.34328947] [0.34328947] [0.34328947] [0.34328947] [0.34328947]]] ... [[[0.001 ] [0.001 ] [0.001 ] [0.001 ] [0.001 ]] [[0.001 ] [0.001 ] [0.001 ] [0.001 ] [0.001 ]] [[0.001 ] [0.001 ] [0.001 ] [0.001 ] [0.001 ]] ... [[0.001 ] [0.001 ] [0.001 ] [0.001 ] [0.001 ]] [[0.001 ] [0.001 ] [0.001 ] [0.001 ] [0.001 ]] [[0.001 ] [0.001 ] [0.001 ] [0.001 ] [0.001 ]]] [[[0.001 ] [0.001 ] [0.001 ] [0.001 ] [0.001 ]] [[0.001 ] [0.001 ] [0.001 ] [0.001 ] [0.001 ]] [[0.001 ] [0.001 ] [0.001 ] [0.001 ] [0.001 ]] ... [[0.001 ] [0.001 ] [0.001 ] [0.001 ] [0.001 ]] [[0.001 ] [0.001 ] [0.001 ] [0.001 ] [0.001 ]] [[0.001 ] [0.001 ] [0.001 ] [0.001 ] [0.001 ]]] [[[0.001 ] [0.001 ] [0.001 ] [0.001 ] [0.001 ]] [[0.001 ] [0.001 ] [0.001 ] [0.001 ] [0.001 ]] [[0.001 ] [0.001 ] [0.001 ] [0.001 ] [0.001 ]] ... [[0.001 ] [0.001 ] [0.001 ] [0.001 ] [0.001 ]] [[0.001 ] [0.001 ] [0.001 ] [0.001 ] [0.001 ]] [[0.001 ] [0.001 ] [0.001 ] [0.001 ] [0.001 ]]]] | Drag coefficient corrected with CCBlade.Polar.
af_3d.cm_corrected | output |  | [[[[ 0.00000000e+00] [ 0.00000000e+00] [ 0.00000000e+00] [ 0.00000000e+00] [ 0.00000000e+00]] [[ 0.00000000e+00] [ 0.00000000e+00] [ 0.00000000e+00] [ 0.00000000e+00] [ 0.00000000e+00]] [[ 0.00000000e+00] [ 0.00000000e+00] [ 0.00000000e+00] [ 0.00000000e+00] [ 0.00000000e+00]] ... [[ 0.00000000e+00] [ 0.00000000e+00] [ 0.00000000e+00] [ 0.00000000e+00] [ 0.00000000e+00]] [[ 0.00000000e+00] [ 0.00000000e+00] [ 0.00000000e+00] [ 0.00000000e+00] [ 0.00000000e+00]] [[ 0.00000000e+00] [ 0.00000000e+00] [ 0.00000000e+00] [ 0.00000000e+00] [ 0.00000000e+00]]] [[[ 0.00000000e+00] [ 0.00000000e+00] [ 0.00000000e+00] [ 0.00000000e+00] [ 0.00000000e+00]] [[ 6.01446903e-03] [ 6.01446903e-03] [ 6.01446903e-03] [ 6.01446903e-03] [ 6.01446903e-03]] [[ 1.03917777e-02] [ 1.03917777e-02] [ 1.03917777e-02] [ 1.03917777e-02] [ 1.03917777e-02]] ... [[-1.50454748e-02] [-1.50454748e-02] [-1.50454748e-02] [-1.50454748e-02] [-1.50454748e-02]] [[-8.95340984e-03] [-8.95340984e-03] [-8.95340984e-03] [-8.95340984e-03] [-8.95340984e-03]] [[ 0.00000000e+00] [ 0.00000000e+00] [ 0.00000000e+00] [ 0.00000000e+00] [ 0.00000000e+00]]] [[[ 0.00000000e+00] [ 0.00000000e+00] [ 0.00000000e+00] [ 0.00000000e+00] [ 0.00000000e+00]] [[ 5.29945751e-02] [ 5.29945751e-02] [ 5.29945751e-02] [ 5.29945751e-02] [ 5.29945751e-02]] [[ 9.32521557e-02] [ 9.32521557e-02] [ 9.32521557e-02] [ 9.32521557e-02] [ 9.32521557e-02]] ... [[-1.32558809e-01] [-1.32558809e-01] [-1.32558809e-01] [-1.32558809e-01] [-1.32558809e-01]] [[-7.74099366e-02] [-7.74099366e-02] [-7.74099366e-02] [-7.74099366e-02] [-7.74099366e-02]] [[ 0.00000000e+00] [ 0.00000000e+00] [ 0.00000000e+00] [ 0.00000000e+00] [ 0.00000000e+00]]] ... [[[ 0.00000000e+00] [ 0.00000000e+00] [ 0.00000000e+00] [ 0.00000000e+00] [ 0.00000000e+00]] [[ 1.20000000e-01] [ 1.20000000e-01] [ 1.20000000e-01] [ 1.20000000e-01] [ 1.20000000e-01]] [[ 2.40000000e-01] [ 2.40000000e-01] [ 2.40000000e-01] [ 2.40000000e-01] [ 2.40000000e-01]] ... [[-3.00000000e-01] [-3.00000000e-01] [-3.00000000e-01] [-3.00000000e-01] [-3.00000000e-01]] [[-1.50000000e-01] [-1.50000000e-01] [-1.50000000e-01] [-1.50000000e-01] [-1.50000000e-01]] [[-1.38777878e-17] [-1.38777878e-17] [-1.38777878e-17] [-1.38777878e-17] [-1.38777878e-17]]] [[[ 0.00000000e+00] [ 0.00000000e+00] [ 0.00000000e+00] [ 0.00000000e+00] [ 0.00000000e+00]] [[ 1.20000000e-01] [ 1.20000000e-01] [ 1.20000000e-01] [ 1.20000000e-01] [ 1.20000000e-01]] [[ 2.40000000e-01] [ 2.40000000e-01] [ 2.40000000e-01] [ 2.40000000e-01] [ 2.40000000e-01]] ... [[-3.00000000e-01] [-3.00000000e-01] [-3.00000000e-01] [-3.00000000e-01] [-3.00000000e-01]] [[-1.50000000e-01] [-1.50000000e-01] [-1.50000000e-01] [-1.50000000e-01] [-1.50000000e-01]] [[-1.38777878e-17] [-1.38777878e-17] [-1.38777878e-17] [-1.38777878e-17] [-1.38777878e-17]]] [[[ 0.00000000e+00] [ 0.00000000e+00] [ 0.00000000e+00] [ 0.00000000e+00] [ 0.00000000e+00]] [[ 1.20000000e-01] [ 1.20000000e-01] [ 1.20000000e-01] [ 1.20000000e-01] [ 1.20000000e-01]] [[ 2.40000000e-01] [ 2.40000000e-01] [ 2.40000000e-01] [ 2.40000000e-01] [ 2.40000000e-01]] ... [[-3.00000000e-01] [-3.00000000e-01] [-3.00000000e-01] [-3.00000000e-01] [-3.00000000e-01]] [[-1.50000000e-01] [-1.50000000e-01] [-1.50000000e-01] [-1.50000000e-01] [-1.50000000e-01]] [[-1.38777878e-17] [-1.38777878e-17] [-1.38777878e-17] [-1.38777878e-17] [-1.38777878e-17]]]] | Moment coefficient corrected with CCblade.Polar.
airfoils.ac | output |  | [0.5 0.316 0.316 0.282 0.266 0.265 0.228] | 1D array of the aerodynamic centers of each airfoil.
airfoils.r_thick | output |  | [1. 0.5 0.36 0.301 0.241 0.211 0.18 ] | 1D array of the relative thicknesses of each airfoil.
airfoils.aoa | output | rad | [-3.14159265 -3.08923278 -3.0368729 -2.98451302 -2.93215314 -2.87979327 -2.82743339 -2.77507351 -2.72271363 -2.67035376 -2.61799388 -2.565634 -2.51327412 -2.46091425 -2.40855437 -2.35619449 -2.30383461 -2.25147474 -2.19911486 -2.14675498 -2.0943951 -2.04203522 -1.98967535 -1.93731547 -1.88495559 -1.83259571 -1.78023584 -1.72787596 -1.67551608 -1.6231562 -1.57079633 -1.51843645 -1.46607657 -1.41371669 -1.36135682 -1.30899694 -1.25663706 -1.20427718 -1.15191731 -1.09955743 -1.04719755 -0.99483767 -0.9424778 -0.89011792 -0.83775804 -0.78539816 -0.73303829 -0.68067841 -0.62831853 -0.57595865 -0.52359878 -0.51302102 -0.50244327 -0.49186552 -0.48128776 -0.47071001 -0.46013226 -0.4495545 -0.43897675 -0.428399 -0.41782125 -0.40724349 -0.39666574 -0.38608799 -0.37551023 -0.36493248 -0.35435473 -0.34377697 -0.33319922 -0.32262147 -0.31204371 -0.30146596 -0.29088821 -0.28031046 -0.2697327 -0.25915495 -0.2485772 -0.23799944 -0.22742169 -0.21684394 -0.20626618 -0.19568843 -0.18511068 -0.17453293 -0.16395517 -0.15337742 -0.14279967 -0.13222191 -0.12164416 -0.11106641 -0.10048865 -0.0899109 -0.07933315 -0.06875539 -0.05817764 -0.04759989 -0.03702214 -0.02644438 -0.01586663 -0.00528888 0.00528888 0.01586663 0.02644438 0.03702214 0.04759989 0.05817764 0.06875539 0.07933315 0.0899109 0.10048865 0.11106641 0.12164416 0.13222191 0.14279967 0.15337742 0.16395517 0.17453293 0.18511068 0.19568843 0.20626618 0.21684394 0.22742169 0.23799944 0.2485772 0.25915495 0.2697327 0.28031046 0.29088821 0.30146596 0.31204371 0.32262147 0.33319922 0.34377697 0.35435473 0.36493248 0.37551023 0.38608799 0.39666574 0.40724349 0.41782125 0.428399 0.43897675 0.4495545 0.46013226 0.47071001 0.48128776 0.49186552 0.50244327 0.51302102 0.52359878 0.57595865 0.62831853 0.68067841 0.73303829 0.78539816 0.83775804 0.89011792 0.9424778 0.99483767 1.04719755 1.09955743 1.15191731 1.20427718 1.25663706 1.30899694 1.36135682 1.41371669 1.46607657 1.51843645 1.57079633 1.6231562 1.67551608 1.72787596 1.78023584 1.83259571 1.88495559 1.93731547 1.98967535 2.04203522 2.0943951 2.14675498 2.19911486 2.25147474 2.30383461 2.35619449 2.40855437 2.46091425 2.51327412 2.565634 2.61799388 2.67035376 2.72271363 2.77507351 2.82743339 2.87979327 2.93215314 2.98451302 3.0368729 3.08923278 3.14159265] | 1D array of the angles of attack used to define the polars of the airfoils. All airfoils defined in openmdao share this grid.
airfoils.Re | output |  | [ 3000000. 5280000. 6000000. 9000000. 12000000.] | 1D array of the Reynolds numbers used to define the polars of the airfoils. All airfoils defined in openmdao share this grid.
airfoils.cl | output |  | [[[[ 0.00000000e+00] [ 0.00000000e+00] [ 0.00000000e+00] [ 0.00000000e+00] [ 0.00000000e+00]] [[ 0.00000000e+00] [ 0.00000000e+00] [ 0.00000000e+00] [ 0.00000000e+00] [ 0.00000000e+00]] [[ 0.00000000e+00] [ 0.00000000e+00] [ 0.00000000e+00] [ 0.00000000e+00] [ 0.00000000e+00]] ... [[ 0.00000000e+00] [ 0.00000000e+00] [ 0.00000000e+00] [ 0.00000000e+00] [ 0.00000000e+00]] [[ 0.00000000e+00] [ 0.00000000e+00] [ 0.00000000e+00] [ 0.00000000e+00] [ 0.00000000e+00]] [[ 0.00000000e+00] [ 0.00000000e+00] [ 0.00000000e+00] [ 0.00000000e+00] [ 0.00000000e+00]]] [[[ 0.00000000e+00] [ 0.00000000e+00] [ 0.00000000e+00] [ 0.00000000e+00] [ 0.00000000e+00]] [[ 1.22100448e-01] [ 1.22100448e-01] [ 1.22100448e-01] [ 1.22100448e-01] [ 1.22100448e-01]] [[ 2.44200897e-01] [ 2.44200897e-01] [ 2.44200897e-01] [ 2.44200897e-01] [ 2.44200897e-01]] ... [[-2.44200897e-01] [-2.44200897e-01] [-2.44200897e-01] [-2.44200897e-01] [-2.44200897e-01]] [[-1.22100448e-01] [-1.22100448e-01] [-1.22100448e-01] [-1.22100448e-01] [-1.22100448e-01]] [[-1.34424078e-17] [-1.34424078e-17] [-1.34424078e-17] [-1.34424078e-17] [-1.34424078e-17]]] [[[ 0.00000000e+00] [ 0.00000000e+00] [ 0.00000000e+00] [ 0.00000000e+00] [ 0.00000000e+00]] [[ 1.57528665e-01] [ 1.63580197e-01] [ 1.64098095e-01] [ 1.63901955e-01] [ 1.64630025e-01]] [[ 3.15057330e-01] [ 3.27160395e-01] [ 3.28196190e-01] [ 3.27803910e-01] [ 3.29260050e-01]] ... [[-3.15057330e-01] [-3.27160395e-01] [-3.28196190e-01] [-3.27803910e-01] [-3.29260050e-01]] [[-1.57528665e-01] [-1.63580197e-01] [-1.64098095e-01] [-1.63901955e-01] [-1.64630025e-01]] [[ 0.00000000e+00] [ 2.64361049e-18] [ 2.80518940e-18] [ 0.00000000e+00] [ 1.10725984e-17]]] ... [[[ 0.00000000e+00] [ 0.00000000e+00] [ 0.00000000e+00] [ 0.00000000e+00] [ 0.00000000e+00]] [[ 1.81712160e-01] [ 1.89787656e-01] [ 1.91505405e-01] [ 1.95913725e-01] [ 2.00357430e-01]] [[ 3.63424320e-01] [ 3.79575312e-01] [ 3.83010810e-01] [ 3.91827450e-01] [ 4.00714860e-01]] ... [[-3.63424320e-01] [-3.79575312e-01] [-3.83010810e-01] [-3.91827450e-01] [-4.00714860e-01]] [[-1.81712160e-01] [-1.89787656e-01] [-1.91505405e-01] [-1.95913725e-01] [-2.00357430e-01]] [[-1.10725984e-17] [-8.80138702e-19] [ 0.00000000e+00] [ 0.00000000e+00] [ 0.00000000e+00]]] [[[ 0.00000000e+00] [ 0.00000000e+00] [ 0.00000000e+00] [ 0.00000000e+00] [ 0.00000000e+00]] [[ 1.74256425e-01] [ 1.77577080e-01] [ 1.78876950e-01] [ 1.85995005e-01] [ 1.89664125e-01]] [[ 3.48512850e-01] [ 3.55154161e-01] [ 3.57753900e-01] [ 3.71990010e-01] [ 3.79328250e-01]] ... [[-3.48512850e-01] [-3.55154161e-01] [-3.57753900e-01] [-3.71990010e-01] [-3.79328250e-01]] [[-1.74256425e-01] [-1.77577080e-01] [-1.78876950e-01] [-1.85995005e-01] [-1.89664125e-01]] [[ 0.00000000e+00] [ 0.00000000e+00] [ 0.00000000e+00] [ 1.10725984e-17] [ 0.00000000e+00]]] [[[ 0.00000000e+00] [ 0.00000000e+00] [ 0.00000000e+00] [ 0.00000000e+00] [ 0.00000000e+00]] [[ 2.02449660e-01] [ 2.09583515e-01] [ 2.11419915e-01] [ 2.17381080e-01] [ 2.21043270e-01]] [[ 4.04899320e-01] [ 4.19167029e-01] [ 4.22839830e-01] [ 4.34762160e-01] [ 4.42086540e-01]] ... [[-4.04899320e-01] [-4.19167029e-01] [-4.22839830e-01] [-4.34762160e-01] [-4.42086540e-01]] [[-2.02449660e-01] [-2.09583515e-01] [-2.11419915e-01] [-2.17381080e-01] [-2.21043270e-01]] [[-2.80518940e-18] [-1.05413865e-18] [ 0.00000000e+00] [ 1.38777878e-17] [-1.38777878e-17]]]] | 4D array with the lift coefficients of the airfoils. Dimension 0 is along the different airfoils defined in the yaml, dimension 1 is along the angles of attack, dimension 2 is along the Reynolds number, dimension 3 is along the number of tabs, which may describe multiple sets at the same station, for example in presence of a flap.
airfoils.cd | output |  | [[[[0.5 ] [0.5 ] [0.5 ] [0.5 ] [0.5 ]] [[0.5 ] [0.5 ] [0.5 ] [0.5 ] [0.5 ]] [[0.5 ] [0.5 ] [0.5 ] [0.5 ] [0.5 ]] ... [[0.5 ] [0.5 ] [0.5 ] [0.5 ] [0.5 ]] [[0.5 ] [0.5 ] [0.5 ] [0.5 ] [0.5 ]] [[0.5 ] [0.5 ] [0.5 ] [0.5 ] [0.5 ]]] [[[0.001] [0.001] [0.001] [0.001] [0.001]] [[0.001] [0.001] [0.001] [0.001] [0.001]] [[0.001] [0.001] [0.001] [0.001] [0.001]] ... [[0.001] [0.001] [0.001] [0.001] [0.001]] [[0.001] [0.001] [0.001] [0.001] [0.001]] [[0.001] [0.001] [0.001] [0.001] [0.001]]] [[[0.001] [0.001] [0.001] [0.001] [0.001]] [[0.001] [0.001] [0.001] [0.001] [0.001]] [[0.001] [0.001] [0.001] [0.001] [0.001]] ... [[0.001] [0.001] [0.001] [0.001] [0.001]] [[0.001] [0.001] [0.001] [0.001] [0.001]] [[0.001] [0.001] [0.001] [0.001] [0.001]]] ... [[[0.001] [0.001] [0.001] [0.001] [0.001]] [[0.001] [0.001] [0.001] [0.001] [0.001]] [[0.001] [0.001] [0.001] [0.001] [0.001]] ... [[0.001] [0.001] [0.001] [0.001] [0.001]] [[0.001] [0.001] [0.001] [0.001] [0.001]] [[0.001] [0.001] [0.001] [0.001] [0.001]]] [[[0.001] [0.001] [0.001] [0.001] [0.001]] [[0.001] [0.001] [0.001] [0.001] [0.001]] [[0.001] [0.001] [0.001] [0.001] [0.001]] ... [[0.001] [0.001] [0.001] [0.001] [0.001]] [[0.001] [0.001] [0.001] [0.001] [0.001]] [[0.001] [0.001] [0.001] [0.001] [0.001]]] [[[0.001] [0.001] [0.001] [0.001] [0.001]] [[0.001] [0.001] [0.001] [0.001] [0.001]] [[0.001] [0.001] [0.001] [0.001] [0.001]] ... [[0.001] [0.001] [0.001] [0.001] [0.001]] [[0.001] [0.001] [0.001] [0.001] [0.001]] [[0.001] [0.001] [0.001] [0.001] [0.001]]]] | 4D array with the drag coefficients of the airfoils. Dimension 0 is along the different airfoils defined in the yaml, dimension 1 is along the angles of attack, dimension 2 is along the Reynolds number, dimension 3 is along the number of tabs, which may describe multiple sets at the same station, for example in presence of a flap.
airfoils.cm | output |  | [[[[ 0.00000000e+00] [ 0.00000000e+00] [ 0.00000000e+00] [ 0.00000000e+00] [ 0.00000000e+00]] [[ 0.00000000e+00] [ 0.00000000e+00] [ 0.00000000e+00] [ 0.00000000e+00] [ 0.00000000e+00]] [[ 0.00000000e+00] [ 0.00000000e+00] [ 0.00000000e+00] [ 0.00000000e+00] [ 0.00000000e+00]] ... [[ 0.00000000e+00] [ 0.00000000e+00] [ 0.00000000e+00] [ 0.00000000e+00] [ 0.00000000e+00]] [[ 0.00000000e+00] [ 0.00000000e+00] [ 0.00000000e+00] [ 0.00000000e+00] [ 0.00000000e+00]] [[ 0.00000000e+00] [ 0.00000000e+00] [ 0.00000000e+00] [ 0.00000000e+00] [ 0.00000000e+00]]] [[[ 0.00000000e+00] [ 0.00000000e+00] [ 0.00000000e+00] [ 0.00000000e+00] [ 0.00000000e+00]] [[ 1.43186712e-01] [ 1.43186712e-01] [ 1.43186712e-01] [ 1.43186712e-01] [ 1.43186712e-01]] [[ 2.67081814e-01] [ 2.67081814e-01] [ 2.67081814e-01] [ 2.67081814e-01] [ 2.67081814e-01]] ... [[-3.58076394e-01] [-3.58076394e-01] [-3.58076394e-01] [-3.58076394e-01] [-3.58076394e-01]] [[-1.95896639e-01] [-1.95896639e-01] [-1.95896639e-01] [-1.95896639e-01] [-1.95896639e-01]] [[ 0.00000000e+00] [ 0.00000000e+00] [ 0.00000000e+00] [ 0.00000000e+00] [ 0.00000000e+00]]] [[[ 0.00000000e+00] [ 0.00000000e+00] [ 0.00000000e+00] [ 0.00000000e+00] [ 0.00000000e+00]] [[ 1.20000000e-01] [ 1.20000000e-01] [ 1.20000000e-01] [ 1.20000000e-01] [ 1.20000000e-01]] [[ 2.40000000e-01] [ 2.40000000e-01] [ 2.40000000e-01] [ 2.40000000e-01] [ 2.40000000e-01]] ... [[-3.00000000e-01] [-3.00000000e-01] [-3.00000000e-01] [-3.00000000e-01] [-3.00000000e-01]] [[-1.50000000e-01] [-1.50000000e-01] [-1.50000000e-01] [-1.50000000e-01] [-1.50000000e-01]] [[-1.92606959e-18] [-1.92606959e-18] [-1.92606959e-18] [-1.92606959e-18] [-1.92606959e-18]]] ... [[[ 0.00000000e+00] [ 0.00000000e+00] [ 0.00000000e+00] [ 0.00000000e+00] [ 0.00000000e+00]] [[ 1.20000000e-01] [ 1.20000000e-01] [ 1.20000000e-01] [ 1.20000000e-01] [ 1.20000000e-01]] [[ 2.40000000e-01] [ 2.40000000e-01] [ 2.40000000e-01] [ 2.40000000e-01] [ 2.40000000e-01]] ... [[-3.00000000e-01] [-3.00000000e-01] [-3.00000000e-01] [-3.00000000e-01] [-3.00000000e-01]] [[-1.50000000e-01] [-1.50000000e-01] [-1.50000000e-01] [-1.50000000e-01] [-1.50000000e-01]] [[-1.92606959e-18] [-1.92606959e-18] [-1.92606959e-18] [-1.92606959e-18] [-1.92606959e-18]]] [[[ 0.00000000e+00] [ 0.00000000e+00] [ 0.00000000e+00] [ 0.00000000e+00] [ 0.00000000e+00]] [[ 1.20000000e-01] [ 1.20000000e-01] [ 1.20000000e-01] [ 1.20000000e-01] [ 1.20000000e-01]] [[ 2.40000000e-01] [ 2.40000000e-01] [ 2.40000000e-01] [ 2.40000000e-01] [ 2.40000000e-01]] ... [[-3.00000000e-01] [-3.00000000e-01] [-3.00000000e-01] [-3.00000000e-01] [-3.00000000e-01]] [[-1.50000000e-01] [-1.50000000e-01] [-1.50000000e-01] [-1.50000000e-01] [-1.50000000e-01]] [[-1.92606959e-18] [-1.92606959e-18] [-1.92606959e-18] [-1.92606959e-18] [-1.92606959e-18]]] [[[ 0.00000000e+00] [ 0.00000000e+00] [ 0.00000000e+00] [ 0.00000000e+00] [ 0.00000000e+00]] [[ 1.20000000e-01] [ 1.20000000e-01] [ 1.20000000e-01] [ 1.20000000e-01] [ 1.20000000e-01]] [[ 2.40000000e-01] [ 2.40000000e-01] [ 2.40000000e-01] [ 2.40000000e-01] [ 2.40000000e-01]] ... [[-3.00000000e-01] [-3.00000000e-01] [-3.00000000e-01] [-3.00000000e-01] [-3.00000000e-01]] [[-1.50000000e-01] [-1.50000000e-01] [-1.50000000e-01] [-1.50000000e-01] [-1.50000000e-01]] [[-1.92606959e-18] [-1.92606959e-18] [-1.92606959e-18] [-1.92606959e-18] [-1.92606959e-18]]]] | 4D array with the moment coefficients of the airfoils. Dimension 0 is along the different airfoils defined in the yaml, dimension 1 is along the angles of attack, dimension 2 is along the Reynolds number, dimension 3 is along the number of tabs, which may describe multiple sets at the same station, for example in presence of a flap.
airfoils.coord_xy | output |  | [[[ 1.00000000e+00 0.00000000e+00] [ 9.99429684e-01 -2.22597407e-02] [ 9.98063018e-01 -4.44580349e-02] ... [ 9.98120489e-01 4.38394581e-02] [ 9.99443038e-01 2.19496514e-02] [ 1.00000000e+00 -3.99929253e-18]] [[ 1.00000000e+00 -9.70000080e-03] [ 9.72814821e-01 -1.34271661e-02] [ 9.46027311e-01 -1.93111175e-02] ... [ 9.53709610e-01 3.92185257e-02] [ 9.77051006e-01 2.52011977e-02] [ 1.00000000e+00 1.05000009e-02]] [[ 1.00000000e+00 -7.00000069e-04] [ 9.74085396e-01 -2.58383565e-03] [ 9.48123482e-01 -3.51119300e-03] ... [ 9.50802168e-01 2.72787770e-02] [ 9.75412980e-01 2.01917140e-02] [ 1.00000000e+00 1.29800013e-02]] ... [[ 1.00000000e+00 4.25000005e-03] [ 9.82343459e-01 -7.44795812e-04] [ 9.57832160e-01 2.09748789e-03] ... [ 9.52346202e-01 1.38691659e-02] [ 9.76159823e-01 9.05592971e-03] [ 1.00000000e+00 4.25000005e-03]] [[ 1.00000000e+00 9.40000193e-04] [ 9.76796386e-01 1.78959118e-03] [ 9.52789587e-01 3.69235436e-03] ... [ 9.52386679e-01 9.04801677e-03] [ 9.76167957e-01 4.91788955e-03] [ 1.00000000e+00 9.40000193e-04]] [[ 1.00000001e+00 0.00000000e+00] [ 9.76685172e-01 3.75162959e-03] [ 9.53182649e-01 5.77797312e-03] ... [ 9.52998468e-01 1.22858505e-02] [ 9.76506126e-01 6.21827841e-03] [ 1.00000001e+00 2.13114815e-20]]] | 3D array of the x and y airfoil coordinates of the n_af airfoils.
airfoils.name | output | n/a | ['circular', 'SNL-FFA-W3-500', 'FFA-W3-360', 'FFA-W3-301', 'FFA-W3-241', 'FFA-W3-211', 'NACA63-618'] | 1D array of names of airfoils.
blade.compute_coord_xy_dim.coord_xy_dim | output | m | [[[ 2.25000000e+00 -2.35261029e-15] [ 2.24743358e+00 -1.00168833e-01] [ 2.24128358e+00 -2.00061157e-01] ... [ 2.24154220e+00 1.97277562e-01] [ 2.24749367e+00 9.87734313e-02] [ 2.25000000e+00 -2.36822281e-15]] [[ 2.29328326e+00 -2.11954445e-03] [ 2.28627850e+00 -1.01341038e-01] [ 2.27592254e+00 -2.02678639e-01] ... [ 2.27855412e+00 2.00697995e-01] [ 2.28768365e+00 1.01504870e-01] [ 2.29328326e+00 1.38867483e-03]] [[ 2.35924801e+00 -1.78039376e-02] [ 2.31591578e+00 -9.82575764e-02] [ 2.27134709e+00 -1.96323689e-01] ... [ 2.29270782e+00 2.05159252e-01] [ 2.32788176e+00 1.11590973e-01] [ 2.35924801e+00 1.30917891e-02]] ... [[ 6.20092458e-01 3.26696476e-04] [ 5.94672184e-01 3.04059292e-03] [ 5.68597816e-01 5.04989219e-03] ... [ 5.68316803e-01 1.05277682e-02] [ 5.94182996e-01 5.39862245e-03] [ 6.20092458e-01 3.26696476e-04]] [[ 4.37220439e-01 6.07959579e-05] [ 4.18583354e-01 2.35839211e-03] [ 3.99600061e-01 3.97488258e-03] ... [ 3.99458923e-01 8.54108195e-03] [ 4.18333907e-01 4.30493506e-03] [ 4.37220439e-01 6.07959579e-05]] [[ 2.50000000e-01 8.81384494e-07] [ 2.38342582e-01 1.57346376e-03] [ 2.26591320e-01 2.61423076e-03] ... [ 2.26499230e-01 6.11683918e-03] [ 2.38253059e-01 3.08567359e-03] [ 2.50000000e-01 8.81384494e-07]]] | 3D array of the dimensional x and y airfoil coordinates of the airfoils interpolated along span for n_span stations. The origin is placed at the pitch axis.
blade.compute_coord_xy_dim.coord_xy_dim_twisted | output | m | [[[ 2.11428212 0.76961752] [ 2.14613347 0.67461293] [ 2.17452283 0.5786424 ] ... [ 2.03885525 0.95210248] [ 2.07814129 0.86157574] [ 2.11428212 0.76961752]] [[ 2.18357304 0.70082909] [ 2.20731481 0.60423561] [ 2.22851522 0.50460079] ... [ 2.10739308 0.88937223] [ 2.14648403 0.79775061] [ 2.18249784 0.70416848]] [[ 2.27537865 0.62371481] [ 2.25552952 0.5345157 ] [ 2.23927455 0.42803045] ... [ 2.15077617 0.82022029] [ 2.21004382 0.73972449] [ 2.26698636 0.65344889]] ... [[ 0.61931449 -0.03105369] [ 0.59406412 -0.02705687] [ 0.56812484 -0.02373064] ... [ 0.5681214 -0.01824557] [ 0.59369489 -0.02467711] [ 0.61931449 -0.03105369]] [[ 0.43627611 -0.02872066] [ 0.41783069 -0.0252012 ] [ 0.39899498 -0.02233859] ... [ 0.39915473 -0.017773 ] [ 0.41770992 -0.02324246] [ 0.43627611 -0.02872066]] [[ 0.24916697 -0.02039168] [ 0.23767668 -0.01787344] [ 0.22604947 -0.01587758] ... [ 0.2262434 -0.01237914] [ 0.2377108 -0.01635896] [ 0.24916697 -0.02039168]]] | 3D array of the dimensional x and y airfoil coordinates of the airfoils interpolated along span for n_span stations. The origin is placed at the pitch axis.
blade.compute_coord_xy_dim.wetted_area | output | m**2 | [150.09275762] | The wetted (painted) surface area of the blade
blade.compute_coord_xy_dim.projected_area | output | m**2 | [150.98753741] | The projected surface area of the blade
blade.compute_reynolds.Re | output |  | [ 7651196.00447834 7905340.21054172 8232946.52900898 8630568.44367624 9091765.20264298 9608656.49779258 10173221.51515357 10778229.26330827 11417819.71074458 12087816.5119492 12776008.60400367 13351296.7703543 13769063.49451331 14028485.97050604 14134412.03813759 14097761.58352502 13935812.04423558 13672402.67110652 13338081.70763059 12970213.27782013 12437926.16807472 12067901.22575497 11428654.99855031 10655195.64856786 9743443.40880452 8689763.17886197 7490956.54814343 6144255.1369 4647315.02227203 2998212.05865607]
blade.fatigue.sparU_sigma_ult | output | Pa | [1.2852e+09]
blade.fatigue.sparU_wohlerA | output | Pa | [1.2852e+09]
blade.fatigue.sparU_wohlerexp | output |  | [16.1]
blade.fatigue.sparL_sigma_ult | output | Pa | [1.2852e+09]
blade.fatigue.sparL_wohlerA | output | Pa | [1.2852e+09]
blade.fatigue.sparL_wohlerexp | output |  | [16.1]
blade.fatigue.teU_sigma_ult | output | Pa | [6.4023e+08]
blade.fatigue.teU_wohlerA | output | Pa | [6.4023e+08]
blade.fatigue.teU_wohlerexp | output |  | [10.]
blade.fatigue.teL_sigma_ult | output | Pa | [6.4023e+08]
blade.fatigue.teL_wohlerA | output | Pa | [6.4023e+08]
blade.fatigue.teL_wohlerexp | output |  | [10.]
blade.high_level_blade_props.rotor_diameter | output | m | [205.99253562] | Diameter of the rotor used in WISDEM. It is defined as two times the blade length plus the hub diameter.
blade.high_level_blade_props.r_blade | output | m | [ 3. 6.44814717 9.89629433 13.3444415 16.79258866 20.24073583 23.68888299 27.13703016 30.58517733 34.03332449 37.48147166 40.92961882 44.37776599 47.82591316 51.27406032 54.72220749 58.17035465 61.61850182 65.06664898 68.51479615 72.99738747 75.41109048 78.85923765 82.30738481 85.75553198 89.20367915 92.65182631 96.09997348 99.54812064 102.99626781] | 1D array of the dimensional spanwise grid defined along the rotor (hub radius to blade tip projected on the plane)
blade.high_level_blade_props.rotor_radius | output | m | [102.99626781] | Scalar of the rotor radius, defined ignoring prebend and sweep curvatures, and cone and uptilt angles.
blade.high_level_blade_props.blade_ref_axis | output | m | [[ 0.00000000e+00 0.00000000e+00 0.00000000e+00] [ 1.45896086e-02 0.00000000e+00 3.44814717e+00] [ 5.22230768e-02 0.00000000e+00 6.89629433e+00] [ 1.08141891e-01 0.00000000e+00 1.03444415e+01] [ 1.74250500e-01 0.00000000e+00 1.37925887e+01] [ 2.41136773e-01 0.00000000e+00 1.72407358e+01] [ 3.00085581e-01 0.00000000e+00 2.06888830e+01] [ 3.42651213e-01 0.00000000e+00 2.41370302e+01] [ 3.59821072e-01 0.00000000e+00 2.75851773e+01] [ 3.47586472e-01 0.00000000e+00 3.10333245e+01] [ 3.14508104e-01 0.00000000e+00 3.44814717e+01] [ 2.66858145e-01 0.00000000e+00 3.79296188e+01] [ 2.10870490e-01 0.00000000e+00 4.13777660e+01] [ 1.40477297e-01 0.00000000e+00 4.48259132e+01] [ 3.80470534e-02 0.00000000e+00 4.82740603e+01] [-9.07529186e-02 0.00000000e+00 5.17222075e+01] [-2.35123811e-01 0.00000000e+00 5.51703547e+01] [-3.94137332e-01 0.00000000e+00 5.86185018e+01] [-5.85777112e-01 0.00000000e+00 6.20666490e+01] [-8.05291806e-01 0.00000000e+00 6.55147962e+01] [-1.11555530e+00 0.00000000e+00 6.99973875e+01] [-1.29121723e+00 0.00000000e+00 7.24110905e+01] [-1.56372970e+00 0.00000000e+00 7.58592376e+01] [-1.85903588e+00 0.00000000e+00 7.93073848e+01] [-2.17067421e+00 0.00000000e+00 8.27555320e+01] [-2.49837779e+00 0.00000000e+00 8.62036791e+01] [-2.84335536e+00 0.00000000e+00 8.96518263e+01] [-3.20952152e+00 0.00000000e+00 9.30999735e+01] [-3.59684443e+00 0.00000000e+00 9.65481206e+01] [-4.00000000e+00 0.00000000e+00 9.99962678e+01]] | 2D array of the coordinates (x,y,z) of the blade reference axis scaled based on rotor diameter, defined along blade span. The coordinate system is the one of BeamDyn: it is placed at blade root with x pointing the suction side of the blade, y pointing the trailing edge and z along the blade span. A standard configuration will have negative x values (prebend), if swept positive y values, and positive z values.
blade.high_level_blade_props.prebend | output | m | [ 0. 0.01458961 0.05222308 0.10814189 0.1742505 0.24113677 0.30008558 0.34265121 0.35982107 0.34758647 0.3145081 0.26685814 0.21087049 0.1404773 0.03804705 -0.09075292 -0.23512381 -0.39413733 -0.58577711 -0.80529181 -1.1155553 -1.29121723 -1.5637297 -1.85903588 -2.17067421 -2.49837779 -2.84335536 -3.20952152 -3.59684443 -4. ] | Blade prebend at each section
blade.high_level_blade_props.prebendTip | output | m | [-4.] | Blade prebend at tip
blade.high_level_blade_props.presweep | output | m | [0. 0. 0. 0. 0. 0. 0. 0. 0. 0. 0. 0. 0. 0. 0. 0. 0. 0. 0. 0. 0. 0. 0. 0. 0. 0. 0. 0. 0. 0.] | Blade presweep at each section
blade.high_level_blade_props.presweepTip | output | m | [0.] | Blade presweep at tip
blade.high_level_blade_props.blade_length | output | m | [100.17549325] | Scalar of the 3D blade length computed along its axis, scaled based on the user defined rotor diameter.
blade.internal_structure_2d_fem.joint_position | output |  | [0.7] | Spanwise position of the segmentation joint.
blade.internal_structure_2d_fem.joint_mass | output | kg | [472.] | Mass of the joint.
blade.internal_structure_2d_fem.joint_nonmaterial_cost | output | USD | [18600.] | Cost of the joint.
blade.internal_structure_2d_fem.d_f | output | m | [0.03] | Diameter of the fastener
blade.internal_structure_2d_fem.sigma_max | output | Pa | [6.75e+08] | Max stress on bolt
blade.internal_structure_2d_fem.joint_bolt | output | n/a | M36 | Type of bolt: M30, M36, or M48
blade.internal_structure_2d_fem.reinforcement_layer_ss | output | n/a | joint_reinf_ss | Layer identifier for the reinforcement layer at the join where bolts are inserted, suction side
blade.internal_structure_2d_fem.reinforcement_layer_ps | output | n/a | joint_reinf_ps | Layer identifier for the reinforcement layer at the join where bolts are inserted, pressure side
blade.internal_structure_2d_fem.web_rotation | output | rad | [[-0.3491 -0.3114934 -0.2750893 -0.24036879 -0.20781296 -0.17790291 -0.15111974 -0.12794454 -0.10885841 -0.09434244 -0.08467866 -0.0775111 -0.07174552 -0.06702161 -0.06297906 -0.05925757 -0.05549683 -0.05133651 -0.04641632 -0.04037594 -0.0304289 -0.02415488 -0.01416615 -0.00305797 0.00907256 0.0221283 0.03601213 0.05062693 0.06587558 0.08166095] [-0.3491 -0.3114934 -0.2750893 -0.24036879 -0.20781296 -0.17790291 -0.15111974 -0.12794454 -0.10885841 -0.09434244 -0.08467866 -0.0775111 -0.07174552 -0.06702161 -0.06297906 -0.05925757 -0.05549683 -0.05133651 -0.04641632 -0.04037594 -0.0304289 -0.02415488 -0.01416615 -0.00305797 0.00907256 0.0221283 0.03601213 0.05062693 0.06587558 0.08166095]] | 2D array of the rotation angle of the shear webs in respect to the chord line. The first dimension represents each shear web, the second dimension represents each entry along blade span. If the rotation is equal to negative twist +- a constant, then the web is built straight.
blade.internal_structure_2d_fem.web_start_nd | output |  | [[0.19443411 0.20023461 0.2034648 0.30413488 0.3160373 0.32770279 0.33485215 0.34029126 0.34423658 0.34620738 0.3474036 0.35147002 0.35661221 0.36797484 0.37529968 0.38400003 0.39261294 0.40002525 0.40658939 0.41125787 0.41420098 0.41486739 0.41480652 0.41441453 0.41398283 0.41243299 0.40890257 0.4023587 0.38976569 0.24523263] [0.19443411 0.20023461 0.2034648 0.24586605 0.25496389 0.26384287 0.26922357 0.27298149 0.27517191 0.27550014 0.27498978 0.27666722 0.27859765 0.28589687 0.28835343 0.29135145 0.2935327 0.29395554 0.29319841 0.29067288 0.28466069 0.28011777 0.27190756 0.26219815 0.25089106 0.23646433 0.21704503 0.18922641 0.14422889 0.24523263]] | 2D array of the non-dimensional start point defined along the outer profile of a web. The TE suction side is 0, the TE pressure side is 1. The first dimension represents each web, the second dimension represents each entry along blade span.
blade.internal_structure_2d_fem.web_end_nd | output |  | [[0.69444351 0.70077865 0.71106075 0.62686876 0.63224635 0.63439757 0.63654814 0.6388313 0.64053173 0.64203509 0.64303469 0.64060791 0.6367658 0.62652225 0.62007929 0.61210631 0.60413546 0.59732612 0.59139439 0.58736518 0.58527082 0.5850496 0.58569711 0.58663695 0.58748303 0.58927432 0.59295281 0.59961091 0.61240388 0.75672069] [0.69444351 0.70077865 0.71106075 0.68478831 0.69258227 0.69762736 0.70192515 0.70647296 0.71022509 0.71340119 0.71604553 0.71587227 0.71510839 0.7086763 0.70695558 0.704498 0.70276505 0.70279556 0.70406884 0.70721192 0.71417953 0.71925885 0.7281789 0.73852001 0.7502476 0.76476296 0.78395399 0.81122708 0.855538 0.75672069]] | 2D array of the non-dimensional end point defined along the outer profile of a web. The TE suction side is 0, the TE pressure side is 1. The first dimension represents each web, the second dimension represents each entry along blade span.
blade.internal_structure_2d_fem.web_offset_y_pa | output | m | [[ 0.00000000e+00 0.00000000e+00 0.00000000e+00 -1.15000000e+00 -1.14866374e+00 -1.14462435e+00 -1.13783587e+00 -1.12825239e+00 -1.11582796e+00 -1.10051665e+00 -1.08227253e+00 -1.06104965e+00 -1.03680208e+00 -1.00948389e+00 -9.79049142e-01 -9.45451897e-01 -9.08646222e-01 -8.68586181e-01 -8.25225838e-01 -7.78519258e-01 -7.12722539e-01 -6.74883645e-01 -6.17862740e-01 -5.57311856e-01 -4.93185057e-01 -4.25436408e-01 -3.54019972e-01 -2.78889815e-01 -2.00000000e-01 4.16333634e-17] [ 0.00000000e+00 0.00000000e+00 0.00000000e+00 -4.50000000e-01 -4.46963200e-01 -4.38185600e-01 -4.24166400e-01 -4.05404800e-01 -3.82400000e-01 -3.55651200e-01 -3.25657600e-01 -2.92918400e-01 -2.57932800e-01 -2.21200000e-01 -1.83219200e-01 -1.44489600e-01 -1.05510400e-01 -6.67808000e-02 -2.88000000e-02 7.93280000e-03 5.29987456e-02 7.56576000e-02 1.05651200e-01 1.32400000e-01 1.55404800e-01 1.74166400e-01 1.88185600e-01 1.96963200e-01 2.00000000e-01 2.77555756e-17]] | 2D array of the offset along the y axis to set the position of the shear webs. Positive values move the web towards the trailing edge, negative values towards the leading edge. The first dimension represents each shear web, the second dimension represents each entry along blade span.
blade.internal_structure_2d_fem.layer_rotation | output | rad | [[ 0. 0. 0. 0. 0. 0. 0. 0. 0. 0. 0. 0. 0. 0. 0. 0. 0. 0. 0. 0. 0. 0. 0. 0. 0. 0. 0. 0. 0. 0. ] [ 0. 0. 0. 0. 0. 0. 0. 0. 0. 0. 0. 0. 0. 0. 0. 0. 0. 0. 0. 0. 0. 0. 0. 0. 0. 0. 0. 0. 0. 0. ] [-0.3491 -0.3114934 -0.2750893 -0.24036879 -0.20781296 -0.17790291 -0.15111974 -0.12794454 -0.10885841 -0.09434244 -0.08467866 -0.0775111 -0.07174552 -0.06702161 -0.06297906 -0.05925757 -0.05549683 -0.05133651 -0.04641632 -0.04037594 -0.0304289 -0.02415488 -0.01416615 -0.00305797 0.00907256 0.0221283 0.03601213 0.05062693 0.06587558 0.08166095] [-0.3491 -0.3114934 -0.2750893 -0.24036879 -0.20781296 -0.17790291 -0.15111974 -0.12794454 -0.10885841 -0.09434244 -0.08467866 -0.0775111 -0.07174552 -0.06702161 -0.06297906 -0.05925757 -0.05549683 -0.05133651 -0.04641632 -0.04037594 -0.0304289 -0.02415488 -0.01416615 -0.00305797 0.00907256 0.0221283 0.03601213 0.05062693 0.06587558 0.08166095] [-0.3491 -0.3114934 -0.2750893 -0.24036879 -0.20781296 -0.17790291 -0.15111974 -0.12794454 -0.10885841 -0.09434244 -0.08467866 -0.0775111 -0.07174552 -0.06702161 -0.06297906 -0.05925757 -0.05549683 -0.05133651 -0.04641632 -0.04037594 -0.0304289 -0.02415488 -0.01416615 -0.00305797 0.00907256 0.0221283 0.03601213 0.05062693 0.06587558 0.08166095] [-0.3491 -0.3114934 -0.2750893 -0.24036879 -0.20781296 -0.17790291 -0.15111974 -0.12794454 -0.10885841 -0.09434244 -0.08467866 -0.0775111 -0.07174552 -0.06702161 -0.06297906 -0.05925757 -0.05549683 -0.05133651 -0.04641632 -0.04037594 -0.0304289 -0.02415488 -0.01416615 -0.00305797 0.00907256 0.0221283 0.03601213 0.05062693 0.06587558 0.08166095] [ 0. 0. 0. 0. 0. 0. 0. 0. 0. 0. 0. 0. 0. 0. 0. 0. 0. 0. 0. 0. 0. 0. 0. 0. 0. 0. 0. 0. 0. 0. ] [ 0. 0. 0. 0. 0. 0. 0. 0. 0. 0. 0. 0. 0. 0. 0. 0. 0. 0. 0. 0. 0. 0. 0. 0. 0. 0. 0. 0. 0. 0. ] [ 0. 0. 0. 0. 0. 0. 0. 0. 0. 0. 0. 0. 0. 0. 0. 0. 0. 0. 0. 0. 0. 0. 0. 0. 0. 0. 0. 0. 0. 0. ] [ 0. 0. 0. 0. 0. 0. 0. 0. 0. 0. 0. 0. 0. 0. 0. 0. 0. 0. 0. 0. 0. 0. 0. 0. 0. 0. 0. 0. 0. 0. ] [ 0. 0. 0. 0. 0. 0. 0. 0. 0. 0. 0. 0. 0. 0. 0. 0. 0. 0. 0. 0. 0. 0. 0. 0. 0. 0. 0. 0. 0. 0. ] [ 0. 0. 0. 0. 0. 0. 0. 0. 0. 0. 0. 0. 0. 0. 0. 0. 0. 0. 0. 0. 0. 0. 0. 0. 0. 0. 0. 0. 0. 0. ] [ 0. 0. 0. 0. 0. 0. 0. 0. 0. 0. 0. 0. 0. 0. 0. 0. 0. 0. 0. 0. 0. 0. 0. 0. 0. 0. 0. 0. 0. 0. ] [ 0. 0. 0. 0. 0. 0. 0. 0. 0. 0. 0. 0. 0. 0. 0. 0. 0. 0. 0. 0. 0. 0. 0. 0. 0. 0. 0. 0. 0. 0. ] [ 0. 0. 0. 0. 0. 0. 0. 0. 0. 0. 0. 0. 0. 0. 0. 0. 0. 0. 0. 0. 0. 0. 0. 0. 0. 0. 0. 0. 0. 0. ] [ 0. 0. 0. 0. 0. 0. 0. 0. 0. 0. 0. 0. 0. 0. 0. 0. 0. 0. 0. 0. 0. 0. 0. 0. 0. 0. 0. 0. 0. 0. ] [ 0. 0. 0. 0. 0. 0. 0. 0. 0. 0. 0. 0. 0. 0. 0. 0. 0. 0. 0. 0. 0. 0. 0. 0. 0. 0. 0. 0. 0. 0. ] [ 0. 0. 0. 0. 0. 0. 0. 0. 0. 0. 0. 0. 0. 0. 0. 0. 0. 0. 0. 0. 0. 0. 0. 0. 0. 0. 0. 0. 0. 0. ] [ 0. 0. 0. 0. 0. 0. 0. 0. 0. 0. 0. 0. 0. 0. 0. 0. 0. 0. 0. 0. 0. 0. 0. 0. 0. 0. 0. 0. 0. 0. ] [ 0. 0. 0. 0. 0. 0. 0. 0. 0. 0. 0. 0. 0. 0. 0. 0. 0. 0. 0. 0. 0. 0. 0. 0. 0. 0. 0. 0. 0. 0. ]] | 2D array of the rotation angle of a layer in respect to the chord line. The first dimension represents each layer, the second dimension represents each entry along blade span. If the rotation is equal to negative twist +- a constant, then the layer is built straight.
blade.internal_structure_2d_fem.layer_start_nd | output |  | [[0. 0. 0. 0. 0. 0. 0. 0. 0. 0. 0. 0. 0. 0. 0. 0. 0. 0. 0. 0. 0. 0. 0. 0. 0. 0. 0. 0. 0. 0. ] [0. 0. 0. 0. 0. 0. 0. 0. 0. 0. 0. 0. 0. 0. 0. 0. 0. 0. 0. 0. 0. 0. 0. 0. 0. 0. 0. 0. 0. 0. ] [0.16613836 0.17213292 0.17377565 0.24236739 0.24840211 0.25483194 0.25831651 0.2606316 0.26185655 0.26161264 0.26082551 0.26233365 0.26415389 0.27134171 0.27373183 0.27665435 0.27873161 0.27899075 0.27796373 0.27500935 0.26800048 0.26252507 0.25227143 0.23929055 0.2286023 0.2139112 0.19222321 0.15830915 0.10599279 0.08009451] [0.66614777 0.67267696 0.6813716 0.624576 0.63111637 0.63525345 0.63969751 0.64421443 0.6479319 0.65111514 0.65349045 0.65222952 0.64942583 0.64006648 0.63442906 0.62711208 0.61958761 0.61291064 0.6066585 0.60165868 0.59704593 0.59480782 0.59151507 0.58846219 0.58655496 0.58405057 0.58056448 0.57503875 0.57570409 0.59684729] [0.19443411 0.20023461 0.2034648 0.20985913 0.21680988 0.22473252 0.23047318 0.23511254 0.23881547 0.24131677 0.24339399 0.24777115 0.25245366 0.2626957 0.26823324 0.27460993 0.28054095 0.28515759 0.28912313 0.26917496 0.1515052 0.26704966 0.29282122 0.29160038 0.29036809 0.28828892 0.28470286 0.27880225 0.26841981 0.24523263] [0.69444351 0.70077865 0.71106075 0.7210051 0.73181307 0.73805793 0.74192309 0.74555238 0.74756319 0.74829535 0.74813068 0.74511023 0.74148716 0.73206081 0.72721102 0.72134089 0.71582778 0.71163356 0.70815871 0.68329406 0.56315882 0.67908768 0.70736157 0.70936109 0.71126115 0.71382702 0.71773382 0.72373774 0.73399726 0.75672069] [0.48905595 0.48906666 0.48804594 0.48693177 0.4865449 0.48568392 0.48498059 0.48529504 0.48563867 0.48579214 0.48610802 0.48625364 0.48610004 0.48563564 0.4848331 0.4836757 0.48225705 0.48061529 0.47877663 0.47677159 0.4738464 0.47195149 0.46870373 0.46467431 0.45945878 0.45224601 0.44706215 0.44565141 0.44396141 0.44179699] [0. 0. 0. 0. 0. 0. 0. 0. 0. 0. 0. 0. 0. 0. 0. 0. 0. 0. 0. 0. 0. 0. 0. 0. 0. 0. 0. 0. 0. 0. ] [0.95925412 0.9594317 0.95687651 0.95337018 0.95003362 0.94748977 0.94542866 0.9439109 0.94255318 0.94189425 0.94160711 0.94086181 0.93944335 0.93714084 0.93398365 0.92986086 0.92466829 0.9242728 0.92442968 0.92484037 0.92570146 0.92601191 0.92624561 0.92650869 0.93167684 0.9318825 0.93198532 0.93200258 0.9318066 0.93112403] [0.04074588 0.0405683 0.04312349 0.04662982 0.04996638 0.05251023 0.05457134 0.0560891 0.05744682 0.05810575 0.05839289 0.05913819 0.06055665 0.06285916 0.06601635 0.07013914 0.07533171 0.0757272 0.07557032 0.07515963 0.07429854 0.07398809 0.07375439 0.07349131 0.06832316 0.0681175 0.06801468 0.06799742 0.0681934 0.06887597] [0.22272986 0.2283363 0.23315395 0.30628216 0.31651681 0.32605035 0.33114507 0.33476837 0.33695657 0.33733896 0.33716856 0.34000015 0.34401759 0.35428304 0.3606741 0.36854972 0.37654118 0.38368575 0.39047187 0.39611248 0.40173096 0.4045538 0.4086757 0.41413976 0.41620783 0.4187861 0.42232731 0.42791605 0.43084682 0.41037074] [0.51094271 0.51080331 0.51101049 0.51165081 0.51288826 0.51322764 0.51314703 0.51396743 0.5146836 0.5150793 0.51563369 0.51629116 0.51698733 0.5177132 0.51845802 0.51921623 0.52008491 0.52110608 0.52228915 0.52360822 0.52556666 0.5268811 0.52919308 0.53229724 0.5364826 0.54204385 0.54490966 0.54374243 0.54263061 0.54177825] [0.72273926 0.72888034 0.7407499 0.68849077 0.69923106 0.70647186 0.71252606 0.7183512 0.72303192 0.72684146 0.7298335 0.72989602 0.72928952 0.72300781 0.72137133 0.71900745 0.71739719 0.71760564 0.71916665 0.72276182 0.73077641 0.73683654 0.74791935 0.76014226 0.77209424 0.78776454 0.81010964 0.84416027 0.89229042 0.91659409] [0. 0. 0. 0. 0. 0. 0. 0. 0. 0. 0. 0. 0. 0. 0. 0.05 0.05 0.05 0.05 0.05 0.05 0.05 0.05 0.05 0.05 0.05 0.04 0.05 0.05 0.05 ] [0. 0. 0. 0. 0. 0. 0. 0. 0. 0. 0. 0. 0. 0. 0. 0. 0. 0. 0. 0. 0. 0. 0. 0. 0. 0. 0. 0. 0. 0. ] [0. 0. 0. 0. 0. 0. 0. 0. 0. 0. 0. 0. 0. 0. 0. 0. 0. 0. 0. 0. 0. 0. 0. 0. 0. 0. 0. 0. 0. 0. ] [0. 0. 0. 0. 0. 0. 0. 0. 0. 0. 0. 0. 0. 0. 0. 0. 0. 0. 0. 0. 0. 0. 0. 0. 0. 0. 0. 0. 0. 0. ] [0. 0. 0. 0. 0. 0. 0. 0. 0. 0. 0. 0. 0. 0. 0. 0. 0. 0. 0. 0. 0. 0. 0. 0. 0. 0. 0. 0. 0. 0. ] [0. 0. 0. 0. 0. 0. 0. 0. 0. 0. 0. 0. 0. 0. 0. 0. 0. 0. 0. 0. 0. 0. 0. 0. 0. 0. 0. 0. 0. 0. ] [0. 0. 0. 0. 0. 0. 0. 0. 0. 0. 0. 0. 0. 0. 0. 0. 0. 0. 0. 0. 0. 0. 0. 0. 0. 0. 0. 0. 0. 0. ]] | 2D array of the non-dimensional start point defined along the outer profile of a layer. The TE suction side is 0, the TE pressure side is 1. The first dimension represents each layer, the second dimension represents each entry along blade span.
blade.internal_structure_2d_fem.layer_end_nd | output |  | [[1. 1. 1. 1. 1. 1. 1. 1. 1. 1. 1. 1. 1. 1. 1. 1. 1. 1. 1. 1. 1. 1. 1. 1. 1. 1. 1. 1. 1. 1. ] [1. 1. 1. 1. 1. 1. 1. 1. 1. 1. 1. 1. 1. 1. 1. 1. 1. 1. 1. 1. 1. 1. 1. 1. 1. 1. 1. 1. 1. 1. ] [0.22272986 0.2283363 0.23315395 0.30628216 0.31651681 0.32605035 0.33114507 0.33476837 0.33695657 0.33733896 0.33716856 0.34000015 0.34401759 0.35428304 0.3606741 0.36854972 0.37654118 0.38368575 0.39047187 0.39611248 0.40173096 0.4045538 0.4086757 0.41413976 0.41620783 0.4187861 0.42232731 0.42791605 0.43084682 0.41037074] [0.72273926 0.72888034 0.7407499 0.68849077 0.69923106 0.70647186 0.71252606 0.7183512 0.72303192 0.72684146 0.7298335 0.72989602 0.72928952 0.72300781 0.72137133 0.71900745 0.71739719 0.71760564 0.71916665 0.72276182 0.73077641 0.73683654 0.74791935 0.76014226 0.77209424 0.78776454 0.81010964 0.84416027 0.89229042 0.91659409] [0.19443411 0.20023461 0.2034648 0.20985913 0.21680988 0.22473252 0.23047318 0.23511254 0.23881547 0.24131677 0.24339399 0.24777115 0.25245366 0.2626957 0.26823324 0.27460993 0.28054095 0.28515759 0.28912313 0.31458864 0.43568247 0.32031043 0.29282122 0.29160038 0.29036809 0.28828892 0.28470286 0.27880225 0.26841981 0.24523263] [0.69444351 0.70077865 0.71106075 0.7210051 0.73181307 0.73805793 0.74192309 0.74555238 0.74756319 0.74829535 0.74813068 0.74511023 0.74148716 0.73206081 0.72721102 0.72134089 0.71582778 0.71163356 0.70815871 0.72870773 0.84733608 0.73234845 0.70736157 0.70936109 0.71126115 0.71382702 0.71773382 0.72373774 0.73399726 0.75672069] [0.51094271 0.51080331 0.51101049 0.51165081 0.51288826 0.51322764 0.51314703 0.51396743 0.5146836 0.5150793 0.51563369 0.51629116 0.51698733 0.5177132 0.51845802 0.51921623 0.52008491 0.52110608 0.52228915 0.52360822 0.52556666 0.5268811 0.52919308 0.53229724 0.5364826 0.54204385 0.54490966 0.54374243 0.54263061 0.54177825] [0.04074588 0.0405683 0.04312349 0.04662982 0.04996638 0.05251023 0.05457134 0.0560891 0.05744682 0.05810575 0.05839289 0.05913819 0.06055665 0.06285916 0.06601635 0.07013914 0.07533171 0.0757272 0.07557032 0.07515963 0.07429854 0.07398809 0.07375439 0.07349131 0.06832316 0.0681175 0.06801468 0.06799742 0.0681934 0.06887597] [1. 1. 1. 1. 1. 1. 1. 1. 1. 1. 1. 1. 1. 1. 1. 1. 1. 1. 1. 1. 1. 1. 1. 1. 1. 1. 1. 1. 1. 1. ] [0.16613836 0.17213292 0.17377565 0.24236739 0.24840211 0.25483194 0.25831651 0.2606316 0.26185655 0.26161264 0.26082551 0.26233365 0.26415389 0.27134171 0.27373183 0.27665435 0.27873161 0.27899075 0.27796373 0.27500935 0.26800048 0.26252507 0.25227143 0.23929055 0.2286023 0.2139112 0.19222321 0.15830915 0.10599279 0.08009451] [0.48905595 0.48906666 0.48804594 0.48693177 0.4865449 0.48568392 0.48498059 0.48529504 0.48563867 0.48579214 0.48610802 0.48625364 0.48610004 0.48563564 0.4848331 0.4836757 0.48225705 0.48061529 0.47877663 0.47677159 0.4738464 0.47195149 0.46870373 0.46467431 0.45945878 0.45224601 0.44706215 0.44565141 0.44396141 0.44179699] [0.66614777 0.67267696 0.6813716 0.624576 0.63111637 0.63525345 0.63969751 0.64421443 0.6479319 0.65111514 0.65349045 0.65222952 0.64942583 0.64006648 0.63442906 0.62711208 0.61958761 0.61291064 0.6066585 0.60165868 0.59704593 0.59480782 0.59151507 0.58846219 0.58655496 0.58405057 0.58056448 0.57503875 0.57570409 0.59684729] [0.95925412 0.9594317 0.95687651 0.95337018 0.95003362 0.94748977 0.94542866 0.9439109 0.94255318 0.94189425 0.94160711 0.94086181 0.93944335 0.93714084 0.93398365 0.92986086 0.92466829 0.9242728 0.92442968 0.92484037 0.92570146 0.92601191 0.92624561 0.92650869 0.93167684 0.9318825 0.93198532 0.93200258 0.9318066 0.93112403] [1. 1. 1. 1. 1. 1. 1. 1. 1. 1. 1. 1. 1. 1. 1. 0.95 0.95 0.95 0.95 0.95 0.95 0.95 0.95 0.95 0.95 0.95 0.95 0.95 0.95 0.95 ] [0. 0. 0. 0. 0. 0. 0. 0. 0. 0. 0. 0. 0. 0. 0. 0. 0. 0. 0. 0. 0. 0. 0. 0. 0. 0. 0. 0. 0. 0. ] [0. 0. 0. 0. 0. 0. 0. 0. 0. 0. 0. 0. 0. 0. 0. 0. 0. 0. 0. 0. 0. 0. 0. 0. 0. 0. 0. 0. 0. 0. ] [0. 0. 0. 0. 0. 0. 0. 0. 0. 0. 0. 0. 0. 0. 0. 0. 0. 0. 0. 0. 0. 0. 0. 0. 0. 0. 0. 0. 0. 0. ] [0. 0. 0. 0. 0. 0. 0. 0. 0. 0. 0. 0. 0. 0. 0. 0. 0. 0. 0. 0. 0. 0. 0. 0. 0. 0. 0. 0. 0. 0. ] [0. 0. 0. 0. 0. 0. 0. 0. 0. 0. 0. 0. 0. 0. 0. 0. 0. 0. 0. 0. 0. 0. 0. 0. 0. 0. 0. 0. 0. 0. ] [0. 0. 0. 0. 0. 0. 0. 0. 0. 0. 0. 0. 0. 0. 0. 0. 0. 0. 0. 0. 0. 0. 0. 0. 0. 0. 0. 0. 0. 0. ]] | 2D array of the non-dimensional end point defined along the outer profile of a layer. The TE suction side is 0, the TE pressure side is 1. The first dimension represents each layer, the second dimension represents each entry along blade span.
blade.internal_structure_2d_fem.layer_offset_y_pa | output | m | [[ 0. 0. 0. 0. 0. 0. 0. 0. 0. 0. 0. 0. 0. 0. 0. 0. 0. 0. 0. 0. 0. 0. 0. 0. 0. 0. 0. 0. 0. 0. ] [ 0. 0. 0. 0. 0. 0. 0. 0. 0. 0. 0. 0. 0. 0. 0. 0. 0. 0. 0. 0. 0. 0. 0. 0. 0. 0. 0. 0. 0. 0. ] [ 0. 0. 0. -0.8 -0.768 -0.736 -0.704 -0.672 -0.64 -0.608 -0.576 -0.544 -0.512 -0.48 -0.448 -0.416 -0.384 -0.352 -0.32 -0.288 -0.2464 -0.224 -0.192 -0.16 -0.128 -0.096 -0.064 -0.032 0. 0. ] [ 0. 0. 0. -0.8 -0.768 -0.736 -0.704 -0.672 -0.64 -0.608 -0.576 -0.544 -0.512 -0.48 -0.448 -0.416 -0.384 -0.352 -0.32 -0.288 -0.2464 -0.224 -0.192 -0.16 -0.128 -0.096 -0.064 -0.032 0. 0. ] [ 0. 0. 0. 0. 0. 0. 0. 0. 0. 0. 0. 0. 0. 0. 0. 0. 0. 0. 0. 0. 0. 0. 0. 0. 0. 0. 0. 0. 0. 0. ] [ 0. 0. 0. 0. 0. 0. 0. 0. 0. 0. 0. 0. 0. 0. 0. 0. 0. 0. 0. 0. 0. 0. 0. 0. 0. 0. 0. 0. 0. 0. ] [ 0. 0. 0. 0. 0. 0. 0. 0. 0. 0. 0. 0. 0. 0. 0. 0. 0. 0. 0. 0. 0. 0. 0. 0. 0. 0. 0. 0. 0. 0. ] [ 0. 0. 0. 0. 0. 0. 0. 0. 0. 0. 0. 0. 0. 0. 0. 0. 0. 0. 0. 0. 0. 0. 0. 0. 0. 0. 0. 0. 0. 0. ] [ 0. 0. 0. 0. 0. 0. 0. 0. 0. 0. 0. 0. 0. 0. 0. 0. 0. 0. 0. 0. 0. 0. 0. 0. 0. 0. 0. 0. 0. 0. ] [ 0. 0. 0. 0. 0. 0. 0. 0. 0. 0. 0. 0. 0. 0. 0. 0. 0. 0. 0. 0. 0. 0. 0. 0. 0. 0. 0. 0. 0. 0. ] [ 0. 0. 0. 0. 0. 0. 0. 0. 0. 0. 0. 0. 0. 0. 0. 0. 0. 0. 0. 0. 0. 0. 0. 0. 0. 0. 0. 0. 0. 0. ] [ 0. 0. 0. 0. 0. 0. 0. 0. 0. 0. 0. 0. 0. 0. 0. 0. 0. 0. 0. 0. 0. 0. 0. 0. 0. 0. 0. 0. 0. 0. ] [ 0. 0. 0. 0. 0. 0. 0. 0. 0. 0. 0. 0. 0. 0. 0. 0. 0. 0. 0. 0. 0. 0. 0. 0. 0. 0. 0. 0. 0. 0. ] [ 0. 0. 0. 0. 0. 0. 0. 0. 0. 0. 0. 0. 0. 0. 0. 0. 0. 0. 0. 0. 0. 0. 0. 0. 0. 0. 0. 0. 0. 0. ] [ 0. 0. 0. 0. 0. 0. 0. 0. 0. 0. 0. 0. 0. 0. 0. 0. 0. 0. 0. 0. 0. 0. 0. 0. 0. 0. 0. 0. 0. 0. ] [ 0. 0. 0. 0. 0. 0. 0. 0. 0. 0. 0. 0. 0. 0. 0. 0. 0. 0. 0. 0. 0. 0. 0. 0. 0. 0. 0. 0. 0. 0. ] [ 0. 0. 0. 0. 0. 0. 0. 0. 0. 0. 0. 0. 0. 0. 0. 0. 0. 0. 0. 0. 0. 0. 0. 0. 0. 0. 0. 0. 0. 0. ] [ 0. 0. 0. 0. 0. 0. 0. 0. 0. 0. 0. 0. 0. 0. 0. 0. 0. 0. 0. 0. 0. 0. 0. 0. 0. 0. 0. 0. 0. 0. ] [ 0. 0. 0. 0. 0. 0. 0. 0. 0. 0. 0. 0. 0. 0. 0. 0. 0. 0. 0. 0. 0. 0. 0. 0. 0. 0. 0. 0. 0. 0. ] [ 0. 0. 0. 0. 0. 0. 0. 0. 0. 0. 0. 0. 0. 0. 0. 0. 0. 0. 0. 0. 0. 0. 0. 0. 0. 0. 0. 0. 0. 0. ]] | 2D array of the offset along the y axis to set the position of a layer. Positive values move the layer towards the trailing edge, negative values towards the leading edge. The first dimension represents each layer, the second dimension represents each entry along blade span.
blade.internal_structure_2d_fem.layer_width | output | m | [[0.00000000e+00 0.00000000e+00 0.00000000e+00 0.00000000e+00 0.00000000e+00 0.00000000e+00 0.00000000e+00 0.00000000e+00 0.00000000e+00 0.00000000e+00 0.00000000e+00 0.00000000e+00 0.00000000e+00 0.00000000e+00 0.00000000e+00 0.00000000e+00 0.00000000e+00 0.00000000e+00 0.00000000e+00 0.00000000e+00 0.00000000e+00 0.00000000e+00 0.00000000e+00 0.00000000e+00 0.00000000e+00 0.00000000e+00 0.00000000e+00 0.00000000e+00 0.00000000e+00 0.00000000e+00] [0.00000000e+00 0.00000000e+00 0.00000000e+00 0.00000000e+00 0.00000000e+00 0.00000000e+00 0.00000000e+00 0.00000000e+00 0.00000000e+00 0.00000000e+00 0.00000000e+00 0.00000000e+00 0.00000000e+00 0.00000000e+00 0.00000000e+00 0.00000000e+00 0.00000000e+00 0.00000000e+00 0.00000000e+00 0.00000000e+00 0.00000000e+00 0.00000000e+00 0.00000000e+00 0.00000000e+00 0.00000000e+00 0.00000000e+00 0.00000000e+00 0.00000000e+00 0.00000000e+00 0.00000000e+00] [8.00000000e-01 8.00000000e-01 8.00000000e-01 8.00000000e-01 8.00000000e-01 8.00000000e-01 8.00000000e-01 8.00000000e-01 8.00000000e-01 8.00000000e-01 8.00000000e-01 8.00000000e-01 8.00000000e-01 8.00000000e-01 8.00000000e-01 8.00000000e-01 8.00000000e-01 8.00000000e-01 8.00000000e-01 8.00000000e-01 8.00000000e-01 8.00000000e-01 8.00000000e-01 8.00000000e-01 7.53600000e-01 7.05900000e-01 6.58700000e-01 6.11000000e-01 5.38300000e-01 3.41900000e-01] [8.00000000e-01 8.00000000e-01 8.00000000e-01 8.00000000e-01 8.00000000e-01 8.00000000e-01 8.00000000e-01 8.00000000e-01 8.00000000e-01 8.00000000e-01 8.00000000e-01 8.00000000e-01 8.00000000e-01 8.00000000e-01 8.00000000e-01 8.00000000e-01 8.00000000e-01 8.00000000e-01 8.00000000e-01 8.00000000e-01 8.00000000e-01 8.00000000e-01 8.00000000e-01 7.85500000e-01 7.45300000e-01 7.01900000e-01 6.57100000e-01 6.09900000e-01 5.24600000e-01 3.31000000e-01] [0.00000000e+00 0.00000000e+00 0.00000000e+00 0.00000000e+00 0.00000000e+00 0.00000000e+00 0.00000000e+00 0.00000000e+00 0.00000000e+00 0.00000000e+00 0.00000000e+00 0.00000000e+00 0.00000000e+00 0.00000000e+00 0.00000000e+00 0.00000000e+00 0.00000000e+00 0.00000000e+00 0.00000000e+00 3.00000000e-01 1.70000000e+00 3.00000000e-01 1.38777878e-17 0.00000000e+00 0.00000000e+00 0.00000000e+00 0.00000000e+00 0.00000000e+00 0.00000000e+00 0.00000000e+00] [0.00000000e+00 0.00000000e+00 0.00000000e+00 0.00000000e+00 0.00000000e+00 0.00000000e+00 0.00000000e+00 0.00000000e+00 0.00000000e+00 0.00000000e+00 0.00000000e+00 0.00000000e+00 0.00000000e+00 0.00000000e+00 0.00000000e+00 0.00000000e+00 0.00000000e+00 0.00000000e+00 0.00000000e+00 3.00000000e-01 1.70000000e+00 3.00000000e-01 1.38777878e-17 0.00000000e+00 0.00000000e+00 0.00000000e+00 0.00000000e+00 0.00000000e+00 0.00000000e+00 0.00000000e+00] [3.09400000e-01 3.09400000e-01 3.09400000e-01 3.09400000e-01 3.09400000e-01 3.09400000e-01 3.09400000e-01 3.09400000e-01 3.09400000e-01 3.09400000e-01 3.09400000e-01 3.09400000e-01 3.09400000e-01 3.09400000e-01 3.09400000e-01 3.09400000e-01 3.09400000e-01 3.09400000e-01 3.09400000e-01 3.09400000e-01 3.09400000e-01 3.09400000e-01 3.09400000e-01 3.09400000e-01 3.09400000e-01 3.09400000e-01 2.80100000e-01 2.22300000e-01 1.63500000e-01 1.03500000e-01] [5.76000000e-01 5.77450000e-01 5.81000000e-01 5.83650000e-01 5.86850000e-01 5.89850000e-01 5.99450000e-01 6.05250000e-01 6.11950000e-01 6.13850000e-01 6.11900000e-01 6.09150000e-01 6.06600000e-01 6.06300000e-01 6.07450000e-01 6.10600000e-01 6.16150000e-01 5.78650000e-01 5.37350000e-01 4.96500000e-01 4.44467378e-01 4.16750000e-01 3.77250000e-01 3.36250000e-01 2.74450000e-01 2.34700000e-01 1.94700000e-01 1.54100000e-01 1.13000000e-01 7.13000000e-02] [5.76000000e-01 5.77450000e-01 5.81000000e-01 5.83650000e-01 5.86850000e-01 5.89850000e-01 5.99450000e-01 6.05250000e-01 6.11950000e-01 6.13850000e-01 6.11900000e-01 6.09150000e-01 6.06600000e-01 6.06300000e-01 6.07450000e-01 6.10600000e-01 6.16150000e-01 5.78650000e-01 5.37350000e-01 4.96500000e-01 4.44467378e-01 4.16750000e-01 3.77250000e-01 3.36250000e-01 2.74450000e-01 2.34700000e-01 1.94700000e-01 1.54100000e-01 1.13000000e-01 7.13000000e-02] [0.00000000e+00 0.00000000e+00 0.00000000e+00 0.00000000e+00 0.00000000e+00 0.00000000e+00 0.00000000e+00 0.00000000e+00 0.00000000e+00 0.00000000e+00 0.00000000e+00 0.00000000e+00 0.00000000e+00 0.00000000e+00 0.00000000e+00 0.00000000e+00 0.00000000e+00 0.00000000e+00 0.00000000e+00 0.00000000e+00 0.00000000e+00 0.00000000e+00 0.00000000e+00 0.00000000e+00 0.00000000e+00 0.00000000e+00 0.00000000e+00 0.00000000e+00 0.00000000e+00 0.00000000e+00] [0.00000000e+00 0.00000000e+00 0.00000000e+00 0.00000000e+00 0.00000000e+00 0.00000000e+00 0.00000000e+00 0.00000000e+00 0.00000000e+00 0.00000000e+00 0.00000000e+00 0.00000000e+00 0.00000000e+00 0.00000000e+00 0.00000000e+00 0.00000000e+00 0.00000000e+00 0.00000000e+00 0.00000000e+00 0.00000000e+00 0.00000000e+00 0.00000000e+00 0.00000000e+00 0.00000000e+00 0.00000000e+00 0.00000000e+00 0.00000000e+00 0.00000000e+00 0.00000000e+00 0.00000000e+00] [0.00000000e+00 0.00000000e+00 0.00000000e+00 0.00000000e+00 0.00000000e+00 0.00000000e+00 0.00000000e+00 0.00000000e+00 0.00000000e+00 0.00000000e+00 0.00000000e+00 0.00000000e+00 0.00000000e+00 0.00000000e+00 0.00000000e+00 0.00000000e+00 0.00000000e+00 0.00000000e+00 0.00000000e+00 0.00000000e+00 0.00000000e+00 0.00000000e+00 0.00000000e+00 0.00000000e+00 0.00000000e+00 0.00000000e+00 0.00000000e+00 0.00000000e+00 0.00000000e+00 0.00000000e+00] [0.00000000e+00 0.00000000e+00 0.00000000e+00 0.00000000e+00 0.00000000e+00 0.00000000e+00 0.00000000e+00 0.00000000e+00 0.00000000e+00 0.00000000e+00 0.00000000e+00 0.00000000e+00 0.00000000e+00 0.00000000e+00 0.00000000e+00 0.00000000e+00 0.00000000e+00 0.00000000e+00 0.00000000e+00 0.00000000e+00 0.00000000e+00 0.00000000e+00 0.00000000e+00 0.00000000e+00 0.00000000e+00 0.00000000e+00 0.00000000e+00 0.00000000e+00 0.00000000e+00 0.00000000e+00] [0.00000000e+00 0.00000000e+00 0.00000000e+00 0.00000000e+00 0.00000000e+00 0.00000000e+00 0.00000000e+00 0.00000000e+00 0.00000000e+00 0.00000000e+00 0.00000000e+00 0.00000000e+00 0.00000000e+00 0.00000000e+00 0.00000000e+00 0.00000000e+00 0.00000000e+00 0.00000000e+00 0.00000000e+00 0.00000000e+00 0.00000000e+00 0.00000000e+00 0.00000000e+00 0.00000000e+00 0.00000000e+00 0.00000000e+00 0.00000000e+00 0.00000000e+00 0.00000000e+00 0.00000000e+00] [0.00000000e+00 0.00000000e+00 0.00000000e+00 0.00000000e+00 0.00000000e+00 0.00000000e+00 0.00000000e+00 0.00000000e+00 0.00000000e+00 0.00000000e+00 0.00000000e+00 0.00000000e+00 0.00000000e+00 0.00000000e+00 0.00000000e+00 0.00000000e+00 0.00000000e+00 0.00000000e+00 0.00000000e+00 0.00000000e+00 0.00000000e+00 0.00000000e+00 0.00000000e+00 0.00000000e+00 0.00000000e+00 0.00000000e+00 0.00000000e+00 0.00000000e+00 0.00000000e+00 0.00000000e+00] [0.00000000e+00 0.00000000e+00 0.00000000e+00 0.00000000e+00 0.00000000e+00 0.00000000e+00 0.00000000e+00 0.00000000e+00 0.00000000e+00 0.00000000e+00 0.00000000e+00 0.00000000e+00 0.00000000e+00 0.00000000e+00 0.00000000e+00 0.00000000e+00 0.00000000e+00 0.00000000e+00 0.00000000e+00 0.00000000e+00 0.00000000e+00 0.00000000e+00 0.00000000e+00 0.00000000e+00 0.00000000e+00 0.00000000e+00 0.00000000e+00 0.00000000e+00 0.00000000e+00 0.00000000e+00] [0.00000000e+00 0.00000000e+00 0.00000000e+00 0.00000000e+00 0.00000000e+00 0.00000000e+00 0.00000000e+00 0.00000000e+00 0.00000000e+00 0.00000000e+00 0.00000000e+00 0.00000000e+00 0.00000000e+00 0.00000000e+00 0.00000000e+00 0.00000000e+00 0.00000000e+00 0.00000000e+00 0.00000000e+00 0.00000000e+00 0.00000000e+00 0.00000000e+00 0.00000000e+00 0.00000000e+00 0.00000000e+00 0.00000000e+00 0.00000000e+00 0.00000000e+00 0.00000000e+00 0.00000000e+00] [0.00000000e+00 0.00000000e+00 0.00000000e+00 0.00000000e+00 0.00000000e+00 0.00000000e+00 0.00000000e+00 0.00000000e+00 0.00000000e+00 0.00000000e+00 0.00000000e+00 0.00000000e+00 0.00000000e+00 0.00000000e+00 0.00000000e+00 0.00000000e+00 0.00000000e+00 0.00000000e+00 0.00000000e+00 0.00000000e+00 0.00000000e+00 0.00000000e+00 0.00000000e+00 0.00000000e+00 0.00000000e+00 0.00000000e+00 0.00000000e+00 0.00000000e+00 0.00000000e+00 0.00000000e+00] [0.00000000e+00 0.00000000e+00 0.00000000e+00 0.00000000e+00 0.00000000e+00 0.00000000e+00 0.00000000e+00 0.00000000e+00 0.00000000e+00 0.00000000e+00 0.00000000e+00 0.00000000e+00 0.00000000e+00 0.00000000e+00 0.00000000e+00 0.00000000e+00 0.00000000e+00 0.00000000e+00 0.00000000e+00 0.00000000e+00 0.00000000e+00 0.00000000e+00 0.00000000e+00 0.00000000e+00 0.00000000e+00 0.00000000e+00 0.00000000e+00 0.00000000e+00 0.00000000e+00 0.00000000e+00] [0.00000000e+00 0.00000000e+00 0.00000000e+00 0.00000000e+00 0.00000000e+00 0.00000000e+00 0.00000000e+00 0.00000000e+00 0.00000000e+00 0.00000000e+00 0.00000000e+00 0.00000000e+00 0.00000000e+00 0.00000000e+00 0.00000000e+00 0.00000000e+00 0.00000000e+00 0.00000000e+00 0.00000000e+00 0.00000000e+00 0.00000000e+00 0.00000000e+00 0.00000000e+00 0.00000000e+00 0.00000000e+00 0.00000000e+00 0.00000000e+00 0.00000000e+00 0.00000000e+00 0.00000000e+00]] | 2D array of the width along the outer profile of a layer. The first dimension represents each layer, the second dimension represents each entry along blade span.
blade.interp_airfoils.r_thick_interp | output |  | [1. 0.9904762 0.90583552 0.76920637 0.62433185 0.51495506 0.45652477 0.40898037 0.37373472 0.35299758 0.33854388 0.32716954 0.31781339 0.30941425 0.30091105 0.29250549 0.28490061 0.27785301 0.27111927 0.26445597 0.25549867 0.250367 0.2424545 0.23345852 0.22353126 0.21373557 0.20477992 0.19617537 0.18790426 0.18 ] | 1D array of the relative thicknesses of the blade defined along span.
blade.interp_airfoils.ac_interp | output |  | [0.5 0.49575018 0.45884901 0.40205541 0.34747208 0.31720171 0.316 0.316 0.316 0.31553758 0.31111337 0.30358636 0.29491462 0.28705623 0.28196904 0.2789807 0.27622217 0.27372193 0.27150848 0.26961032 0.26766091 0.26687382 0.26609246 0.26570208 0.26548576 0.2651602 0.26287948 0.25487265 0.24264125 0.228 ] | 1D array of the aerodynamic center of the blade defined along span.
blade.interp_airfoils.cl_interp | output |  | [[[[ 0.00000000e+00] [ 0.00000000e+00] [ 0.00000000e+00] [ 0.00000000e+00] [ 0.00000000e+00]] [[ 0.00000000e+00] [ 0.00000000e+00] [ 0.00000000e+00] [ 0.00000000e+00] [ 0.00000000e+00]] [[ 0.00000000e+00] [ 0.00000000e+00] [ 0.00000000e+00] [ 0.00000000e+00] [ 0.00000000e+00]] ... [[ 0.00000000e+00] [ 0.00000000e+00] [ 0.00000000e+00] [ 0.00000000e+00] [ 0.00000000e+00]] [[ 0.00000000e+00] [ 0.00000000e+00] [ 0.00000000e+00] [ 0.00000000e+00] [ 0.00000000e+00]] [[ 0.00000000e+00] [ 0.00000000e+00] [ 0.00000000e+00] [ 0.00000000e+00] [ 0.00000000e+00]]] [[[ 0.00000000e+00] [ 0.00000000e+00] [ 0.00000000e+00] [ 0.00000000e+00] [ 0.00000000e+00]] [[ 2.26137991e-03] [ 1.94775724e-03] [ 1.92094234e-03] [ 1.93109733e-03] [ 1.89340473e-03]] [[ 4.52275988e-03] [ 3.89551453e-03] [ 3.84188473e-03] [ 3.86219472e-03] [ 3.78680952e-03]] ... [[-4.52275988e-03] [-3.89551453e-03] [-3.84188473e-03] [-3.86219472e-03] [-3.78680952e-03]] [[-2.26137991e-03] [-1.94775724e-03] [-1.92094234e-03] [-1.93109733e-03] [-1.89340473e-03]] [[-7.53598903e-19] [-7.53598903e-19] [-7.53598903e-19] [-7.53598903e-19] [-7.53598903e-19]]] [[[ 0.00000000e+00] [ 0.00000000e+00] [ 0.00000000e+00] [ 0.00000000e+00] [ 0.00000000e+00]] [[ 2.24911443e-02] [ 2.00611592e-02] [ 1.98552462e-02] [ 1.99331949e-02] [ 1.96440645e-02]] [[ 4.49822890e-02] [ 4.01223189e-02] [ 3.97104929e-02] [ 3.98663903e-02] [ 3.92881293e-02]] ... [[-4.49822890e-02] [-4.01223189e-02] [-3.97104929e-02] [-3.98663903e-02] [-3.92881293e-02]] [[-2.24911443e-02] [-2.00611592e-02] [-1.98552462e-02] [-1.99331949e-02] [-1.96440645e-02]] [[-6.25425624e-18] [-6.25425624e-18] [-6.25425624e-18] [-6.25425624e-18] [-6.25425624e-18]]] ... [[[ 0.00000000e+00] [ 0.00000000e+00] [ 0.00000000e+00] [ 0.00000000e+00] [ 0.00000000e+00]] [[ 1.81891218e-01] [ 1.86009734e-01] [ 1.87437603e-01] [ 1.94392998e-01] [ 1.98011589e-01]] [[ 3.63782435e-01] [ 3.72019469e-01] [ 3.74875206e-01] [ 3.88785996e-01] [ 3.96023178e-01]] ... [[-3.63782435e-01] [-3.72019469e-01] [-3.74875206e-01] [-3.88785996e-01] [-3.96023178e-01]] [[-1.81891218e-01] [-1.86009734e-01] [-1.87437603e-01] [-1.94392998e-01] [-1.98011589e-01]] [[-3.06780898e-19] [-2.47779670e-19] [ 0.00000000e+00] [ 1.29721666e-17] [-3.98810863e-18]]] [[[ 0.00000000e+00] [ 0.00000000e+00] [ 0.00000000e+00] [ 0.00000000e+00] [ 0.00000000e+00]] [[ 1.91313607e-01] [ 1.96662846e-01] [ 1.98266810e-01] [ 2.04863588e-01] [ 2.08470811e-01]] [[ 3.82627215e-01] [ 3.93325692e-01] [ 3.96533620e-01] [ 4.09727176e-01] [ 4.16941622e-01]] ... [[-3.82627215e-01] [-3.93325692e-01] [-3.96533620e-01] [-4.09727176e-01] [-4.16941622e-01]] [[-1.91313607e-01] [-1.96662846e-01] [-1.98266810e-01] [-2.04863588e-01] [-2.08470811e-01]] [[-1.16003931e-18] [-5.93069651e-19] [ 0.00000000e+00] [ 1.36426336e-17] [-8.66895539e-18]]] [[[ 0.00000000e+00] [ 0.00000000e+00] [ 0.00000000e+00] [ 0.00000000e+00] [ 0.00000000e+00]] [[ 2.02449660e-01] [ 2.09583515e-01] [ 2.11419915e-01] [ 2.17381080e-01] [ 2.21043270e-01]] [[ 4.04899320e-01] [ 4.19167029e-01] [ 4.22839830e-01] [ 4.34762160e-01] [ 4.42086540e-01]] ... [[-4.04899320e-01] [-4.19167029e-01] [-4.22839830e-01] [-4.34762160e-01] [-4.42086540e-01]] [[-2.02449660e-01] [-2.09583515e-01] [-2.11419915e-01] [-2.17381080e-01] [-2.21043270e-01]] [[-2.80518940e-18] [-1.05413865e-18] [ 0.00000000e+00] [ 1.38777878e-17] [-1.38777878e-17]]]] | 4D array with the lift coefficients of the airfoils. Dimension 0 is along the blade span for n_span stations, dimension 1 is along the angles of attack, dimension 2 is along the Reynolds number, dimension 3 is along the number of tabs, which may describe multiple sets at the same station, for example in presence of a flap.
blade.interp_airfoils.cd_interp | output |  | [[[[0.5 ] [0.5 ] [0.5 ] [0.5 ] [0.5 ]] [[0.5 ] [0.5 ] [0.5 ] [0.5 ] [0.5 ]] [[0.5 ] [0.5 ] [0.5 ] [0.5 ] [0.5 ]] ... [[0.5 ] [0.5 ] [0.5 ] [0.5 ] [0.5 ]] [[0.5 ] [0.5 ] [0.5 ] [0.5 ] [0.5 ]] [[0.5 ] [0.5 ] [0.5 ] [0.5 ] [0.5 ]]] [[[0.48317224] [0.48317224] [0.48317224] [0.48317224] [0.48317224]] [[0.48317224] [0.48317224] [0.48317224] [0.48317224] [0.48317224]] [[0.48317224] [0.48317224] [0.48317224] [0.48317224] [0.48317224]] ... [[0.48317224] [0.48317224] [0.48317224] [0.48317224] [0.48317224]] [[0.48317224] [0.48317224] [0.48317224] [0.48317224] [0.48317224]] [[0.48317224] [0.48317224] [0.48317224] [0.48317224] [0.48317224]]] [[[0.34328947] [0.34328947] [0.34328947] [0.34328947] [0.34328947]] [[0.34328947] [0.34328947] [0.34328947] [0.34328947] [0.34328947]] [[0.34328947] [0.34328947] [0.34328947] [0.34328947] [0.34328947]] ... [[0.34328947] [0.34328947] [0.34328947] [0.34328947] [0.34328947]] [[0.34328947] [0.34328947] [0.34328947] [0.34328947] [0.34328947]] [[0.34328947] [0.34328947] [0.34328947] [0.34328947] [0.34328947]]] ... [[[0.001 ] [0.001 ] [0.001 ] [0.001 ] [0.001 ]] [[0.001 ] [0.001 ] [0.001 ] [0.001 ] [0.001 ]] [[0.001 ] [0.001 ] [0.001 ] [0.001 ] [0.001 ]] ... [[0.001 ] [0.001 ] [0.001 ] [0.001 ] [0.001 ]] [[0.001 ] [0.001 ] [0.001 ] [0.001 ] [0.001 ]] [[0.001 ] [0.001 ] [0.001 ] [0.001 ] [0.001 ]]] [[[0.001 ] [0.001 ] [0.001 ] [0.001 ] [0.001 ]] [[0.001 ] [0.001 ] [0.001 ] [0.001 ] [0.001 ]] [[0.001 ] [0.001 ] [0.001 ] [0.001 ] [0.001 ]] ... [[0.001 ] [0.001 ] [0.001 ] [0.001 ] [0.001 ]] [[0.001 ] [0.001 ] [0.001 ] [0.001 ] [0.001 ]] [[0.001 ] [0.001 ] [0.001 ] [0.001 ] [0.001 ]]] [[[0.001 ] [0.001 ] [0.001 ] [0.001 ] [0.001 ]] [[0.001 ] [0.001 ] [0.001 ] [0.001 ] [0.001 ]] [[0.001 ] [0.001 ] [0.001 ] [0.001 ] [0.001 ]] ... [[0.001 ] [0.001 ] [0.001 ] [0.001 ] [0.001 ]] [[0.001 ] [0.001 ] [0.001 ] [0.001 ] [0.001 ]] [[0.001 ] [0.001 ] [0.001 ] [0.001 ] [0.001 ]]]] | 4D array with the drag coefficients of the airfoils. Dimension 0 is along the blade span for n_span stations, dimension 1 is along the angles of attack, dimension 2 is along the Reynolds number, dimension 3 is along the number of tabs, which may describe multiple sets at the same station, for example in presence of a flap.
blade.interp_airfoils.cm_interp | output |  | [[[[ 0.00000000e+00] [ 0.00000000e+00] [ 0.00000000e+00] [ 0.00000000e+00] [ 0.00000000e+00]] [[ 0.00000000e+00] [ 0.00000000e+00] [ 0.00000000e+00] [ 0.00000000e+00] [ 0.00000000e+00]] [[ 0.00000000e+00] [ 0.00000000e+00] [ 0.00000000e+00] [ 0.00000000e+00] [ 0.00000000e+00]] ... [[ 0.00000000e+00] [ 0.00000000e+00] [ 0.00000000e+00] [ 0.00000000e+00] [ 0.00000000e+00]] [[ 0.00000000e+00] [ 0.00000000e+00] [ 0.00000000e+00] [ 0.00000000e+00] [ 0.00000000e+00]] [[ 0.00000000e+00] [ 0.00000000e+00] [ 0.00000000e+00] [ 0.00000000e+00] [ 0.00000000e+00]]] [[[ 0.00000000e+00] [ 0.00000000e+00] [ 0.00000000e+00] [ 0.00000000e+00] [ 0.00000000e+00]] [[ 6.01446903e-03] [ 6.01446903e-03] [ 6.01446903e-03] [ 6.01446903e-03] [ 6.01446903e-03]] [[ 1.03917777e-02] [ 1.03917777e-02] [ 1.03917777e-02] [ 1.03917777e-02] [ 1.03917777e-02]] ... [[-1.50454748e-02] [-1.50454748e-02] [-1.50454748e-02] [-1.50454748e-02] [-1.50454748e-02]] [[-8.95340984e-03] [-8.95340984e-03] [-8.95340984e-03] [-8.95340984e-03] [-8.95340984e-03]] [[ 0.00000000e+00] [ 0.00000000e+00] [ 0.00000000e+00] [ 0.00000000e+00] [ 0.00000000e+00]]] [[[ 0.00000000e+00] [ 0.00000000e+00] [ 0.00000000e+00] [ 0.00000000e+00] [ 0.00000000e+00]] [[ 5.29945751e-02] [ 5.29945751e-02] [ 5.29945751e-02] [ 5.29945751e-02] [ 5.29945751e-02]] [[ 9.32521557e-02] [ 9.32521557e-02] [ 9.32521557e-02] [ 9.32521557e-02] [ 9.32521557e-02]] ... [[-1.32558809e-01] [-1.32558809e-01] [-1.32558809e-01] [-1.32558809e-01] [-1.32558809e-01]] [[-7.74099366e-02] [-7.74099366e-02] [-7.74099366e-02] [-7.74099366e-02] [-7.74099366e-02]] [[ 0.00000000e+00] [ 0.00000000e+00] [ 0.00000000e+00] [ 0.00000000e+00] [ 0.00000000e+00]]] ... [[[ 0.00000000e+00] [ 0.00000000e+00] [ 0.00000000e+00] [ 0.00000000e+00] [ 0.00000000e+00]] [[ 1.20000000e-01] [ 1.20000000e-01] [ 1.20000000e-01] [ 1.20000000e-01] [ 1.20000000e-01]] [[ 2.40000000e-01] [ 2.40000000e-01] [ 2.40000000e-01] [ 2.40000000e-01] [ 2.40000000e-01]] ... [[-3.00000000e-01] [-3.00000000e-01] [-3.00000000e-01] [-3.00000000e-01] [-3.00000000e-01]] [[-1.50000000e-01] [-1.50000000e-01] [-1.50000000e-01] [-1.50000000e-01] [-1.50000000e-01]] [[-1.92606959e-18] [-1.92606959e-18] [-1.92606959e-18] [-1.92606959e-18] [-1.92606959e-18]]] [[[ 0.00000000e+00] [ 0.00000000e+00] [ 0.00000000e+00] [ 0.00000000e+00] [ 0.00000000e+00]] [[ 1.20000000e-01] [ 1.20000000e-01] [ 1.20000000e-01] [ 1.20000000e-01] [ 1.20000000e-01]] [[ 2.40000000e-01] [ 2.40000000e-01] [ 2.40000000e-01] [ 2.40000000e-01] [ 2.40000000e-01]] ... [[-3.00000000e-01] [-3.00000000e-01] [-3.00000000e-01] [-3.00000000e-01] [-3.00000000e-01]] [[-1.50000000e-01] [-1.50000000e-01] [-1.50000000e-01] [-1.50000000e-01] [-1.50000000e-01]] [[-1.92606959e-18] [-1.92606959e-18] [-1.92606959e-18] [-1.92606959e-18] [-1.92606959e-18]]] [[[ 0.00000000e+00] [ 0.00000000e+00] [ 0.00000000e+00] [ 0.00000000e+00] [ 0.00000000e+00]] [[ 1.20000000e-01] [ 1.20000000e-01] [ 1.20000000e-01] [ 1.20000000e-01] [ 1.20000000e-01]] [[ 2.40000000e-01] [ 2.40000000e-01] [ 2.40000000e-01] [ 2.40000000e-01] [ 2.40000000e-01]] ... [[-3.00000000e-01] [-3.00000000e-01] [-3.00000000e-01] [-3.00000000e-01] [-3.00000000e-01]] [[-1.50000000e-01] [-1.50000000e-01] [-1.50000000e-01] [-1.50000000e-01] [-1.50000000e-01]] [[-1.92606959e-18] [-1.92606959e-18] [-1.92606959e-18] [-1.92606959e-18] [-1.92606959e-18]]]] | 4D array with the moment coefficients of the airfoils. Dimension 0 is along the blade span for n_span stations, dimension 1 is along the angles of attack, dimension 2 is along the Reynolds number, dimension 3 is along the number of tabs, which may describe multiple sets at the same station, for example in presence of a flap.
blade.interp_airfoils.coord_xy_interp | output |  | [[[ 1.00000000e+00 -5.22802288e-16] [ 9.99429684e-01 -2.22597407e-02] [ 9.98063018e-01 -4.44580349e-02] ... [ 9.98120489e-01 4.38394581e-02] [ 9.99443038e-01 2.19496514e-02] [ 1.00000000e+00 -5.26271735e-16]] [[ 1.00000000e+00 -4.63811846e-04] [ 9.98467173e-01 -2.21760738e-02] [ 9.96201019e-01 -4.43513952e-02] ... [ 9.96776877e-01 4.39179785e-02] [ 9.98774657e-01 2.22119245e-02] [ 1.00000000e+00 3.03878429e-04]] [[ 1.00000000e+00 -3.84926541e-03] [ 9.90631439e-01 -2.12435866e-02] [ 9.80995553e-01 -4.24457781e-02] ... [ 9.85613808e-01 4.43560536e-02] [ 9.93218520e-01 2.41263074e-02] [ 1.00000000e+00 2.83048459e-03]] ... [[ 1.00000000e+00 2.99243424e-04] [ 9.76715850e-01 2.78508494e-03] [ 9.52832571e-01 4.62553820e-03] ... [ 9.52575171e-01 9.64309571e-03] [ 9.76267770e-01 4.94496385e-03] [ 1.00000000e+00 2.99243424e-04]] [[ 1.00000000e+00 7.60311480e-05] [ 9.76692547e-01 2.94939444e-03] [ 9.52952126e-01 4.97097005e-03] ... [ 9.52775619e-01 1.06814382e-02] [ 9.76380589e-01 5.38373218e-03] [ 1.00000000e+00 7.60311480e-05]] [[ 1.00000000e+00 1.76276899e-06] [ 9.76685164e-01 3.14692752e-03] [ 9.53182640e-01 5.22846152e-03] ... [ 9.52998460e-01 1.22336784e-02] [ 9.76506117e-01 6.17134718e-03] [ 1.00000000e+00 1.76276899e-06]]] | 3D array of the non-dimensional x and y airfoil coordinates of the airfoils interpolated along span for n_span stations. The leading edge is place at x=0 and y=0.
blade.opt_var.s_opt_twist | output |  | [0. 0.33333333 0.66666667 1. ]
blade.opt_var.s_opt_chord | output |  | [0. 0.33333333 0.66666667 1. ]
blade.opt_var.twist_opt | output | rad | [ 0.3491 0.08744168 0.03805128 -0.08166095]
blade.opt_var.chord_opt | output | m | [4.5 4.75 3.02795815 0.5 ]
blade.opt_var.af_position | output |  | [0. 0.02 0.18 0.29632121 0.4824137 0.76458948 0.87235063 1. ]
blade.opt_var.s_opt_layer_0 | output |  | [0. 0.03448276 0.06896552 0.10344828 0.13793103 0.17241379 0.20689655 0.24137931 0.27586207 0.31034483 0.34482759 0.37931034 0.4137931 0.44827586 0.48275862 0.51724138 0.55172414 0.5862069 0.62068966 0.65517241 0.68965517 0.72413793 0.75862069 0.79310345 0.82758621 0.86206897 0.89655172 0.93103448 0.96551724 1. ]
blade.opt_var.layer_0_opt | output | m | [0.001 0.001 0.001 0.001 0.001 0.001 0.001 0.001 0.001 0.001 0.001 0.001 0.001 0.001 0.001 0.001 0.001 0.001 0.001 0.001 0.001 0.001 0.001 0.001 0.001 0.001 0.001 0.001 0.001 0.001]
blade.opt_var.s_opt_layer_1 | output |  | [0. 0.03448276 0.06896552 0.10344828 0.13793103 0.17241379 0.20689655 0.24137931 0.27586207 0.31034483 0.34482759 0.37931034 0.4137931 0.44827586 0.48275862 0.51724138 0.55172414 0.5862069 0.62068966 0.65517241 0.68965517 0.72413793 0.75862069 0.79310345 0.82758621 0.86206897 0.89655172 0.93103448 0.96551724 1. ]
blade.opt_var.layer_1_opt | output | m | [0.041 0.033 0.026 0.02 0.015 0.011 0.00828454 0.00651243 0.00536208 0.00470248 0.00440263 0.00433155 0.00435823 0.00435168 0.00430703 0.0042194 0.00408392 0.00389572 0.00364992 0.00334165 0.00298133 0.00257936 0.00214615 0.00169212 0.00122768 0.001 0.001 0.001 0.001 0.001 ]
blade.opt_var.s_opt_layer_2 | output |  | [0. 0.33333333 0.66666667 1. ]
blade.opt_var.layer_2_opt | output | m | [0. 0.04469581 0.0237435 0.00587381]
blade.opt_var.s_opt_layer_3 | output |  | [0. 0.33333333 0.66666667 1. ]
blade.opt_var.layer_3_opt | output | m | [0. 0.04131143 0.02046282 0.00195611]
blade.opt_var.s_opt_layer_4 | output |  | [0. 0.03448276 0.06896552 0.10344828 0.13793103 0.17241379 0.20689655 0.24137931 0.27586207 0.31034483 0.34482759 0.37931034 0.4137931 0.44827586 0.48275862 0.51724138 0.55172414 0.5862069 0.62068966 0.65517241 0.68965517 0.72413793 0.75862069 0.79310345 0.82758621 0.86206897 0.89655172 0.93103448 0.96551724 1. ]
blade.opt_var.layer_4_opt | output | m | [ 0.00000000e+00 0.00000000e+00 0.00000000e+00 0.00000000e+00 0.00000000e+00 0.00000000e+00 0.00000000e+00 0.00000000e+00 0.00000000e+00 0.00000000e+00 0.00000000e+00 0.00000000e+00 0.00000000e+00 0.00000000e+00 0.00000000e+00 0.00000000e+00 0.00000000e+00 0.00000000e+00 0.00000000e+00 1.00000000e-03 4.34756148e-02 1.00000000e-03 -8.13151629e-20 0.00000000e+00 0.00000000e+00 0.00000000e+00 0.00000000e+00 0.00000000e+00 0.00000000e+00 0.00000000e+00]
blade.opt_var.s_opt_layer_5 | output |  | [0. 0.03448276 0.06896552 0.10344828 0.13793103 0.17241379 0.20689655 0.24137931 0.27586207 0.31034483 0.34482759 0.37931034 0.4137931 0.44827586 0.48275862 0.51724138 0.55172414 0.5862069 0.62068966 0.65517241 0.68965517 0.72413793 0.75862069 0.79310345 0.82758621 0.86206897 0.89655172 0.93103448 0.96551724 1. ]
blade.opt_var.layer_5_opt | output | m | [ 0.00000000e+00 0.00000000e+00 0.00000000e+00 0.00000000e+00 0.00000000e+00 0.00000000e+00 0.00000000e+00 0.00000000e+00 0.00000000e+00 0.00000000e+00 0.00000000e+00 0.00000000e+00 0.00000000e+00 0.00000000e+00 0.00000000e+00 0.00000000e+00 0.00000000e+00 0.00000000e+00 0.00000000e+00 1.00000000e-03 4.34756148e-02 1.00000000e-03 -8.13151629e-20 0.00000000e+00 0.00000000e+00 0.00000000e+00 0.00000000e+00 0.00000000e+00 0.00000000e+00 0.00000000e+00]
blade.opt_var.s_opt_layer_6 | output |  | [0. 0.03448276 0.06896552 0.10344828 0.13793103 0.17241379 0.20689655 0.24137931 0.27586207 0.31034483 0.34482759 0.37931034 0.4137931 0.44827586 0.48275862 0.51724138 0.55172414 0.5862069 0.62068966 0.65517241 0.68965517 0.72413793 0.75862069 0.79310345 0.82758621 0.86206897 0.89655172 0.93103448 0.96551724 1. ]
blade.opt_var.layer_6_opt | output | m | [0. 0. 0.00665003 0.00814812 0.00964621 0.0111443 0.01260256 0.01398116 0.01524026 0.01634003 0.01724065 0.01790228 0.01832761 0.01851932 0.01848012 0.01821267 0.01771968 0.01700382 0.01610578 0.01506624 0.01392586 0.01272533 0.01150532 0.01030652 0.00912537 0.00795837 0.00680196 0.00565261 0.0045068 0.003361 ]
blade.opt_var.s_opt_layer_7 | output |  | [0. 0.03448276 0.06896552 0.10344828 0.13793103 0.17241379 0.20689655 0.24137931 0.27586207 0.31034483 0.34482759 0.37931034 0.4137931 0.44827586 0.48275862 0.51724138 0.55172414 0.5862069 0.62068966 0.65517241 0.68965517 0.72413793 0.75862069 0.79310345 0.82758621 0.86206897 0.89655172 0.93103448 0.96551724 1. ]
blade.opt_var.layer_7_opt | output | m | [ 0.00000000e+00 0.00000000e+00 2.33432275e-02 2.51480648e-02 2.69529021e-02 2.87577394e-02 3.05625767e-02 3.23674140e-02 3.39953792e-02 3.52696003e-02 3.60132052e-02 3.60493218e-02 3.52010780e-02 3.32916017e-02 3.05938669e-02 2.73808473e-02 2.39255169e-02 2.05008494e-02 1.73798187e-02 1.48353987e-02 1.27714875e-02 1.10919834e-02 9.70078471e-03 8.50178952e-03 7.39889612e-03 6.29600271e-03 5.19310930e-03 4.09021589e-03 2.98732248e-03 -2.16840434e-19]
blade.opt_var.s_opt_layer_8 | output |  | [0. 0.03448276 0.06896552 0.10344828 0.13793103 0.17241379 0.20689655 0.24137931 0.27586207 0.31034483 0.34482759 0.37931034 0.4137931 0.44827586 0.48275862 0.51724138 0.55172414 0.5862069 0.62068966 0.65517241 0.68965517 0.72413793 0.75862069 0.79310345 0.82758621 0.86206897 0.89655172 0.93103448 0.96551724 1. ]
blade.opt_var.layer_8_opt | output | m | [ 0.00000000e+00 0.00000000e+00 2.33432275e-02 2.51480648e-02 2.69529021e-02 2.87577394e-02 3.05625767e-02 3.23674140e-02 3.39953792e-02 3.52696003e-02 3.60132052e-02 3.60493218e-02 3.52010780e-02 3.32916017e-02 3.05938669e-02 2.73808473e-02 2.39255169e-02 2.05008494e-02 1.73798187e-02 1.48353987e-02 1.27714875e-02 1.10919834e-02 9.70078471e-03 8.50178952e-03 7.39889612e-03 6.29600271e-03 5.19310930e-03 4.09021589e-03 2.98732248e-03 -2.16840434e-19]
blade.opt_var.s_opt_layer_9 | output |  | [0. 0.03448276 0.06896552 0.10344828 0.13793103 0.17241379 0.20689655 0.24137931 0.27586207 0.31034483 0.34482759 0.37931034 0.4137931 0.44827586 0.48275862 0.51724138 0.55172414 0.5862069 0.62068966 0.65517241 0.68965517 0.72413793 0.75862069 0.79310345 0.82758621 0.86206897 0.89655172 0.93103448 0.96551724 1. ]
blade.opt_var.layer_9_opt | output | m | [0. 0. 0.01864022 0.02290439 0.02716855 0.03128208 0.03509432 0.03845464 0.04121238 0.04321692 0.0443176 0.04463178 0.04427681 0.04337004 0.04202882 0.04037051 0.03851246 0.03646388 0.03423398 0.03183196 0.02926705 0.02654845 0.02368537 0.02070189 0.01762209 0.01447005 0.01126986 0.00804558 0.00482131 0.00159703]
blade.opt_var.s_opt_layer_10 | output |  | [0. 0.03448276 0.06896552 0.10344828 0.13793103 0.17241379 0.20689655 0.24137931 0.27586207 0.31034483 0.34482759 0.37931034 0.4137931 0.44827586 0.48275862 0.51724138 0.55172414 0.5862069 0.62068966 0.65517241 0.68965517 0.72413793 0.75862069 0.79310345 0.82758621 0.86206897 0.89655172 0.93103448 0.96551724 1. ]
blade.opt_var.layer_10_opt | output | m | [0. 0. 0.01067832 0.01302775 0.01537718 0.0177266 0.02007603 0.02234366 0.02444771 0.02630638 0.02783787 0.0289604 0.02959217 0.02979168 0.02961743 0.02912793 0.02838168 0.02743718 0.02635293 0.02511064 0.02369203 0.0220788 0.02025266 0.01819533 0.01588852 0.0133738 0.01069276 0.00788698 0.00499804 0.00206752]
blade.opt_var.s_opt_layer_11 | output |  | [0. 0.03448276 0.06896552 0.10344828 0.13793103 0.17241379 0.20689655 0.24137931 0.27586207 0.31034483 0.34482759 0.37931034 0.4137931 0.44827586 0.48275862 0.51724138 0.55172414 0.5862069 0.62068966 0.65517241 0.68965517 0.72413793 0.75862069 0.79310345 0.82758621 0.86206897 0.89655172 0.93103448 0.96551724 1. ]
blade.opt_var.layer_11_opt | output | m | [0. 0. 0.01171413 0.01476495 0.01781576 0.02086658 0.02391739 0.02696821 0.03001902 0.03295299 0.03565325 0.03800297 0.03988528 0.04118335 0.04178032 0.04172736 0.04107568 0.03987644 0.03818083 0.03604003 0.03350522 0.03064208 0.02751627 0.02419345 0.02073929 0.01721947 0.01369965 0.01017983 0.00666001 0.00314019]
blade.opt_var.s_opt_layer_12 | output |  | [0. 0.03448276 0.06896552 0.10344828 0.13793103 0.17241379 0.20689655 0.24137931 0.27586207 0.31034483 0.34482759 0.37931034 0.4137931 0.44827586 0.48275862 0.51724138 0.55172414 0.5862069 0.62068966 0.65517241 0.68965517 0.72413793 0.75862069 0.79310345 0.82758621 0.86206897 0.89655172 0.93103448 0.96551724 1. ]
blade.opt_var.layer_12_opt | output | m | [0. 0. 0.03598738 0.04397734 0.05196731 0.05963021 0.066639 0.07266661 0.07738598 0.08047006 0.08159179 0.08099669 0.07893026 0.07563804 0.07136553 0.06635826 0.06086173 0.05503573 0.04904003 0.04303439 0.03717859 0.03163241 0.02655561 0.02186997 0.01749725 0.01335922 0.00937765 0.00547432 0.00157099 0.001 ]
blade.opt_var.s_opt_layer_13 | output |  | [0. 0.03448276 0.06896552 0.10344828 0.13793103 0.17241379 0.20689655 0.24137931 0.27586207 0.31034483 0.34482759 0.37931034 0.4137931 0.44827586 0.48275862 0.51724138 0.55172414 0.5862069 0.62068966 0.65517241 0.68965517 0.72413793 0.75862069 0.79310345 0.82758621 0.86206897 0.89655172 0.93103448 0.96551724 1. ]
blade.opt_var.layer_13_opt | output | m | [0.041 0.033 0.026 0.02 0.01531562 0.01261405 0.01008929 0.00782972 0.00592376 0.00445981 0.00352627 0.00301625 0.00282289 0.00283929 0.0029586 0.00307391 0.00307837 0.00299303 0.00283898 0.00263728 0.00240901 0.00217523 0.00195702 0.00175179 0.00155694 0.00136987 0.00118799 0.00100871 0.001 0.001 ]
blade.opt_var.s_opt_layer_14 | output |  | [0. 0.03448276 0.06896552 0.10344828 0.13793103 0.17241379 0.20689655 0.24137931 0.27586207 0.31034483 0.34482759 0.37931034 0.4137931 0.44827586 0.48275862 0.51724138 0.55172414 0.5862069 0.62068966 0.65517241 0.68965517 0.72413793 0.75862069 0.79310345 0.82758621 0.86206897 0.89655172 0.93103448 0.96551724 1. ]
blade.opt_var.layer_14_opt | output | m | [0.00000000e+00 0.00000000e+00 0.00000000e+00 2.16422907e-03 2.21016153e-03 2.25609398e-03 2.30202643e-03 2.34795888e-03 2.38578561e-03 2.40740088e-03 2.40469897e-03 2.36957416e-03 2.29392070e-03 2.16963289e-03 2.01292217e-03 1.84000000e-03 1.66707783e-03 1.51036711e-03 1.38607930e-03 1.31042584e-03 1.27530103e-03 1.27259912e-03 1.29421439e-03 1.33204112e-03 1.37797357e-03 1.42390602e-03 1.46983847e-03 1.51577093e-03 1.56170338e-03 1.08420217e-19]
blade.opt_var.s_opt_layer_15 | output |  | [0. 0.03448276 0.06896552 0.10344828 0.13793103 0.17241379 0.20689655 0.24137931 0.27586207 0.31034483 0.34482759 0.37931034 0.4137931 0.44827586 0.48275862 0.51724138 0.55172414 0.5862069 0.62068966 0.65517241 0.68965517 0.72413793 0.75862069 0.79310345 0.82758621 0.86206897 0.89655172 0.93103448 0.96551724 1. ]
blade.opt_var.layer_15_opt | output | m | [0.00000000e+00 0.00000000e+00 0.00000000e+00 3.74890612e-02 3.61172335e-02 3.47454058e-02 3.33630956e-02 3.19598202e-02 3.05250972e-02 2.90484440e-02 2.75193780e-02 2.59274168e-02 2.43374498e-02 2.28143666e-02 2.14230569e-02 2.02284101e-02 1.92953159e-02 1.86886639e-02 1.83467902e-02 1.82080313e-02 2.00000000e-02 2.00000000e-02 2.00000000e-02 2.00000000e-02 2.00000000e-02 2.00000000e-02 2.00000000e-02 2.00000000e-02 2.00000000e-02 5.20417043e-18]
blade.opt_var.s_opt_layer_16 | output |  | [0. 0.03448276 0.06896552 0.10344828 0.13793103 0.17241379 0.20689655 0.24137931 0.27586207 0.31034483 0.34482759 0.37931034 0.4137931 0.44827586 0.48275862 0.51724138 0.55172414 0.5862069 0.62068966 0.65517241 0.68965517 0.72413793 0.75862069 0.79310345 0.82758621 0.86206897 0.89655172 0.93103448 0.96551724 1. ]
blade.opt_var.layer_16_opt | output | m | [0.00000000e+00 0.00000000e+00 0.00000000e+00 2.07236417e-03 2.11829662e-03 2.16422907e-03 2.21016153e-03 2.25609398e-03 2.30202643e-03 2.34795888e-03 2.38578561e-03 2.40740088e-03 2.40469897e-03 2.36957416e-03 2.29392070e-03 2.16963289e-03 2.01292217e-03 1.84000000e-03 1.66707783e-03 1.51036711e-03 1.38607930e-03 1.31042584e-03 1.27530103e-03 1.27259912e-03 1.29421439e-03 1.33204112e-03 1.37797357e-03 1.42390602e-03 1.46983847e-03 1.08420217e-19]
blade.opt_var.s_opt_layer_17 | output |  | [0. 0.03448276 0.06896552 0.10344828 0.13793103 0.17241379 0.20689655 0.24137931 0.27586207 0.31034483 0.34482759 0.37931034 0.4137931 0.44827586 0.48275862 0.51724138 0.55172414 0.5862069 0.62068966 0.65517241 0.68965517 0.72413793 0.75862069 0.79310345 0.82758621 0.86206897 0.89655172 0.93103448 0.96551724 1. ]
blade.opt_var.layer_17_opt | output | m | [0.00000000e+00 0.00000000e+00 0.00000000e+00 2.51759997e-03 2.44512991e-03 2.37265986e-03 2.30018980e-03 2.22771975e-03 2.15449048e-03 2.07974278e-03 2.00271744e-03 1.92265525e-03 1.83879698e-03 1.75038343e-03 1.66146746e-03 1.57610193e-03 1.49833970e-03 1.43223365e-03 1.38183663e-03 1.35120150e-03 1.33703462e-03 1.33604234e-03 1.34493101e-03 1.36040697e-03 1.37917659e-03 1.39794620e-03 1.41671582e-03 1.43548543e-03 1.45425505e-03 2.16840434e-19]
blade.opt_var.s_opt_layer_18 | output |  | [0. 0.03448276 0.06896552 0.10344828 0.13793103 0.17241379 0.20689655 0.24137931 0.27586207 0.31034483 0.34482759 0.37931034 0.4137931 0.44827586 0.48275862 0.51724138 0.55172414 0.5862069 0.62068966 0.65517241 0.68965517 0.72413793 0.75862069 0.79310345 0.82758621 0.86206897 0.89655172 0.93103448 0.96551724 1. ]
blade.opt_var.layer_18_opt | output | m | [0.00000000e+00 0.00000000e+00 0.00000000e+00 3.77066146e-02 3.63461220e-02 3.49856293e-02 3.36139152e-02 3.22197581e-02 3.07919366e-02 2.93192293e-02 2.77904146e-02 2.61942712e-02 2.45955568e-02 2.30590296e-02 2.16494473e-02 2.04315680e-02 2.00000000e-02 2.00000000e-02 2.00000000e-02 2.00000000e-02 2.00000000e-02 2.00000000e-02 2.00000000e-02 2.00000000e-02 2.00000000e-02 2.00000000e-02 2.00000000e-02 2.00000000e-02 2.00000000e-02 5.20417043e-18]
blade.opt_var.s_opt_layer_19 | output |  | [0. 0.03448276 0.06896552 0.10344828 0.13793103 0.17241379 0.20689655 0.24137931 0.27586207 0.31034483 0.34482759 0.37931034 0.4137931 0.44827586 0.48275862 0.51724138 0.55172414 0.5862069 0.62068966 0.65517241 0.68965517 0.72413793 0.75862069 0.79310345 0.82758621 0.86206897 0.89655172 0.93103448 0.96551724 1. ]
blade.opt_var.layer_19_opt | output | m | [0.00000000e+00 0.00000000e+00 0.00000000e+00 2.66254008e-03 2.59007002e-03 2.51759997e-03 2.44512991e-03 2.37265986e-03 2.30018980e-03 2.22771975e-03 2.15449048e-03 2.07974278e-03 2.00271744e-03 1.92265525e-03 1.83879698e-03 1.75038343e-03 1.66146746e-03 1.57610193e-03 1.49833970e-03 1.43223365e-03 1.38183663e-03 1.35120150e-03 1.33703462e-03 1.33604234e-03 1.34493101e-03 1.36040697e-03 1.37917659e-03 1.39794620e-03 1.41671582e-03 3.25260652e-19]
blade.outer_shape_bem.af_position | output |  | [0. 0.02 0.18 0.29632121 0.4824137 0.76458948 0.87235063 1. ] | 1D array of the non dimensional positions of the airfoils af_used defined along blade span.
blade.outer_shape_bem.s | output |  | [0. 0.03448276 0.06896552 0.10344828 0.13793103 0.17241379 0.20689655 0.24137931 0.27586207 0.31034483 0.34482759 0.37931034 0.4137931 0.44827586 0.48275862 0.51724138 0.55172414 0.5862069 0.62068966 0.65517241 0.7 0.72413793 0.75862069 0.79310345 0.82758621 0.86206897 0.89655172 0.93103448 0.96551724 1. ] | 1D array of the non-dimensional spanwise grid defined along blade axis (0-blade root, 1-blade tip)
blade.outer_shape_bem.chord | output | m | [4.5 4.51653455 4.59255455 4.72026865 4.75 4.75 4.75 4.75 4.75 4.75 4.75 4.7 4.64 4.48 4.30815493 4.07109567 3.83078655 3.59377787 3.3535724 3.10972681 2.79010443 2.61780457 2.37255549 2.12536608 1.87360817 1.6133977 1.34551447 1.07050448 0.78813172 0.5 ] | 1D array of the chord values defined along blade span.
blade.outer_shape_bem.twist | output | rad | [ 0.3491 0.32625117 0.30085553 0.27319561 0.24355395 0.2057759 0.15761451 0.11369865 0.08888556 0.08740227 0.08747036 0.08755246 0.08760935 0.08649735 0.08026523 0.07090719 0.06112253 0.05334186 0.04683973 0.04037517 0.03044013 0.02356245 0.0096627 -0.00714598 -0.02406408 -0.03833817 -0.05056212 -0.06194147 -0.07234987 -0.08166095] | 1D array of the twist values defined along blade span. The twist is defined positive for negative rotations around the z axis (the same as in BeamDyn).
blade.outer_shape_bem.pitch_axis | output |  | [0.5 0.49816955 0.48992341 0.47666778 0.47368421 0.47368421 0.47368421 0.47368421 0.47368421 0.47368421 0.47368421 0.46808511 0.4612069 0.44196429 0.43251806 0.42095775 0.41010371 0.40195138 0.39522149 0.39116278 0.39008436 0.39134099 0.39523274 0.40007425 0.40504215 0.41113787 0.41946139 0.43201533 0.45321411 0.5 ] | 1D array of the chordwise position of the pitch axis (0-LE, 1-TE), defined along blade span.
blade.outer_shape_bem.r_thick_yaml_interp | output |  | [0. 0. 0. 0. 0. 0. 0. 0. 0. 0. 0. 0. 0. 0. 0. 0. 0. 0. 0. 0. 0. 0. 0. 0. 0. 0. 0. 0. 0. 0.] | 1D array of the relative thickness values defined along blade span.
blade.outer_shape_bem.ref_axis | output | m | [[ 0.00000000e+00 0.00000000e+00 0.00000000e+00] [ 1.45896086e-02 0.00000000e+00 3.44814717e+00] [ 5.22230768e-02 0.00000000e+00 6.89629433e+00] [ 1.08141891e-01 0.00000000e+00 1.03444415e+01] [ 1.74250500e-01 0.00000000e+00 1.37925887e+01] [ 2.41136773e-01 0.00000000e+00 1.72407358e+01] [ 3.00085581e-01 0.00000000e+00 2.06888830e+01] [ 3.42651213e-01 0.00000000e+00 2.41370302e+01] [ 3.59821072e-01 0.00000000e+00 2.75851773e+01] [ 3.47586472e-01 0.00000000e+00 3.10333245e+01] [ 3.14508104e-01 0.00000000e+00 3.44814717e+01] [ 2.66858145e-01 0.00000000e+00 3.79296188e+01] [ 2.10870490e-01 0.00000000e+00 4.13777660e+01] [ 1.40477297e-01 0.00000000e+00 4.48259132e+01] [ 3.80470534e-02 0.00000000e+00 4.82740603e+01] [-9.07529186e-02 0.00000000e+00 5.17222075e+01] [-2.35123811e-01 0.00000000e+00 5.51703547e+01] [-3.94137332e-01 0.00000000e+00 5.86185018e+01] [-5.85777112e-01 0.00000000e+00 6.20666490e+01] [-8.05291806e-01 0.00000000e+00 6.55147962e+01] [-1.11555530e+00 0.00000000e+00 6.99973875e+01] [-1.29121723e+00 0.00000000e+00 7.24110905e+01] [-1.56372970e+00 0.00000000e+00 7.58592376e+01] [-1.85903588e+00 0.00000000e+00 7.93073848e+01] [-2.17067421e+00 0.00000000e+00 8.27555320e+01] [-2.49837779e+00 0.00000000e+00 8.62036791e+01] [-2.84335536e+00 0.00000000e+00 8.96518263e+01] [-3.20952152e+00 0.00000000e+00 9.30999735e+01] [-3.59684443e+00 0.00000000e+00 9.65481206e+01] [-4.00000000e+00 0.00000000e+00 9.99962678e+01]] | 2D array of the coordinates (x,y,z) of the blade reference axis, defined along blade span. The coordinate system is the one of BeamDyn: it is placed at blade root with x pointing the suction side of the blade, y pointing the trailing edge and z along the blade span. A standard configuration will have negative x values (prebend), if swept positive y values, and positive z values.
blade.pa.twist_param | output | rad | [ 0.3491 0.3114934 0.2750893 0.24036879 0.20781296 0.17790291 0.15111974 0.12794454 0.10885841 0.09434244 0.08467866 0.0775111 0.07174552 0.06702161 0.06297906 0.05925757 0.05549683 0.05133651 0.04641632 0.04037594 0.0304289 0.02415488 0.01416615 0.00305797 -0.00907256 -0.0221283 -0.03601213 -0.05062693 -0.06587558 -0.08166095] | 1D array of the twist values defined along blade span. The twist is the result of the parameterization.
blade.pa.chord_param | output | m | [4.5 4.56983681 4.62528189 4.66799582 4.69963918 4.72187257 4.73635655 4.74475173 4.74871868 4.749918 4.74635028 4.69435091 4.58798574 4.43652413 4.24923543 4.03538899 3.80425416 3.56510031 3.32719679 3.09981295 2.81761793 2.65862348 2.42213958 2.17511371 1.91805341 1.65146625 1.37585978 1.09174154 0.7996191 0.5 ] | 1D array of the chord values defined along blade span. The chord is the result of the parameterization.
blade.pa.max_chord_constr | output |  | [0.94736842 0.99963463 0.63722743 0.10526316] | 1D array of the ratio between chord values and maximum chord along blade span.
blade.ps.layer_thickness_param | output | m | [[ 1.00000000e-03 1.00000000e-03 1.00000000e-03 1.00000000e-03 1.00000000e-03 1.00000000e-03 1.00000000e-03 1.00000000e-03 1.00000000e-03 1.00000000e-03 1.00000000e-03 1.00000000e-03 1.00000000e-03 1.00000000e-03 1.00000000e-03 1.00000000e-03 1.00000000e-03 1.00000000e-03 1.00000000e-03 1.00000000e-03 1.00000000e-03 1.00000000e-03 1.00000000e-03 1.00000000e-03 1.00000000e-03 1.00000000e-03 1.00000000e-03 1.00000000e-03 1.00000000e-03 1.00000000e-03] [ 4.10000000e-02 3.30000000e-02 2.60000000e-02 2.00000000e-02 1.50000000e-02 1.10000000e-02 8.28454072e-03 6.51243402e-03 5.36207752e-03 4.70247504e-03 4.40263040e-03 4.33154742e-03 4.35822991e-03 4.35168169e-03 4.30702965e-03 4.21940069e-03 4.08392168e-03 3.89571952e-03 3.64992111e-03 3.34165333e-03 2.86491152e-03 2.57935592e-03 2.14614940e-03 1.69211977e-03 1.22767857e-03 1.00000000e-03 1.00000000e-03 1.00000000e-03 1.00000000e-03 1.00000000e-03] [ 0.00000000e+00 7.78193248e-03 1.50365645e-02 2.16850400e-02 2.76485026e-02 3.28480962e-02 3.72049647e-02 4.06402518e-02 4.30751013e-02 4.44306571e-02 4.46449340e-02 4.39262735e-02 4.24754139e-02 4.04425783e-02 3.79779900e-02 3.52318721e-02 3.23544477e-02 2.94959401e-02 2.68065724e-02 2.44365678e-02 2.18277265e-02 2.04570456e-02 1.85237383e-02 1.66203486e-02 1.47476896e-02 1.29065742e-02 1.10978153e-02 9.32222585e-03 7.58061873e-03 5.87380689e-03] [ 0.00000000e+00 7.25433122e-03 1.39944773e-02 2.01524778e-02 2.56603721e-02 3.04501999e-02 3.44540004e-02 3.76038134e-02 3.98316783e-02 4.10696345e-02 4.12612787e-02 4.05525027e-02 3.91203565e-02 3.71115642e-02 3.46728500e-02 3.19509379e-02 2.90925522e-02 2.62444171e-02 2.35532565e-02 2.11657948e-02 1.85124099e-02 1.71131586e-02 1.51336905e-02 1.31775357e-02 1.12451572e-02 9.33701773e-03 7.45358011e-03 5.59530720e-03 3.76266180e-03 1.95610677e-03] [ 0.00000000e+00 0.00000000e+00 0.00000000e+00 0.00000000e+00 0.00000000e+00 0.00000000e+00 0.00000000e+00 0.00000000e+00 0.00000000e+00 0.00000000e+00 0.00000000e+00 0.00000000e+00 0.00000000e+00 0.00000000e+00 0.00000000e+00 0.00000000e+00 0.00000000e+00 0.00000000e+00 0.00000000e+00 1.00000000e-03 3.44239839e-02 1.00000000e-03 -8.13151629e-20 0.00000000e+00 0.00000000e+00 0.00000000e+00 0.00000000e+00 0.00000000e+00 0.00000000e+00 0.00000000e+00] [ 0.00000000e+00 0.00000000e+00 0.00000000e+00 0.00000000e+00 0.00000000e+00 0.00000000e+00 0.00000000e+00 0.00000000e+00 0.00000000e+00 0.00000000e+00 0.00000000e+00 0.00000000e+00 0.00000000e+00 0.00000000e+00 0.00000000e+00 0.00000000e+00 0.00000000e+00 0.00000000e+00 0.00000000e+00 1.00000000e-03 3.44239839e-02 1.00000000e-03 -8.13151629e-20 0.00000000e+00 0.00000000e+00 0.00000000e+00 0.00000000e+00 0.00000000e+00 0.00000000e+00 0.00000000e+00] [ 0.00000000e+00 0.00000000e+00 6.65003373e-03 8.14812366e-03 9.64621359e-03 1.11443035e-02 1.26025620e-02 1.39811575e-02 1.52402586e-02 1.63400338e-02 1.72406517e-02 1.79022807e-02 1.83276090e-02 1.85193246e-02 1.84801155e-02 1.82126698e-02 1.77196757e-02 1.70038210e-02 1.61057826e-02 1.50662370e-02 1.35708454e-02 1.27253309e-02 1.15053236e-02 1.03065158e-02 9.12537420e-03 7.95836553e-03 6.80195656e-03 5.65261407e-03 4.50680481e-03 3.36099555e-03] [ 0.00000000e+00 0.00000000e+00 2.33432275e-02 2.51480648e-02 2.69529021e-02 2.87577394e-02 3.05625767e-02 3.23674140e-02 3.39953792e-02 3.52696003e-02 3.60132052e-02 3.60493218e-02 3.52010780e-02 3.32916017e-02 3.05938669e-02 2.73808473e-02 2.39255169e-02 2.05008494e-02 1.73798187e-02 1.48353987e-02 1.22323494e-02 1.10919834e-02 9.70078471e-03 8.50178952e-03 7.39889612e-03 6.29600271e-03 5.19310930e-03 4.09021589e-03 2.98732248e-03 -6.50521303e-19] [ 0.00000000e+00 0.00000000e+00 2.33432275e-02 2.51480648e-02 2.69529021e-02 2.87577394e-02 3.05625767e-02 3.23674140e-02 3.39953792e-02 3.52696003e-02 3.60132052e-02 3.60493218e-02 3.52010780e-02 3.32916017e-02 3.05938669e-02 2.73808473e-02 2.39255169e-02 2.05008494e-02 1.73798187e-02 1.48353987e-02 1.22323494e-02 1.10919834e-02 9.70078471e-03 8.50178952e-03 7.39889612e-03 6.29600271e-03 5.19310930e-03 4.09021589e-03 2.98732248e-03 -6.50521303e-19] [ 0.00000000e+00 0.00000000e+00 1.86402175e-02 2.29043857e-02 2.71685539e-02 3.12820798e-02 3.50943212e-02 3.84546359e-02 4.12123815e-02 4.32169158e-02 4.43175966e-02 4.46317757e-02 4.42768050e-02 4.33700364e-02 4.20288217e-02 4.03705128e-02 3.85124616e-02 3.64638788e-02 3.42339751e-02 3.18319613e-02 2.84675254e-02 2.65484460e-02 2.36853660e-02 2.07018877e-02 1.76220907e-02 1.44700547e-02 1.12698594e-02 8.04558436e-03 4.82130936e-03 1.59703436e-03] [ 0.00000000e+00 0.00000000e+00 1.06783227e-02 1.30277497e-02 1.53771767e-02 1.77266036e-02 2.00760306e-02 2.23436643e-02 2.44477114e-02 2.63063787e-02 2.78378729e-02 2.89604006e-02 2.95921686e-02 2.97916789e-02 2.96174332e-02 2.91279335e-02 2.83816816e-02 2.74371794e-02 2.63529289e-02 2.51106409e-02 2.32295708e-02 2.20787956e-02 2.02526601e-02 1.81953304e-02 1.58885175e-02 1.33738018e-02 1.06927639e-02 7.88698432e-03 4.99804368e-03 2.06752250e-03] [ 0.00000000e+00 0.00000000e+00 1.17141324e-02 1.47649473e-02 1.78157623e-02 2.08665773e-02 2.39173922e-02 2.69682072e-02 3.00190222e-02 3.29529872e-02 3.56532524e-02 3.80029677e-02 3.98852833e-02 4.11833493e-02 4.17803156e-02 4.17273646e-02 4.10756783e-02 3.98764390e-02 3.81808288e-02 3.60400301e-02 3.26797937e-02 3.06420809e-02 2.75162660e-02 2.41934479e-02 2.07392943e-02 1.72194730e-02 1.36996517e-02 1.01798304e-02 6.66000904e-03 3.14018771e-03] [ 0.00000000e+00 0.00000000e+00 3.59873815e-02 4.39773438e-02 5.19673061e-02 5.96302097e-02 6.66389959e-02 7.26666060e-02 7.73859813e-02 8.04700630e-02 8.15917924e-02 8.09966867e-02 7.89302631e-02 7.56380387e-02 7.13655306e-02 6.63582560e-02 6.08617321e-02 5.50357312e-02 4.90400260e-02 4.30343888e-02 3.54771595e-02 3.16324086e-02 2.65556105e-02 2.18699671e-02 1.74972473e-02 1.33592202e-02 9.37765500e-03 5.47432071e-03 1.57098642e-03 1.00000000e-03] [ 4.10000000e-02 3.30000000e-02 2.60000000e-02 2.00000000e-02 1.53156219e-02 1.26140524e-02 1.00892854e-02 7.82972209e-03 5.92376367e-03 4.45981139e-03 3.52626648e-03 3.01625067e-03 2.82288569e-03 2.83929329e-03 2.95859519e-03 3.07391313e-03 3.07836885e-03 2.99303427e-03 2.83898133e-03 2.63728196e-03 2.33877707e-03 2.17523163e-03 1.95702453e-03 1.75179189e-03 1.55693882e-03 1.36987043e-03 1.18799183e-03 1.00870812e-03 1.00000000e-03 1.00000000e-03] [ 0.00000000e+00 0.00000000e+00 0.00000000e+00 2.16422907e-03 2.21016153e-03 2.25609398e-03 2.30202643e-03 2.34795888e-03 2.38578561e-03 2.40740088e-03 2.40469897e-03 2.36957416e-03 2.29392070e-03 2.16963289e-03 2.01292217e-03 1.84000000e-03 1.66707783e-03 1.51036711e-03 1.38607930e-03 1.31042584e-03 1.27397979e-03 1.27259912e-03 1.29421439e-03 1.33204112e-03 1.37797357e-03 1.42390602e-03 1.46983847e-03 1.51577093e-03 1.56170338e-03 1.08420217e-19] [ 0.00000000e+00 0.00000000e+00 0.00000000e+00 3.74890612e-02 3.61172335e-02 3.47454058e-02 3.33630956e-02 3.19598202e-02 3.05250972e-02 2.90484440e-02 2.75193780e-02 2.59274168e-02 2.43374498e-02 2.28143666e-02 2.14230569e-02 2.02284101e-02 1.92953159e-02 1.86886639e-02 1.83467902e-02 1.82080313e-02 2.00000000e-02 2.00000000e-02 2.00000000e-02 2.00000000e-02 2.00000000e-02 2.00000000e-02 2.00000000e-02 2.00000000e-02 2.00000000e-02 6.93889390e-18] [ 0.00000000e+00 0.00000000e+00 0.00000000e+00 2.07236417e-03 2.11829662e-03 2.16422907e-03 2.21016153e-03 2.25609398e-03 2.30202643e-03 2.34795888e-03 2.38578561e-03 2.40740088e-03 2.40469897e-03 2.36957416e-03 2.29392070e-03 2.16963289e-03 2.01292217e-03 1.84000000e-03 1.66707783e-03 1.51036711e-03 1.35893442e-03 1.31042584e-03 1.27530103e-03 1.27259912e-03 1.29421439e-03 1.33204112e-03 1.37797357e-03 1.42390602e-03 1.46983847e-03 1.08420217e-19] [ 0.00000000e+00 0.00000000e+00 0.00000000e+00 2.51759997e-03 2.44512991e-03 2.37265986e-03 2.30018980e-03 2.22771975e-03 2.15449048e-03 2.07974278e-03 2.00271744e-03 1.92265525e-03 1.83879698e-03 1.75038343e-03 1.66146746e-03 1.57610193e-03 1.49833970e-03 1.43223365e-03 1.38183663e-03 1.35120150e-03 1.33654766e-03 1.33604234e-03 1.34493101e-03 1.36040697e-03 1.37917659e-03 1.39794620e-03 1.41671582e-03 1.43548543e-03 1.45425505e-03 2.16840434e-19] [ 0.00000000e+00 0.00000000e+00 0.00000000e+00 3.77066146e-02 3.63461220e-02 3.49856293e-02 3.36139152e-02 3.22197581e-02 3.07919366e-02 2.93192293e-02 2.77904146e-02 2.61942712e-02 2.45955568e-02 2.30590296e-02 2.16494473e-02 2.04315680e-02 2.00000000e-02 2.00000000e-02 2.00000000e-02 2.00000000e-02 2.00000000e-02 2.00000000e-02 2.00000000e-02 2.00000000e-02 2.00000000e-02 2.00000000e-02 2.00000000e-02 2.00000000e-02 2.00000000e-02 6.93889390e-18] [ 0.00000000e+00 0.00000000e+00 0.00000000e+00 2.66254008e-03 2.59007002e-03 2.51759997e-03 2.44512991e-03 2.37265986e-03 2.30018980e-03 2.22771975e-03 2.15449048e-03 2.07974278e-03 2.00271744e-03 1.92265525e-03 1.83879698e-03 1.75038343e-03 1.66146746e-03 1.57610193e-03 1.49833970e-03 1.43223365e-03 1.37083839e-03 1.35120150e-03 1.33703462e-03 1.33604234e-03 1.34493101e-03 1.36040697e-03 1.37917659e-03 1.39794620e-03 1.41671582e-03 6.50521303e-19]] | 2D array of the thickness of the layers of the blade structure after the parametrization. The first dimension represents each layer, the second dimension represents each entry along blade span.
bos.plant_turbine_spacing | output |  | [7.] | Distance between turbines in rotor diameters
bos.plant_row_spacing | output |  | [7.] | Distance between turbine rows in rotor diameters
bos.commissioning_pct | output |  | [0.01]
bos.decommissioning_pct | output |  | [0.15]
bos.distance_to_substation | output | km | [50.]
bos.distance_to_interconnection | output | km | [8.]
bos.interconnect_voltage | output | kV | [130.]
configuration.rated_power | output | W | [5000000.] | Electrical rated power of the generator.
configuration.lifetime | output | year | [25.] | Turbine design lifetime.
configuration.rotor_diameter_user | output | m | [205.99253562] | Diameter of the rotor specified by the user. It is defined as two times the blade length plus the hub diameter.
configuration.hub_height_user | output | m | [140.] | Height of the hub center over the ground (land-based) or the mean sea level (offshore) specified by the user.
configuration.ws_class | output | n/a | III | IEC wind turbine class. I - offshore, II coastal, III - land-based, IV - low wind speed site.
configuration.turb_class | output | n/a | A | IEC wind turbine category. A - high turbulence intensity (land-based), B - mid turbulence, C - low turbulence (offshore).
configuration.gearbox_type | output | n/a | constant_eff | Gearbox configuration (geared, direct-drive, etc.).
configuration.rotor_orientation | output | n/a | upwind | Rotor orientation, either upwind or downwind.
configuration.upwind | output | n/a | TRUE | Convenient boolean for upwind (True) or downwind (False).
configuration.n_blades | output | n/a | 3 | Number of blades of the rotor.
control.V_in | output | m/s | [4.] | Cut in wind speed. This is the wind speed where region II begins.
control.V_out | output | m/s | [25.] | Cut out wind speed. This is the wind speed where region III ends.
control.minOmega | output | rad/s | [0.] | Minimum allowed rotor speed.
control.maxOmega | output | rad/s | [2.] | Maximum allowed rotor speed.
control.max_TS | output | m/s | [85.] | Maximum allowed blade tip speed.
control.max_pitch_rate | output | rad/s | [0.03488889] | Maximum allowed blade pitch rate
control.max_torque_rate | output | N*m/s | [4500000.] | Maximum allowed generator torque rate
control.rated_TSR | output |  | [10.5] | Constant tip speed ratio in region II.
control.rated_pitch | output | rad | [0.] | Constant pitch angle in region II.
costs.offset_tcc_per_kW | output | USD/kW | [0.] | Offset to turbine capital cost
costs.bos_per_kW | output | USD/kW | [441.] | Balance of station/plant capital cost
costs.opex_per_kW | output | USD/kW/year | [43.] | Average annual operational expenditures of the turbine
costs.wake_loss_factor | output |  | [0.15] | The losses in AEP due to waked conditions
costs.fixed_charge_rate | output |  | [0.0578] | Fixed charge rate for coe calculation
costs.labor_rate | output | USD/h | [58.8]
costs.painting_rate | output | USD/m**2 | [30.]
costs.blade_mass_cost_coeff | output | USD/kg | [14.6]
costs.hub_mass_cost_coeff | output | USD/kg | [3.9]
costs.pitch_system_mass_cost_coeff | output | USD/kg | [22.1]
costs.spinner_mass_cost_coeff | output | USD/kg | [11.1]
costs.lss_mass_cost_coeff | output | USD/kg | [11.9]
costs.bearing_mass_cost_coeff | output | USD/kg | [4.5]
costs.gearbox_torque_cost | output | USD/kN/m | [50.]
costs.hss_mass_cost_coeff | output | USD/kg | [6.8]
costs.generator_mass_cost_coeff | output | USD/kg | [12.4]
costs.bedplate_mass_cost_coeff | output | USD/kg | [2.9]
costs.yaw_mass_cost_coeff | output | USD/kg | [8.3]
costs.converter_mass_cost_coeff | output | USD/kg | [18.8]
costs.transformer_mass_cost_coeff | output | USD/kg | [18.8]
costs.hvac_mass_cost_coeff | output | USD/kg | [124.]
costs.cover_mass_cost_coeff | output | USD/kg | [5.7]
costs.elec_connec_machine_rating_cost_coeff | output | USD/kW | [41.85]
costs.platforms_mass_cost_coeff | output | USD/kg | [17.1]
costs.tower_mass_cost_coeff | output | USD/kg | [2.9]
costs.controls_machine_rating_cost_coeff | output | USD/kW | [21.15]
costs.crane_cost | output | USD | [12000.]
costs.electricity_price | output | USD/kW/h | [0.04]
costs.reserve_margin_price | output | USD/kW/year | [120.]
costs.capacity_credit | output |  | [1.]
costs.benchmark_price | output | USD/kW/h | [0.071]
costs.turbine_number | output | n/a | 120 | Number of turbines at plant
env.rho_air | output | kg/m**3 | [1.225] | Density of air
env.mu_air | output | kg/m/s | [1.81e-05] | Dynamic viscosity of air
env.shear_exp | output |  | [0.2] | Shear exponent of the wind.
env.speed_sound_air | output | m/s | [340.] | Speed of sound in air.
env.weibull_k | output |  | [2.] | Shape parameter of the Weibull probability density function of the wind.
env.rho_water | output | kg/m**3 | [1025.] | Density of ocean water
env.mu_water | output | kg/m/s | [0.0013351] | Dynamic viscosity of ocean water
env.water_depth | output | m | [0.] | Water depth for analysis. Values > 0 mean offshore
env.Hsig_wave | output | m | [0.] | Significant wave height
env.Tsig_wave | output | s | [0.] | Significant wave period
env.G_soil | output | N/m**2 | [1.4e+08] | Shear stress of soil
env.nu_soil | output |  | [0.4] | Poisson ratio of soil
generator.generator_radius_user | output | m | [0.]
generator.generator_mass_user | output | kg | [0.]
generator.generator_efficiency_user | output |  | [[0. 0.95 ] [0.05263158 0.95 ] [0.10526316 0.95 ] [0.15789474 0.95 ] [0.21052632 0.95 ] [0.26315789 0.95 ] [0.31578947 0.95 ] [0.36842105 0.95 ] [0.42105263 0.95 ] [0.47368421 0.95 ] [0.52631579 0.95 ] [0.57894737 0.95 ] [0.63157895 0.95 ] [0.68421053 0.95 ] [0.73684211 0.95 ] [0.78947368 0.95 ] [0.84210526 0.95 ] [0.89473684 0.95 ] [0.94736842 0.95 ] [1. 0.95 ]]
high_level_tower_props.tower_ref_axis | output | m | [[ 0. 0. 0. ] [ 0. 0. 13.7] [ 0. 0. 27.4] [ 0. 0. 41.1] [ 0. 0. 54.8] [ 0. 0. 68.5] [ 0. 0. 82.2] [ 0. 0. 95.9] [ 0. 0. 109.6] [ 0. 0. 123.3] [ 0. 0. 137. ]] | 2D array of the coordinates (x,y,z) of the tower reference axis. The coordinate system is the global coordinate system of OpenFAST: it is placed at tower base with x pointing downwind, y pointing on the side and z pointing vertically upwards. A standard tower configuration will have zero x and y values and positive z values.
high_level_tower_props.hub_height | output | m | [140.] | Height of the hub in the global reference system, i.e. distance rotor center to ground.
hub.radius | output | m | [3.] | Radius of the hub. It defines the distance of the blade root from the rotor center along the coned line.
hub.cone | output | rad | [0.03490659] | Cone angle of the rotor. It defines the angle between the rotor plane and the blade pitch axis. A standard machine has positive values.
hub.flange_t2shell_t | output |  | [4.]
hub.flange_OD2hub_D | output |  | [0.5]
hub.flange_ID2flange_OD | output |  | [0.8]
hub.hub_stress_concentration | output |  | [2.5]
hub.clearance_hub_spinner | output | m | [0.75]
hub.spin_hole_incr | output |  | [1.2]
hub.pitch_system_scaling_factor | output |  | [0.54]
hub.hub_in2out_circ | output |  | [1.2]
hub.n_front_brackets | output | n/a | 3
hub.n_rear_brackets | output | n/a | 3
hub.hub_material | output | n/a | steel
hub.spinner_material | output | n/a | glass_biax
materials.ply_t | output | m | [0. 0. 0.005 0.005 0.001 0.001 0. 0. 0. 0. ] | 1D array of the ply thicknesses of the materials. Non-composite materials are kept at 0.
materials.fvf | output |  | [0. 0. 0.57 0.69230769 0.57 0.57 0. 0. 0. 0. ] | 1D array of the non-dimensional fiber volume fraction of the composite materials. Non-composite materials are kept at 0.
materials.fwf | output |  | [0. 0. 0.74506827 0.77884615 0.74506827 0.74506827 0. 0. 0. 0. ] | 1D array of the non-dimensional fiber weight- fraction of the composite materials. Non-composite materials are kept at 0.
materials.E | output | Pa | [[3.44000e+09 3.44000e+09 3.44000e+09] [4.56000e+06 4.56000e+06 4.56000e+06] [4.37000e+10 1.65000e+10 1.54500e+10] [1.57599e+11 9.10000e+09 9.10000e+09] [1.10231e+10 1.10231e+10 1.60477e+10] [2.82114e+10 1.62388e+10 1.58355e+10] [1.42500e+08 1.42500e+08 1.42500e+08] [1.00000e+06 1.00000e+06 1.00000e+06] [2.00000e+11 2.00000e+11 2.00000e+11] [2.10000e+11 2.10000e+11 2.10000e+11]] | 2D array of the Youngs moduli of the materials. Each row represents a material, the three columns represent E11, E22 and E33.
materials.G | output | Pa | [[1.32300e+09 1.32300e+09 1.32300e+09] [1.45000e+06 1.45000e+06 1.45000e+06] [3.26500e+09 3.49500e+09 3.48000e+09] [4.13100e+09 4.13100e+09 2.68900e+09] [1.32314e+10 3.48748e+09 3.48748e+09] [8.24822e+09 3.49124e+09 3.49124e+09] [5.40000e+10 5.40000e+10 5.40000e+10] [3.12500e+05 3.12500e+05 3.12500e+05] [7.93000e+10 7.93000e+10 7.93000e+10] [8.39000e+10 8.39000e+10 8.39000e+10]] | 2D array of the shear moduli of the materials. Each row represents a material, the three columns represent G12, G13 and G23.
materials.nu | output |  | [[0.3 0.3 0.3 ] [0.3 0.3 0.3 ] [0.262 0.264 0.35 ] [0.3133 0.3133 0.47066 ] [0.688074 0.117173 0.117173] [0.497511 0.18091 0.27481 ] [0.3194 0.3194 0.3194 ] [0.3 0.3 0.3 ] [0.3 0.3 0.3 ] [0.283 0.283 0.283 ]] | 2D array of the Poisson ratio of the materials. Each row represents a material, the three columns represent nu12, nu13 and nu23.
materials.Xt | output | Pa | [[0.0000e+00 0.0000e+00 0.0000e+00] [6.1510e+07 6.1510e+07 6.1510e+07] [6.4023e+08 3.8100e+07 0.0000e+00] [1.2852e+09 3.8100e+07 0.0000e+00] [4.6210e+07 4.6210e+07 4.6210e+07] [4.3563e+08 7.6440e+07 0.0000e+00] [2.0830e+06 2.0830e+06 2.0830e+06] [0.0000e+00 0.0000e+00 0.0000e+00] [4.5000e+08 4.5000e+08 4.5000e+08] [1.7900e+09 1.7900e+09 1.7900e+09]] | 2D array of the Ultimate Tensile Strength (UTS) of the materials. Each row represents a material, the three columns represent Xt12, Xt13 and Xt23.
materials.Xc | output | Pa | [[0.0000e+00 0.0000e+00 0.0000e+00] [6.5360e+07 6.5360e+07 6.5360e+07] [3.7069e+08 8.2180e+07 0.0000e+00] [8.7821e+08 8.2180e+07 0.0000e+00] [7.0690e+07 7.0690e+07 7.0690e+07] [3.4310e+08 1.7471e+08 0.0000e+00] [1.5630e+06 1.5630e+06 1.5630e+06] [0.0000e+00 0.0000e+00 0.0000e+00] [4.5000e+08 4.5000e+08 4.5000e+08] [1.7900e+09 1.7900e+09 1.7900e+09]] | 2D array of the Ultimate Compressive Strength (UCS) of the materials. Each row represents a material, the three columns represent Xc12, Xc13 and Xc23.
materials.S | output | Pa | [[0.0000e+00 0.0000e+00 0.0000e+00] [3.6610e+07 3.6610e+07 3.6610e+07] [3.0170e+07 1.8970e+07 6.2100e+06] [3.0170e+07 1.8970e+07 6.2100e+06] [1.2446e+08 1.8970e+07 6.2100e+06] [8.5060e+07 1.8970e+07 6.2100e+06] [1.2500e+06 1.2500e+06 1.2500e+06] [0.0000e+00 0.0000e+00 0.0000e+00] [0.0000e+00 0.0000e+00 0.0000e+00] [0.0000e+00 0.0000e+00 0.0000e+00]] | 2D array of the Ultimate Shear Strength (USS) of the materials. Each row represents a material, the three columns represent S12, S13 and S23.
materials.sigma_y | output | Pa | [0.00e+00 0.00e+00 0.00e+00 0.00e+00 0.00e+00 0.00e+00 0.00e+00 0.00e+00 3.45e+08 1.65e+09] | Yield stress of the material (in the principle direction for composites).
materials.wohler_exp | output |  | [ 1. 1. 10. 16.1 10. 10. 1. 1. 3. 1. ] | Exponent of S-N Wohler fatigue curve in the form of S = A*N^-(1/m).
materials.wohler_intercept | output |  | [0.00000000e+00 6.53600000e+07 6.40230000e+08 1.28520000e+09 7.06900000e+07 4.35630000e+08 2.08300000e+06 0.00000000e+00 3.55346484e+10 1.79000000e+09] | Stress-intercept (A) of S-N Wohler fatigue curve in the form of S = A*N^-(1/m), taken as ultimate stress unless otherwise specified.
materials.unit_cost | output | USD/kg | [ 7.23 7.23 1.87 20.08 3. 2.86 13. 3.63 0.7 2. ] | 1D array of the unit costs of the materials.
materials.waste | output |  | [0.25 0.25 0.05 0.05 0.15 0.15 0.2 0. 0. 0. ] | 1D array of the non-dimensional waste fraction of the materials.
materials.roll_mass | output | kg | [ 0. 0. 0. 0. 181.4368 181.4368 0. 0. 0. 0. ] | 1D array of the roll mass of the composite fabrics. Non-composite materials are kept at 0.
materials.orth | output | n/a | [0. 0. 1. 1. 1. 1. 0. 0. 0. 0.] | 1D array of flags to set whether a material is isotropic (0) or orthtropic (1). Each entry represents a material.
nacelle.uptilt | output | rad | [0.06981317] | Nacelle uptilt angle. A standard machine has positive values.
nacelle.distance_tt_hub | output | m | [3.] | Vertical distance from tower top plane to hub flange
nacelle.overhang | output | m | [7.] | Horizontal distance from tower top edge to hub flange
nacelle.gearbox_efficiency | output |  | [0.95] | Efficiency of the gearbox. Set to 1.0 for direct-drive
nacelle.gearbox_mass_user | output | kg | [0.] | User override of gearbox mass.
nacelle.gearbox_torque_density | output | N*m/kg | [200.] | Torque density of the gearbox.
nacelle.gearbox_radius_user | output | m | [0.] | User override of gearbox radius (only used if gearbox_mass_user is > 0).
nacelle.gearbox_length_user | output | m | [0.] | User override of gearbox length (only used if gearbox_mass_user is > 0).
nacelle.gear_ratio | output |  | [96.76] | Total gear ratio of drivetrain (use 1.0 for direct)
nacelle.distance_hub_mb | output | m | [1.912] | Distance from hub flange to first main bearing along shaft
nacelle.distance_mb_mb | output | m | [0.368] | Distance from first to second main bearing along shaft
nacelle.L_generator | output | m | [2.] | Generator length along shaft
nacelle.lss_diameter | output | m | [0.577 0.577] | Diameter of low speed shaft
nacelle.lss_wall_thickness | output | m | [0.288 0.288] | Thickness of low speed shaft
nacelle.damping_ratio | output |  | [0.005] | Damping ratio for the drivetrain system
nacelle.brake_mass_user | output | kg | [0.] | Override regular regression-based calculation of brake mass with this value
nacelle.hvac_mass_coeff | output | kg/kW/m | [0.08] | Regression-based scaling coefficient on machine rating to get HVAC system mass
nacelle.converter_mass_user | output | kg | [0.] | Override regular regression-based calculation of converter mass with this value
nacelle.transformer_mass_user | output | kg | [0.] | Override regular regression-based calculation of transformer mass with this value
nacelle.hss_length | output | m | [1.5] | Length of high speed shaft
nacelle.hss_diameter | output | m | [0.288 0.288] | Diameter of high speed shaft
nacelle.hss_wall_thickness | output | m | [0.144 0.144] | Wall thickness of high speed shaft
nacelle.bedplate_flange_width | output | m | [1.] | Bedplate I-beam flange width
nacelle.bedplate_flange_thickness | output | m | [0.05] | Bedplate I-beam flange thickness
nacelle.bedplate_web_thickness | output | m | [0.05] | Bedplate I-beam web thickness
nacelle.mb1Type | output | n/a | CARB | Type of main bearing: CARB / CRB / SRB / TRB
nacelle.mb2Type | output | n/a | SRB | Type of main bearing: CARB / CRB / SRB / TRB
nacelle.uptower | output | n/a | TRUE | If power electronics are located uptower (True) or at tower base (False)
nacelle.lss_material | output | n/a | steel | Material name identifier for the low speed shaft
nacelle.hss_material | output | n/a | steel | Material name identifier for the high speed shaft
nacelle.bedplate_material | output | n/a | steel | Material name identifier for the bedplate
nacelle.gear_configuration | output | n/a | eep | 3-letter string of Es or Ps to denote epicyclic or parallel gear configuration
nacelle.planet_numbers | output | n/a | [3, 3, 1] | Number of planets for epicyclic stages (use 0 for parallel)
tower.ref_axis | output | m | [[ 0. 0. 0. ] [ 0. 0. 13.7] [ 0. 0. 27.4] [ 0. 0. 41.1] [ 0. 0. 54.8] [ 0. 0. 68.5] [ 0. 0. 82.2] [ 0. 0. 95.9] [ 0. 0. 109.6] [ 0. 0. 123.3] [ 0. 0. 137. ]] | 2D array of the coordinates (x,y,z) of the tower reference axis. The coordinate system is the global coordinate system of OpenFAST: it is placed at tower base with x pointing downwind, y pointing on the side and z pointing vertically upwards. A standard tower configuration will have zero x and y values and positive z values.
tower.diameter | output | m | [6. 6. 6. 6. 6. 6. 6. 6. 6. 5.89079213 5.53032592] | 1D array of the outer diameter values defined along the tower axis.
tower.cd | output |  | [1. 1. 1. 1. 1. 1. 1. 1. 1. 1. 1.] | 1D array of the drag coefficients defined along the tower height.
tower.layer_thickness | output | m | [[0.06515525 0.05866464 0.05197538 0.04607753 0.04094533 0.03582223 0.03074005 0.02575014 0.02129438 0.01803766 0.01803766]] | 2D array of the thickness of the layers of the tower structure. The first dimension represents each layer, the second dimension represents each piecewise-constant entry of the tower sections.
tower.outfitting_factor | output |  | [1.07] | Multiplier that accounts for secondary structure mass inside of tower
tower.layer_name | output | n/a | ['tower_wall'] | 1D array of the names of the layers modeled in the tower structure.
tower.layer_mat | output | n/a | ['steel'] | 1D array of the names of the materials of each layer modeled in the tower structure.
tower_grid.s | output |  | [0. 0.1 0.2 0.3 0.4 0.5 0.6 0.7 0.8 0.9 1. ] | 1D array of the non-dimensional grid defined along the tower axis (0-tower base, 1-tower top)
tower_grid.height | output | m | [137.] | Scalar of the tower height computed along the z axis.
tower_grid.length | output | m | [137.] | Scalar of the tower length computed along its curved axis. A standard straight tower will be as high as long.
tower_grid.foundation_height | output | m | [0.] | Foundation height in respect to the ground level.
drivese.bear1.mb_max_defl_ang | output | rad | [0.00872665]
drivese.bear1.mb_mass | output | kg | [1480.55356999]
drivese.bear1.mb_I | output | kg*m**2 | [134.02030141 70.60698288 70.60698288]
drivese.bear2.mb_max_defl_ang | output | rad | [0.078]
drivese.bear2.mb_mass | output | kg | [1349.62411874]
drivese.bear2.mb_I | output | kg*m**2 | [118.75932276 61.52201828 61.52201828]
drivese.mb1_deflection | output | m | [0.00010076]
drivese.mb2_deflection | output | m | [6.43088512e-05]
drivese.stator_deflection | output | m | [0.00037598]
drivese.mb1_angle | output | rad | [0.00015649]
drivese.mb2_angle | output | rad | [0.00015764]
drivese.stator_angle | output | rad | [0.00015586]
drivese.base_F | output | N | [[ 2195882.4701251 ] [ 42314.12537891] [-1935351.68139232]]
drivese.base_M | output | N*m | [[15733049.10872971] [ 5363468.12394131] [ 1122098.44008701]]
drivese.bedplate_axial_stress | output | Pa | [[5.74181132e+04] [8.46608587e+05] [3.97122849e+05] [1.44225916e+06] [3.37895192e+06] [2.39559787e+07] [2.28979797e+07] [6.24653443e+06] [5.79950403e+06] [5.24783666e+04] [2.81191266e+00] [5.74177842e+04] [3.40897315e+05] [1.18940526e+06] [2.23454180e+06] [5.01080863e+06] [3.21355298e+07] [3.19073624e+07] [6.20549951e+06] [5.78582388e+06] [5.24775615e+04] [1.80182792e+00]]
drivese.bedplate_shear_stress | output | Pa | [[2.89699463e+05] [5.87868064e+05] [8.04405564e+05] [1.02168042e+06] [1.47232653e+06] [8.02537096e+06] [7.99458155e+06] [6.55410686e+06] [6.50079955e+06] [2.76947216e+05] [3.90953700e+00] [2.89697824e+05] [5.91766061e+06] [6.13433906e+06] [6.35161483e+06] [6.80164759e+06] [5.55819818e+06] [5.52775904e+06] [6.55410622e+06] [6.50080129e+06] [2.76953637e+05] [3.58507587e+00]]
drivese.bedplate_bending_stress | output | Pa | [[0.] [0.] [0.] [0.] [0.] [0.] [0.] [0.] [0.] [0.] [0.] [0.] [0.] [0.] [0.] [0.] [0.] [0.] [0.] [0.] [0.] [0.]]
drivese.constr_bedplate_vonmises | output |  | [[2.56916071e-03] [6.73616135e-03] [7.36978958e-03] [1.16129816e-02] [2.15344469e-02] [1.40892043e-01] [1.36123143e-01] [6.59125385e-02] [6.44289565e-02] [2.45470432e-03] [3.72982824e-08] [2.56914618e-03] [5.21685514e-02] [5.43864486e-02] [5.71059777e-02] [6.51240576e-02] [1.70649990e-01] [1.69461185e-01] [6.58121546e-02] [6.43971346e-02] [2.45476011e-03] [3.28905831e-08]]
drivese.constr_mb1_defl | output |  | [0.01793283]
drivese.constr_mb2_defl | output |  | [0.002021]
drivese.constr_stator_deflection | output |  | [6.59853625]
drivese.constr_stator_angle | output |  | [0.27353863]
drivese.drivetrain_spring_constant | output | N*m/rad | [3.62183459e+08]
drivese.drivetrain_damping_coefficient | output | N*m*s/rad | [2709068.71119637]
drivese.stage_ratios | output |  | [0. 0. 0.]
drivese.D_gearbox | output | m | [2.47191043]
drivese.generator_efficiency | output |  | [0.95 0.95 0.95 0.95 0.95 0.95 0.95 0.95 0.95 0.95 0.95 0.95 0.95 0.95 0.95 0.95 0.95 0.95 0.95 0.95]
drivese.hss_axial_stress | output | Pa | [[6.86152237e+05] [1.38711481e-02]]
drivese.hss_shear_stress | output | Pa | [[86385083.25767927] [83490995.77420172]]
drivese.hss_bending_stress | output | Pa | [[0.] [0.]]
drivese.constr_hss_vonmises | output |  | [[0.7611355 ] [0.73562807]]
drivese.hub_system_cost | output | USD | [11183.38684395]
drivese.constr_hub_diameter | output | m | [-0.23538291]
drivese.spinner.spinner_diameter | output | m | [7.5]
drivese.L_lss | output | m | [2.38]
drivese.constr_length | output | m | [2.17556703]
drivese.torq_deflection | output | m | [0.00039183]
drivese.torq_angle | output | rad | [1.5117828e-06]
drivese.lss_axial_stress | output | Pa | [[1.83470468e+06] [3.26376881e+08] [3.23408779e+08] [3.64536388e+08]]
drivese.lss_shear_stress | output | Pa | [[1.00742427e+09] [1.00745585e+09] [1.00748743e+09] [1.00759813e+09]]
drivese.constr_lss_vonmises | output |  | [[8.87628632] [9.03049228] [9.02800219] [9.06941543]]
drivese.lss_axial_load2stress | output | m**2 | [ 3.82436907 0. 0. 0. 53.02402191 53.02402191]
drivese.lss_shear_load2stress | output | m**2 | [ 0. 4.29987073 4.29987073 26.51201095 0. 0. ]
drivese.constr_shaft_deflection | output |  | [6.87665231]
drivese.constr_shaft_angle | output |  | [0.00265318]
drivese.hub_E | output | Pa | [2.e+11]
drivese.hub_G | output | Pa | [7.93e+10]
drivese.hub_rho | output | kg/m**3 | [7800.]
drivese.hub_Xy | output | Pa | [3.45e+08]
drivese.hub_wohler_exp | output |  | [3.]
drivese.hub_wohler_A | output |  | [3.55346484e+10]
drivese.hub_mat_cost | output | USD/kg | [0.7]
drivese.spinner_rho | output | kg/m**3 | [1940.]
drivese.spinner_Xt | output | Pa | [46210000.]
drivese.spinner_mat_cost | output | USD/kg | [3.]
drivese.lss_Xt | output | Pa | [4.5e+08]
drivese.lss_wohler_exp | output |  | [3.]
drivese.lss_wohler_A | output |  | [3.55346484e+10]
drivese.lss_cost | output | USD/kg | [0.7]
drivese.hss_Xt | output | Pa | [4.5e+08]
drivese.hss_wohler_exp | output |  | [3.]
drivese.hss_wohler_A | output |  | [3.55346484e+10]
drivese.hss_cost | output | USD/kg | [0.7]
drivese.bedplate_mat_cost | output | USD/kg | [0.7]
drivese.cover_length | output | m | [9.84284162]
drivese.cover_height | output | m | [4.08096352]
drivese.cover_width | output | m | [3.39887684]
drivese.mean_bearing_mass | output | kg | [1415.08884437]
drivese.total_bedplate_mass | output | kg | [28022.72936555]
drivese.above_yaw_mass | output | kg | [160973.18768833]
drivese.above_yaw_cm | output | m | [-0.04703896 -0.19515586 1.36442253]
drivese.nacelle_I | output | kg*m**2 | [ 9.55872947e+05 1.40690103e+06 1.97184651e+06 1.34572693e+03 -4.35522418e+04 9.49974952e+03]
drivese.above_yaw_I | output | kg*m**2 | [ 9.28557211e+05 1.38010110e+06 1.97126707e+06 1.47772249e+03 -4.44750822e+04 5.67105732e+03]
drivese.above_yaw_I_TT | output | kg*m**2 | [ 1.23436356e+06 1.68013283e+06 1.97775404e+06 2.50111043e-12 -3.41436587e+04 4.85342019e+04]
drivese.rotor_mass | output | kg | [186341.28967518]
drivese.rna_mass | output | kg | [365032.70398447]
drivese.rna_cm | output | m | [-6.38333951 -0.0860604 2.15180036]
drivese.rna_I_TT | output | kg*m**2 | [ 2.05090468e+08 1.33722040e+08 1.32797022e+08 1.45286752e+01 -2.76010289e+04 4.81127799e+04]
drivese.hss_rpm | output | rpm | [ 9.676 49.30061045 88.92522091 128.54983136 168.17444181 207.79905226 247.42366272 287.04827317 326.67288362 366.29749407 405.92210453 445.54671498 485.17132543 524.79593589 564.42054634 604.04515679 643.66976724 683.2943777 722.91898815 762.5435986 ]
rotorse.rc_in.sect_perimeter | output | m | [14.13639991 14.23401962 13.47293417 12.51666818 11.74489616 11.23305031 10.98470279 10.7908671 10.65246097 10.56435808 10.47901615 10.30045103 10.01706718 9.64537197 9.20150788 8.70555246 8.17915847 7.6412436 7.11059604 6.60593966 5.98218155] | Perimeter of the section along the blade span
rotorse.rc_in.layer_volume | output | m**3 | [0.71168598 7.96691379 1.78518866 1.63156014 0.13258918 0.13258918 0.29862668 1.07142784 1.07142784 4.5839016 2.04529168 2.30399605 8.88366966 7.77181471 0.20612438 2.78017869 0.20896722 0.20065568 2.87122466 0.21501276] | Volumes of each layer used in the blade, ignoring the scrap factor
rotorse.rc_in.mat_volume | output | m**3 | [ 0.71168598 0. 2.44148236 3.4167488 0.83076003 16.00390686 23.46826233 0. 0. 0. ] | Volumes of each material used in the blade, ignoring the scrap factor. For laminates, this is the wet volume
rotorse.rc_in.mat_mass | output | kg | [ 878.93218812 200.26255571 4736.47577421 5466.79808093 1611.67446168 31047.57931428 3050.87410293 0. 0. 0. ] | Masses of each material used in the blade, ignoring the scrap factor. For laminates, this is the wet mass.
rotorse.rc_in.mat_cost | output | USD | [ 6354.6797201 1447.89827781 6599.22590332 85496.51675651 3602.42250714 66159.13932066 39661.36333804 38994.77211519 0. 0. ] | Costs of each material used in the blade, ignoring the scrap factor. For laminates, this is the cost of the dry fabric.
rotorse.rc_in.mat_cost_scrap | output | USD | [ 7943.34965013 1447.89827781 6929.18719848 89771.34259433 4142.78588321 76083.01021876 47593.63600565 38994.77211519 0. 0. ] | Same as mat_cost, now including the scrap factor.
rotorse.rc_in.total_labor_hours | output | h | [1851.973909] | Total amount of labor hours per blade.
rotorse.rc_in.total_skin_mold_gating_ct | output | h | [23.9999] | Total amount of gating cycle time per blade. This is the cycle time required in the main mold that cannot be parallelized unless the number of molds is increased.
rotorse.rc_in.total_non_gating_ct | output | h | [205.53999575] | Total amount of non-gating cycle time per blade. This cycle time can happen in parallel.
rotorse.rc_in.total_metallic_parts_cost | output | USD | [6481.93566749] | Cost of the metallic parts (bolts, nuts, lightining protection system), excluding the blade joint.
rotorse.rc_in.total_consumable_cost_w_waste | output | USD | [9144.70116328] | Cost of the consumables including the waste.
rotorse.rc_in.total_blade_mat_cost_w_waste | output | USD | [288532.61877434] | Total blade material costs including the waste per blade.
rotorse.rc_in.total_cost_labor | output | USD | [109572.23426672] | Total labor costs per blade.
rotorse.rc_in.total_cost_utility | output | USD | [2045.71671181] | Total utility costs per blade.
rotorse.rc_in.blade_variable_cost | output | USD | [400150.56975287] | Total blade variable costs per blade (material, labor, utility).
rotorse.rc_in.total_cost_equipment | output | USD | [10654.52937654] | Total equipment cost per blade.
rotorse.rc_in.total_cost_tooling | output | USD | [21085.12337835] | Total tooling cost per blade.
rotorse.rc_in.total_cost_building | output | USD | [1166.21136302] | Total builting cost per blade.
rotorse.rc_in.total_maintenance_cost | output | USD | [9034.88512678] | Total maintenance cost per blade.
rotorse.rc_in.total_labor_overhead | output | USD | [32871.67028002] | Total labor overhead cost per blade.
rotorse.rc_in.cost_capital | output | USD | [20731.65792154] | Cost of capital per blade.
rotorse.rc_in.blade_fixed_cost | output | USD | [95544.07744624] | Total blade fixed cost per blade (equipment, tooling, building, maintenance, labor, capital).
rotorse.rc_in.total_blade_cost | output | USD | [495694.6471991] | Total blade cost (variable and fixed)
rotorse.rc_out.sect_perimeter | output | m | [5.98218155 5.63266344 5.11494969 4.57537093 4.01693925 3.44551715 2.86261747 2.26626249 1.65705195 1.03519409] | Perimeter of the section along the blade span
rotorse.rc_out.layer_volume | output | m**3 | [0.10825114 0.18220842 0.29863772 0.22391278 0.07163332 0.07163332 0.07227528 0.06161732 0.06161732 0.33652423 0.09180213 0.13500649 0.36726657 0.16231464 0.01307907 0.1920895 0.0127122 0.01294244 0.18938903 0.01281809] | Volumes of each layer used in the blade, ignoring the scrap factor
rotorse.rc_out.mat_volume | output | m**3 | [0.10825114 0. 0.19550992 0.5225505 0.0515518 0.4877897 1.31207795 0. 0. 0. ] | Volumes of each material used in the blade, ignoring the scrap factor. For laminates, this is the wet volume
rotorse.rc_out.mat_mass | output | kg | [133.69015204 95.20678878 379.28924815 836.08080544 100.01049884 946.31202732 170.57013299 0. 0. 0. ] | Masses of each material used in the blade, ignoring the scrap factor. For laminates, this is the wet mass.
rotorse.rc_out.mat_cost | output | USD | [ 966.57979926 688.34508289 528.45523772 13075.66065795 223.54394795 2016.49180513 2217.41172887 1990.46026905 0. 0. ] | Costs of each material used in the blade, ignoring the scrap factor. For laminates, this is the cost of the dry fabric.
rotorse.rc_out.mat_cost_scrap | output | USD | [ 1208.22474907 688.34508289 554.87799961 13729.44369084 257.07554015 2318.96557591 2660.89407464 1990.46026905 0. 0. ] | Same as mat_cost, now including the scrap factor.
rotorse.rc_out.total_labor_hours | output | h | [348.9919444] | Total amount of labor hours per blade.
rotorse.rc_out.total_skin_mold_gating_ct | output | h | [23.9999] | Total amount of gating cycle time per blade. This is the cycle time required in the main mold that cannot be parallelized unless the number of molds is increased.
rotorse.rc_out.total_non_gating_ct | output | h | [69.35246091] | Total amount of non-gating cycle time per blade. This cycle time can happen in parallel.
rotorse.rc_out.total_metallic_parts_cost | output | USD | [3451.61049278] | Cost of the metallic parts (bolts, nuts, lightining protection system), excluding the blade joint.
rotorse.rc_out.total_consumable_cost_w_waste | output | USD | [2910.61840282] | Cost of the consumables including the waste.
rotorse.rc_out.total_blade_mat_cost_w_waste | output | USD | [29770.51587776] | Total blade material costs including the waste per blade.
rotorse.rc_out.total_cost_labor | output | USD | [20560.98607987] | Total labor costs per blade.
rotorse.rc_out.total_cost_utility | output | USD | [164.14983936] | Total utility costs per blade.
rotorse.rc_out.blade_variable_cost | output | USD | [50495.65179699] | Total blade variable costs per blade (material, labor, utility).
rotorse.rc_out.total_cost_equipment | output | USD | [1501.86130317] | Total equipment cost per blade.
rotorse.rc_out.total_cost_tooling | output | USD | [2555.20932231] | Total tooling cost per blade.
rotorse.rc_out.total_cost_building | output | USD | [180.57024015] | Total builting cost per blade.
rotorse.rc_out.total_maintenance_cost | output | USD | [1226.26230102] | Total maintenance cost per blade.
rotorse.rc_out.total_labor_overhead | output | USD | [6168.29582396] | Total labor overhead cost per blade.
rotorse.rc_out.cost_capital | output | USD | [2792.71984278] | Cost of capital per blade.
rotorse.rc_out.blade_fixed_cost | output | USD | [14424.91883339] | Total blade fixed cost per blade (equipment, tooling, building, maintenance, labor, capital).
rotorse.rc_out.total_blade_cost | output | USD | [64920.57063038] | Total blade cost (variable and fixed)
rotorse.rp.AEP | output | kW*h | [24636969.22754039] | annual energy production
rotorse.rp.cdf.F | output | m/s | [0.20020685 0.209702 0.21932723 0.22907501 0.23893779 0.24890799 0.25897806 0.26914044 0.27938758 0.28971197 0.30010612 0.3105626 0.32107402 0.33163306 0.34223247 0.35286505 0.36352373 0.37420149 0.38489144 0.39558676 0.40628078 0.41696693 0.42763876 0.43828996 0.44891435 0.4595059 0.47005871 0.48056704 0.4910253 0.50142806 0.51177006 0.52204619 0.53225151 0.54238125 0.55243083 0.56239582 0.57227198 0.58205524 0.59174171 0.60132768 0.61080961 0.62018417 0.62944816 0.63859861 0.64763269 0.65654776 0.66534137 0.67401122 0.68255519 0.69097135 0.69925792 0.70741329 0.71543601 0.7233248 0.73107854 0.73869625 0.74617713 0.75352049 0.76072582 0.76779275 0.77472102 0.78151053 0.7881613 0.79467349 0.80104736 0.80728332 0.81338185 0.81934359 0.82516925 0.83085965 0.83641573 0.84183848 0.84712902 0.85228853 0.85731828 0.86221962 0.86699395 0.87164277 0.87616762 0.88057011 0.88485189 0.88901468 0.89306024 0.89699037 0.90080692 0.90451177 0.90810682 0.91159401 0.91497532 0.91825273 0.92142824 0.92450388 0.92748168 0.93036368 0.93315194 0.93584852 0.93845545 0.94097481 0.94340863 0.94575898 0.94802787 0.95021734 0.95232939 0.95436604 0.95632926 0.95822101 0.96004324 0.96179787 0.96348681 0.96511193 0.96667509 0.96817811 0.96962278 0.97101089 0.97234416 0.97362432 0.97485305 0.97603198 0.97716275 0.97824694 0.9792861 0.98028175 0.98123538 0.98214844 0.98302236 0.98385851 0.98465825 0.9854229 0.98615375 0.98685205 0.98751901 0.98815582 0.98876363 0.98934357 0.98989672 0.99042413 0.99092684 0.99140582 0.99186205 0.99229646 0.99270995 0.99310338 0.99347762 0.99383346 0.9941717 0.9944931 0.9947984 0.9950883 0.99536348 0.99562461 0.99587231 0.99610721 0.99632987 0.99654088 0.99674077 0.99693006 0.99710926 0.99727884 0.99743927 0.99759099 0.99773443 0.99786999 0.99799806 0.99811902 0.99823321 0.99834099 0.99844268 0.99853859 0.99862903 0.99871426 0.99879457 0.99887022 0.99894144 0.99900849 0.99907158 0.99913092 0.99918672 0.99923918 0.99928848 0.99933478 0.99937827 0.9994191 0.99945741 0.99949335 0.99952706 0.99955867 0.99958829 0.99961604 0.99964203 0.99966637 0.99968915 0.99971046 0.9997304 0.99974904 0.99976646 0.99978275 0.99979796 0.99981216 0.99982542 0.99983779] | magnitude of wind speed at each z location
rotorse.rp.gust.V_gust | output | m/s | [18.13561965] | gust wind speed
rotorse.rp.powercurve.pitch | output | deg | [0.00000000e+00 0.00000000e+00 0.00000000e+00 0.00000000e+00 0.00000000e+00 0.00000000e+00 0.00000000e+00 0.00000000e+00 1.21430643e-17 1.41493257e+00 4.54663554e+00 6.98293909e+00 9.29528124e+00 1.15914196e+01 1.39078348e+01 1.62523569e+01 1.86150665e+01 2.09741913e+01 2.32995070e+01 2.55583862e+01] | rotor pitch schedule
rotorse.rp.powercurve.P_aero | output | W | [ 587842.45683699 1305304.47051659 2197162.17723237 3085272.05551971 3779946.85654697 4129751.49756479 4202316.11920309 4732139.20316011 5540173.50519952 5540166.30138961 5540166.19364067 5540167.71272949 5540166.26252347 5540172.6926525 5540168.0201082 5540165.55539503 5540168.66151301 5540174.82027029 5540175.43837094 5540172.32798746] | rotor mechanical power
rotorse.rp.powercurve.T | output | N | [ 243223.41773443 414017.63409702 585964.69410066 734892.13739228 841495.85042489 892665.84375152 903096.52420279 977530.96381359 1053103.24396903 955201.08749378 768586.27744546 652326.18237406 563471.17460921 493465.85702596 438523.49560411 396125.5859282 363918.63634207 339772.33752855 321814.57280074 308540.61931921] | rotor aerodynamic thrust
rotorse.rp.powercurve.Q | output | N*m | [1441561.40746513 2455580.52466014 3476573.81949258 4360736.50527839 4993524.44531456 5297234.67024105 5359140.1411761 5800786.56122411 6713143.45937151 6713134.73036522 6713134.59980359 6713136.4405151 6713134.68327031 6713142.47479139 6713136.81297228 6713133.82642807 6713137.59017583 6713145.05287011 6713145.80183553 6713142.03291918] | rotor aerodynamic torque
rotorse.rp.powercurve.M | output | N*m | [ 5512696.37879795 9382096.55188665 13276078.46562188 16648441.7531572 19062395.95960644 20221125.24009641 20457328.35913491 22142916.48682065 23738750.32814286 21410055.23237468 16797400.76516577 13740139.44586657 11239563.1965334 9109145.71071458 7281579.51345411 5722441.99801344 4396655.69753651 3270366.44267437 2309679.06950385 1485547.03706682] | blade root moment
rotorse.rp.powercurve.Cp | output |  | [0.4076968 0.40869437 0.40934539 0.40968717 0.40983582 0.40988267 0.40989032 0.40992593 0.40985647 0.3902205 0.29634094 0.21484564 0.1517008 0.10601908 0.07421831 0.05247871 0.0376858 0.02757861 0.02060729 0.01573836] | rotor electrical power coefficient
rotorse.rp.powercurve.Cp_aero | output |  | [0.45174161 0.45284694 0.45356829 0.45394701 0.45411171 0.45416363 0.4541721 0.45421156 0.45413459 0.43237729 0.32835561 0.23805611 0.16808953 0.11747267 0.08223636 0.05814816 0.04175711 0.03055802 0.02283356 0.01743863] | rotor aerodynamic power coefficient
rotorse.rp.powercurve.Ct_aero | output |  | [0.74764343 0.74894218 0.74988535 0.7504143 0.75065381 0.75073082 0.75074371 0.75081685 0.72808396 0.63913298 0.42806537 0.29320551 0.20082602 0.13850618 0.09704128 0.06957365 0.05125611 0.03886203 0.03030927 0.0242796 ] | rotor aerodynamic thrust coefficient
rotorse.rp.powercurve.Cq_aero | output |  | [0.0431077 0.04321317 0.04328201 0.04331815 0.04333387 0.04333882 0.04333963 0.04334339 0.04515117 0.04369727 0.03637269 0.02935387 0.02327588 0.01833034 0.01445179 0.01147017 0.00919813 0.00746958 0.00615075 0.0051391 ] | rotor aerodynamic torque coefficient
rotorse.rp.powercurve.Cm_aero | output |  | [0.16484878 0.16510563 0.16528208 0.16538025 0.1654237 0.16543721 0.16543942 0.16545155 0.15966176 0.13936276 0.09101063 0.06008015 0.03896999 0.02487266 0.01567551 0.00977745 0.00602416 0.00363887 0.00211619 0.00113723] | rotor aerodynamic moment coefficient
rotorse.rp.powercurve.ax_induct_rotor | output |  | [0.26508051 0.26586174 0.2664476 0.26681103 0.2670006 0.26707237 0.26708552 0.26715849 0.25498536 0.21360587 0.13641269 0.09438538 0.06707511 0.04868459 0.0360383 0.02717419 0.02085422 0.0162869 0.01295786 0.01051766] | rotor aerodynamic induction
rotorse.rp.powercurve.V_R25 | output | m/s | [8.0952381] | region 2.5 transition wind speed
rotorse.rp.powercurve.rated_V | output | m/s | [8.43430498] | rated wind speed
rotorse.rp.powercurve.rated_Omega | output | rpm | [7.88077303] | rotor rotation speed at rated
rotorse.rp.powercurve.rated_pitch | output | deg | [1.21430643e-17] | pitch setting at rated
rotorse.rp.powercurve.rated_T | output | N | [1053103.24396903] | rotor aerodynamic thrust at rated
rotorse.rp.powercurve.rated_Q | output | N*m | [6713143.45937151] | rotor aerodynamic torque at rated
rotorse.rp.powercurve.rated_mech | output | W | [5540173.50519952] | Mechanical shaft power at rated
rotorse.rp.powercurve.ax_induct_regII | output |  | [0.10715225 0.05424859 0.06907782 0.09628866 0.11626741 0.15476341 0.18375763 0.22266951 0.25754096 0.28335653 0.3061121 0.324987 0.33622122 0.34077465 0.33700467 0.32727283 0.31523624 0.30280257 0.29125244 0.28255855 0.27603522 0.2724625 0.26661019 0.25844865 0.24977815 0.23787462 0.22832119 0.22492857 0.23811209 0.29254443] | rotor axial induction at cut-in wind speed along blade span
rotorse.rp.powercurve.tang_induct_regII | output |  | [-0.10715225 -0.04729549 0.00377104 0.01916894 0.02230843 0.02636457 0.02421367 0.0222445 0.019712 0.01695941 0.01471123 0.01281944 0.01117411 0.0097145 0.00848342 0.00729164 0.00636067 0.00557643 0.00491979 0.00438563 0.00384487 0.00359331 0.00326902 0.00297682 0.00269022 0.00246603 0.00222629 0.00203789 0.00195899 0.00208251] | rotor tangential induction at cut-in wind speed along blade span
rotorse.rp.powercurve.aoa_regII | output | deg | [47.92155649 38.86672716 27.19805703 19.77492035 15.38174448 12.07678211 10.12513333 8.55292325 7.41095298 6.5697212 5.77677246 5.10431401 4.60793479 4.24603926 4.02052638 3.89685119 3.83707625 3.8339643 3.89102137 4.00947845 4.27602999 4.48663763 4.86750752 5.34544199 5.89852467 6.5374684 7.21634154 7.90542831 8.53745323 9.00497335] | angle of attack distribution along blade span at cut-in wind speed
rotorse.rp.powercurve.L_D | output |  | [-4.57015557e-18 6.43282394e-02 1.19822029e+00 2.96472229e+00 5.99804865e+00 1.70349154e+01 3.52514415e+01 6.11988018e+01 7.93677284e+01 7.86474900e+01 8.23881673e+01 8.68465971e+01 9.21153513e+01 9.19976832e+01 9.78488566e+01 8.69001199e+01 8.78793423e+01 8.93629586e+01 9.13445050e+01 9.40829411e+01 9.91827602e+01 1.02608476e+02 1.08306561e+02 1.18024904e+02 1.17723769e+02 1.48653956e+02 1.45428382e+02 1.33455119e+02 1.22075365e+02 1.09052613e+02] | Lift over drag distribution along blade span at cut-in wind speed
rotorse.rp.powercurve.Cp_regII | output |  | [0.45284694] | power coefficient at cut-in wind speed
rotorse.rp.powercurve.Ct_regII | output |  | [0.74894218] | thrust coefficient at cut-in wind speed
rotorse.rp.powercurve.cl_regII | output |  | [-2.28507779e-18 3.21451698e-02 4.73032249e-01 7.64076964e-01 8.57711909e-01 9.96503024e-01 1.02316045e+00 1.06392993e+00 1.06907440e+00 1.04168398e+00 1.00787236e+00 9.78741649e-01 9.52548173e-01 9.31510018e-01 9.12457149e-01 8.96306353e-01 8.85408552e-01 8.80165911e-01 8.80549608e-01 8.88286849e-01 9.12493512e-01 9.32185192e-01 9.68888794e-01 1.01353172e+00 1.07167418e+00 1.13468012e+00 1.21731779e+00 1.32654444e+00 1.44396767e+00 1.55045563e+00] | lift coefficient distribution along blade span at cut-in wind speed
rotorse.rp.powercurve.cd_regII | output |  | [0.5 0.49970542 0.39477903 0.25772295 0.14299849 0.05849768 0.02902464 0.01738482 0.01346989 0.01324497 0.01223322 0.01126978 0.01034082 0.01012536 0.00932517 0.01031421 0.01007528 0.00984934 0.00963987 0.00944153 0.00920012 0.00908488 0.0089458 0.00858744 0.00910329 0.00763303 0.00837057 0.00994 0.01182849 0.0142175 ] | drag coefficient distribution along blade span at cut-in wind speed
rotorse.rp.powercurve.rated_efficiency | output |  | [0.9025] | Efficiency at rated conditions
rotorse.rp.powercurve.V_spline | output | m/s | [ 4. 4.10552764 4.21105528 4.31658291 4.42211055 4.52763819 4.63316583 4.73869347 4.84422111 4.94974874 5.05527638 5.16080402 5.26633166 5.3718593 5.47738693 5.58291457 5.68844221 5.79396985 5.89949749 6.00502513 6.11055276 6.2160804 6.32160804 6.42713568 6.53266332 6.63819095 6.74371859 6.84924623 6.95477387 7.06030151 7.16582915 7.27135678 7.37688442 7.48241206 7.5879397 7.69346734 7.79899497 7.90452261 8.01005025 8.11557789 8.22110553 8.32663317 8.4321608 8.53768844 8.64321608 8.74874372 8.85427136 8.95979899 9.06532663 9.17085427 9.27638191 9.38190955 9.48743719 9.59296482 9.69849246 9.8040201 9.90954774 10.01507538 10.12060302 10.22613065 10.33165829 10.43718593 10.54271357 10.64824121 10.75376884 10.85929648 10.96482412 11.07035176 11.1758794 11.28140704 11.38693467 11.49246231 11.59798995 11.70351759 11.80904523 11.91457286 12.0201005 12.12562814 12.23115578 12.33668342 12.44221106 12.54773869 12.65326633 12.75879397 12.86432161 12.96984925 13.07537688 13.18090452 13.28643216 13.3919598 13.49748744 13.60301508 13.70854271 13.81407035 13.91959799 14.02512563 14.13065327 14.2361809 14.34170854 14.44723618 14.55276382 14.65829146 14.7638191 14.86934673 14.97487437 15.08040201 15.18592965 15.29145729 15.39698492 15.50251256 15.6080402 15.71356784 15.81909548 15.92462312 16.03015075 16.13567839 16.24120603 16.34673367 16.45226131 16.55778894 16.66331658 16.76884422 16.87437186 16.9798995 17.08542714 17.19095477 17.29648241 17.40201005 17.50753769 17.61306533 17.71859296 17.8241206 17.92964824 18.03517588 18.14070352 18.24623116 18.35175879 18.45728643 18.56281407 18.66834171 18.77386935 18.87939698 18.98492462 19.09045226 19.1959799 19.30150754 19.40703518 19.51256281 19.61809045 19.72361809 19.82914573 19.93467337 20.04020101 20.14572864 20.25125628 20.35678392 20.46231156 20.5678392 20.67336683 20.77889447 20.88442211 20.98994975 21.09547739 21.20100503 21.30653266 21.4120603 21.51758794 21.62311558 21.72864322 21.83417085 21.93969849 22.04522613 22.15075377 22.25628141 22.36180905 22.46733668 22.57286432 22.67839196 22.7839196 22.88944724 22.99497487 23.10050251 23.20603015 23.31155779 23.41708543 23.52261307 23.6281407 23.73366834 23.83919598 23.94472362 24.05025126 24.15577889 24.26130653 24.36683417 24.47236181 24.57788945 24.68341709 24.78894472 24.89447236 25. ] | wind vector
rotorse.rp.powercurve.P_spline | output | W | [ 530527.81729538 572037.41403471 616961.91587905 665110.65397638 716292.95947468 770318.1635219 826995.59726603 886134.59185503 947544.47843687 1011034.58815952 1076414.25217094 1143492.80161912 1212493.89974872 1285720.1886192 1363273.07080539 1444812.0243581 1529996.5273281 1618486.05776618 1709940.09372315 1804018.11324978 1900379.59439687 1998733.75295304 2101190.54729273 2208630.13916657 2320518.0781196 2436319.91369682 2555501.19544327 2677527.47290397 2801910.31822745 2930938.95246579 3065329.1654423 3203959.59822685 3345708.8918893 3490469.67878356 3641067.79412871 3795145.00219324 3954225.36056141 4116495.43094568 4283830.84695759 4494365.01925128 4728374.56291062 4919145.37259316 4999963.34295646 5000000.08000625 5000000.08503016 5000000.07566754 5000000.06080391 5000000.04289324 5000000.02438948 5000000.00774659 4999999.99541853 4999999.98985925 5000000.01773998 5000000.11212609 5000000.25769 5000000.43835054 5000000.63802652 5000000.84063673 5000001.0301 5000001.19033512 5000001.30526092 5000001.35879619 5000001.34537609 5000001.28524192 5000001.18770078 5000001.06141819 5000000.9150597 5000000.75729084 5000000.59677713 5000000.4421841 5000000.3021773 5000000.18542226 5000000.1005845 5000000.05632956 5000000.08118331 5000000.25535544 5000000.56489044 5000000.98505793 5000001.49112753 5000002.05836886 5000002.66205154 5000003.2774452 5000003.87981945 5000004.44444392 5000004.94658822 5000005.36152198 5000005.66451483 5000005.83083637 5000005.84670143 5000005.77484528 5000005.63665199 5000005.44069845 5000005.19556159 5000004.90981833 5000004.59204557 5000004.25082024 5000003.89471925 5000003.53231952 5000003.17219795 5000002.82293147 5000002.493097 5000002.19127144 5000001.92603171 5000001.70595473 5000001.52708405 5000001.34905058 5000001.1694431 5000000.98992137 5000000.81214516 5000000.63777423 5000000.46846834 5000000.30588727 5000000.15169077 5000000.00753861 4999999.87509055 4999999.75600636 4999999.65194581 4999999.56456865 4999999.49553466 4999999.44650359 4999999.41913522 4999999.41524998 4999999.43759374 4999999.48524093 4999999.55634543 4999999.64906114 4999999.76154196 4999999.89194179 5000000.03841452 5000000.19911404 5000000.37219426 5000000.55580907 5000000.74811237 5000000.94725805 5000001.15140001 5000001.35869214 5000001.56728835 5000001.77534252 5000001.98100856 5000002.18244035 5000002.39412916 5000002.64327399 5000002.92547278 5000003.23557687 5000003.5684376 5000003.91890631 5000004.28183433 5000004.65207302 5000005.0244737 5000005.39388773 5000005.75516643 5000006.10316116 5000006.43272325 5000006.73870404 5000007.01595487 5000007.25932708 5000007.46367201 5000007.623841 5000007.7346854 5000007.7956041 5000007.84486325 5000007.89218757 5000007.93750667 5000007.98075015 5000008.02184762 5000008.0607287 5000008.09732298 5000008.13156009 5000008.16336961 5000008.19268117 5000008.21942437 5000008.24352881 5000008.26492411 5000008.28353987 5000008.2993057 5000008.31215121 5000008.322006 5000008.32879969 5000008.33246188 5000008.33193111 5000008.3160612 5000008.28236887 5000008.23164162 5000008.16466693 5000008.08223228 5000007.98512516 5000007.87413306 5000007.75004346 5000007.61364386 5000007.46572173 5000007.30706456 5000007.13845985 5000006.96069507 5000006.77455771 5000006.58083526 5000006.38031521 5000006.17378504 5000005.96203224 5000005.74584429 5000005.52600869] | rotor electrical power
rotorse.rp.powercurve.Omega_spline | output | rpm | [3.89402903 3.99676095 4.09949287 4.20222479 4.30495671 4.40768864 4.51042056 4.61315248 4.7158844 4.81861632 4.92134824 5.02408017 5.12681209 5.22954401 5.33227593 5.43500785 5.53773977 5.64047169 5.74320362 5.84593554 5.94866746 6.05139938 6.1541313 6.25686322 6.35959515 6.46232707 6.56505899 6.66779091 6.77052283 6.87325475 6.97598668 7.0787186 7.18145052 7.28418244 7.38691436 7.48965203 7.60730772 7.7233425 7.79292162 7.82764539 7.85541565 7.87390102 7.88077015 7.88077303 7.88077303 7.88077303 7.88077303 7.88077303 7.88077303 7.88077303 7.88077303 7.88077303 7.88077303 7.88077303 7.88077303 7.88077303 7.88077303 7.88077303 7.88077303 7.88077303 7.88077303 7.88077303 7.88077303 7.88077303 7.88077303 7.88077303 7.88077303 7.88077303 7.88077303 7.88077303 7.88077303 7.88077303 7.88077303 7.88077303 7.88077303 7.88077303 7.88077303 7.88077303 7.88077303 7.88077303 7.88077303 7.88077303 7.88077303 7.88077303 7.88077303 7.88077303 7.88077303 7.88077303 7.88077303 7.88077303 7.88077303 7.88077303 7.88077303 7.88077303 7.88077303 7.88077303 7.88077303 7.88077303 7.88077303 7.88077303 7.88077303 7.88077303 7.88077303 7.88077303 7.88077303 7.88077303 7.88077303 7.88077303 7.88077303 7.88077303 7.88077303 7.88077303 7.88077303 7.88077303 7.88077303 7.88077303 7.88077303 7.88077303 7.88077303 7.88077303 7.88077303 7.88077303 7.88077303 7.88077303 7.88077303 7.88077303 7.88077303 7.88077303 7.88077303 7.88077303 7.88077303 7.88077303 7.88077303 7.88077303 7.88077303 7.88077303 7.88077303 7.88077303 7.88077303 7.88077303 7.88077303 7.88077303 7.88077303 7.88077303 7.88077303 7.88077303 7.88077303 7.88077303 7.88077303 7.88077303 7.88077303 7.88077303 7.88077303 7.88077303 7.88077303 7.88077303 7.88077303 7.88077303 7.88077303 7.88077303 7.88077303 7.88077303 7.88077303 7.88077303 7.88077303 7.88077303 7.88077303 7.88077303 7.88077303 7.88077303 7.88077303 7.88077303 7.88077303 7.88077303 7.88077303 7.88077303 7.88077303 7.88077303 7.88077303 7.88077303 7.88077303 7.88077303 7.88077303 7.88077303 7.88077303 7.88077303 7.88077303 7.88077303 7.88077303 7.88077303 7.88077303 7.88077303 7.88077303 7.88077303 7.88077303 7.88077303 7.88077303 7.88077303 7.88077303 7.88077303] | omega
rotorse.rs.aero_gust.loads_r | output | m | [ 3. 6.44814717 9.89629433 13.3444415 16.79258866 20.24073583 23.68888299 27.13703016 30.58517733 34.03332449 37.48147166 40.92961882 44.37776599 47.82591316 51.27406032 54.72220749 58.17035465 61.61850182 65.06664898 68.51479615 72.99738747 75.41109048 78.85923765 82.30738481 85.75553198 89.20367915 92.65182631 96.09997348 99.54812064 102.99626781]
rotorse.rs.aero_gust.loads_Px | output | N/m | [ 373.52132046 461.48843241 703.37962096 1108.36558016 1641.69235312 2159.16553957 2691.38278836 3333.08604102 4030.40265844 4815.74218185 5703.35500739 6649.58713718 7696.89343945 8883.65720943 10172.36173659 11257.19252504 12019.22620353 12512.82772452 12823.33821919 13036.98617428 13206.52683296 13204.70069757 13068.3275347 12703.24008772 12098.48176843 11134.01752669 9929.66418478 8466.64712175 6693.58743515 4446.16891494]
rotorse.rs.aero_gust.loads_Py | output | N/m | [ 67.62216567 108.61648512 -47.40916111 -417.809522 -852.78548911 -1183.00945487 -1413.55743525 -1645.57771905 -1861.83056275 -2114.784649 -2394.52591848 -2672.9680648 -2973.01411292 -3311.19963644 -3670.7411876 -3903.21133783 -3989.63086324 -3979.2140144 -3912.2570883 -3819.00358636 -3673.43578337 -3574.30331137 -3405.20593734 -3190.17900129 -2923.54423612 -2602.54825326 -2223.31646421 -1806.12995776 -1352.41633294 -850.93850454]
rotorse.rs.aero_gust.loads_Pz | output | N/m | [0. 0. 0. 0. 0. 0. 0. 0. 0. 0. 0. 0. 0. 0. 0. 0. 0. 0. 0. 0. 0. 0. 0. 0. 0. 0. 0. 0. 0. 0.]
rotorse.rs.aero_hub_loads.P | output | W | [31270891.37964854] | Rotor aerodynamic power
rotorse.rs.aero_hub_loads.Mb | output | N/m | [48073831.72898398] | Aerodynamic blade root flapwise moment
rotorse.rs.aero_hub_loads.Fhub | output | N | [2202493.75953267 42314.05761716 17863.84464838] | Aerodynamic forces at hub center in the hub c.s.
rotorse.rs.aero_hub_loads.Mhub | output | N*m | [37891589.44877565 5189251.07538414 2660570.54212605] | Aerodynamic moments at hub center in the hub c.s.
rotorse.rs.aero_hub_loads.CP | output |  | [0.25784112] | Rotor aerodynamic power coefficient
rotorse.rs.aero_hub_loads.CMb | output |  | [0.06993355] | Aerodynamic blade root flapwise moment coefficient
rotorse.rs.aero_hub_loads.CFhub | output |  | [0.32935101 0.00632745 0.00267128] | Aerodynamic force coefficients at hub center in the hub c.s.
rotorse.rs.aero_hub_loads.CMhub | output |  | [0.05512133 0.00754886 0.00387036] | Aerodynamic moment coefficients at hub center in the hub c.s.
rotorse.rs.bjs.t_reinf_joint | output | m | [0.] | Required reinforcement layer thickness at joint. [float]
rotorse.rs.bjs.w_reinf_joint | output | m | [0.] | Required reinforcement layer width at joint. [float]
rotorse.rs.bjs.w_reinf_ratio_joint | output |  | [1.] | Ratio of joint-required to nominal reinforcement layer width
rotorse.rs.bjs.t_reinf_ratio_joint | output |  | [1.43875055] | Ratio of joint-required to nominal reinforcement layer thickness
rotorse.rs.bjs.L_transition_joint | output | m | [0.12082834] | Required length to accommodate reinforcement layer size increase at joint. [float]
rotorse.rs.bjs.n_joint_bolt | output |  | [38.41354971] | Required number of bolts for joint. [float]
rotorse.rs.bjs.joint_mass | output | kg | [435.01220054] | Mass of bolts + inserts minus mass of reinforcement layer cutouts at joint. [float]
rotorse.rs.bjs.joint_material_cost | output | USD | [1875.10751558] | cost of joint metallic parts (bolts, washers, and inserts)
rotorse.rs.bjs.joint_total_cost | output | USD | [20475.10751558] | Total cost of the bolted joint (metallic parts and nonmaterial costs)
rotorse.rs.brs.d_r | output | m | [5.57887871] | Root fastener circle diameter
rotorse.rs.brs.ratio | output |  | [1.2512905] | Ratio of recommended diameter over actual diameter. It can be constrained to be smaller than 1
rotorse.rs.constr.constr_max_strainU_spar | output |  | [2.23094069e-01 7.85851927e-01 5.84049375e-01 9.87023718e-05] | constraint for maximum strain in spar cap suction side
rotorse.rs.constr.constr_max_strainL_spar | output |  | [2.23094069e-01 7.60332611e-01 6.51551253e-01 1.62310016e-04] | constraint for maximum strain in spar cap pressure side
rotorse.rs.constr.constr_max_strainU_te | output |  | [2.23094069e-01 2.19515714e-01 1.78535540e-01 1.68410337e-01 3.47902252e-02 1.05618517e-02 5.29563858e-02 8.14831261e-02 9.86749592e-02 1.02281581e-01 9.62549435e-02 8.61140504e-02 7.69900886e-02 6.93234000e-02 6.47590128e-02 9.89894513e-02 1.05438901e-01 1.16781547e-01 1.29435791e-01 1.40380496e-01 1.19593973e-01 1.55578252e-01 1.58162515e-01 1.59246473e-01 1.67879181e-01 1.68198265e-01 1.66611325e-01 1.30722524e-01 6.73912656e-02 1.06533048e-04] | constraint for maximum strain in trailing edge suction side
rotorse.rs.constr.constr_max_strainL_te | output |  | [2.23094069e-01 2.19515714e-01 4.35307833e-02 1.07054413e-02 1.54968642e-01 2.25060893e-01 2.69283320e-01 2.78684676e-01 2.74543759e-01 2.62721318e-01 2.43700112e-01 2.23001795e-01 2.06221340e-01 1.92261059e-01 1.84343679e-01 1.99295825e-01 2.02212889e-01 2.10153981e-01 2.18502385e-01 2.23033325e-01 1.78267277e-01 2.20249008e-01 2.13516270e-01 2.06365335e-01 2.04641865e-01 1.96542922e-01 1.81279135e-01 1.51558608e-01 8.05514541e-02 1.06533048e-04] | constraint for maximum strain in trailing edge pressure side
rotorse.rs.constr.constr_flap_f_margin | output |  | [-0.14930945 -1.07017624 -2.41657221 -4.11594748 -6.46058468] | constraint on flap blade frequency such that ratio of 3P/f is above or below gamma with constraint <= 0
rotorse.rs.constr.constr_edge_f_margin | output |  | [ -0.40101133 -2.13986922 -4.59510293 -8.24257941 -12.36216365] | constraint on edge blade frequency such that ratio of 3P/f is above or below gamma with constraint <= 0
rotorse.rs.curvature.s | output | m | [ 3. 6.44817803 9.89653056 13.34513111 16.79391195 20.24270777 23.69135879 27.13976867 30.58795858 34.03612746 37.48443328 40.93290967 44.38151134 47.83037696 51.28004518 54.73059707 58.18176525 61.63357697 65.08704547 68.54217291 73.03548887 75.45557551 78.91447446 82.37524383 85.83744505 89.30112929 92.76649052 96.23402516 99.70385771 103.17549325] | cumulative path length along blade
rotorse.rs.curvature.blades_cg_hubcc | output | m | [0.9371431] | cg of all blades relative to hub along shaft axis. Distance is should be interpreted as negative for upwind and positive for downwind turbines
rotorse.rs.frame.root_F | output | N | [-849575.79137515 -238969.50497242 482445.45633828] | Blade root forces in blade c.s.
rotorse.rs.frame.root_M | output | N*m | [ 13424757.8945973 -50068149.51536822 -0. ] | Blade root moment in blade c.s.
rotorse.rs.frame.flap_mode_shapes | output |  | [[-3.18092751e-02 2.19234231e+00 -2.11335094e+00 1.09648399e+00 -1.43666093e-01] [-1.83715307e-01 -1.07755092e+00 9.73498435e-01 4.93696476e-02 1.23839814e+00] [ 4.44766819e-01 6.38917700e-02 9.21069913e+00 -3.02363048e+01 2.15169471e+01] [ 8.59498525e+00 -8.55863520e+01 2.65911860e+02 -3.27912158e+02 1.39991665e+02] [ 3.06395156e+01 -2.25884959e+02 5.82434963e+02 -6.31247141e+02 2.45057621e+02]] | 6-degree polynomial coefficients of mode shapes in the flap direction (x^2..x^6, no linear or constant term)
rotorse.rs.frame.edge_mode_shapes | output |  | [[ 3.94602806e-01 3.54365675e+00 -7.29276165e+00 6.41407937e+00 -2.05957727e+00] [-1.16292285e+00 1.82646924e+00 -3.04015497e+00 5.01625270e+00 -1.63964411e+00] [-2.30682746e-01 1.56649893e+01 -5.25264276e+01 5.38753825e+01 -1.57832615e+01] [-3.64683967e+00 3.89995768e+00 4.23614216e+01 -9.60321179e+01 5.44175783e+01] [ 2.37859631e+01 -1.81379621e+02 4.79745765e+02 -5.30817969e+02 2.09665862e+02]] | 6-degree polynomial coefficients of mode shapes in the edge direction (x^2..x^6, no linear or constant term)
rotorse.rs.frame.tors_mode_shapes | output |  | [[ 14.87708549 -54.94138767 94.48942851 -78.39546152 24.97033519] [ 0. 0. 0. 0. 0. ] [ 0. 0. 0. 0. 0. ] [ 0. 0. 0. 0. 0. ] [ 0. 0. 0. 0. 0. ]] | 6-degree polynomial coefficients of mode shapes in the torsional direction (x^2..x^6, no linear or constant term)
rotorse.rs.frame.all_mode_shapes | output |  | [[-3.18092751e-02 2.19234231e+00 -2.11335094e+00 1.09648399e+00 -1.43666093e-01] [ 3.94602806e-01 3.54365675e+00 -7.29276165e+00 6.41407937e+00 -2.05957727e+00] [-1.83715307e-01 -1.07755092e+00 9.73498435e-01 4.93696476e-02 1.23839814e+00] [-1.16292285e+00 1.82646924e+00 -3.04015497e+00 5.01625270e+00 -1.63964411e+00] [ 4.44766819e-01 6.38917700e-02 9.21069913e+00 -3.02363048e+01 2.15169471e+01] [-2.30682746e-01 1.56649893e+01 -5.25264276e+01 5.38753825e+01 -1.57832615e+01] [ 8.59498525e+00 -8.55863520e+01 2.65911860e+02 -3.27912158e+02 1.39991665e+02] [-3.64683967e+00 3.89995768e+00 4.23614216e+01 -9.60321179e+01 5.44175783e+01] [ 3.06395156e+01 -2.25884959e+02 5.82434963e+02 -6.31247141e+02 2.45057621e+02] [ 2.37859631e+01 -1.81379621e+02 4.79745765e+02 -5.30817969e+02 2.09665862e+02]] | 6-degree polynomial coefficients of mode shapes in the edge direction (x^2..x^6, no linear or constant term)
rotorse.rs.frame.flap_mode_freqs | output | Hz | [0.60372012 1.62690543 3.12290096 5.01109571 7.61624814] | Frequencies associated with mode shapes in the flap direction
rotorse.rs.frame.edge_mode_freqs | output | Hz | [ 0.88338887 2.81545319 5.54349065 9.59624229 14.17355811] | Frequencies associated with mode shapes in the edge direction
rotorse.rs.frame.tors_mode_freqs | output | Hz | [22.19820974 0. 0. 0. 0. ] | Frequencies associated with mode shapes in the torsional direction
rotorse.rs.frame.freqs | output | Hz | [ 0.60372012 0.88338887 1.62690543 2.81545319 3.12290096 5.01109571 5.54349065 7.61624814 9.59624229 10.78004365] | ration of 2nd and 1st natural frequencies, should be ratio of edgewise to flapwise
rotorse.rs.frame.freq_distance | output |  | [1.4632424] | ration of 2nd and 1st natural frequencies, should be ratio of edgewise to flapwise
rotorse.rs.frame.dx | output | m | [-0.00000000e+00 3.84143776e-03 1.56482524e-02 3.72026442e-02 7.23588537e-02 1.26799201e-01 2.06772919e-01 3.17514637e-01 4.63375797e-01 6.47681612e-01 8.71915526e-01 1.13636782e+00 1.44124121e+00 1.78714815e+00 2.17538326e+00 2.60833744e+00 3.08958866e+00 3.62374889e+00 4.21626480e+00 4.87290960e+00 5.82411138e+00 6.37924541e+00 7.23661458e+00 8.17938592e+00 9.21616055e+00 1.03587046e+01 1.16197328e+01 1.30082049e+01 1.45212744e+01 1.61145732e+01] | deflection of blade section in airfoil x-direction
rotorse.rs.frame.dy | output | m | [ 0.00000000e+00 -1.14132924e-03 -4.80157688e-03 -1.18758855e-02 -2.37201296e-02 -4.19196825e-02 -6.78389378e-02 -1.02142183e-01 -1.45005252e-01 -1.96247787e-01 -2.55376909e-01 -3.21811138e-01 -3.95046573e-01 -4.74695313e-01 -5.60504214e-01 -6.52425519e-01 -7.50604075e-01 -8.55283471e-01 -9.66758330e-01 -1.08528926e+00 -1.24947357e+00 -1.34206337e+00 -1.47964857e+00 -1.62318603e+00 -1.77170662e+00 -1.92388244e+00 -2.07778715e+00 -2.23086642e+00 -2.38018467e+00 -2.52517066e+00] | deflection of blade section in airfoil y-direction
rotorse.rs.frame.dz | output | m | [-0.00000000e+00 -5.71412934e-05 -1.27558743e-04 -2.10387625e-04 -3.07062102e-04 -4.12742542e-04 -5.22090341e-04 -6.31943974e-04 -7.40541170e-04 -8.46670944e-04 -9.49639351e-04 -1.04916827e-03 -1.14526593e-03 -1.23818077e-03 -1.32825948e-03 -1.41618366e-03 -1.50245785e-03 -1.58746842e-03 -1.67164713e-03 -1.75460615e-03 -1.83508130e-03 -1.86566775e-03 -1.91334765e-03 -1.95536186e-03 -1.99239755e-03 -2.02475312e-03 -2.05180981e-03 -2.07273451e-03 -2.08681388e-03 -2.09257834e-03] | deflection of blade section in airfoil z-direction
rotorse.rs.frame.EI11 | output | N*m**2 | [7.98077480e+10 6.65855033e+10 5.06046235e+10 3.44609284e+10 2.25029504e+10 1.57547850e+10 1.26214300e+10 1.01380944e+10 8.44289286e+09 7.47799663e+09 6.73892691e+09 6.00978159e+09 5.23421050e+09 4.47232402e+09 3.65314412e+09 2.89008374e+09 2.22551995e+09 1.67484970e+09 1.24118592e+09 9.16933867e+08 8.49844326e+08 4.78464389e+08 3.23094116e+08 2.03713475e+08 1.14896762e+08 5.95523888e+07 2.77072995e+07 1.07203955e+07 2.97340150e+06 4.05745096e+05] | stiffness w.r.t principal axis 1
rotorse.rs.frame.EI22 | output | N*m**2 | [7.98110996e+10 7.49798145e+10 5.89656559e+10 4.47496490e+10 3.56321003e+10 3.03308702e+10 2.69053608e+10 2.42212548e+10 2.23782755e+10 2.11614985e+10 2.03044205e+10 1.94225568e+10 1.80766125e+10 1.66300008e+10 1.43999438e+10 1.16551288e+10 9.34263138e+09 7.04389381e+09 5.16530468e+09 3.74453754e+09 3.19865593e+09 1.89259597e+09 1.29442385e+09 8.57366381e+08 5.14996086e+08 3.02422409e+08 1.67775407e+08 8.41183231e+07 3.51912116e+07 5.89641911e+06] | stiffness w.r.t principal axis 2
rotorse.rs.frame.alpha | output | deg | [ 1.20760720e+01 7.02193229e+01 4.43119799e+01 2.00056228e+01 1.30666887e+01 8.94808100e+00 7.27496820e+00 5.80482585e+00 4.67700161e+00 3.97654013e+00 3.49511623e+00 3.06923744e+00 2.72219868e+00 2.38381378e+00 2.14263588e+00 2.00171769e+00 1.83384081e+00 1.67419332e+00 1.50615710e+00 1.31448118e+00 1.28061780e+00 7.87946740e-01 4.32610397e-01 -2.07375803e-02 -3.95437342e-01 -6.62649233e-01 -7.87682623e-01 -7.75038458e-01 -1.10654495e+00 -1.43321375e+00] | Angle between blade c.s. and principal axes
rotorse.rs.frame.M1 | output | N*m | [-3.66139906e+07 -3.44441290e+07 -2.34701452e+07 -3.62593804e+07 -3.85507402e+07 -3.66171514e+07 -3.40110437e+07 -3.12474023e+07 -2.84812315e+07 -2.57720655e+07 -2.31580488e+07 -2.06513354e+07 -1.82576841e+07 -1.59854762e+07 -1.38461642e+07 -1.18527794e+07 -1.00127882e+07 -8.33150229e+06 -6.81305423e+06 -5.45924636e+06 -3.95701893e+06 -3.24644896e+06 -2.36159830e+06 -1.63371910e+06 -1.05695378e+06 -6.22404225e+05 -3.16968688e+05 -1.24431696e+05 -2.59886826e+04 4.68357418e+00] | distribution along blade span of bending moment w.r.t principal axis 1
rotorse.rs.frame.M2 | output | N*m | [ 3.66941576e+07 3.45737931e+07 3.93163672e+07 2.27385579e+07 1.00590713e+07 4.75278805e+06 1.76486217e+06 3.68556904e+04 -1.16233498e+06 -1.84851090e+06 -2.13530743e+06 -2.19919046e+06 -2.14569084e+06 -2.02119551e+06 -1.84793767e+06 -1.63791980e+06 -1.42319537e+06 -1.22085108e+06 -1.03290695e+06 -8.62734600e+05 -6.52884376e+05 -5.71826994e+05 -4.47370079e+05 -3.34810354e+05 -2.34477198e+05 -1.48277219e+05 -8.04245714e+04 -3.34648094e+04 -7.58883124e+03 1.32317795e-01] | distribution along blade span of bending moment w.r.t principal axis 2
rotorse.rs.frame.F2 | output | N | [ 6.30985274e+05 6.29126170e+05 4.60761415e+05 7.43991468e+05 8.36561375e+05 8.45731407e+05 8.39032311e+05 8.25915569e+05 8.08722745e+05 7.88266594e+05 7.64941461e+05 7.38540058e+05 7.08686514e+05 6.74882602e+05 6.36685376e+05 5.94458457e+05 5.49173909e+05 5.01828694e+05 4.53268056e+05 4.03969232e+05 3.32741607e+05 2.97020872e+05 2.49747262e+05 2.02042617e+05 1.56646693e+05 1.14688006e+05 7.70621362e+04 4.45858449e+04 1.81592848e+04 -8.31015676e+02] | distribution along blade span of force w.r.t principal axis 2
rotorse.rs.frame.F3 | output | N | [4.82445456e+05 5.30086424e+05 5.55327823e+05 5.64740634e+05 5.63516281e+05 5.55317414e+05 5.42405599e+05 5.26014089e+05 5.06849538e+05 4.85166890e+05 4.60926679e+05 4.34062205e+05 4.04698941e+05 3.73237732e+05 3.40338943e+05 3.07074668e+05 2.74324355e+05 2.42799686e+05 2.13246312e+05 1.85882306e+05 1.22411902e+05 8.99079961e+04 6.97770356e+04 5.23311842e+04 3.76818230e+04 2.57420160e+04 1.61204905e+04 8.65512116e+03 3.24682396e+03 2.68300937e-11] | axial resultant along blade span
rotorse.rs.strains.strainU_spar | output |  | [ 7.80829243e-04 -1.09969938e-03 -1.64680821e-03 -1.99543372e-03 -2.50978951e-03 -2.81482767e-03 -2.90125994e-03 -2.95756028e-03 -2.94732525e-03 -2.83856692e-03 -2.70643916e-03 -2.58960075e-03 -2.49925628e-03 -2.42926625e-03 -2.40195651e-03 -2.39917288e-03 -2.41165267e-03 -2.42566590e-03 -2.42248615e-03 -2.18164736e-03 -1.64549664e-03 -1.97390405e-03 -2.01887494e-03 -1.87517564e-03 -1.78580856e-03 -1.63577976e-03 -1.38819780e-03 -1.01840872e-03 -4.95940188e-04 3.45458301e-07] | strain in spar cap on upper surface at location xu,yu_strain with loads P_strain
rotorse.rs.strains.strainL_spar | output |  | [ 7.80829243e-04 1.07183877e-03 1.69669447e-03 2.00481092e-03 2.36038513e-03 2.66473328e-03 2.74810058e-03 2.83644567e-03 2.84509613e-03 2.74453153e-03 2.61948044e-03 2.51278399e-03 2.43668924e-03 2.38195939e-03 2.37295307e-03 2.39248274e-03 2.43002973e-03 2.47460489e-03 2.50596142e-03 2.48311353e-03 1.69264535e-03 2.32974438e-03 2.26204388e-03 2.18339486e-03 2.13256226e-03 2.01390754e-03 1.77702637e-03 1.37415501e-03 7.09823833e-04 -5.68085055e-07] | strain in spar cap on lower surface at location xl,yl_strain with loads P_strain
rotorse.rs.strains.strainU_te | output |  | [ 7.80829243e-04 -7.68304999e-04 -6.24874389e-04 -5.89436178e-04 -1.21765788e-04 3.69664811e-05 1.85347350e-04 2.85190941e-04 3.45362357e-04 3.57985532e-04 3.36892302e-04 3.01399176e-04 2.69465310e-04 2.42631900e-04 2.26656545e-04 3.46463080e-04 3.69036155e-04 4.08735413e-04 4.53025268e-04 4.91331734e-04 3.96753055e-04 5.44523881e-04 5.53568803e-04 5.57362654e-04 5.87577133e-04 5.88693929e-04 5.83139639e-04 4.57528833e-04 2.35869430e-04 -3.72865669e-07] | strain in trailing-edge panels on upper surface at location xu,yu_te with loads P_te
rotorse.rs.strains.strainL_te | output |  | [ 7.80829243e-04 -7.68304999e-04 -1.52357741e-04 -3.74690446e-05 5.42390247e-04 7.87713126e-04 9.42491619e-04 9.75396365e-04 9.60903156e-04 9.19524614e-04 8.52950393e-04 7.80506282e-04 7.21774691e-04 6.72913708e-04 6.45202878e-04 6.97535387e-04 7.07745111e-04 7.35538932e-04 7.64758349e-04 7.80616637e-04 5.76931121e-04 7.70871528e-04 7.47306943e-04 7.22278673e-04 7.16246529e-04 6.87900228e-04 6.34476973e-04 5.30455127e-04 2.81930089e-04 -3.72865669e-07] | strain in trailing-edge panels on lower surface at location xl,yl_te with loads P_te
rotorse.rs.strains.axial_root_sparU_load2stress | output | m**2 | [ 0.00000000e+00 0.00000000e+00 -8.52281546e-01 7.86786828e-01 9.19968655e-06 0.00000000e+00] | Linear conversion factors between loads [Fx-z; Mx-z] and axial stress in the upper spar cap at blade root
rotorse.rs.strains.axial_root_sparL_load2stress | output | m**2 | [ 0.00000000e+00 0.00000000e+00 -8.52281546e-01 7.86786828e-01 9.19968655e-06 0.00000000e+00] | Linear conversion factors between loads [Fx-z; Mx-z] and axial stress in the lower spar cap at blade root
rotorse.rs.strains.axial_maxc_teU_load2stress | output | m**2 | [ 0. 0. -1.43290118 -2.57514903 0.01768538 0. ] | Linear conversion factors between loads [Fx-z; Mx-z] and axial stress in the upper trailing edge at blade max chord
rotorse.rs.strains.axial_maxc_teL_load2stress | output | m**2 | [ 0. 0. -1.43290118 -2.60914744 -0.48050641 0. ] | Linear conversion factors between loads [Fx-z; Mx-z] and axial stress in the lower trailing edge at blade max chord
rotorse.rs.tip_pos.tip_deflection | output | m | [15.7227138] | deflection at tip in yaw x-direction
rotorse.rs.tot_loads_gust.Px_af | output | N/m | [ 1278.34341012 1355.61646613 1583.42016204 1985.41382103 2452.13750134 2921.32328128 3420.7394179 4056.66036963 4776.36684906 5607.57339023 6552.03264889 7553.09019166 8658.14981487 9930.48062947 11311.20823283 12424.11257991 13180.28293503 13653.71020261 13937.07666927 14096.90585084 15868.05020153 14083.62886885 13841.31304551 13359.8549853 12615.39164573 11528.7174188 10218.4041036 8655.65350905 6797.71683883 4460.10291028] | total distributed loads in airfoil x-direction
rotorse.rs.tot_loads_gust.Py_af | output | N/m | [ 537.29128928 550.58222353 397.65112978 56.46303881 -354.48642642 -676.71524348 -908.94059013 -1137.26074738 -1350.90548736 -1593.62369442 -1846.98930007 -2094.39417605 -2358.43076924 -2652.09524075 -2964.72033016 -3172.98863865 -3263.56683114 -3282.91298462 -3269.10247857 -3252.63321949 -3192.14066734 -3235.09173113 -3209.45634311 -3149.33978236 -3038.1215568 -2858.33808799 -2592.90455776 -2247.03099292 -1803.80851913 -1218.81164654] | total distributed loads in airfoil y-direction
rotorse.rs.tot_loads_gust.Pz_af | output | N/m | [-17576.8664126 -10055.93287805 -4584.63059889 -875.0051635 1585.15628549 3170.36560766 4318.76904871 5188.66467706 5927.19360314 6649.21557909 7410.63574736 8171.34550442 8859.98809487 9388.20021641 9693.81648586 9600.18943141 9395.70677162 8889.28923745 8252.31169334 7619.40867582 20699.22107293 6233.60408124 5442.79280466 4676.18169818 3820.76736015 3104.58139284 2476.11345433 1853.96387515 1282.96649353 600.26227057] | total distributed loads in airfoil z-direction
rotorse.split.blade_length_inner | output | m | [70.12284527] | Length of inner blade portion
rotorse.split.s_inner | output |  | [0. 0.04926108 0.09852217 0.14778325 0.19704433 0.24630542 0.2955665 0.34482759 0.39408867 0.44334975 0.49261084 0.54187192 0.591133 0.64039409 0.68965517 0.73891626 0.78817734 0.83743842 0.88669951 0.93596059 1. ] | Inner blade nondimensional span location
rotorse.split.chord_inner | output | m | [4.5 4.56983681 4.62528189 4.66799582 4.69963918 4.72187257 4.73635655 4.74475173 4.74871868 4.749918 4.74635028 4.69435091 4.58798574 4.43652413 4.24923543 4.03538899 3.80425416 3.56510031 3.32719679 3.09981295 2.81761793] | Inner blade chord distribution
rotorse.split.coord_xy_interp_inner | output |  | [[[ 1.00000000e+00 -5.22802288e-16] [ 9.99429684e-01 -2.22597407e-02] [ 9.98063018e-01 -4.44580349e-02] ... [ 9.98120489e-01 4.38394581e-02] [ 9.99443038e-01 2.19496514e-02] [ 1.00000000e+00 -5.26271735e-16]] [[ 1.00000000e+00 -4.63811846e-04] [ 9.98467173e-01 -2.21760738e-02] [ 9.96201019e-01 -4.43513952e-02] ... [ 9.96776877e-01 4.39179785e-02] [ 9.98774657e-01 2.22119245e-02] [ 1.00000000e+00 3.03878429e-04]] [[ 1.00000000e+00 -3.84926541e-03] [ 9.90631439e-01 -2.12435866e-02] [ 9.80995553e-01 -4.24457781e-02] ... [ 9.85613808e-01 4.43560536e-02] [ 9.93218520e-01 2.41263074e-02] [ 1.00000000e+00 2.83048459e-03]] ... [[ 1.00000000e+00 -2.46260310e-03] [ 9.78938056e-01 -5.76963289e-04] [ 9.54288397e-01 1.19753987e-03] ... [ 9.52128888e-01 1.73475440e-02] [ 9.76059052e-01 1.20792142e-02] [ 1.00000000e+00 6.85491322e-03]] [[ 1.00000000e+00 -2.72690256e-04] [ 9.80063869e-01 7.15954847e-04] [ 9.55470003e-01 1.86879457e-03] ... [ 9.52197935e-01 1.66394787e-02] [ 9.76093200e-01 1.14596333e-02] [ 1.00000000e+00 6.31813343e-03]] [[ 1.00000000e+00 2.29180864e-03] [ 9.81362427e-01 2.41480801e-03] [ 9.56820273e-01 2.87220682e-03] ... [ 9.52274818e-01 1.56425947e-02] [ 9.76130200e-01 1.05873203e-02] [ 1.00000000e+00 5.56536480e-03]]] | Inner blade 3D array of the non-dimensional x and y airfoil coordinates of the airfoils interpolated along span for n_span stations.
rotorse.split.web_start_nd_inner | output |  | [[0.19443411 0.20023461 0.2034648 0.30413488 0.3160373 0.32770279 0.33485215 0.34029126 0.34423658 0.34620738 0.3474036 0.35147002 0.35661221 0.36797484 0.37529968 0.38400003 0.39261294 0.40002525 0.40658939 0.41125787 0.41420098] [0.19443411 0.20023461 0.2034648 0.24586605 0.25496389 0.26384287 0.26922357 0.27298149 0.27517191 0.27550014 0.27498978 0.27666722 0.27859765 0.28589687 0.28835343 0.29135145 0.2935327 0.29395554 0.29319841 0.29067288 0.28466069]] | Inner blade 2D array of the non-dimensional start point defined along the outer profile of a web. The TE suction side is 0, the TE pressure side is 1. The first dimension represents each web, the second dimension represents each entry along blade span.
rotorse.split.web_end_nd_inner | output |  | [[0.69444351 0.70077865 0.71106075 0.62686876 0.63224635 0.63439757 0.63654814 0.6388313 0.64053173 0.64203509 0.64303469 0.64060791 0.6367658 0.62652225 0.62007929 0.61210631 0.60413546 0.59732612 0.59139439 0.58736518 0.58527082] [0.69444351 0.70077865 0.71106075 0.68478831 0.69258227 0.69762736 0.70192515 0.70647296 0.71022509 0.71340119 0.71604553 0.71587227 0.71510839 0.7086763 0.70695558 0.704498 0.70276505 0.70279556 0.70406884 0.70721192 0.71417953]] | Inner blade 2D array of the non-dimensional end point defined along the outer profile of a web. The TE suction side is 0, the TE pressure side is 1. The first dimension represents each web, the second dimension represents each entry along blade span.
rotorse.split.layer_thickness_inner | output | m | [[0.001 0.001 0.001 0.001 0.001 0.001 0.001 0.001 0.001 0.001 0.001 0.001 0.001 0.001 0.001 0.001 0.001 0.001 0.001 0.001 0.001 ] [0.041 0.033 0.026 0.02 0.015 0.011 0.00828454 0.00651243 0.00536208 0.00470248 0.00440263 0.00433155 0.00435823 0.00435168 0.00430703 0.0042194 0.00408392 0.00389572 0.00364992 0.00334165 0.00286491] [0. 0.00778193 0.01503656 0.02168504 0.0276485 0.0328481 0.03720496 0.04064025 0.0430751 0.04443066 0.04464493 0.04392627 0.04247541 0.04044258 0.03797799 0.03523187 0.03235445 0.02949594 0.02680657 0.02443657 0.02182773] [0. 0.00725433 0.01399448 0.02015248 0.02566037 0.0304502 0.034454 0.03760381 0.03983168 0.04106963 0.04126128 0.0405525 0.03912036 0.03711156 0.03467285 0.03195094 0.02909255 0.02624442 0.02355326 0.02116579 0.01851241] [0. 0. 0. 0. 0. 0. 0. 0. 0. 0. 0. 0. 0. 0. 0. 0. 0. 0. 0. 0.001 0.03442398] [0. 0. 0. 0. 0. 0. 0. 0. 0. 0. 0. 0. 0. 0. 0. 0. 0. 0. 0. 0.001 0.03442398] [0. 0. 0.00665003 0.00814812 0.00964621 0.0111443 0.01260256 0.01398116 0.01524026 0.01634003 0.01724065 0.01790228 0.01832761 0.01851932 0.01848012 0.01821267 0.01771968 0.01700382 0.01610578 0.01506624 0.01357085] [0. 0. 0.02334323 0.02514806 0.0269529 0.02875774 0.03056258 0.03236741 0.03399538 0.0352696 0.03601321 0.03604932 0.03520108 0.0332916 0.03059387 0.02738085 0.02392552 0.02050085 0.01737982 0.0148354 0.01223235] [0. 0. 0.02334323 0.02514806 0.0269529 0.02875774 0.03056258 0.03236741 0.03399538 0.0352696 0.03601321 0.03604932 0.03520108 0.0332916 0.03059387 0.02738085 0.02392552 0.02050085 0.01737982 0.0148354 0.01223235] [0. 0. 0.01864022 0.02290439 0.02716855 0.03128208 0.03509432 0.03845464 0.04121238 0.04321692 0.0443176 0.04463178 0.04427681 0.04337004 0.04202882 0.04037051 0.03851246 0.03646388 0.03423398 0.03183196 0.02846753] [0. 0. 0.01067832 0.01302775 0.01537718 0.0177266 0.02007603 0.02234366 0.02444771 0.02630638 0.02783787 0.0289604 0.02959217 0.02979168 0.02961743 0.02912793 0.02838168 0.02743718 0.02635293 0.02511064 0.02322957] [0. 0. 0.01171413 0.01476495 0.01781576 0.02086658 0.02391739 0.02696821 0.03001902 0.03295299 0.03565325 0.03800297 0.03988528 0.04118335 0.04178032 0.04172736 0.04107568 0.03987644 0.03818083 0.03604003 0.03267979] [0. 0. 0.03598738 0.04397734 0.05196731 0.05963021 0.066639 0.07266661 0.07738598 0.08047006 0.08159179 0.08099669 0.07893026 0.07563804 0.07136553 0.06635826 0.06086173 0.05503573 0.04904003 0.04303439 0.03547716] [0.041 0.033 0.026 0.02 0.01531562 0.01261405 0.01008929 0.00782972 0.00592376 0.00445981 0.00352627 0.00301625 0.00282289 0.00283929 0.0029586 0.00307391 0.00307837 0.00299303 0.00283898 0.00263728 0.00233878] [0. 0. 0. 0.00216423 0.00221016 0.00225609 0.00230203 0.00234796 0.00238579 0.0024074 0.0024047 0.00236957 0.00229392 0.00216963 0.00201292 0.00184 0.00166708 0.00151037 0.00138608 0.00131043 0.00127398] [0. 0. 0. 0.03748906 0.03611723 0.03474541 0.0333631 0.03195982 0.0305251 0.02904844 0.02751938 0.02592742 0.02433745 0.02281437 0.02142306 0.02022841 0.01929532 0.01868866 0.01834679 0.01820803 0.02 ] [0. 0. 0. 0.00207236 0.0021183 0.00216423 0.00221016 0.00225609 0.00230203 0.00234796 0.00238579 0.0024074 0.0024047 0.00236957 0.00229392 0.00216963 0.00201292 0.00184 0.00166708 0.00151037 0.00135893] [0. 0. 0. 0.0025176 0.00244513 0.00237266 0.00230019 0.00222772 0.00215449 0.00207974 0.00200272 0.00192266 0.0018388 0.00175038 0.00166147 0.0015761 0.00149834 0.00143223 0.00138184 0.0013512 0.00133655] [0. 0. 0. 0.03770661 0.03634612 0.03498563 0.03361392 0.03221976 0.03079194 0.02931923 0.02779041 0.02619427 0.02459556 0.02305903 0.02164945 0.02043157 0.02 0.02 0.02 0.02 0.02 ] [0. 0. 0. 0.00266254 0.00259007 0.0025176 0.00244513 0.00237266 0.00230019 0.00222772 0.00215449 0.00207974 0.00200272 0.00192266 0.0018388 0.00175038 0.00166147 0.0015761 0.00149834 0.00143223 0.00137084]] | Inner blade 2D array of the thickness of the layers of the blade structure. The first dimension represents each layer, the second dimension represents each entry along blade span.
rotorse.split.layer_start_nd_inner | output |  | [[0. 0. 0. 0. 0. 0. 0. 0. 0. 0. 0. 0. 0. 0. 0. 0. 0. 0. 0. 0. 0. ] [0. 0. 0. 0. 0. 0. 0. 0. 0. 0. 0. 0. 0. 0. 0. 0. 0. 0. 0. 0. 0. ] [0.16613836 0.17213292 0.17377565 0.24236739 0.24840211 0.25483194 0.25831651 0.2606316 0.26185655 0.26161264 0.26082551 0.26233365 0.26415389 0.27134171 0.27373183 0.27665435 0.27873161 0.27899075 0.27796373 0.27500935 0.26800048] [0.66614777 0.67267696 0.6813716 0.624576 0.63111637 0.63525345 0.63969751 0.64421443 0.6479319 0.65111514 0.65349045 0.65222952 0.64942583 0.64006648 0.63442906 0.62711208 0.61958761 0.61291064 0.6066585 0.60165868 0.59704593] [0.19443411 0.20023461 0.2034648 0.20985913 0.21680988 0.22473252 0.23047318 0.23511254 0.23881547 0.24131677 0.24339399 0.24777115 0.25245366 0.2626957 0.26823324 0.27460993 0.28054095 0.28515759 0.28912313 0.26917496 0.1515052 ] [0.69444351 0.70077865 0.71106075 0.7210051 0.73181307 0.73805793 0.74192309 0.74555238 0.74756319 0.74829535 0.74813068 0.74511023 0.74148716 0.73206081 0.72721102 0.72134089 0.71582778 0.71163356 0.70815871 0.68329406 0.56315882] [0.48905595 0.48906666 0.48804594 0.48693177 0.4865449 0.48568392 0.48498059 0.48529504 0.48563867 0.48579214 0.48610802 0.48625364 0.48610004 0.48563564 0.4848331 0.4836757 0.48225705 0.48061529 0.47877663 0.47677159 0.4738464 ] [0. 0. 0. 0. 0. 0. 0. 0. 0. 0. 0. 0. 0. 0. 0. 0. 0. 0. 0. 0. 0. ] [0.95925412 0.9594317 0.95687651 0.95337018 0.95003362 0.94748977 0.94542866 0.9439109 0.94255318 0.94189425 0.94160711 0.94086181 0.93944335 0.93714084 0.93398365 0.92986086 0.92466829 0.9242728 0.92442968 0.92484037 0.92570146] [0.04074588 0.0405683 0.04312349 0.04662982 0.04996638 0.05251023 0.05457134 0.0560891 0.05744682 0.05810575 0.05839289 0.05913819 0.06055665 0.06285916 0.06601635 0.07013914 0.07533171 0.0757272 0.07557032 0.07515963 0.07429854] [0.22272986 0.2283363 0.23315395 0.30628216 0.31651681 0.32605035 0.33114507 0.33476837 0.33695657 0.33733896 0.33716856 0.34000015 0.34401759 0.35428304 0.3606741 0.36854972 0.37654118 0.38368575 0.39047187 0.39611248 0.40173096] [0.51094271 0.51080331 0.51101049 0.51165081 0.51288826 0.51322764 0.51314703 0.51396743 0.5146836 0.5150793 0.51563369 0.51629116 0.51698733 0.5177132 0.51845802 0.51921623 0.52008491 0.52110608 0.52228915 0.52360822 0.52556666] [0.72273926 0.72888034 0.7407499 0.68849077 0.69923106 0.70647186 0.71252606 0.7183512 0.72303192 0.72684146 0.7298335 0.72989602 0.72928952 0.72300781 0.72137133 0.71900745 0.71739719 0.71760564 0.71916665 0.72276182 0.73077641] [0. 0. 0. 0. 0. 0. 0. 0. 0. 0. 0. 0. 0. 0. 0. 0.05 0.05 0.05 0.05 0.05 0.05 ] [0. 0. 0. 0. 0. 0. 0. 0. 0. 0. 0. 0. 0. 0. 0. 0. 0. 0. 0. 0. 0. ] [0. 0. 0. 0. 0. 0. 0. 0. 0. 0. 0. 0. 0. 0. 0. 0. 0. 0. 0. 0. 0. ] [0. 0. 0. 0. 0. 0. 0. 0. 0. 0. 0. 0. 0. 0. 0. 0. 0. 0. 0. 0. 0. ] [0. 0. 0. 0. 0. 0. 0. 0. 0. 0. 0. 0. 0. 0. 0. 0. 0. 0. 0. 0. 0. ] [0. 0. 0. 0. 0. 0. 0. 0. 0. 0. 0. 0. 0. 0. 0. 0. 0. 0. 0. 0. 0. ] [0. 0. 0. 0. 0. 0. 0. 0. 0. 0. 0. 0. 0. 0. 0. 0. 0. 0. 0. 0. 0. ]] | Inner blade 2D array of the non-dimensional start point defined along the outer profile of a layer. The TE suction side is 0, the TE pressure side is 1. The first dimension represents each layer, the second dimension represents each entry along blade span.
rotorse.split.layer_end_nd_inner | output |  | [[1. 1. 1. 1. 1. 1. 1. 1. 1. 1. 1. 1. 1. 1. 1. 1. 1. 1. 1. 1. 1. ] [1. 1. 1. 1. 1. 1. 1. 1. 1. 1. 1. 1. 1. 1. 1. 1. 1. 1. 1. 1. 1. ] [0.22272986 0.2283363 0.23315395 0.30628216 0.31651681 0.32605035 0.33114507 0.33476837 0.33695657 0.33733896 0.33716856 0.34000015 0.34401759 0.35428304 0.3606741 0.36854972 0.37654118 0.38368575 0.39047187 0.39611248 0.40173096] [0.72273926 0.72888034 0.7407499 0.68849077 0.69923106 0.70647186 0.71252606 0.7183512 0.72303192 0.72684146 0.7298335 0.72989602 0.72928952 0.72300781 0.72137133 0.71900745 0.71739719 0.71760564 0.71916665 0.72276182 0.73077641] [0.19443411 0.20023461 0.2034648 0.20985913 0.21680988 0.22473252 0.23047318 0.23511254 0.23881547 0.24131677 0.24339399 0.24777115 0.25245366 0.2626957 0.26823324 0.27460993 0.28054095 0.28515759 0.28912313 0.31458864 0.43568247] [0.69444351 0.70077865 0.71106075 0.7210051 0.73181307 0.73805793 0.74192309 0.74555238 0.74756319 0.74829535 0.74813068 0.74511023 0.74148716 0.73206081 0.72721102 0.72134089 0.71582778 0.71163356 0.70815871 0.72870773 0.84733608] [0.51094271 0.51080331 0.51101049 0.51165081 0.51288826 0.51322764 0.51314703 0.51396743 0.5146836 0.5150793 0.51563369 0.51629116 0.51698733 0.5177132 0.51845802 0.51921623 0.52008491 0.52110608 0.52228915 0.52360822 0.52556666] [0.04074588 0.0405683 0.04312349 0.04662982 0.04996638 0.05251023 0.05457134 0.0560891 0.05744682 0.05810575 0.05839289 0.05913819 0.06055665 0.06285916 0.06601635 0.07013914 0.07533171 0.0757272 0.07557032 0.07515963 0.07429854] [1. 1. 1. 1. 1. 1. 1. 1. 1. 1. 1. 1. 1. 1. 1. 1. 1. 1. 1. 1. 1. ] [0.16613836 0.17213292 0.17377565 0.24236739 0.24840211 0.25483194 0.25831651 0.2606316 0.26185655 0.26161264 0.26082551 0.26233365 0.26415389 0.27134171 0.27373183 0.27665435 0.27873161 0.27899075 0.27796373 0.27500935 0.26800048] [0.48905595 0.48906666 0.48804594 0.48693177 0.4865449 0.48568392 0.48498059 0.48529504 0.48563867 0.48579214 0.48610802 0.48625364 0.48610004 0.48563564 0.4848331 0.4836757 0.48225705 0.48061529 0.47877663 0.47677159 0.4738464 ] [0.66614777 0.67267696 0.6813716 0.624576 0.63111637 0.63525345 0.63969751 0.64421443 0.6479319 0.65111514 0.65349045 0.65222952 0.64942583 0.64006648 0.63442906 0.62711208 0.61958761 0.61291064 0.6066585 0.60165868 0.59704593] [0.95925412 0.9594317 0.95687651 0.95337018 0.95003362 0.94748977 0.94542866 0.9439109 0.94255318 0.94189425 0.94160711 0.94086181 0.93944335 0.93714084 0.93398365 0.92986086 0.92466829 0.9242728 0.92442968 0.92484037 0.92570146] [1. 1. 1. 1. 1. 1. 1. 1. 1. 1. 1. 1. 1. 1. 1. 0.95 0.95 0.95 0.95 0.95 0.95 ] [0. 0. 0. 0. 0. 0. 0. 0. 0. 0. 0. 0. 0. 0. 0. 0. 0. 0. 0. 0. 0. ] [0. 0. 0. 0. 0. 0. 0. 0. 0. 0. 0. 0. 0. 0. 0. 0. 0. 0. 0. 0. 0. ] [0. 0. 0. 0. 0. 0. 0. 0. 0. 0. 0. 0. 0. 0. 0. 0. 0. 0. 0. 0. 0. ] [0. 0. 0. 0. 0. 0. 0. 0. 0. 0. 0. 0. 0. 0. 0. 0. 0. 0. 0. 0. 0. ] [0. 0. 0. 0. 0. 0. 0. 0. 0. 0. 0. 0. 0. 0. 0. 0. 0. 0. 0. 0. 0. ] [0. 0. 0. 0. 0. 0. 0. 0. 0. 0. 0. 0. 0. 0. 0. 0. 0. 0. 0. 0. 0. ]] | Inner blade 2D array of the non-dimensional end point defined along the outer profile of a layer. The TE suction side is 0, the TE pressure side is 1. The first dimension represents each layer, the second dimension represents each entry along blade span.
rotorse.split.blade_length_outer | output | m | [30.05264797] | Length of outer blade portion
rotorse.split.s_outer | output |  | [0. 0.08045977 0.1954023 0.31034483 0.42528736 0.54022989 0.65517241 0.77011494 0.88505747 1. ] | Outer blade nondimensional span location
rotorse.split.chord_outer | output | m | [2.81761793 2.65862348 2.42213958 2.17511371 1.91805341 1.65146625 1.37585978 1.09174154 0.7996191 0.5 ] | Outer blade chord distribution
rotorse.split.coord_xy_interp_outer | output |  | [[[1.00000000e+00 2.29180864e-03] [9.81362427e-01 2.41480801e-03] [9.56820273e-01 2.87220682e-03] ... [9.52274818e-01 1.56425947e-02] [9.76130200e-01 1.05873203e-02] [1.00000000e+00 5.56536480e-03]] [[1.00000000e+00 3.37948426e-03] [9.81907667e-01 3.41070179e-03] [9.57383654e-01 3.55340084e-03] ... [9.52308532e-01 1.50382979e-02] [9.76145533e-01 1.00604661e-02] [1.00000000e+00 5.11552050e-03]] [[1.00000000e+00 4.23111514e-03] [9.82331973e-01 4.21406208e-03] [9.57820373e-01 4.20422714e-03] ... [9.52342585e-01 1.40441932e-02] [9.76158891e-01 9.19923406e-03] [1.00000000e+00 4.39165819e-03]] ... [[1.00000000e+00 2.99243424e-04] [9.76715850e-01 2.78508494e-03] [9.52832571e-01 4.62553820e-03] ... [9.52575171e-01 9.64309571e-03] [9.76267770e-01 4.94496385e-03] [1.00000000e+00 2.99243424e-04]] [[1.00000000e+00 7.60311480e-05] [9.76692547e-01 2.94939444e-03] [9.52952126e-01 4.97097005e-03] ... [9.52775619e-01 1.06814382e-02] [9.76380589e-01 5.38373218e-03] [1.00000000e+00 7.60311480e-05]] [[1.00000000e+00 1.76276899e-06] [9.76685164e-01 3.14692752e-03] [9.53182640e-01 5.22846152e-03] ... [9.52998460e-01 1.22336784e-02] [9.76506117e-01 6.17134718e-03] [1.00000000e+00 1.76276899e-06]]] | Outer blade 3D array of the non-dimensional x and y airfoil coordinates of the airfoils interpolated along span for n_span stations.
rotorse.split.web_start_nd_outer | output |  | [[0.41420098 0.41486739 0.41480652 0.41441453 0.41398283 0.41243299 0.40890257 0.4023587 0.38976569 0.24523263] [0.28466069 0.28011777 0.27190756 0.26219815 0.25089106 0.23646433 0.21704503 0.18922641 0.14422889 0.24523263]] | Outer blade 2D array of the non-dimensional start point defined along the outer profile of a web. The TE suction side is 0, the TE pressure side is 1. The first dimension represents each web, the second dimension represents each entry along blade span.
rotorse.split.web_end_nd_outer | output |  | [[0.58527082 0.5850496 0.58569711 0.58663695 0.58748303 0.58927432 0.59295281 0.59961091 0.61240388 0.75672069] [0.71417953 0.71925885 0.7281789 0.73852001 0.7502476 0.76476296 0.78395399 0.81122708 0.855538 0.75672069]] | Outer blade 2D array of the non-dimensional end point defined along the outer profile of a web. The TE suction side is 0, the TE pressure side is 1. The first dimension represents each web, the second dimension represents each entry along blade span.
rotorse.split.layer_thickness_outer | output | m | [[ 1.00000000e-03 1.00000000e-03 1.00000000e-03 1.00000000e-03 1.00000000e-03 1.00000000e-03 1.00000000e-03 1.00000000e-03 1.00000000e-03 1.00000000e-03] [ 2.86491152e-03 2.57935592e-03 2.14614940e-03 1.69211977e-03 1.22767857e-03 1.00000000e-03 1.00000000e-03 1.00000000e-03 1.00000000e-03 1.00000000e-03] [ 2.18277265e-02 2.04570456e-02 1.85237383e-02 1.66203486e-02 1.47476896e-02 1.29065742e-02 1.10978153e-02 9.32222585e-03 7.58061873e-03 5.87380689e-03] [ 1.85124099e-02 1.71131586e-02 1.51336905e-02 1.31775357e-02 1.12451572e-02 9.33701773e-03 7.45358011e-03 5.59530720e-03 3.76266180e-03 1.95610677e-03] [ 3.44239839e-02 1.00000000e-03 -8.13151629e-20 0.00000000e+00 0.00000000e+00 0.00000000e+00 0.00000000e+00 0.00000000e+00 0.00000000e+00 0.00000000e+00] [ 3.44239839e-02 1.00000000e-03 -8.13151629e-20 0.00000000e+00 0.00000000e+00 0.00000000e+00 0.00000000e+00 0.00000000e+00 0.00000000e+00 0.00000000e+00] [ 1.35708454e-02 1.27253309e-02 1.15053236e-02 1.03065158e-02 9.12537420e-03 7.95836553e-03 6.80195656e-03 5.65261407e-03 4.50680481e-03 3.36099555e-03] [ 1.22323494e-02 1.10919834e-02 9.70078471e-03 8.50178952e-03 7.39889612e-03 6.29600271e-03 5.19310930e-03 4.09021589e-03 2.98732248e-03 -6.50521303e-19] [ 1.22323494e-02 1.10919834e-02 9.70078471e-03 8.50178952e-03 7.39889612e-03 6.29600271e-03 5.19310930e-03 4.09021589e-03 2.98732248e-03 -6.50521303e-19] [ 2.84675254e-02 2.65484460e-02 2.36853660e-02 2.07018877e-02 1.76220907e-02 1.44700547e-02 1.12698594e-02 8.04558436e-03 4.82130936e-03 1.59703436e-03] [ 2.32295708e-02 2.20787956e-02 2.02526601e-02 1.81953304e-02 1.58885175e-02 1.33738018e-02 1.06927639e-02 7.88698432e-03 4.99804368e-03 2.06752250e-03] [ 3.26797937e-02 3.06420809e-02 2.75162660e-02 2.41934479e-02 2.07392943e-02 1.72194730e-02 1.36996517e-02 1.01798304e-02 6.66000904e-03 3.14018771e-03] [ 3.54771595e-02 3.16324086e-02 2.65556105e-02 2.18699671e-02 1.74972473e-02 1.33592202e-02 9.37765500e-03 5.47432071e-03 1.57098642e-03 1.00000000e-03] [ 2.33877707e-03 2.17523163e-03 1.95702453e-03 1.75179189e-03 1.55693882e-03 1.36987043e-03 1.18799183e-03 1.00870812e-03 1.00000000e-03 1.00000000e-03] [ 1.27397979e-03 1.27259912e-03 1.29421439e-03 1.33204112e-03 1.37797357e-03 1.42390602e-03 1.46983847e-03 1.51577093e-03 1.56170338e-03 1.08420217e-19] [ 2.00000000e-02 2.00000000e-02 2.00000000e-02 2.00000000e-02 2.00000000e-02 2.00000000e-02 2.00000000e-02 2.00000000e-02 2.00000000e-02 6.93889390e-18] [ 1.35893442e-03 1.31042584e-03 1.27530103e-03 1.27259912e-03 1.29421439e-03 1.33204112e-03 1.37797357e-03 1.42390602e-03 1.46983847e-03 1.08420217e-19] [ 1.33654766e-03 1.33604234e-03 1.34493101e-03 1.36040697e-03 1.37917659e-03 1.39794620e-03 1.41671582e-03 1.43548543e-03 1.45425505e-03 2.16840434e-19] [ 2.00000000e-02 2.00000000e-02 2.00000000e-02 2.00000000e-02 2.00000000e-02 2.00000000e-02 2.00000000e-02 2.00000000e-02 2.00000000e-02 6.93889390e-18] [ 1.37083839e-03 1.35120150e-03 1.33703462e-03 1.33604234e-03 1.34493101e-03 1.36040697e-03 1.37917659e-03 1.39794620e-03 1.41671582e-03 6.50521303e-19]] | Outer blade 2D array of the thickness of the layers of the blade structure. The first dimension represents each layer, the second dimension represents each entry along blade span.
rotorse.split.layer_start_nd_outer | output |  | [[0. 0. 0. 0. 0. 0. 0. 0. 0. 0. ] [0. 0. 0. 0. 0. 0. 0. 0. 0. 0. ] [0.26800048 0.26252507 0.25227143 0.23929055 0.2286023 0.2139112 0.19222321 0.15830915 0.10599279 0.08009451] [0.59704593 0.59480782 0.59151507 0.58846219 0.58655496 0.58405057 0.58056448 0.57503875 0.57570409 0.59684729] [0.1515052 0.26704966 0.29282122 0.29160038 0.29036809 0.28828892 0.28470286 0.27880225 0.26841981 0.24523263] [0.56315882 0.67908768 0.70736157 0.70936109 0.71126115 0.71382702 0.71773382 0.72373774 0.73399726 0.75672069] [0.4738464 0.47195149 0.46870373 0.46467431 0.45945878 0.45224601 0.44706215 0.44565141 0.44396141 0.44179699] [0. 0. 0. 0. 0. 0. 0. 0. 0. 0. ] [0.92570146 0.92601191 0.92624561 0.92650869 0.93167684 0.9318825 0.93198532 0.93200258 0.9318066 0.93112403] [0.07429854 0.07398809 0.07375439 0.07349131 0.06832316 0.0681175 0.06801468 0.06799742 0.0681934 0.06887597] [0.40173096 0.4045538 0.4086757 0.41413976 0.41620783 0.4187861 0.42232731 0.42791605 0.43084682 0.41037074] [0.52556666 0.5268811 0.52919308 0.53229724 0.5364826 0.54204385 0.54490966 0.54374243 0.54263061 0.54177825] [0.73077641 0.73683654 0.74791935 0.76014226 0.77209424 0.78776454 0.81010964 0.84416027 0.89229042 0.91659409] [0.05 0.05 0.05 0.05 0.05 0.05 0.04 0.05 0.05 0.05 ] [0. 0. 0. 0. 0. 0. 0. 0. 0. 0. ] [0. 0. 0. 0. 0. 0. 0. 0. 0. 0. ] [0. 0. 0. 0. 0. 0. 0. 0. 0. 0. ] [0. 0. 0. 0. 0. 0. 0. 0. 0. 0. ] [0. 0. 0. 0. 0. 0. 0. 0. 0. 0. ] [0. 0. 0. 0. 0. 0. 0. 0. 0. 0. ]] | Outer blade 2D array of the non-dimensional start point defined along the outer profile of a layer. The TE suction side is 0, the TE pressure side is 1. The first dimension represents each layer, the second dimension represents each entry along blade span.
rotorse.split.layer_end_nd_outer | output |  | [[1. 1. 1. 1. 1. 1. 1. 1. 1. 1. ] [1. 1. 1. 1. 1. 1. 1. 1. 1. 1. ] [0.40173096 0.4045538 0.4086757 0.41413976 0.41620783 0.4187861 0.42232731 0.42791605 0.43084682 0.41037074] [0.73077641 0.73683654 0.74791935 0.76014226 0.77209424 0.78776454 0.81010964 0.84416027 0.89229042 0.91659409] [0.43568247 0.32031043 0.29282122 0.29160038 0.29036809 0.28828892 0.28470286 0.27880225 0.26841981 0.24523263] [0.84733608 0.73234845 0.70736157 0.70936109 0.71126115 0.71382702 0.71773382 0.72373774 0.73399726 0.75672069] [0.52556666 0.5268811 0.52919308 0.53229724 0.5364826 0.54204385 0.54490966 0.54374243 0.54263061 0.54177825] [0.07429854 0.07398809 0.07375439 0.07349131 0.06832316 0.0681175 0.06801468 0.06799742 0.0681934 0.06887597] [1. 1. 1. 1. 1. 1. 1. 1. 1. 1. ] [0.26800048 0.26252507 0.25227143 0.23929055 0.2286023 0.2139112 0.19222321 0.15830915 0.10599279 0.08009451] [0.4738464 0.47195149 0.46870373 0.46467431 0.45945878 0.45224601 0.44706215 0.44565141 0.44396141 0.44179699] [0.59704593 0.59480782 0.59151507 0.58846219 0.58655496 0.58405057 0.58056448 0.57503875 0.57570409 0.59684729] [0.92570146 0.92601191 0.92624561 0.92650869 0.93167684 0.9318825 0.93198532 0.93200258 0.9318066 0.93112403] [0.95 0.95 0.95 0.95 0.95 0.95 0.95 0.95 0.95 0.95 ] [0. 0. 0. 0. 0. 0. 0. 0. 0. 0. ] [0. 0. 0. 0. 0. 0. 0. 0. 0. 0. ] [0. 0. 0. 0. 0. 0. 0. 0. 0. 0. ] [0. 0. 0. 0. 0. 0. 0. 0. 0. 0. ] [0. 0. 0. 0. 0. 0. 0. 0. 0. 0. ] [0. 0. 0. 0. 0. 0. 0. 0. 0. 0. ]] | Outer blade 2D array of the non-dimensional end point defined along the outer profile of a layer. The TE suction side is 0, the TE pressure side is 1. The first dimension represents each layer, the second dimension represents each entry along blade span.
rotorse.stall_check.no_stall_constraint | output |  | [0. 0. 0. 0. 0. 0. 0. 0.90672556 0.85834713 0.80294349 0.72564059 0.65391354 0.60499905 0.56471411 0.54674223 0.53877639 0.53510426 0.53545025 0.53989171 0.54847021 0.5671747 0.58177127 0.60826169 0.64622069 0.69621756 0.74445926 0.79162859 0.84251577 0.89439559 0.93993442] | Constraint, ratio between angle of attack plus a margin and stall angle
rotorse.stall_check.stall_angle_along_span | output | deg | [1.00000000e-06 5.43088786e+01 4.33830942e+01 3.53406176e+01 2.85201896e+01 1.91508030e+01 1.61624206e+01 1.49302684e+01 1.44413436e+01 1.43901210e+01 1.48303519e+01 1.54287169e+01 1.58556739e+01 1.63459209e+01 1.64707583e+01 1.64847313e+01 1.64861498e+01 1.64696852e+01 1.64398786e+01 1.63987234e+01 1.63278842e+01 1.62802306e+01 1.61973712e+01 1.59855216e+01 1.56319779e+01 1.54772757e+01 1.54126247e+01 1.52996082e+01 1.51187977e+01 1.48837046e+01] | Stall angle along blade span
rotorse.total_bc.total_blade_cost | output | USD | [581090.32534506] | Total blade cost (variable and fixed). For segmented blades, this is the total of inner+outer+joint