## Sheet1
variables | type | units | values | description
financese.machine_rating | input | kW | [5000.]
financese.offset_tcc_per_kW | input | USD/kW | [0.]
financese.opex_per_kW | input | USD/kW/year | [43.]
financese.plant_aep_in | input | kW*h | [0.]
financese.wake_loss_factor | input |  | [0.15]
financese.fixed_charge_rate | input |  | [0.0578]
financese.electricity_price | input | USD/kW/h | [0.04]
financese.reserve_margin_price | input | USD/kW/year | [120.]
financese.capacity_credit | input |  | [1.]
financese.benchmark_price | input | USD/kW/h | [0.071]
financese.turbine_number | input | n/a | 120
landbosse.blade_drag_coefficient | input |  | [-1.]
landbosse.blade_lever_arm | input | m | [-1.]
landbosse.blade_install_cycle_time | input | h | [-1.]
landbosse.blade_offload_hook_height | input | m | [-1.]
landbosse.blade_offload_cycle_time | input | h | [-1.]
landbosse.blade_drag_multiplier | input |  | [-1.]
landbosse.tower_section_length_m | input | m | [30.]
landbosse.crane_breakdown_fraction | input |  | [0.] | 0 means the crane is never broken down. 1 means it is broken down every turbine.
landbosse.construct_duration | input |  | [9.] | Total project construction time (months)
landbosse.wind_shear_exponent | input |  | [0.2] | Wind shear exponent
landbosse.turbine_rating_MW | input | MW | [5.] | Turbine rating MW
landbosse.fuel_cost_usd_per_gal | input |  | [1.5] | Fuel cost USD/gal
landbosse.breakpoint_between_base_and_topping_percent | input |  | [0.8] | Breakpoint between base and topping (percent)
landbosse.turbine_spacing_rotor_diameters | input |  | [7.] | Turbine spacing (times rotor diameter)
landbosse.depth | input | m | [2.36] | Foundation depth m
landbosse.bearing_pressure_n_m2 | input |  | [191521.] | Bearing Pressure (n/m2)
landbosse.road_length_adder_m | input | m | [5000.] | Road length adder (m)
landbosse.fraction_new_roads | input |  | [0.33] | Percent of roads that will be constructed (0.0 - 1.0)
landbosse.road_quality | input |  | [0.6] | Road Quality (0-1)
landbosse.line_frequency_hz | input | Hz | [60.] | Line Frequency (Hz)
landbosse.row_spacing_rotor_diameters | input |  | [7.] | Row spacing (times rotor diameter)
landbosse.trench_len_to_substation_km | input | km | [50.] | Combined Homerun Trench Length to Substation (km)
landbosse.distance_to_interconnect_mi | input | mi | [4.97096954] | Distance to interconnect (miles)
landbosse.interconnect_voltage_kV | input | kV | [130.] | Interconnect Voltage (kV)
landbosse.critical_speed_non_erection_wind_delays_m_per_s | input | m/s | [15.] | Non-Erection Wind Delay Critical Speed (m/s)
landbosse.critical_height_non_erection_wind_delays_m | input | m | [10.] | Non-Erection Wind Delay Critical Height (m)
landbosse.road_width_ft | input | ft | [20.] | Road width (ft)
landbosse.road_thickness | input |  | [8.] | Road thickness (in)
landbosse.crane_width | input | m | [12.2] | Crane width (m)
landbosse.overtime_multiplier | input |  | [1.4] | Overtime multiplier
landbosse.markup_contingency | input |  | [0.03] | Markup contingency
landbosse.markup_warranty_management | input |  | [0.0002] | Markup warranty management
landbosse.markup_sales_and_use_tax | input |  | [0.] | Markup sales and use tax
landbosse.markup_overhead | input |  | [0.05] | Markup overhead
landbosse.markup_profit_margin | input |  | [0.05] | Markup profit margin
landbosse.Mass tonne | input | t | [1.]
landbosse.development_labor_cost_usd | input | USD | [1000000.] | The cost of labor in the development phase
landbosse.labor_cost_multiplier | input |  | [1.] | Labor cost multiplier
landbosse.commissioning_pct | input |  | [0.01]
landbosse.decommissioning_pct | input |  | [0.15]
landbosse.road_distributed_winnd | input | n/a | FALSE
landbosse.num_turbines | input | n/a | 120 | Number of turbines in project
landbosse.number_of_blades | input | n/a | 3 | Number of blades on the rotor
landbosse.user_defined_home_run_trench | input | n/a | 0 | Flag for user-defined home run trench length (0 = no; 1 = yes)
landbosse.allow_same_flag | input | n/a | FALSE | Allow same crane for base and topping (True or False)
landbosse.hour_day | input | n/a | {'long': 24, 'normal': 10} | Dictionary of normal and long hours for construction in a day in the form of {'long': 24, 'normal': 10}
landbosse.time_construct | input | n/a | normal | One of the keys in the hour_day dictionary to specify how many hours per day construction happens.
landbosse.user_defined_distance_to_grid_connection | input | n/a | FALSE | Flag for user-defined home run trench length (True or False)
landbosse.rate_of_deliveries | input | n/a | 10 | Rate of deliveries (turbines per week)
landbosse.new_switchyard | input | n/a | TRUE | New Switchyard (True or False)
landbosse.num_hwy_permits | input | n/a | 10 | Number of highway permits
landbosse.num_access_roads | input | n/a | 2 | Number of access roads
landbosse.site_facility_building_area_df | input | n/a | Size Min (MW) Size Max (MW) Building area (sq. ft.) 0 0 200 3000 1 200 500 5000 2 500 800 7000 3 800 1000 9000 4 1000 5000 12000 | site_facility_building_area DataFrame
landbosse.components | input | n/a | Component Mass tonne ... Multplier drag rotor Multiplier tower drag 0 Nacelle GE 1.5SLE 50.0 ... 1.000000 0 1 Hub 15.4 ... 0.000000 0 2 Blade 1 5.2 ... 0.666667 0 3 Blade 2 5.2 ... 0.666667 0 4 Blade 3 5.2 ... 0.666667 0 5 Tower section 1 59.8 ... 0.000000 1 6 Tower section 2 39.3 ... 0.000000 1 7 Tower section 3 30.9 ... 0.000000 1 [8 rows x 13 columns] | Dataframe of components for tower, blade, nacelle
landbosse.crane_specs | input | n/a | Equipment name Crane name ... Hook Height m Mobilization cost USD 0 Offload crane LB 75 ... 12.5 8040 1 Offload crane Big LB 2580 ... 48.0 406100 2 Offload crane LB 258 ... 48.0 40610 3 Crawler crane M999 ... 57.0 68709 4 Crawler crane LR1500 ... 94.0 184398 5 Crawler crane LR1500 ... 100.0 184398 6 Crawler crane LR1500 ... 106.0 184398 7 Crawler crane LR1500 ... 112.0 184398 8 Crawler crane LR1500 ... 94.0 184398 9 Crawler crane LR1500 ... 100.0 184398 10 Crawler crane LR1500 ... 112.0 184398 11 Crawler crane LR1500 ... 130.0 184398 12 Crawler crane LR1500 ... 142.0 184398 13 Crawler crane LR1600/2 ... 93.0 249177 14 Crawler crane LR1600/2 ... 114.0 249177 15 Crawler crane LR1600/2 ... 117.0 249177 16 Crawler crane LR1600/2 ... 135.0 249177 17 Crawler crane LR1600/2 ... 147.0 249177 18 Crawler crane LR1600/2 ... 152.0 249177 19 Crawler crane LR1600/2 ... 164.0 249177 20 Crawler crane LR1750/2 ... 101.0 360193 21 Crawler crane LR1500/2 ... 109.0 360193 22 Crawler crane LR1750/2 ... 136.0 360193 23 Crawler crane LR1750/2 ... 147.0 360193 24 Crawler crane LR1500/2 ... 152.0 360193 25 Crawler crane LR1750/2 ... 154.0 360193 26 Crawler crane LR1750/2 ... 165.0 360193 27 Crawler crane LR11000 ... 114.0 579224 28 Crawler crane LR11000 ... 120.0 1000000 29 Crawler crane LR11000 ... 132.0 1000000 30 Crawler crane LR11000 ... 136.0 1000000 31 Crawler crane LR11000 ... 147.0 1000000 32 Crawler crane LR11000 ... 152.0 1000000 33 Crawler crane LR11000 ... 174.0 1000000 34 Crawler crane LR11000 ... 192.0 1000000 35 Crawler crane LR11000 ... 198.0 1000000 36 Crawler crane LR11000 ... 147.0 1000000 37 Crawler crane LR11000 ... 174.0 1000000 38 Crawler crane Big LR110000 ... 300.0 1400000 [39 rows x 16 columns] | Dataframe of specifications of cranes
landbosse.weather_window | input | n/a | Date UTC Temp C Pressure atm ... Hour Time window Season 0 2012-01-01 12:00:00+00:00 2.444 0.952053 ... 5 long winter 1 2012-01-01 13:00:00+00:00 1.655 0.952275 ... 6 long winter 2 2012-01-01 14:00:00+00:00 2.512 0.952485 ... 7 long winter 3 2012-01-01 15:00:00+00:00 2.589 0.953325 ... 8 normal winter 4 2012-01-01 16:00:00+00:00 1.534 0.954406 ... 9 normal winter ... ... ... ... ... ... ... ... 8779 2013-01-01 07:00:00+00:00 -8.496 0.970703 ... 0 long winter 8780 2013-01-01 08:00:00+00:00 -8.584 0.970879 ... 1 long winter 8781 2013-01-01 09:00:00+00:00 -9.121 0.970915 ... 2 long winter 8782 2013-01-01 10:00:00+00:00 -9.941 0.970998 ... 3 long winter 8783 2013-01-01 11:00:00+00:00 -10.568 0.971338 ... 4 long winter [8784 rows x 11 columns] | Dataframe of wind toolkit data
landbosse.crew | input | n/a | Crew type ID Operation ... Labor type ID Number of workers 0 M0 Management ... Project manager 1 1 M0 Management ... Site manager 1 2 M0 Management ... Construction manager 1 3 M0 Management ... Project engineer 1 4 M0 Management ... Safety or qc manager 1 .. ... ... ... ... ... 74 C4 Base ... Rigger foreman 1 75 C0 Base ... Crane operator 2 76 C0 Base ... Oiler 2 77 C0 Base ... Iron worker 3 78 C0 Base ... Rigger foreman 1 [79 rows x 5 columns] | Dataframe of crew configurations
landbosse.crew_price | input | n/a | Labor type ID ... Notes/References 0 Crane operator ... 2017 National Construction Estimator: Page 30... 1 Oiler ... (35% burden) https://www.ziprecruiter.com/Sala... 2 Rigger ... 2017 National Construction Estimator: Page 30... 3 Truck driver ... 2017 National Construction Estimator: Page 30... 4 Iron worker ... 2017 National Construction Estimator: Page 30... 5 Project manager ... (50% burden) https://www.salary.com/tools/sala... 6 Site manager ... (50% burden) https://www.salary.com/tools/sala... 7 Construction manager ... (50% burden) https://www.salary.com/tools/sala... 8 Project engineer ... (50% burden) https://www.salary.com/tools/sala... 9 Safety or qc manager ... (70% burden) https://www.salary.com/tools/sala... 10 Logistics manager ... (50 % burden) https://www.salary.com/research/... 11 Rigger foreman ... 2017 National Construction Estimator: Page 30... 12 Rigger ... 2017 National Construction Estimator: Page 30... 13 Operator ... 2017 National Construction Estimator: Page 30... 14 Oiler ... (35% burden) https://www.ziprecruiter.com/Sala... 15 Electrician ... 2017 National Construction Estimator: Page 30... 16 Tool room ... 2017 National Construction Estimator: Page 30... 17 QC/QA tech ... (50% burden for QC/QC Manager) https://www.zip... 18 Office admin ... (35% burden) https://www.salary.com/tools/sala... 19 RSMeans ... NaN [20 rows x 4 columns] | Dataframe of costs per hour for each type of worker.
landbosse.equip | input | n/a | Equipment ID Operation ... Crane capacity tonne Number of equipment 0 E1 Base ... 500 1 1 E1 Base ... 50 1 2 E1 Top ... 500 1 3 E1 Top ... 50 2 4 E2 Top ... 600 1 5 E2 Top ... 50 2 6 E2 Top ... 100 2 7 E3 Top ... 750 1 8 E3 Top ... 100 2 9 E4 Top ... 1000 1 10 E4 Top ... 100 2 11 ST1 Top ... 200 1 12 ST1 Top ... 100 2 13 OL1 Offload ... 75 2 14 OL2 Offload ... 200 2 15 B1 Base ... 275 1 16 B1 Base ... 50 1 17 E2 Base ... 600 1 18 E2 Base ... 50 2 19 E2 Base ... 100 2 20 E3 Base ... 750 1 21 E3 Base ... 100 2 22 E4 Base ... 1000 1 23 E4 Base ... 100 2 24 ST1 Base ... 200 1 25 ST1 Base ... 100 2 26 OL2 Base ... 200 2 [27 rows x 5 columns] | Collections of equipment to perform erection operations.
landbosse.equip_price | input | n/a | Equipment name ... Fuel consumption gal per day 0 Mobile crane ... 44.0 1 Mobile crane ... 64.0 2 Crawler crane ... 76.0 3 Crawler crane ... 72.0 4 Crawler crane ... 97.0 5 Crawler crane ... 113.0 6 Crawler crane ... 130.0 7 Crawler crane ... 154.0 8 Crawler crane ... 195.0 9 Crawler crane ... 252.0 10 Truck crane ... NaN 11 RT ... NaN 12 Offload crane ... 44.0 13 Offload crane ... 64.0 [14 rows x 5 columns] | Prices for various type of equipment.
landbosse.rsmeans | input | n/a | Operation ID ... Source 0 Concrete placement ... Source 2017 National Construction Estimator: ... 1 Rebar installation ... Source: 2017 National Construction Estimator: ... 2 Survey ... NaN 3 Clear and grub ... NaN 4 Topsoil stripping and stockpiling ... 2017 National Construction Estimator: Page 599 5 Stormwater pollution prevention ... NaN 6 Culverts ... NaN 7 Compaction of soil (subgrade and crane path) ... http://www.get-a-quote.net/QuoteEngine/costboo... 8 Mass material movement (cut and fill) ... NaN 9 Placing road base (hauling) ... NaN 10 Rough grading road base ... http://www.get-a-quote.net/QuoteEngine/costboo... 11 Compacting road base ... http://www.get-a-quote.net/QuoteEngine/costboo... 12 Final grading ... NaN 13 Road maintanance ... NaN 14 Decompaction of crane paths ... NaN 15 Reseeding, planting, etc ... NaN 16 Concrete placement ... Source: 2017 National Construction Estimator: ... 17 Rebar installation ... Source: 2017 National Construction Estimator: ... 18 Survey ... NaN 19 Clear and grub ... NaN 20 Topsoil stripping and stockpiling ... 2017 National Construction Estimator: Page 599 21 Stormwater pollution prevention ... NaN 22 Culverts ... NaN 23 Compaction of soil (subgrade and crane path) ... http://www.get-a-quote.net/QuoteEngine/costboo... 24 Mass material movement (cut and fill) ... NaN 25 Placing road base (hauling) ... http://www.get-a-quote.net/QuoteEngine/costboo... 26 Rough grading road base ... http://www.get-a-quote.net/QuoteEngine/costboo... 27 Compacting road base ... http://www.get-a-quote.net/QuoteEngine/costboo... 28 Final grading ... NaN 29 Road maintanance ... NaN 30 Decompaction of crane paths ... NaN 31 Reseeding, planting, etc ... NaN 32 Excavation ... Source: 2017 National Construction Estimator: ... 33 Excavation ... Source: 2017 National Construction Estimator: ... 34 Backfill ... Source: 2017 National Construction Estimator: ... 35 Backfill ... Source: 2017 National Construction Estimator: ... 36 Collection ... Source: 2017 National Construction Estimator: ... 37 Collection ... Source: 2017 National Construction Estimator: ... 38 Collection ... Source: 2017 National Construction Estimator: ... 39 Collection ... Source: 2017 National Construction Estimator: ... 40 Collection ... Source: 2017 National Construction Estimator: ... 41 Collection ... Source: 2017 National Construction Estimator: ... [42 rows x 12 columns] | RSMeans price data
landbosse.cable_specs | input | n/a | Array Cable ... Notes 0 AWG 1/0 ... 2017 National Construction Estimator: Page 55... 1 AWG 4/0 ... 2017 National Construction Estimator: Page 55... 2 MCM 500 ... 2017 National Construction Estimator: Page 55... 3 MCM1000 ... (curve fitted) 2017 National Construction Esti... 4 MCM1250 ... (curve fitted) 2017 National Construction Esti... [5 rows x 9 columns] | cable specs for collection system
landbosse.material_price | input | n/a | Material type ID ... Notes 0 unique identifier for the material ... NaN 1 Concrete 3000 psi ... http://gsiconcrete.com/pricing/ 2 Concrete 5000 psi ... http://gsiconcrete.com/pricing/ 3 Concrete 8000 psi ... Curve fit http://gsiconcrete.com/pricing/ 4 Steel - rebar ... https://www.steelsupplylp.com/sku/102775?gclid... 5 Road base - 3/4 inch crushed stone ... https://homeguide.com/costs/gravel-prices#yard 6 Excavated dirt ... NaN 7 Backfill ... NaN [8 rows x 4 columns] | Prices of materials for foundations and roads
landbosse.project_data | input | n/a | {'components': Component Mass tonne ... Multiplier tower drag Operation 0 Nacelle 178.691436 ... 0 Top 1 Hub 36.143740 ... 0 Top 2 Blade 1 50.075304 ... 0 Top 2 Blade 2 50.075304 ... 0 Top 2 Blade 3 50.075304 ... 0 Top 5 Tower 1 79.144596 ... 1 Base 5 Tower 2 79.144596 ... 1 Base 5 Tower 3 79.144596 ... 1 Base 5 Tower 4 79.144596 ... 1 Base 5 Tower 5 79.144596 ... 1 Base 5 Tower 6 79.144596 ... 1 Base 5 Tower 7 79.144596 ... 1 Base 5 Tower 8 79.144596 ... 1 Base 5 Tower 9 79.144596 ... 1 Top 5 Tower 10 79.144596 ... 1 Top [15 rows x 14 columns], 'cable_specs': Array Cable ... Notes 0 AWG 1/0 ... 2017 National Construction Estimator: Page 55... 1 AWG 4/0 ... 2017 National Construction Estimator: Page 55... 2 MCM 500 ... 2017 National Construction Estimator: Page 55... 3 MCM1000 ... (curve fitted) 2017 National Construction Esti... 4 MCM1250 ... (curve fitted) 2017 National Construction Esti... [5 rows x 9 columns], 'equip': Equipment ID Operation ... Crane capacity tonne Number of equipment 0 E1 Base ... 500 1 1 E1 Base ... 50 1 2 E1 Top ... 500 1 3 E1 Top ... 50 2 4 E2 Top ... 600 1 5 E2 Top ... 50 2 6 E2 Top ... 100 2 7 E3 Top ... 750 1 8 E3 Top ... 100 2 9 E4 Top ... 1000 1 10 E4 Top ... 100 2 11 ST1 Top ... 200 1 12 ST1 Top ... 100 2 13 OL1 Offload ... 75 2 14 OL2 Offload ... 200 2 15 B1 Base ... 275 1 16 B1 Base ... 50 1 17 E2 Base ... 600 1 18 E2 Base ... 50 2 19 E2 Base ... 100 2 20 E3 Base ... 750 1 21 E3 Base ... 100 2 22 E4 Base ... 1000 1 23 E4 Base ... 100 2 24 ST1 Base ... 200 1 25 ST1 Base ... 100 2 26 OL2 Base ... 200 2 [27 rows x 5 columns], 'crane_specs': Equipment name Crane name ... Hook Height m Mobilization cost USD 0 Offload crane LB 75 ... 12.5 8040 1 Offload crane Big LB 2580 ... 48.0 406100 2 Offload crane LB 258 ... 48.0 40610 3 Crawler crane M999 ... 57.0 68709 4 Crawler crane LR1500 ... 94.0 184398 5 Crawler crane LR1500 ... 100.0 184398 6 Crawler crane LR1500 ... 106.0 184398 7 Crawler crane LR1500 ... 112.0 184398 8 Crawler crane LR1500 ... 94.0 184398 9 Crawler crane LR1500 ... 100.0 184398 10 Crawler crane LR1500 ... 112.0 184398 11 Crawler crane LR1500 ... 130.0 184398 12 Crawler crane LR1500 ... 142.0 184398 13 Crawler crane LR1600/2 ... 93.0 249177 14 Crawler crane LR1600/2 ... 114.0 249177 15 Crawler crane LR1600/2 ... 117.0 249177 16 Crawler crane LR1600/2 ... 135.0 249177 17 Crawler crane LR1600/2 ... 147.0 249177 18 Crawler crane LR1600/2 ... 152.0 249177 19 Crawler crane LR1600/2 ... 164.0 249177 20 Crawler crane LR1750/2 ... 101.0 360193 21 Crawler crane LR1500/2 ... 109.0 360193 22 Crawler crane LR1750/2 ... 136.0 360193 23 Crawler crane LR1750/2 ... 147.0 360193 24 Crawler crane LR1500/2 ... 152.0 360193 25 Crawler crane LR1750/2 ... 154.0 360193 26 Crawler crane LR1750/2 ... 165.0 360193 27 Crawler crane LR11000 ... 114.0 579224 28 Crawler crane LR11000 ... 120.0 1000000 29 Crawler crane LR11000 ... 132.0 1000000 30 Crawler crane LR11000 ... 136.0 1000000 31 Crawler crane LR11000 ... 147.0 1000000 32 Crawler crane LR11000 ... 152.0 1000000 33 Crawler crane LR11000 ... 174.0 1000000 34 Crawler crane LR11000 ... 192.0 1000000 35 Crawler crane LR11000 ... 198.0 1000000 36 Crawler crane LR11000 ... 147.0 1000000 37 Crawler crane LR11000 ... 174.0 1000000 38 Crawler crane Big LR110000 ... 300.0 1400000 [39 rows x 16 columns], 'development': Type of cost Cost USD Phase of construction 0 Equipment rental 0 Development 1 Labor 1000000 Development 2 Materials 0 Development 3 Mobilization 0 Development 4 Other 0 Development, 'crew_price': Labor type ID ... Notes/References 0 Crane operator ... 2017 National Construction Estimator: Page 30... 1 Oiler ... (35% burden) https://www.ziprecruiter.com/Sala... 2 Rigger ... 2017 National Construction Estimator: Page 30... 3 Truck driver ... 2017 National Construction Estimator: Page 30... 4 Iron worker ... 2017 National Construction Estimator: Page 30... 5 Project manager ... (50% burden) https://www.salary.com/tools/sala... 6 Site manager ... (50% burden) https://www.salary.com/tools/sala... 7 Construction manager ... (50% burden) https://www.salary.com/tools/sala... 8 Project engineer ... (50% burden) https://www.salary.com/tools/sala... 9 Safety or qc manager ... (70% burden) https://www.salary.com/tools/sala... 10 Logistics manager ... (50 % burden) https://www.salary.com/research/... 11 Rigger foreman ... 2017 National Construction Estimator: Page 30... 12 Rigger ... 2017 National Construction Estimator: Page 30... 13 Operator ... 2017 National Construction Estimator: Page 30... 14 Oiler ... (35% burden) https://www.ziprecruiter.com/Sala... 15 Electrician ... 2017 National Construction Estimator: Page 30... 16 Tool room ... 2017 National Construction Estimator: Page 30... 17 QC/QA tech ... (50% burden for QC/QC Manager) https://www.zip... 18 Office admin ... (35% burden) https://www.salary.com/tools/sala... 19 RSMeans ... NaN [20 rows x 4 columns], 'crew': Crew type ID Operation ... Labor type ID Number of workers 0 M0 Management ... Project manager 1 1 M0 Management ... Site manager 1 2 M0 Management ... Construction manager 1 3 M0 Management ... Project engineer 1 4 M0 Management ... Safety or qc manager 1 .. ... ... ... ... ... 74 C4 Base ... Rigger foreman 1 75 C0 Base ... Crane operator 2 76 C0 Base ... Oiler 2 77 C0 Base ... Iron worker 3 78 C0 Base ... Rigger foreman 1 [79 rows x 5 columns], 'equip_price': Equipment name ... Fuel consumption gal per day 0 Mobile crane ... 44.0 1 Mobile crane ... 64.0 2 Crawler crane ... 76.0 3 Crawler crane ... 72.0 4 Crawler crane ... 97.0 5 Crawler crane ... 113.0 6 Crawler crane ... 130.0 7 Crawler crane ... 154.0 8 Crawler crane ... 195.0 9 Crawler crane ... 252.0 10 Truck crane ... NaN 11 RT ... NaN 12 Offload crane ... 44.0 13 Offload crane ... 64.0 [14 rows x 5 columns], 'material_price': Material type ID ... Notes 0 unique identifier for the material ... NaN 1 Concrete 3000 psi ... http://gsiconcrete.com/pricing/ 2 Concrete 5000 psi ... http://gsiconcrete.com/pricing/ 3 Concrete 8000 psi ... Curve fit http://gsiconcrete.com/pricing/ 4 Steel - rebar ... https://www.steelsupplylp.com/sku/102775?gclid... 5 Road base - 3/4 inch crushed stone ... https://homeguide.com/costs/gravel-prices#yard 6 Excavated dirt ... NaN 7 Backfill ... NaN [8 rows x 4 columns], 'rsmeans': Operation ID ... Source 0 Concrete placement ... Source 2017 National Construction Estimator: ... 1 Rebar installation ... Source: 2017 National Construction Estimator: ... 2 Survey ... NaN 3 Clear and grub ... NaN 4 Topsoil stripping and stockpiling ... 2017 National Construction Estimator: Page 599 5 Stormwater pollution prevention ... NaN 6 Culverts ... NaN 7 Compaction of soil (subgrade and crane path) ... http://www.get-a-quote.net/QuoteEngine/costboo... 8 Mass material movement (cut and fill) ... NaN 9 Placing road base (hauling) ... NaN 10 Rough grading road base ... http://www.get-a-quote.net/QuoteEngine/costboo... 11 Compacting road base ... http://www.get-a-quote.net/QuoteEngine/costboo... 12 Final grading ... NaN 13 Road maintanance ... NaN 14 Decompaction of crane paths ... NaN 15 Reseeding, planting, etc ... NaN 16 Concrete placement ... Source: 2017 National Construction Estimator: ... 17 Rebar installation ... Source: 2017 National Construction Estimator: ... 18 Survey ... NaN 19 Clear and grub ... NaN 20 Topsoil stripping and stockpiling ... 2017 National Construction Estimator: Page 599 21 Stormwater pollution prevention ... NaN 22 Culverts ... NaN 23 Compaction of soil (subgrade and crane path) ... http://www.get-a-quote.net/QuoteEngine/costboo... 24 Mass material movement (cut and fill) ... NaN 25 Placing road base (hauling) ... http://www.get-a-quote.net/QuoteEngine/costboo... 26 Rough grading road base ... http://www.get-a-quote.net/QuoteEngine/costboo... 27 Compacting road base ... http://www.get-a-quote.net/QuoteEngine/costboo... 28 Final grading ... NaN 29 Road maintanance ... NaN 30 Decompaction of crane paths ... NaN 31 Reseeding, planting, etc ... NaN 32 Excavation ... Source: 2017 National Construction Estimator: ... 33 Excavation ... Source: 2017 National Construction Estimator: ... 34 Backfill ... Source: 2017 National Construction Estimator: ... 35 Backfill ... Source: 2017 National Construction Estimator: ... 36 Collection ... Source: 2017 National Construction Estimator: ... 37 Collection ... Source: 2017 National Construction Estimator: ... 38 Collection ... Source: 2017 National Construction Estimator: ... 39 Collection ... Source: 2017 National Construction Estimator: ... 40 Collection ... Source: 2017 National Construction Estimator: ... 41 Collection ... Source: 2017 National Construction Estimator: ... [42 rows x 12 columns], 'site_facility_building_area': Size Min (MW) Size Max (MW) Building area (sq. ft.) 0 0 200 3000 1 200 500 5000 2 500 800 7000 3 800 1000 9000 4 1000 5000 12000, 'weather_window': Unnamed: 0 71444 ... 1 8760 0 NaT WTK data from NREL downloaded 2018-1-25 ... NaN NaN 1 NaT Temperature ... NaN NaN 2 NaT C ... NaN NaN 3 NaT 100 ... NaN NaN 4 2012-01-01 12:00:00 2.444 ... NaN NaN ... ... ... ... .. ... 8783 2013-01-01 07:00:00 -8.496 ... NaN NaN 8784 2013-01-01 08:00:00 -8.584 ... NaN NaN 8785 2013-01-01 09:00:00 -9.121 ... NaN NaN 8786 2013-01-01 10:00:00 -9.941 ... NaN NaN 8787 2013-01-01 11:00:00 -10.568 ... NaN NaN [8788 rows x 11 columns]} | Dictionary of all dataframes of data
outputs_2_screen.My_std | input | N*m | [0.]
outputs_2_screen.flp1_std | input | deg | [0.]
outputs_2_screen.PC_omega | input | rad/s | [0.]
outputs_2_screen.PC_zeta | input |  | [0.]
outputs_2_screen.VS_omega | input | rad/s | [0.]
outputs_2_screen.VS_zeta | input |  | [0.]
outputs_2_screen.Flp_omega | input | rad/s | [0.]
outputs_2_screen.Flp_zeta | input |  | [0.]
tcc.bearing_mass_cost_coeff | input | USD/kg | [4.5]
tcc.bedplate_mass_cost_coeff | input | USD/kg | [2.9]
tcc.blade_mass_cost_coeff | input | USD/kg | [14.6]
tcc.brake_mass_cost_coeff | input | USD/kg | [3.6254]
tcc.machine_rating | input | kW | [5000.]
tcc.controls_machine_rating_cost_coeff | input | USD/kW | [21.15]
tcc.converter_mass_cost_coeff | input | USD/kg | [18.8]
tcc.cover_mass_cost_coeff | input | USD/kg | [5.7]
tcc.elec_connec_machine_rating_cost_coeff | input | USD/kW | [41.85]
tcc.gearbox_torque_density | input | N*m/kg | [200.] | In 2024, modern 5-7MW gearboxes are able to reach 200 Nm/kg
tcc.gearbox_torque_cost | input | USD/kN/m | [50.] | In 2024, modern 5-7MW gearboxes cost approx $50/kNm
tcc.generator_mass_cost_coeff | input | USD/kg | [12.4]
tcc.generator_cost_external | input | USD | [0.]
tcc.hss_mass_cost_coeff | input | USD/kg | [6.8]
tcc.hub_assemblyCostMultiplier | input |  | [0.]
tcc.hub_overheadCostMultiplier | input |  | [0.]
tcc.hub_profitMultiplier | input |  | [0.]
tcc.hub_transportMultiplier | input |  | [0.]
tcc.hub_mass_cost_coeff | input | USD/kg | [3.9]
tcc.hvac_mass_cost_coeff | input | USD/kg | [124.]
tcc.lss_mass_cost_coeff | input | USD/kg | [11.9]
tcc.nacelle_assemblyCostMultiplier | input |  | [0.]
tcc.nacelle_overheadCostMultiplier | input |  | [0.]
tcc.nacelle_profitMultiplier | input |  | [0.]
tcc.nacelle_transportMultiplier | input |  | [0.]
tcc.main_bearing_number | input | n/a | 2
tcc.pitch_system_mass_cost_coeff | input | USD/kg | [22.1]
tcc.platforms_mass_cost_coeff | input | USD/kg | [17.1]
tcc.crane_cost | input | USD | [12000.]
tcc.crane | input | n/a | FALSE
tcc.blade_number | input | n/a | 3
tcc.spinner_mass_cost_coeff | input | USD/kg | [11.1]
tcc.tower_assemblyCostMultiplier | input |  | [0.]
tcc.tower_overheadCostMultiplier | input |  | [0.]
tcc.tower_profitMultiplier | input |  | [0.]
tcc.tower_transportMultiplier | input |  | [0.]
tcc.tower_mass_cost_coeff | input | USD/kg | [2.9]
tcc.transformer_mass_cost_coeff | input | USD/kg | [18.8]
tcc.turbine_assemblyCostMultiplier | input |  | [0.]
tcc.turbine_overheadCostMultiplier | input |  | [0.]
tcc.turbine_profitMultiplier | input |  | [0.]
tcc.turbine_transportMultiplier | input |  | [0.]
tcc.yaw_mass_cost_coeff | input | USD/kg | [8.3]
tcons.blade_number | input | n/a | 3
tcons.precone | input | deg | [2.]
tcons.tilt | input | deg | [4.]
tcons.overhang | input | m | [7.]
tcons.outer_diameter_full | input | m | [6. 6. 6. 6. 6. 6. 6. 6. 6. 5.89079213 5.53032592]
tcons.max_allowable_td_ratio | input |  | [1.134]
tcons.rotor_orientation | input | n/a | upwind
towerse.env.distLoads.waveLoads_Px | input | N/m | [0. 0. 0. 0. 0. 0. 0. 0. 0. 0. 0. 0. 0. 0. 0. 0. 0. 0. 0. 0. 0. 0. 0. 0. 0. 0. 0. 0. 0. 0. 0.]
towerse.env.distLoads.waveLoads_Py | input | N/m | [0. 0. 0. 0. 0. 0. 0. 0. 0. 0. 0. 0. 0. 0. 0. 0. 0. 0. 0. 0. 0. 0. 0. 0. 0. 0. 0. 0. 0. 0. 0.]
towerse.env.distLoads.waveLoads_Pz | input | N/m | [0. 0. 0. 0. 0. 0. 0. 0. 0. 0. 0. 0. 0. 0. 0. 0. 0. 0. 0. 0. 0. 0. 0. 0. 0. 0. 0. 0. 0. 0. 0.]
towerse.env.distLoads.waveLoads_qdyn | input | N/m**2 | [0. 0. 0. 0. 0. 0. 0. 0. 0. 0. 0. 0. 0. 0. 0. 0. 0. 0. 0. 0. 0. 0. 0. 0. 0. 0. 0. 0. 0. 0. 0.]
towerse.env.distLoads.waveLoads_z | input | m | [0. 0. 0. 0. 0. 0. 0. 0. 0. 0. 0. 0. 0. 0. 0. 0. 0. 0. 0. 0. 0. 0. 0. 0. 0. 0. 0. 0. 0. 0. 0.]
towerse.env.distLoads.waveLoads_beta | input | deg | [0.]
towerse.yaw | input | deg | [0.]
towerse.z0 | input | m | [0.]
towerse.shearExp | input |  | [0.2]
towerse.beta_wind | input | deg | [0.]
towerse.rho_air | input | kg/m**3 | [1.225]
towerse.mu_air | input | kg/m/s | [1.81e-05]
towerse.cd_usr | input |  | [-1. -1. -1. -1. -1. -1. -1. -1. -1. -1. -1. -1. -1. -1. -1. -1. -1. -1. -1. -1. -1. -1. -1. -1. -1. -1. -1. -1. -1. -1. -1.]
towerse.s_all | input |  | [0. 0. 0. 0. 0. 0. 0. 0. 0. 0. 0. 0. 0. 0. 0. 0. 0. 0. 0. 0. 0. 0. 0. 0. 0. 0. 0. 0. 0. 0. 0.]
rotorse.ccblade.Uhub | input | m/s | [9.] | Undisturbed wind speed
rotorse.tsr | input |  | [10.5] | Tip speed ratio
rotorse.pitch | input | deg | [0.] | Pitch angle
rotorse.ccblade.s_opt_chord | input |  | [0. 0.03448276 0.06896552 0.10344828 0.13793103 0.17241379 0.20689655 0.24137931 0.27586207 0.31034483 0.34482759 0.37931034 0.4137931 0.44827586 0.48275862 0.51724138 0.55172414 0.5862069 0.62068966 0.65517241 0.68965517 0.72413793 0.75862069 0.79310345 0.82758621 0.86206897 0.89655172 0.93103448 0.96551724 1. ] | 1D array of the non-dimensional spanwise grid defined along blade axis to optimize the blade chord
rotorse.ccblade.s_opt_theta | input |  | [0. 0.03448276 0.06896552 0.10344828 0.13793103 0.17241379 0.20689655 0.24137931 0.27586207 0.31034483 0.34482759 0.37931034 0.4137931 0.44827586 0.48275862 0.51724138 0.55172414 0.5862069 0.62068966 0.65517241 0.68965517 0.72413793 0.75862069 0.79310345 0.82758621 0.86206897 0.89655172 0.93103448 0.96551724 1. ] | 1D array of the non-dimensional spanwise grid defined along blade axis to optimize the blade twist
rotorse.ccblade.aoa_op | input | rad | [3.14159265 3.14159265 3.14159265 3.14159265 3.14159265 3.14159265 3.14159265 3.14159265 3.14159265 3.14159265 3.14159265 3.14159265 3.14159265 3.14159265 3.14159265 3.14159265 3.14159265 3.14159265 3.14159265 3.14159265 3.14159265 3.14159265 3.14159265 3.14159265 3.14159265 3.14159265 3.14159265 3.14159265 3.14159265 3.14159265] | 1D array with the operational angles of attack for the airfoils along blade span.
rotorse.airfoils_aoa | input | deg | [-180. -177. -174. -171. -168. -165. -162. -159. -156. -153. -150. -147. -144. -141. -138. -135. -132. -129. -126. -123. -120. -117. -114. -111. -108. -105. -102. -99. -96. -93. -90. -87. -84. -81. -78. -75. -72. -69. -66. -63. -60. -57. -54. -51. -48. -45. -42. -39. -36. -33. -30. -29.39393939 -28.78787879 -28.18181818 -27.57575758 -26.96969697 -26.36363636 -25.75757576 -25.15151515 -24.54545455 -23.93939394 -23.33333333 -22.72727273 -22.12121212 -21.51515152 -20.90909091 -20.3030303 -19.6969697 -19.09090909 -18.48484848 -17.87878788 -17.27272727 -16.66666667 -16.06060606 -15.45454545 -14.84848485 -14.24242424 -13.63636364 -13.03030303 -12.42424242 -11.81818182 -11.21212121 -10.60606061 -10. -9.39393939 -8.78787879 -8.18181818 -7.57575758 -6.96969697 -6.36363636 -5.75757576 -5.15151515 -4.54545455 -3.93939394 -3.33333333 -2.72727273 -2.12121212 -1.51515152 -0.90909091 -0.3030303 0.3030303 0.90909091 1.51515152 2.12121212 2.72727273 3.33333333 3.93939394 4.54545455 5.15151515 5.75757576 6.36363636 6.96969697 7.57575758 8.18181818 8.78787879 9.39393939 10. 10.60606061 11.21212121 11.81818182 12.42424242 13.03030303 13.63636364 14.24242424 14.84848485 15.45454545 16.06060606 16.66666667 17.27272727 17.87878788 18.48484848 19.09090909 19.6969697 20.3030303 20.90909091 21.51515152 22.12121212 22.72727273 23.33333333 23.93939394 24.54545455 25.15151515 25.75757576 26.36363636 26.96969697 27.57575758 28.18181818 28.78787879 29.39393939 30. 33. 36. 39. 42. 45. 48. 51. 54. 57. 60. 63. 66. 69. 72. 75. 78. 81. 84. 87. 90. 93. 96. 99. 102. 105. 108. 111. 114. 117. 120. 123. 126. 129. 132. 135. 138. 141. 144. 147. 150. 153. 156. 159. 162. 165. 168. 171. 174. 177. 180. ] | angle of attack grid for polars
rotorse.airfoils_Re | input |  | [ 3000000. 5280000. 6000000. 9000000. 12000000.] | Reynolds numbers of polars
rotorse.precone | input | deg | [2.] | precone angle
rotorse.tilt | input | deg | [4.] | shaft tilt
rotorse.yaw | input | deg | [0.] | yaw error
rotorse.rho_air | input | kg/m**3 | [1.225] | density of air
rotorse.mu_air | input | kg/m/s | [1.81e-05] | dynamic viscosity of air
rotorse.shearExp | input |  | [0.2] | shear exponent
rotorse.nBlades | input | n/a | 3 | number of blades
rotorse.nSector | output | n/a | 4 | number of sectors to divide rotor face into in computing thrust and power
rotorse.tiploss | output | n/a | TRUE | include Prandtl tip loss model
rotorse.hubloss | output | n/a | TRUE | include Prandtl hub loss model
rotorse.wakerotation | output | n/a | TRUE | include effect of wake rotation (i.e., tangential induction factor is nonzero)
rotorse.usecd | output | n/a | TRUE | use drag coefficient in computing induction factors
rotorse.re.precomp.uptilt | input | deg | [4.] | Nacelle uptilt angle. A standard machine has positive values.
rotorse.re.precomp.layer_web | input |  | [0. 0. 0. 0. 0. 0. 0. 0. 0. 0. 0. 0. 0. 0. 1. 1. 1. 2. 2. 2.] | 1D array of the web id the layer is associated to. If the layer is on the outer profile, this entry can simply stay equal to 0.
rotorse.re.precomp.fiber_orientation | input | deg | [[0. 0. 0. 0. 0. 0. 0. 0. 0. 0. 0. 0. 0. 0. 0. 0. 0. 0. 0. 0. 0. 0. 0. 0. 0. 0. 0. 0. 0. 0.] [0. 0. 0. 0. 0. 0. 0. 0. 0. 0. 0. 0. 0. 0. 0. 0. 0. 0. 0. 0. 0. 0. 0. 0. 0. 0. 0. 0. 0. 0.] [0. 0. 0. 0. 0. 0. 0. 0. 0. 0. 0. 0. 0. 0. 0. 0. 0. 0. 0. 0. 0. 0. 0. 0. 0. 0. 0. 0. 0. 0.] [0. 0. 0. 0. 0. 0. 0. 0. 0. 0. 0. 0. 0. 0. 0. 0. 0. 0. 0. 0. 0. 0. 0. 0. 0. 0. 0. 0. 0. 0.] [0. 0. 0. 0. 0. 0. 0. 0. 0. 0. 0. 0. 0. 0. 0. 0. 0. 0. 0. 0. 0. 0. 0. 0. 0. 0. 0. 0. 0. 0.] [0. 0. 0. 0. 0. 0. 0. 0. 0. 0. 0. 0. 0. 0. 0. 0. 0. 0. 0. 0. 0. 0. 0. 0. 0. 0. 0. 0. 0. 0.] [0. 0. 0. 0. 0. 0. 0. 0. 0. 0. 0. 0. 0. 0. 0. 0. 0. 0. 0. 0. 0. 0. 0. 0. 0. 0. 0. 0. 0. 0.] [0. 0. 0. 0. 0. 0. 0. 0. 0. 0. 0. 0. 0. 0. 0. 0. 0. 0. 0. 0. 0. 0. 0. 0. 0. 0. 0. 0. 0. 0.] [0. 0. 0. 0. 0. 0. 0. 0. 0. 0. 0. 0. 0. 0. 0. 0. 0. 0. 0. 0. 0. 0. 0. 0. 0. 0. 0. 0. 0. 0.] [0. 0. 0. 0. 0. 0. 0. 0. 0. 0. 0. 0. 0. 0. 0. 0. 0. 0. 0. 0. 0. 0. 0. 0. 0. 0. 0. 0. 0. 0.] [0. 0. 0. 0. 0. 0. 0. 0. 0. 0. 0. 0. 0. 0. 0. 0. 0. 0. 0. 0. 0. 0. 0. 0. 0. 0. 0. 0. 0. 0.] [0. 0. 0. 0. 0. 0. 0. 0. 0. 0. 0. 0. 0. 0. 0. 0. 0. 0. 0. 0. 0. 0. 0. 0. 0. 0. 0. 0. 0. 0.] [0. 0. 0. 0. 0. 0. 0. 0. 0. 0. 0. 0. 0. 0. 0. 0. 0. 0. 0. 0. 0. 0. 0. 0. 0. 0. 0. 0. 0. 0.] [0. 0. 0. 0. 0. 0. 0. 0. 0. 0. 0. 0. 0. 0. 0. 0. 0. 0. 0. 0. 0. 0. 0. 0. 0. 0. 0. 0. 0. 0.] [0. 0. 0. 0. 0. 0. 0. 0. 0. 0. 0. 0. 0. 0. 0. 0. 0. 0. 0. 0. 0. 0. 0. 0. 0. 0. 0. 0. 0. 0.] [0. 0. 0. 0. 0. 0. 0. 0. 0. 0. 0. 0. 0. 0. 0. 0. 0. 0. 0. 0. 0. 0. 0. 0. 0. 0. 0. 0. 0. 0.] [0. 0. 0. 0. 0. 0. 0. 0. 0. 0. 0. 0. 0. 0. 0. 0. 0. 0. 0. 0. 0. 0. 0. 0. 0. 0. 0. 0. 0. 0.] [0. 0. 0. 0. 0. 0. 0. 0. 0. 0. 0. 0. 0. 0. 0. 0. 0. 0. 0. 0. 0. 0. 0. 0. 0. 0. 0. 0. 0. 0.] [0. 0. 0. 0. 0. 0. 0. 0. 0. 0. 0. 0. 0. 0. 0. 0. 0. 0. 0. 0. 0. 0. 0. 0. 0. 0. 0. 0. 0. 0.] [0. 0. 0. 0. 0. 0. 0. 0. 0. 0. 0. 0. 0. 0. 0. 0. 0. 0. 0. 0. 0. 0. 0. 0. 0. 0. 0. 0. 0. 0.]] | 2D array of the orientation of the layers of the blade structure. The first dimension represents each layer, the second dimension represents each entry along blade span.
rotorse.re.precomp.E | input | Pa | [[3.44000e+09 3.44000e+09 3.44000e+09] [4.56000e+06 4.56000e+06 4.56000e+06] [4.37000e+10 1.65000e+10 1.54500e+10] [1.57599e+11 9.10000e+09 9.10000e+09] [1.10231e+10 1.10231e+10 1.60477e+10] [2.82114e+10 1.62388e+10 1.58355e+10] [1.42500e+08 1.42500e+08 1.42500e+08] [1.00000e+06 1.00000e+06 1.00000e+06] [2.00000e+11 2.00000e+11 2.00000e+11] [2.10000e+11 2.10000e+11 2.10000e+11]] | 2D array of the Youngs moduli of the materials. Each row represents a material, the three columns represent E11, E22 and E33.
rotorse.re.precomp.G | input | Pa | [[1.32300e+09 1.32300e+09 1.32300e+09] [1.45000e+06 1.45000e+06 1.45000e+06] [3.26500e+09 3.49500e+09 3.48000e+09] [4.13100e+09 4.13100e+09 2.68900e+09] [1.32314e+10 3.48748e+09 3.48748e+09] [8.24822e+09 3.49124e+09 3.49124e+09] [5.40000e+10 5.40000e+10 5.40000e+10] [3.12500e+05 3.12500e+05 3.12500e+05] [7.93000e+10 7.93000e+10 7.93000e+10] [8.39000e+10 8.39000e+10 8.39000e+10]] | 2D array of the shear moduli of the materials. Each row represents a material, the three columns represent G12, G13 and G23.
rotorse.re.precomp.nu | input |  | [[0.3 0.3 0.3 ] [0.3 0.3 0.3 ] [0.262 0.264 0.35 ] [0.3133 0.3133 0.47066 ] [0.688074 0.117173 0.117173] [0.497511 0.18091 0.27481 ] [0.3194 0.3194 0.3194 ] [0.3 0.3 0.3 ] [0.3 0.3 0.3 ] [0.283 0.283 0.283 ]] | 2D array of the Poisson ratio of the materials. Each row represents a material, the three columns represent nu12, nu13 and nu23.
rotorse.re.precomp.rho | input | kg/m**3 | [1235. 1100. 1940. 1600. 1940. 1940. 130. 1150. 7800. 7800.] | 1D array of the density of the materials. For composites, this is the density of the laminate.
rotorse.re.precomp.joint_position | input |  | [0.7] | Spanwise position of the segmentation joint.
rotorse.re.precomp.n_blades | input | n/a | 3 | Number of blades of the rotor.
rotorse.re.precomp.definition_layer | input | n/a | [ 9. 9. 2. 2. 2. 2. 5. 7. 8. 6. 6. 6. 6. 9. 10. 10. 10. 10. 10. 10.] | 1D array of flags identifying how layers are specified in the yaml. 1) all around (skin, paint, ) 2) offset+rotation twist+width (spar caps) 3) offset+user defined rotation+width 4) midpoint TE+width (TE reinf) 5) midpoint LE+width (LE reinf) 6) layer position fixed to other layer (core fillers) 7) start and width 8) end and width 9) start and end nd 10) web layer
rotorse.re.precomp.mat_name | input | n/a | ['Gelcoat', 'Adhesive', 'glass_uni', 'carbon_uni_industry_baseline', 'glass_biax', 'glass_triax', 'medium_density_foam', 'resin', 'steel', 'joint_insert'] | 1D array of names of materials.
rotorse.re.precomp.orth | input | n/a | [0. 0. 1. 1. 1. 1. 0. 0. 0. 0.] | 1D array of flags to set whether a material is isotropic (0) or orthtropic (1). Each entry represents a material.
rotorse.wt_class.V_mean_overwrite | input |  | [0.]
rotorse.wt_class.V_extreme50_overwrite | input |  | [0.]
rotorse.wt_class.turbine_class | input | n/a | III
towerse.member.ca_usr_grid | input |  | [0. 0. 0. 0. 0. 0. 0. 0. 0. 0. 0.]
towerse.member.cd_usr_grid | input |  | [0. 0. 0. 0. 0. 0. 0. 0. 0. 0. 0.]
towerse.rho_water | input | kg/m**3 | [0.]
towerse.member.s_ghost1 | input |  | [0.]
towerse.member.s_ghost2 | input |  | [1.]
towerse.member.s_const1 | input |  | [0.]
towerse.member.s_const2 | input |  | [0.]
towerse.tower_layer_thickness | input | m | [[0.06515525 0.05866464 0.05197538 0.04607753 0.04094533 0.03582223 0.03074005 0.02575014 0.02129438 0.01803766 0.01803766]]
towerse.tower_outer_diameter_in | input | m | [6. 6. 6. 6. 6. 6. 6. 6. 6. 5.89079213 5.53032592]
towerse.E_mat | input | Pa | [[3.44000e+09 3.44000e+09 3.44000e+09] [4.56000e+06 4.56000e+06 4.56000e+06] [4.37000e+10 1.65000e+10 1.54500e+10] [1.57599e+11 9.10000e+09 9.10000e+09] [1.10231e+10 1.10231e+10 1.60477e+10] [2.82114e+10 1.62388e+10 1.58355e+10] [1.42500e+08 1.42500e+08 1.42500e+08] [1.00000e+06 1.00000e+06 1.00000e+06] [2.00000e+11 2.00000e+11 2.00000e+11] [2.10000e+11 2.10000e+11 2.10000e+11]]
towerse.E_user | input | Pa | [0.]
towerse.G_mat | input | Pa | [[1.32300e+09 1.32300e+09 1.32300e+09] [1.45000e+06 1.45000e+06 1.45000e+06] [3.26500e+09 3.49500e+09 3.48000e+09] [4.13100e+09 4.13100e+09 2.68900e+09] [1.32314e+10 3.48748e+09 3.48748e+09] [8.24822e+09 3.49124e+09 3.49124e+09] [5.40000e+10 5.40000e+10 5.40000e+10] [3.12500e+05 3.12500e+05 3.12500e+05] [7.93000e+10 7.93000e+10 7.93000e+10] [8.39000e+10 8.39000e+10 8.39000e+10]]
towerse.sigma_y_mat | input | Pa | [0.00e+00 0.00e+00 0.00e+00 0.00e+00 0.00e+00 0.00e+00 0.00e+00 0.00e+00 3.45e+08 1.65e+09]
towerse.sigma_ult_mat | input | Pa | [[0.0000e+00 0.0000e+00 0.0000e+00] [6.1510e+07 6.1510e+07 6.1510e+07] [6.4023e+08 3.8100e+07 0.0000e+00] [1.2852e+09 3.8100e+07 0.0000e+00] [4.6210e+07 4.6210e+07 4.6210e+07] [4.3563e+08 7.6440e+07 0.0000e+00] [2.0830e+06 2.0830e+06 2.0830e+06] [0.0000e+00 0.0000e+00 0.0000e+00] [4.5000e+08 4.5000e+08 4.5000e+08] [1.7900e+09 1.7900e+09 1.7900e+09]]
towerse.wohler_exp_mat | input |  | [ 1. 1. 10. 16.1 10. 10. 1. 1. 3. 1. ]
towerse.wohler_A_mat | input |  | [0.00000000e+00 6.53600000e+07 6.40230000e+08 1.28520000e+09 7.06900000e+07 4.35630000e+08 2.08300000e+06 0.00000000e+00 3.55346484e+10 1.79000000e+09]
towerse.rho_mat | input | kg/m**3 | [1235. 1100. 1940. 1600. 1940. 1940. 130. 1150. 7800. 7800.]
towerse.unit_cost_mat | input | USD/kg | [ 7.23 7.23 1.87 20.08 3. 2.86 13. 3.63 0.7 2. ]
towerse.outfitting_factor_in | input |  | [1.07]
towerse.tower_layer_materials | input | n/a | ['steel']
towerse.member.ballast_materials | input | n/a | []
towerse.material_names | input | n/a | ['Gelcoat', 'Adhesive', 'glass_uni', 'carbon_uni_industry_baseline', 'glass_biax', 'glass_triax', 'medium_density_foam', 'resin', 'steel', 'joint_insert']
towerse.labor_cost_rate | input | USD/min | [0.98]
towerse.painting_cost_rate | input | USD/m**2 | [30.]
af_3d.aoa | input | rad | [-3.14159265 -3.08923278 -3.0368729 -2.98451302 -2.93215314 -2.87979327 -2.82743339 -2.77507351 -2.72271363 -2.67035376 -2.61799388 -2.565634 -2.51327412 -2.46091425 -2.40855437 -2.35619449 -2.30383461 -2.25147474 -2.19911486 -2.14675498 -2.0943951 -2.04203522 -1.98967535 -1.93731547 -1.88495559 -1.83259571 -1.78023584 -1.72787596 -1.67551608 -1.6231562 -1.57079633 -1.51843645 -1.46607657 -1.41371669 -1.36135682 -1.30899694 -1.25663706 -1.20427718 -1.15191731 -1.09955743 -1.04719755 -0.99483767 -0.9424778 -0.89011792 -0.83775804 -0.78539816 -0.73303829 -0.68067841 -0.62831853 -0.57595865 -0.52359878 -0.51302102 -0.50244327 -0.49186552 -0.48128776 -0.47071001 -0.46013226 -0.4495545 -0.43897675 -0.428399 -0.41782125 -0.40724349 -0.39666574 -0.38608799 -0.37551023 -0.36493248 -0.35435473 -0.34377697 -0.33319922 -0.32262147 -0.31204371 -0.30146596 -0.29088821 -0.28031046 -0.2697327 -0.25915495 -0.2485772 -0.23799944 -0.22742169 -0.21684394 -0.20626618 -0.19568843 -0.18511068 -0.17453293 -0.16395517 -0.15337742 -0.14279967 -0.13222191 -0.12164416 -0.11106641 -0.10048865 -0.0899109 -0.07933315 -0.06875539 -0.05817764 -0.04759989 -0.03702214 -0.02644438 -0.01586663 -0.00528888 0.00528888 0.01586663 0.02644438 0.03702214 0.04759989 0.05817764 0.06875539 0.07933315 0.0899109 0.10048865 0.11106641 0.12164416 0.13222191 0.14279967 0.15337742 0.16395517 0.17453293 0.18511068 0.19568843 0.20626618 0.21684394 0.22742169 0.23799944 0.2485772 0.25915495 0.2697327 0.28031046 0.29088821 0.30146596 0.31204371 0.32262147 0.33319922 0.34377697 0.35435473 0.36493248 0.37551023 0.38608799 0.39666574 0.40724349 0.41782125 0.428399 0.43897675 0.4495545 0.46013226 0.47071001 0.48128776 0.49186552 0.50244327 0.51302102 0.52359878 0.57595865 0.62831853 0.68067841 0.73303829 0.78539816 0.83775804 0.89011792 0.9424778 0.99483767 1.04719755 1.09955743 1.15191731 1.20427718 1.25663706 1.30899694 1.36135682 1.41371669 1.46607657 1.51843645 1.57079633 1.6231562 1.67551608 1.72787596 1.78023584 1.83259571 1.88495559 1.93731547 1.98967535 2.04203522 2.0943951 2.14675498 2.19911486 2.25147474 2.30383461 2.35619449 2.40855437 2.46091425 2.51327412 2.565634 2.61799388 2.67035376 2.72271363 2.77507351 2.82743339 2.87979327 2.93215314 2.98451302 3.0368729 3.08923278 3.14159265] | 1D array of the angles of attack used to define the polars of the airfoils. All airfoils defined in openmdao share this grid.
af_3d.Re | input |  | [ 3000000. 5280000. 6000000. 9000000. 12000000.] | 1D array of the Reynolds numbers used to define the polars of the airfoils. All airfoils defined in openmdao share this grid.
af_3d.rated_TSR | input |  | [10.5] | Constant tip speed ratio in region II.
blade.compute_reynolds.rho | input | kg/m**3 | [1.225]
blade.compute_reynolds.mu | input | kg/m/s | [1.81e-05] | Dynamic viscosity of air
blade.compute_reynolds.maxOmega | input | rad/s | [2.] | Maximum allowed rotor speed.
blade.compute_reynolds.max_TS | input | m/s | [85.] | Maximum allowed blade tip speed.
blade.compute_reynolds.V_out | input | m/s | [25.] | Cut out wind speed. This is the wind speed where region III ends.
blade.high_level_blade_props.rotor_diameter_user | input | m | [205.99253562] | Diameter of the rotor specified by the user. It is defined as two times the blade length plus the hub diameter.
blade.internal_structure_2d_fem.web_rotation_yaml | output | rad | [[0. 0. 0. 0. 0. 0. 0. 0. 0. 0. 0. 0. 0. 0. 0. 0. 0. 0. 0. 0. 0. 0. 0. 0. 0. 0. 0. 0. 0. 0.] [0. 0. 0. 0. 0. 0. 0. 0. 0. 0. 0. 0. 0. 0. 0. 0. 0. 0. 0. 0. 0. 0. 0. 0. 0. 0. 0. 0. 0. 0.]] | 2D array of the rotation angle of the shear webs in respect to the chord line. The first dimension represents each shear web, the second dimension represents each entry along blade span. If the rotation is equal to negative twist +- a constant, then the web is built straight.
blade.internal_structure_2d_fem.web_offset_y_pa_yaml | output | m | [[ 0.00000000e+00 0.00000000e+00 0.00000000e+00 -1.15000000e+00 -1.14866374e+00 -1.14462435e+00 -1.13783587e+00 -1.12825239e+00 -1.11582796e+00 -1.10051665e+00 -1.08227253e+00 -1.06104965e+00 -1.03680208e+00 -1.00948389e+00 -9.79049142e-01 -9.45451897e-01 -9.08646222e-01 -8.68586181e-01 -8.25225838e-01 -7.78519258e-01 -7.12722539e-01 -6.74883645e-01 -6.17862740e-01 -5.57311856e-01 -4.93185057e-01 -4.25436408e-01 -3.54019972e-01 -2.78889815e-01 -2.00000000e-01 4.16333634e-17] [ 0.00000000e+00 0.00000000e+00 0.00000000e+00 -4.50000000e-01 -4.46963200e-01 -4.38185600e-01 -4.24166400e-01 -4.05404800e-01 -3.82400000e-01 -3.55651200e-01 -3.25657600e-01 -2.92918400e-01 -2.57932800e-01 -2.21200000e-01 -1.83219200e-01 -1.44489600e-01 -1.05510400e-01 -6.67808000e-02 -2.88000000e-02 7.93280000e-03 5.29987456e-02 7.56576000e-02 1.05651200e-01 1.32400000e-01 1.55404800e-01 1.74166400e-01 1.88185600e-01 1.96963200e-01 2.00000000e-01 2.77555756e-17]] | 2D array of the offset along the y axis to set the position of the shear webs. Positive values move the web towards the trailing edge, negative values towards the leading edge. The first dimension represents each shear web, the second dimension represents each entry along blade span.
blade.internal_structure_2d_fem.web_start_nd_yaml | output |  | [[0. 0. 0. 0. 0. 0. 0. 0. 0. 0. 0. 0. 0. 0. 0. 0. 0. 0. 0. 0. 0. 0. 0. 0. 0. 0. 0. 0. 0. 0.] [0. 0. 0. 0. 0. 0. 0. 0. 0. 0. 0. 0. 0. 0. 0. 0. 0. 0. 0. 0. 0. 0. 0. 0. 0. 0. 0. 0. 0. 0.]] | 2D array of the non-dimensional start point defined along the outer profile of a web. The TE suction side is 0, the TE pressure side is 1. The first dimension represents each web, the second dimension represents each entry along blade span.
blade.internal_structure_2d_fem.web_end_nd_yaml | output |  | [[0. 0. 0. 0. 0. 0. 0. 0. 0. 0. 0. 0. 0. 0. 0. 0. 0. 0. 0. 0. 0. 0. 0. 0. 0. 0. 0. 0. 0. 0.] [0. 0. 0. 0. 0. 0. 0. 0. 0. 0. 0. 0. 0. 0. 0. 0. 0. 0. 0. 0. 0. 0. 0. 0. 0. 0. 0. 0. 0. 0.]] | 2D array of the non-dimensional end point defined along the outer profile of a web. The TE suction side is 0, the TE pressure side is 1. The first dimension represents each web, the second dimension represents each entry along blade span.
blade.internal_structure_2d_fem.layer_web | output |  | [0. 0. 0. 0. 0. 0. 0. 0. 0. 0. 0. 0. 0. 0. 1. 1. 1. 2. 2. 2.] | 1D array of the web id the layer is associated to. If the layer is on the outer profile, this entry can simply stay equal to zero.
blade.internal_structure_2d_fem.layer_thickness | output | m | [[ 1.00000000e-03 1.00000000e-03 1.00000000e-03 1.00000000e-03 1.00000000e-03 1.00000000e-03 1.00000000e-03 1.00000000e-03 1.00000000e-03 1.00000000e-03 1.00000000e-03 1.00000000e-03 1.00000000e-03 1.00000000e-03 1.00000000e-03 1.00000000e-03 1.00000000e-03 1.00000000e-03 1.00000000e-03 1.00000000e-03 1.00000000e-03 1.00000000e-03 1.00000000e-03 1.00000000e-03 1.00000000e-03 1.00000000e-03 1.00000000e-03 1.00000000e-03 1.00000000e-03 1.00000000e-03] [ 4.10000000e-02 3.30000000e-02 2.60000000e-02 2.00000000e-02 1.50000000e-02 1.10000000e-02 8.28454072e-03 6.51243402e-03 5.36207752e-03 4.70247504e-03 4.40263040e-03 4.33154742e-03 4.35822991e-03 4.35168169e-03 4.30702965e-03 4.21940069e-03 4.08392168e-03 3.89571952e-03 3.64992111e-03 3.34165333e-03 2.86491152e-03 2.57935592e-03 2.14614940e-03 1.69211977e-03 1.22767857e-03 1.00000000e-03 1.00000000e-03 1.00000000e-03 1.00000000e-03 1.00000000e-03] [ 0.00000000e+00 1.03638639e-02 1.80212345e-02 2.53616596e-02 3.20681938e-02 3.78238917e-02 4.23118077e-02 4.52149966e-02 4.62165127e-02 4.56952678e-02 4.40301733e-02 4.16001409e-02 3.87840821e-02 3.59609085e-02 3.35095318e-02 3.13580743e-02 2.94346583e-02 2.76674064e-02 2.59844408e-02 2.43138839e-02 2.20549123e-02 2.08042751e-02 1.89850461e-02 1.71360827e-02 1.52672963e-02 1.33885984e-02 1.15099005e-02 9.63120264e-03 7.75250477e-03 5.87380689e-03] [ 0.00000000e+00 1.24780597e-02 1.76115740e-02 2.27450883e-02 2.76641755e-02 3.21544085e-02 3.60013601e-02 3.89906033e-02 4.09077110e-02 4.15382560e-02 4.11017265e-02 3.98176106e-02 3.79053964e-02 3.55845720e-02 3.30746256e-02 3.05950453e-02 2.81565527e-02 2.57698696e-02 2.34457177e-02 2.11948185e-02 1.83968865e-02 1.69556653e-02 1.49623503e-02 1.30321660e-02 1.11493299e-02 9.29805909e-03 7.46257101e-03 5.62708293e-03 3.79159485e-03 1.95610677e-03] [ 0.00000000e+00 0.00000000e+00 0.00000000e+00 0.00000000e+00 0.00000000e+00 0.00000000e+00 0.00000000e+00 0.00000000e+00 0.00000000e+00 0.00000000e+00 0.00000000e+00 0.00000000e+00 0.00000000e+00 0.00000000e+00 0.00000000e+00 0.00000000e+00 0.00000000e+00 0.00000000e+00 0.00000000e+00 1.00000000e-03 5.00000000e-02 1.00000000e-03 -8.13151629e-20 0.00000000e+00 0.00000000e+00 0.00000000e+00 0.00000000e+00 0.00000000e+00 0.00000000e+00 0.00000000e+00] [ 0.00000000e+00 0.00000000e+00 0.00000000e+00 0.00000000e+00 0.00000000e+00 0.00000000e+00 0.00000000e+00 0.00000000e+00 0.00000000e+00 0.00000000e+00 0.00000000e+00 0.00000000e+00 0.00000000e+00 0.00000000e+00 0.00000000e+00 0.00000000e+00 0.00000000e+00 0.00000000e+00 0.00000000e+00 1.00000000e-03 5.00000000e-02 1.00000000e-03 -8.13151629e-20 0.00000000e+00 0.00000000e+00 0.00000000e+00 0.00000000e+00 0.00000000e+00 0.00000000e+00 0.00000000e+00] [ 0.00000000e+00 0.00000000e+00 6.65003373e-03 8.14812366e-03 9.64621359e-03 1.11443035e-02 1.26025620e-02 1.39811575e-02 1.52402586e-02 1.63400338e-02 1.72406517e-02 1.79022807e-02 1.83276090e-02 1.85193246e-02 1.84801155e-02 1.82126698e-02 1.77196757e-02 1.70038210e-02 1.61057826e-02 1.50662370e-02 1.35708454e-02 1.27253309e-02 1.15053236e-02 1.03065158e-02 9.12537420e-03 7.95836553e-03 6.80195656e-03 5.65261407e-03 4.50680481e-03 3.36099555e-03] [ 0.00000000e+00 0.00000000e+00 2.33432275e-02 2.51480648e-02 2.69529021e-02 2.87577394e-02 3.05625767e-02 3.23674140e-02 3.39953792e-02 3.52696003e-02 3.60132052e-02 3.60493218e-02 3.52010780e-02 3.32916017e-02 3.05938669e-02 2.73808473e-02 2.39255169e-02 2.05008494e-02 1.73798187e-02 1.48353987e-02 1.22323494e-02 1.10919834e-02 9.70078471e-03 8.50178952e-03 7.39889612e-03 6.29600271e-03 5.19310930e-03 4.09021589e-03 2.98732248e-03 -2.16840434e-19] [ 0.00000000e+00 0.00000000e+00 2.33432275e-02 2.51480648e-02 2.69529021e-02 2.87577394e-02 3.05625767e-02 3.23674140e-02 3.39953792e-02 3.52696003e-02 3.60132052e-02 3.60493218e-02 3.52010780e-02 3.32916017e-02 3.05938669e-02 2.73808473e-02 2.39255169e-02 2.05008494e-02 1.73798187e-02 1.48353987e-02 1.22323494e-02 1.10919834e-02 9.70078471e-03 8.50178952e-03 7.39889612e-03 6.29600271e-03 5.19310930e-03 4.09021589e-03 2.98732248e-03 -2.16840434e-19] [ 0.00000000e+00 0.00000000e+00 1.86402175e-02 2.29043857e-02 2.71685539e-02 3.12820798e-02 3.50943212e-02 3.84546359e-02 4.12123815e-02 4.32169158e-02 4.43175966e-02 4.46317757e-02 4.42768050e-02 4.33700364e-02 4.20288217e-02 4.03705128e-02 3.85124616e-02 3.64638788e-02 3.42339751e-02 3.18319613e-02 2.84675254e-02 2.65484460e-02 2.36853660e-02 2.07018877e-02 1.76220907e-02 1.44700547e-02 1.12698594e-02 8.04558436e-03 4.82130936e-03 1.59703436e-03] [ 0.00000000e+00 0.00000000e+00 1.06783227e-02 1.30277497e-02 1.53771767e-02 1.77266036e-02 2.00760306e-02 2.23436643e-02 2.44477114e-02 2.63063787e-02 2.78378729e-02 2.89604006e-02 2.95921686e-02 2.97916789e-02 2.96174332e-02 2.91279335e-02 2.83816816e-02 2.74371794e-02 2.63529289e-02 2.51106409e-02 2.32295708e-02 2.20787956e-02 2.02526601e-02 1.81953304e-02 1.58885175e-02 1.33738018e-02 1.06927639e-02 7.88698432e-03 4.99804368e-03 2.06752250e-03] [ 0.00000000e+00 0.00000000e+00 1.17141324e-02 1.47649473e-02 1.78157623e-02 2.08665773e-02 2.39173922e-02 2.69682072e-02 3.00190222e-02 3.29529872e-02 3.56532524e-02 3.80029677e-02 3.98852833e-02 4.11833493e-02 4.17803156e-02 4.17273646e-02 4.10756783e-02 3.98764390e-02 3.81808288e-02 3.60400301e-02 3.26797937e-02 3.06420809e-02 2.75162660e-02 2.41934479e-02 2.07392943e-02 1.72194730e-02 1.36996517e-02 1.01798304e-02 6.66000904e-03 3.14018771e-03] [ 0.00000000e+00 0.00000000e+00 3.59873815e-02 4.39773438e-02 5.19673061e-02 5.96302097e-02 6.66389959e-02 7.26666060e-02 7.73859813e-02 8.04700630e-02 8.15917924e-02 8.09966867e-02 7.89302631e-02 7.56380387e-02 7.13655306e-02 6.63582560e-02 6.08617321e-02 5.50357312e-02 4.90400260e-02 4.30343888e-02 3.54771595e-02 3.16324086e-02 2.65556105e-02 2.18699671e-02 1.74972473e-02 1.33592202e-02 9.37765500e-03 5.47432071e-03 1.57098642e-03 1.00000000e-03] [ 4.10000000e-02 3.30000000e-02 2.60000000e-02 2.00000000e-02 1.53156219e-02 1.26140524e-02 1.00892854e-02 7.82972209e-03 5.92376367e-03 4.45981139e-03 3.52626648e-03 3.01625067e-03 2.82288569e-03 2.83929329e-03 2.95859519e-03 3.07391313e-03 3.07836885e-03 2.99303427e-03 2.83898133e-03 2.63728196e-03 2.33877707e-03 2.17523163e-03 1.95702453e-03 1.75179189e-03 1.55693882e-03 1.36987043e-03 1.18799183e-03 1.00870812e-03 1.00000000e-03 1.00000000e-03] [ 0.00000000e+00 0.00000000e+00 0.00000000e+00 2.16422907e-03 2.21016153e-03 2.25609398e-03 2.30202643e-03 2.34795888e-03 2.38578561e-03 2.40740088e-03 2.40469897e-03 2.36957416e-03 2.29392070e-03 2.16963289e-03 2.01292217e-03 1.84000000e-03 1.66707783e-03 1.51036711e-03 1.38607930e-03 1.31042584e-03 1.27397979e-03 1.27259912e-03 1.29421439e-03 1.33204112e-03 1.37797357e-03 1.42390602e-03 1.46983847e-03 1.51577093e-03 1.56170338e-03 1.08420217e-19] [ 0.00000000e+00 0.00000000e+00 0.00000000e+00 3.74890612e-02 3.61172335e-02 3.47454058e-02 3.33630956e-02 3.19598202e-02 3.05250972e-02 2.90484440e-02 2.75193780e-02 2.59274168e-02 2.43374498e-02 2.28143666e-02 2.14230569e-02 2.02284101e-02 1.92953159e-02 1.86886639e-02 1.83467902e-02 1.82080313e-02 2.00000000e-02 2.00000000e-02 2.00000000e-02 2.00000000e-02 2.00000000e-02 2.00000000e-02 2.00000000e-02 2.00000000e-02 2.00000000e-02 5.20417043e-18] [ 0.00000000e+00 0.00000000e+00 0.00000000e+00 2.07236417e-03 2.11829662e-03 2.16422907e-03 2.21016153e-03 2.25609398e-03 2.30202643e-03 2.34795888e-03 2.38578561e-03 2.40740088e-03 2.40469897e-03 2.36957416e-03 2.29392070e-03 2.16963289e-03 2.01292217e-03 1.84000000e-03 1.66707783e-03 1.51036711e-03 1.35893442e-03 1.31042584e-03 1.27530103e-03 1.27259912e-03 1.29421439e-03 1.33204112e-03 1.37797357e-03 1.42390602e-03 1.46983847e-03 1.08420217e-19] [ 0.00000000e+00 0.00000000e+00 0.00000000e+00 2.51759997e-03 2.44512991e-03 2.37265986e-03 2.30018980e-03 2.22771975e-03 2.15449048e-03 2.07974278e-03 2.00271744e-03 1.92265525e-03 1.83879698e-03 1.75038343e-03 1.66146746e-03 1.57610193e-03 1.49833970e-03 1.43223365e-03 1.38183663e-03 1.35120150e-03 1.33654766e-03 1.33604234e-03 1.34493101e-03 1.36040697e-03 1.37917659e-03 1.39794620e-03 1.41671582e-03 1.43548543e-03 1.45425505e-03 2.16840434e-19] [ 0.00000000e+00 0.00000000e+00 0.00000000e+00 3.77066146e-02 3.63461220e-02 3.49856293e-02 3.36139152e-02 3.22197581e-02 3.07919366e-02 2.93192293e-02 2.77904146e-02 2.61942712e-02 2.45955568e-02 2.30590296e-02 2.16494473e-02 2.04315680e-02 2.00000000e-02 2.00000000e-02 2.00000000e-02 2.00000000e-02 2.00000000e-02 2.00000000e-02 2.00000000e-02 2.00000000e-02 2.00000000e-02 2.00000000e-02 2.00000000e-02 2.00000000e-02 2.00000000e-02 5.20417043e-18] [ 0.00000000e+00 0.00000000e+00 0.00000000e+00 2.66254008e-03 2.59007002e-03 2.51759997e-03 2.44512991e-03 2.37265986e-03 2.30018980e-03 2.22771975e-03 2.15449048e-03 2.07974278e-03 2.00271744e-03 1.92265525e-03 1.83879698e-03 1.75038343e-03 1.66146746e-03 1.57610193e-03 1.49833970e-03 1.43223365e-03 1.37083839e-03 1.35120150e-03 1.33703462e-03 1.33604234e-03 1.34493101e-03 1.36040697e-03 1.37917659e-03 1.39794620e-03 1.41671582e-03 3.25260652e-19]] | 2D array of the thickness of the layers of the blade structure. The first dimension represents each layer, the second dimension represents each entry along blade span.
blade.internal_structure_2d_fem.layer_orientation | output | rad | [[0. 0. 0. 0. 0. 0. 0. 0. 0. 0. 0. 0. 0. 0. 0. 0. 0. 0. 0. 0. 0. 0. 0. 0. 0. 0. 0. 0. 0. 0.] [0. 0. 0. 0. 0. 0. 0. 0. 0. 0. 0. 0. 0. 0. 0. 0. 0. 0. 0. 0. 0. 0. 0. 0. 0. 0. 0. 0. 0. 0.] [0. 0. 0. 0. 0. 0. 0. 0. 0. 0. 0. 0. 0. 0. 0. 0. 0. 0. 0. 0. 0. 0. 0. 0. 0. 0. 0. 0. 0. 0.] [0. 0. 0. 0. 0. 0. 0. 0. 0. 0. 0. 0. 0. 0. 0. 0. 0. 0. 0. 0. 0. 0. 0. 0. 0. 0. 0. 0. 0. 0.] [0. 0. 0. 0. 0. 0. 0. 0. 0. 0. 0. 0. 0. 0. 0. 0. 0. 0. 0. 0. 0. 0. 0. 0. 0. 0. 0. 0. 0. 0.] [0. 0. 0. 0. 0. 0. 0. 0. 0. 0. 0. 0. 0. 0. 0. 0. 0. 0. 0. 0. 0. 0. 0. 0. 0. 0. 0. 0. 0. 0.] [0. 0. 0. 0. 0. 0. 0. 0. 0. 0. 0. 0. 0. 0. 0. 0. 0. 0. 0. 0. 0. 0. 0. 0. 0. 0. 0. 0. 0. 0.] [0. 0. 0. 0. 0. 0. 0. 0. 0. 0. 0. 0. 0. 0. 0. 0. 0. 0. 0. 0. 0. 0. 0. 0. 0. 0. 0. 0. 0. 0.] [0. 0. 0. 0. 0. 0. 0. 0. 0. 0. 0. 0. 0. 0. 0. 0. 0. 0. 0. 0. 0. 0. 0. 0. 0. 0. 0. 0. 0. 0.] [0. 0. 0. 0. 0. 0. 0. 0. 0. 0. 0. 0. 0. 0. 0. 0. 0. 0. 0. 0. 0. 0. 0. 0. 0. 0. 0. 0. 0. 0.] [0. 0. 0. 0. 0. 0. 0. 0. 0. 0. 0. 0. 0. 0. 0. 0. 0. 0. 0. 0. 0. 0. 0. 0. 0. 0. 0. 0. 0. 0.] [0. 0. 0. 0. 0. 0. 0. 0. 0. 0. 0. 0. 0. 0. 0. 0. 0. 0. 0. 0. 0. 0. 0. 0. 0. 0. 0. 0. 0. 0.] [0. 0. 0. 0. 0. 0. 0. 0. 0. 0. 0. 0. 0. 0. 0. 0. 0. 0. 0. 0. 0. 0. 0. 0. 0. 0. 0. 0. 0. 0.] [0. 0. 0. 0. 0. 0. 0. 0. 0. 0. 0. 0. 0. 0. 0. 0. 0. 0. 0. 0. 0. 0. 0. 0. 0. 0. 0. 0. 0. 0.] [0. 0. 0. 0. 0. 0. 0. 0. 0. 0. 0. 0. 0. 0. 0. 0. 0. 0. 0. 0. 0. 0. 0. 0. 0. 0. 0. 0. 0. 0.] [0. 0. 0. 0. 0. 0. 0. 0. 0. 0. 0. 0. 0. 0. 0. 0. 0. 0. 0. 0. 0. 0. 0. 0. 0. 0. 0. 0. 0. 0.] [0. 0. 0. 0. 0. 0. 0. 0. 0. 0. 0. 0. 0. 0. 0. 0. 0. 0. 0. 0. 0. 0. 0. 0. 0. 0. 0. 0. 0. 0.] [0. 0. 0. 0. 0. 0. 0. 0. 0. 0. 0. 0. 0. 0. 0. 0. 0. 0. 0. 0. 0. 0. 0. 0. 0. 0. 0. 0. 0. 0.] [0. 0. 0. 0. 0. 0. 0. 0. 0. 0. 0. 0. 0. 0. 0. 0. 0. 0. 0. 0. 0. 0. 0. 0. 0. 0. 0. 0. 0. 0.] [0. 0. 0. 0. 0. 0. 0. 0. 0. 0. 0. 0. 0. 0. 0. 0. 0. 0. 0. 0. 0. 0. 0. 0. 0. 0. 0. 0. 0. 0.]] | Fiber orientation of the composite layer with 0-value meaning alignment with reference axis. The first dimension represents each layer, the second dimension represents each entry along blade span.
blade.internal_structure_2d_fem.layer_rotation_yaml | output | rad | [[0. 0. 0. 0. 0. 0. 0. 0. 0. 0. 0. 0. 0. 0. 0. 0. 0. 0. 0. 0. 0. 0. 0. 0. 0. 0. 0. 0. 0. 0.] [0. 0. 0. 0. 0. 0. 0. 0. 0. 0. 0. 0. 0. 0. 0. 0. 0. 0. 0. 0. 0. 0. 0. 0. 0. 0. 0. 0. 0. 0.] [0. 0. 0. 0. 0. 0. 0. 0. 0. 0. 0. 0. 0. 0. 0. 0. 0. 0. 0. 0. 0. 0. 0. 0. 0. 0. 0. 0. 0. 0.] [0. 0. 0. 0. 0. 0. 0. 0. 0. 0. 0. 0. 0. 0. 0. 0. 0. 0. 0. 0. 0. 0. 0. 0. 0. 0. 0. 0. 0. 0.] [0. 0. 0. 0. 0. 0. 0. 0. 0. 0. 0. 0. 0. 0. 0. 0. 0. 0. 0. 0. 0. 0. 0. 0. 0. 0. 0. 0. 0. 0.] [0. 0. 0. 0. 0. 0. 0. 0. 0. 0. 0. 0. 0. 0. 0. 0. 0. 0. 0. 0. 0. 0. 0. 0. 0. 0. 0. 0. 0. 0.] [0. 0. 0. 0. 0. 0. 0. 0. 0. 0. 0. 0. 0. 0. 0. 0. 0. 0. 0. 0. 0. 0. 0. 0. 0. 0. 0. 0. 0. 0.] [0. 0. 0. 0. 0. 0. 0. 0. 0. 0. 0. 0. 0. 0. 0. 0. 0. 0. 0. 0. 0. 0. 0. 0. 0. 0. 0. 0. 0. 0.] [0. 0. 0. 0. 0. 0. 0. 0. 0. 0. 0. 0. 0. 0. 0. 0. 0. 0. 0. 0. 0. 0. 0. 0. 0. 0. 0. 0. 0. 0.] [0. 0. 0. 0. 0. 0. 0. 0. 0. 0. 0. 0. 0. 0. 0. 0. 0. 0. 0. 0. 0. 0. 0. 0. 0. 0. 0. 0. 0. 0.] [0. 0. 0. 0. 0. 0. 0. 0. 0. 0. 0. 0. 0. 0. 0. 0. 0. 0. 0. 0. 0. 0. 0. 0. 0. 0. 0. 0. 0. 0.] [0. 0. 0. 0. 0. 0. 0. 0. 0. 0. 0. 0. 0. 0. 0. 0. 0. 0. 0. 0. 0. 0. 0. 0. 0. 0. 0. 0. 0. 0.] [0. 0. 0. 0. 0. 0. 0. 0. 0. 0. 0. 0. 0. 0. 0. 0. 0. 0. 0. 0. 0. 0. 0. 0. 0. 0. 0. 0. 0. 0.] [0. 0. 0. 0. 0. 0. 0. 0. 0. 0. 0. 0. 0. 0. 0. 0. 0. 0. 0. 0. 0. 0. 0. 0. 0. 0. 0. 0. 0. 0.] [0. 0. 0. 0. 0. 0. 0. 0. 0. 0. 0. 0. 0. 0. 0. 0. 0. 0. 0. 0. 0. 0. 0. 0. 0. 0. 0. 0. 0. 0.] [0. 0. 0. 0. 0. 0. 0. 0. 0. 0. 0. 0. 0. 0. 0. 0. 0. 0. 0. 0. 0. 0. 0. 0. 0. 0. 0. 0. 0. 0.] [0. 0. 0. 0. 0. 0. 0. 0. 0. 0. 0. 0. 0. 0. 0. 0. 0. 0. 0. 0. 0. 0. 0. 0. 0. 0. 0. 0. 0. 0.] [0. 0. 0. 0. 0. 0. 0. 0. 0. 0. 0. 0. 0. 0. 0. 0. 0. 0. 0. 0. 0. 0. 0. 0. 0. 0. 0. 0. 0. 0.] [0. 0. 0. 0. 0. 0. 0. 0. 0. 0. 0. 0. 0. 0. 0. 0. 0. 0. 0. 0. 0. 0. 0. 0. 0. 0. 0. 0. 0. 0.] [0. 0. 0. 0. 0. 0. 0. 0. 0. 0. 0. 0. 0. 0. 0. 0. 0. 0. 0. 0. 0. 0. 0. 0. 0. 0. 0. 0. 0. 0.]] | 2D array of the rotation angle of a layer in respect to the chord line. The first dimension represents each layer, the second dimension represents each entry along blade span. If the rotation is equal to negative twist +- a constant, then the layer is built straight.
blade.internal_structure_2d_fem.layer_offset_y_pa_yaml | output | m | [[ 0. 0. 0. 0. 0. 0. 0. 0. 0. 0. 0. 0. 0. 0. 0. 0. 0. 0. 0. 0. 0. 0. 0. 0. 0. 0. 0. 0. 0. 0. ] [ 0. 0. 0. 0. 0. 0. 0. 0. 0. 0. 0. 0. 0. 0. 0. 0. 0. 0. 0. 0. 0. 0. 0. 0. 0. 0. 0. 0. 0. 0. ] [ 0. 0. 0. -0.8 -0.768 -0.736 -0.704 -0.672 -0.64 -0.608 -0.576 -0.544 -0.512 -0.48 -0.448 -0.416 -0.384 -0.352 -0.32 -0.288 -0.2464 -0.224 -0.192 -0.16 -0.128 -0.096 -0.064 -0.032 0. 0. ] [ 0. 0. 0. -0.8 -0.768 -0.736 -0.704 -0.672 -0.64 -0.608 -0.576 -0.544 -0.512 -0.48 -0.448 -0.416 -0.384 -0.352 -0.32 -0.288 -0.2464 -0.224 -0.192 -0.16 -0.128 -0.096 -0.064 -0.032 0. 0. ] [ 0. 0. 0. 0. 0. 0. 0. 0. 0. 0. 0. 0. 0. 0. 0. 0. 0. 0. 0. 0. 0. 0. 0. 0. 0. 0. 0. 0. 0. 0. ] [ 0. 0. 0. 0. 0. 0. 0. 0. 0. 0. 0. 0. 0. 0. 0. 0. 0. 0. 0. 0. 0. 0. 0. 0. 0. 0. 0. 0. 0. 0. ] [ 0. 0. 0. 0. 0. 0. 0. 0. 0. 0. 0. 0. 0. 0. 0. 0. 0. 0. 0. 0. 0. 0. 0. 0. 0. 0. 0. 0. 0. 0. ] [ 0. 0. 0. 0. 0. 0. 0. 0. 0. 0. 0. 0. 0. 0. 0. 0. 0. 0. 0. 0. 0. 0. 0. 0. 0. 0. 0. 0. 0. 0. ] [ 0. 0. 0. 0. 0. 0. 0. 0. 0. 0. 0. 0. 0. 0. 0. 0. 0. 0. 0. 0. 0. 0. 0. 0. 0. 0. 0. 0. 0. 0. ] [ 0. 0. 0. 0. 0. 0. 0. 0. 0. 0. 0. 0. 0. 0. 0. 0. 0. 0. 0. 0. 0. 0. 0. 0. 0. 0. 0. 0. 0. 0. ] [ 0. 0. 0. 0. 0. 0. 0. 0. 0. 0. 0. 0. 0. 0. 0. 0. 0. 0. 0. 0. 0. 0. 0. 0. 0. 0. 0. 0. 0. 0. ] [ 0. 0. 0. 0. 0. 0. 0. 0. 0. 0. 0. 0. 0. 0. 0. 0. 0. 0. 0. 0. 0. 0. 0. 0. 0. 0. 0. 0. 0. 0. ] [ 0. 0. 0. 0. 0. 0. 0. 0. 0. 0. 0. 0. 0. 0. 0. 0. 0. 0. 0. 0. 0. 0. 0. 0. 0. 0. 0. 0. 0. 0. ] [ 0. 0. 0. 0. 0. 0. 0. 0. 0. 0. 0. 0. 0. 0. 0. 0. 0. 0. 0. 0. 0. 0. 0. 0. 0. 0. 0. 0. 0. 0. ] [ 0. 0. 0. 0. 0. 0. 0. 0. 0. 0. 0. 0. 0. 0. 0. 0. 0. 0. 0. 0. 0. 0. 0. 0. 0. 0. 0. 0. 0. 0. ] [ 0. 0. 0. 0. 0. 0. 0. 0. 0. 0. 0. 0. 0. 0. 0. 0. 0. 0. 0. 0. 0. 0. 0. 0. 0. 0. 0. 0. 0. 0. ] [ 0. 0. 0. 0. 0. 0. 0. 0. 0. 0. 0. 0. 0. 0. 0. 0. 0. 0. 0. 0. 0. 0. 0. 0. 0. 0. 0. 0. 0. 0. ] [ 0. 0. 0. 0. 0. 0. 0. 0. 0. 0. 0. 0. 0. 0. 0. 0. 0. 0. 0. 0. 0. 0. 0. 0. 0. 0. 0. 0. 0. 0. ] [ 0. 0. 0. 0. 0. 0. 0. 0. 0. 0. 0. 0. 0. 0. 0. 0. 0. 0. 0. 0. 0. 0. 0. 0. 0. 0. 0. 0. 0. 0. ] [ 0. 0. 0. 0. 0. 0. 0. 0. 0. 0. 0. 0. 0. 0. 0. 0. 0. 0. 0. 0. 0. 0. 0. 0. 0. 0. 0. 0. 0. 0. ]] | 2D array of the offset along the y axis to set the position of a layer. Positive values move the layer towards the trailing edge, negative values towards the leading edge. The first dimension represents each layer, the second dimension represents each entry along blade span.
blade.internal_structure_2d_fem.layer_width_yaml | output | m | [[0.00000000e+00 0.00000000e+00 0.00000000e+00 0.00000000e+00 0.00000000e+00 0.00000000e+00 0.00000000e+00 0.00000000e+00 0.00000000e+00 0.00000000e+00 0.00000000e+00 0.00000000e+00 0.00000000e+00 0.00000000e+00 0.00000000e+00 0.00000000e+00 0.00000000e+00 0.00000000e+00 0.00000000e+00 0.00000000e+00 0.00000000e+00 0.00000000e+00 0.00000000e+00 0.00000000e+00 0.00000000e+00 0.00000000e+00 0.00000000e+00 0.00000000e+00 0.00000000e+00 0.00000000e+00] [0.00000000e+00 0.00000000e+00 0.00000000e+00 0.00000000e+00 0.00000000e+00 0.00000000e+00 0.00000000e+00 0.00000000e+00 0.00000000e+00 0.00000000e+00 0.00000000e+00 0.00000000e+00 0.00000000e+00 0.00000000e+00 0.00000000e+00 0.00000000e+00 0.00000000e+00 0.00000000e+00 0.00000000e+00 0.00000000e+00 0.00000000e+00 0.00000000e+00 0.00000000e+00 0.00000000e+00 0.00000000e+00 0.00000000e+00 0.00000000e+00 0.00000000e+00 0.00000000e+00 0.00000000e+00] [8.00000000e-01 8.00000000e-01 8.00000000e-01 8.00000000e-01 8.00000000e-01 8.00000000e-01 8.00000000e-01 8.00000000e-01 8.00000000e-01 8.00000000e-01 8.00000000e-01 8.00000000e-01 8.00000000e-01 8.00000000e-01 8.00000000e-01 8.00000000e-01 8.00000000e-01 8.00000000e-01 8.00000000e-01 8.00000000e-01 8.00000000e-01 8.00000000e-01 8.00000000e-01 8.00000000e-01 7.53600000e-01 7.05900000e-01 6.58700000e-01 6.11000000e-01 5.38300000e-01 3.41900000e-01] [8.00000000e-01 8.00000000e-01 8.00000000e-01 8.00000000e-01 8.00000000e-01 8.00000000e-01 8.00000000e-01 8.00000000e-01 8.00000000e-01 8.00000000e-01 8.00000000e-01 8.00000000e-01 8.00000000e-01 8.00000000e-01 8.00000000e-01 8.00000000e-01 8.00000000e-01 8.00000000e-01 8.00000000e-01 8.00000000e-01 8.00000000e-01 8.00000000e-01 8.00000000e-01 7.85500000e-01 7.45300000e-01 7.01900000e-01 6.57100000e-01 6.09900000e-01 5.24600000e-01 3.31000000e-01] [0.00000000e+00 0.00000000e+00 0.00000000e+00 0.00000000e+00 0.00000000e+00 0.00000000e+00 0.00000000e+00 0.00000000e+00 0.00000000e+00 0.00000000e+00 0.00000000e+00 0.00000000e+00 0.00000000e+00 0.00000000e+00 0.00000000e+00 0.00000000e+00 0.00000000e+00 0.00000000e+00 0.00000000e+00 3.00000000e-01 1.70000000e+00 3.00000000e-01 1.38777878e-17 0.00000000e+00 0.00000000e+00 0.00000000e+00 0.00000000e+00 0.00000000e+00 0.00000000e+00 0.00000000e+00] [0.00000000e+00 0.00000000e+00 0.00000000e+00 0.00000000e+00 0.00000000e+00 0.00000000e+00 0.00000000e+00 0.00000000e+00 0.00000000e+00 0.00000000e+00 0.00000000e+00 0.00000000e+00 0.00000000e+00 0.00000000e+00 0.00000000e+00 0.00000000e+00 0.00000000e+00 0.00000000e+00 0.00000000e+00 3.00000000e-01 1.70000000e+00 3.00000000e-01 1.38777878e-17 0.00000000e+00 0.00000000e+00 0.00000000e+00 0.00000000e+00 0.00000000e+00 0.00000000e+00 0.00000000e+00] [3.09400000e-01 3.09400000e-01 3.09400000e-01 3.09400000e-01 3.09400000e-01 3.09400000e-01 3.09400000e-01 3.09400000e-01 3.09400000e-01 3.09400000e-01 3.09400000e-01 3.09400000e-01 3.09400000e-01 3.09400000e-01 3.09400000e-01 3.09400000e-01 3.09400000e-01 3.09400000e-01 3.09400000e-01 3.09400000e-01 3.09400000e-01 3.09400000e-01 3.09400000e-01 3.09400000e-01 3.09400000e-01 3.09400000e-01 2.80100000e-01 2.22300000e-01 1.63500000e-01 1.03500000e-01] [5.76000000e-01 5.77450000e-01 5.81000000e-01 5.83650000e-01 5.86850000e-01 5.89850000e-01 5.99450000e-01 6.05250000e-01 6.11950000e-01 6.13850000e-01 6.11900000e-01 6.09150000e-01 6.06600000e-01 6.06300000e-01 6.07450000e-01 6.10600000e-01 6.16150000e-01 5.78650000e-01 5.37350000e-01 4.96500000e-01 4.44467378e-01 4.16750000e-01 3.77250000e-01 3.36250000e-01 2.74450000e-01 2.34700000e-01 1.94700000e-01 1.54100000e-01 1.13000000e-01 7.13000000e-02] [5.76000000e-01 5.77450000e-01 5.81000000e-01 5.83650000e-01 5.86850000e-01 5.89850000e-01 5.99450000e-01 6.05250000e-01 6.11950000e-01 6.13850000e-01 6.11900000e-01 6.09150000e-01 6.06600000e-01 6.06300000e-01 6.07450000e-01 6.10600000e-01 6.16150000e-01 5.78650000e-01 5.37350000e-01 4.96500000e-01 4.44467378e-01 4.16750000e-01 3.77250000e-01 3.36250000e-01 2.74450000e-01 2.34700000e-01 1.94700000e-01 1.54100000e-01 1.13000000e-01 7.13000000e-02] [0.00000000e+00 0.00000000e+00 0.00000000e+00 0.00000000e+00 0.00000000e+00 0.00000000e+00 0.00000000e+00 0.00000000e+00 0.00000000e+00 0.00000000e+00 0.00000000e+00 0.00000000e+00 0.00000000e+00 0.00000000e+00 0.00000000e+00 0.00000000e+00 0.00000000e+00 0.00000000e+00 0.00000000e+00 0.00000000e+00 0.00000000e+00 0.00000000e+00 0.00000000e+00 0.00000000e+00 0.00000000e+00 0.00000000e+00 0.00000000e+00 0.00000000e+00 0.00000000e+00 0.00000000e+00] [0.00000000e+00 0.00000000e+00 0.00000000e+00 0.00000000e+00 0.00000000e+00 0.00000000e+00 0.00000000e+00 0.00000000e+00 0.00000000e+00 0.00000000e+00 0.00000000e+00 0.00000000e+00 0.00000000e+00 0.00000000e+00 0.00000000e+00 0.00000000e+00 0.00000000e+00 0.00000000e+00 0.00000000e+00 0.00000000e+00 0.00000000e+00 0.00000000e+00 0.00000000e+00 0.00000000e+00 0.00000000e+00 0.00000000e+00 0.00000000e+00 0.00000000e+00 0.00000000e+00 0.00000000e+00] [0.00000000e+00 0.00000000e+00 0.00000000e+00 0.00000000e+00 0.00000000e+00 0.00000000e+00 0.00000000e+00 0.00000000e+00 0.00000000e+00 0.00000000e+00 0.00000000e+00 0.00000000e+00 0.00000000e+00 0.00000000e+00 0.00000000e+00 0.00000000e+00 0.00000000e+00 0.00000000e+00 0.00000000e+00 0.00000000e+00 0.00000000e+00 0.00000000e+00 0.00000000e+00 0.00000000e+00 0.00000000e+00 0.00000000e+00 0.00000000e+00 0.00000000e+00 0.00000000e+00 0.00000000e+00] [0.00000000e+00 0.00000000e+00 0.00000000e+00 0.00000000e+00 0.00000000e+00 0.00000000e+00 0.00000000e+00 0.00000000e+00 0.00000000e+00 0.00000000e+00 0.00000000e+00 0.00000000e+00 0.00000000e+00 0.00000000e+00 0.00000000e+00 0.00000000e+00 0.00000000e+00 0.00000000e+00 0.00000000e+00 0.00000000e+00 0.00000000e+00 0.00000000e+00 0.00000000e+00 0.00000000e+00 0.00000000e+00 0.00000000e+00 0.00000000e+00 0.00000000e+00 0.00000000e+00 0.00000000e+00] [0.00000000e+00 0.00000000e+00 0.00000000e+00 0.00000000e+00 0.00000000e+00 0.00000000e+00 0.00000000e+00 0.00000000e+00 0.00000000e+00 0.00000000e+00 0.00000000e+00 0.00000000e+00 0.00000000e+00 0.00000000e+00 0.00000000e+00 0.00000000e+00 0.00000000e+00 0.00000000e+00 0.00000000e+00 0.00000000e+00 0.00000000e+00 0.00000000e+00 0.00000000e+00 0.00000000e+00 0.00000000e+00 0.00000000e+00 0.00000000e+00 0.00000000e+00 0.00000000e+00 0.00000000e+00] [0.00000000e+00 0.00000000e+00 0.00000000e+00 0.00000000e+00 0.00000000e+00 0.00000000e+00 0.00000000e+00 0.00000000e+00 0.00000000e+00 0.00000000e+00 0.00000000e+00 0.00000000e+00 0.00000000e+00 0.00000000e+00 0.00000000e+00 0.00000000e+00 0.00000000e+00 0.00000000e+00 0.00000000e+00 0.00000000e+00 0.00000000e+00 0.00000000e+00 0.00000000e+00 0.00000000e+00 0.00000000e+00 0.00000000e+00 0.00000000e+00 0.00000000e+00 0.00000000e+00 0.00000000e+00] [0.00000000e+00 0.00000000e+00 0.00000000e+00 0.00000000e+00 0.00000000e+00 0.00000000e+00 0.00000000e+00 0.00000000e+00 0.00000000e+00 0.00000000e+00 0.00000000e+00 0.00000000e+00 0.00000000e+00 0.00000000e+00 0.00000000e+00 0.00000000e+00 0.00000000e+00 0.00000000e+00 0.00000000e+00 0.00000000e+00 0.00000000e+00 0.00000000e+00 0.00000000e+00 0.00000000e+00 0.00000000e+00 0.00000000e+00 0.00000000e+00 0.00000000e+00 0.00000000e+00 0.00000000e+00] [0.00000000e+00 0.00000000e+00 0.00000000e+00 0.00000000e+00 0.00000000e+00 0.00000000e+00 0.00000000e+00 0.00000000e+00 0.00000000e+00 0.00000000e+00 0.00000000e+00 0.00000000e+00 0.00000000e+00 0.00000000e+00 0.00000000e+00 0.00000000e+00 0.00000000e+00 0.00000000e+00 0.00000000e+00 0.00000000e+00 0.00000000e+00 0.00000000e+00 0.00000000e+00 0.00000000e+00 0.00000000e+00 0.00000000e+00 0.00000000e+00 0.00000000e+00 0.00000000e+00 0.00000000e+00] [0.00000000e+00 0.00000000e+00 0.00000000e+00 0.00000000e+00 0.00000000e+00 0.00000000e+00 0.00000000e+00 0.00000000e+00 0.00000000e+00 0.00000000e+00 0.00000000e+00 0.00000000e+00 0.00000000e+00 0.00000000e+00 0.00000000e+00 0.00000000e+00 0.00000000e+00 0.00000000e+00 0.00000000e+00 0.00000000e+00 0.00000000e+00 0.00000000e+00 0.00000000e+00 0.00000000e+00 0.00000000e+00 0.00000000e+00 0.00000000e+00 0.00000000e+00 0.00000000e+00 0.00000000e+00] [0.00000000e+00 0.00000000e+00 0.00000000e+00 0.00000000e+00 0.00000000e+00 0.00000000e+00 0.00000000e+00 0.00000000e+00 0.00000000e+00 0.00000000e+00 0.00000000e+00 0.00000000e+00 0.00000000e+00 0.00000000e+00 0.00000000e+00 0.00000000e+00 0.00000000e+00 0.00000000e+00 0.00000000e+00 0.00000000e+00 0.00000000e+00 0.00000000e+00 0.00000000e+00 0.00000000e+00 0.00000000e+00 0.00000000e+00 0.00000000e+00 0.00000000e+00 0.00000000e+00 0.00000000e+00] [0.00000000e+00 0.00000000e+00 0.00000000e+00 0.00000000e+00 0.00000000e+00 0.00000000e+00 0.00000000e+00 0.00000000e+00 0.00000000e+00 0.00000000e+00 0.00000000e+00 0.00000000e+00 0.00000000e+00 0.00000000e+00 0.00000000e+00 0.00000000e+00 0.00000000e+00 0.00000000e+00 0.00000000e+00 0.00000000e+00 0.00000000e+00 0.00000000e+00 0.00000000e+00 0.00000000e+00 0.00000000e+00 0.00000000e+00 0.00000000e+00 0.00000000e+00 0.00000000e+00 0.00000000e+00]] | 2D array of the width along the outer profile of a layer. The first dimension represents each layer, the second dimension represents each entry along blade span.
blade.internal_structure_2d_fem.layer_midpoint_nd | output |  | [[0. 0. 0. 0. 0. 0. 0. 0. 0. 0. 0. 0. 0. 0. 0. 0. 0. 0. 0. 0. 0. 0. 0. 0. 0. 0. 0. 0. 0. 0. ] [0. 0. 0. 0. 0. 0. 0. 0. 0. 0. 0. 0. 0. 0. 0. 0. 0. 0. 0. 0. 0. 0. 0. 0. 0. 0. 0. 0. 0. 0. ] [0. 0. 0. 0. 0. 0. 0. 0. 0. 0. 0. 0. 0. 0. 0. 0. 0. 0. 0. 0. 0. 0. 0. 0. 0. 0. 0. 0. 0. 0. ] [0. 0. 0. 0. 0. 0. 0. 0. 0. 0. 0. 0. 0. 0. 0. 0. 0. 0. 0. 0. 0. 0. 0. 0. 0. 0. 0. 0. 0. 0. ] [0. 0. 0. 0. 0. 0. 0. 0. 0. 0. 0. 0. 0. 0. 0. 0. 0. 0. 0. 0. 0. 0. 0. 0. 0. 0. 0. 0. 0. 0. ] [0. 0. 0. 0. 0. 0. 0. 0. 0. 0. 0. 0. 0. 0. 0. 0. 0. 0. 0. 0. 0. 0. 0. 0. 0. 0. 0. 0. 0. 0. ] [0.49999933 0.49993499 0.49952822 0.49929129 0.49971658 0.49945578 0.49906381 0.49963123 0.50016113 0.50043572 0.50087085 0.5012724 0.50154369 0.50167442 0.50164556 0.50144596 0.50117098 0.50086069 0.50053289 0.50018991 0.49970653 0.49941629 0.4989484 0.49848578 0.49797069 0.49714493 0.4959859 0.49469692 0.49329601 0.49178762] [0. 0. 0. 0. 0. 0. 0. 0. 0. 0. 0. 0. 0. 0. 0. 0. 0. 0. 0. 0. 0. 0. 0. 0. 0. 0. 0. 0. 0. 0. ] [0. 0. 0. 0. 0. 0. 0. 0. 0. 0. 0. 0. 0. 0. 0. 0. 0. 0. 0. 0. 0. 0. 0. 0. 0. 0. 0. 0. 0. 0. ] [0. 0. 0. 0. 0. 0. 0. 0. 0. 0. 0. 0. 0. 0. 0. 0. 0. 0. 0. 0. 0. 0. 0. 0. 0. 0. 0. 0. 0. 0. ] [0. 0. 0. 0. 0. 0. 0. 0. 0. 0. 0. 0. 0. 0. 0. 0. 0. 0. 0. 0. 0. 0. 0. 0. 0. 0. 0. 0. 0. 0. ] [0. 0. 0. 0. 0. 0. 0. 0. 0. 0. 0. 0. 0. 0. 0. 0. 0. 0. 0. 0. 0. 0. 0. 0. 0. 0. 0. 0. 0. 0. ] [0. 0. 0. 0. 0. 0. 0. 0. 0. 0. 0. 0. 0. 0. 0. 0. 0. 0. 0. 0. 0. 0. 0. 0. 0. 0. 0. 0. 0. 0. ] [0. 0. 0. 0. 0. 0. 0. 0. 0. 0. 0. 0. 0. 0. 0. 0. 0. 0. 0. 0. 0. 0. 0. 0. 0. 0. 0. 0. 0. 0. ] [0. 0. 0. 0. 0. 0. 0. 0. 0. 0. 0. 0. 0. 0. 0. 0. 0. 0. 0. 0. 0. 0. 0. 0. 0. 0. 0. 0. 0. 0. ] [0. 0. 0. 0. 0. 0. 0. 0. 0. 0. 0. 0. 0. 0. 0. 0. 0. 0. 0. 0. 0. 0. 0. 0. 0. 0. 0. 0. 0. 0. ] [0. 0. 0. 0. 0. 0. 0. 0. 0. 0. 0. 0. 0. 0. 0. 0. 0. 0. 0. 0. 0. 0. 0. 0. 0. 0. 0. 0. 0. 0. ] [0. 0. 0. 0. 0. 0. 0. 0. 0. 0. 0. 0. 0. 0. 0. 0. 0. 0. 0. 0. 0. 0. 0. 0. 0. 0. 0. 0. 0. 0. ] [0. 0. 0. 0. 0. 0. 0. 0. 0. 0. 0. 0. 0. 0. 0. 0. 0. 0. 0. 0. 0. 0. 0. 0. 0. 0. 0. 0. 0. 0. ] [0. 0. 0. 0. 0. 0. 0. 0. 0. 0. 0. 0. 0. 0. 0. 0. 0. 0. 0. 0. 0. 0. 0. 0. 0. 0. 0. 0. 0. 0. ]] | 2D array of the non-dimensional midpoint defined along the outer profile of a layer. The first dimension represents each layer, the second dimension represents each entry along blade span.
blade.internal_structure_2d_fem.layer_start_nd_yaml | output |  | [[0. 0. 0. 0. 0. 0. 0. 0. 0. 0. 0. 0. 0. 0. 0. 0. 0. 0. 0. 0. 0. 0. 0. 0. 0. 0. 0. 0. 0. 0. ] [0. 0. 0. 0. 0. 0. 0. 0. 0. 0. 0. 0. 0. 0. 0. 0. 0. 0. 0. 0. 0. 0. 0. 0. 0. 0. 0. 0. 0. 0. ] [0. 0. 0. 0. 0. 0. 0. 0. 0. 0. 0. 0. 0. 0. 0. 0. 0. 0. 0. 0. 0. 0. 0. 0. 0. 0. 0. 0. 0. 0. ] [0. 0. 0. 0. 0. 0. 0. 0. 0. 0. 0. 0. 0. 0. 0. 0. 0. 0. 0. 0. 0. 0. 0. 0. 0. 0. 0. 0. 0. 0. ] [0. 0. 0. 0. 0. 0. 0. 0. 0. 0. 0. 0. 0. 0. 0. 0. 0. 0. 0. 0. 0. 0. 0. 0. 0. 0. 0. 0. 0. 0. ] [0. 0. 0. 0. 0. 0. 0. 0. 0. 0. 0. 0. 0. 0. 0. 0. 0. 0. 0. 0. 0. 0. 0. 0. 0. 0. 0. 0. 0. 0. ] [0. 0. 0. 0. 0. 0. 0. 0. 0. 0. 0. 0. 0. 0. 0. 0. 0. 0. 0. 0. 0. 0. 0. 0. 0. 0. 0. 0. 0. 0. ] [0. 0. 0. 0. 0. 0. 0. 0. 0. 0. 0. 0. 0. 0. 0. 0. 0. 0. 0. 0. 0. 0. 0. 0. 0. 0. 0. 0. 0. 0. ] [0. 0. 0. 0. 0. 0. 0. 0. 0. 0. 0. 0. 0. 0. 0. 0. 0. 0. 0. 0. 0. 0. 0. 0. 0. 0. 0. 0. 0. 0. ] [0. 0. 0. 0. 0. 0. 0. 0. 0. 0. 0. 0. 0. 0. 0. 0. 0. 0. 0. 0. 0. 0. 0. 0. 0. 0. 0. 0. 0. 0. ] [0. 0. 0. 0. 0. 0. 0. 0. 0. 0. 0. 0. 0. 0. 0. 0. 0. 0. 0. 0. 0. 0. 0. 0. 0. 0. 0. 0. 0. 0. ] [0. 0. 0. 0. 0. 0. 0. 0. 0. 0. 0. 0. 0. 0. 0. 0. 0. 0. 0. 0. 0. 0. 0. 0. 0. 0. 0. 0. 0. 0. ] [0. 0. 0. 0. 0. 0. 0. 0. 0. 0. 0. 0. 0. 0. 0. 0. 0. 0. 0. 0. 0. 0. 0. 0. 0. 0. 0. 0. 0. 0. ] [0. 0. 0. 0. 0. 0. 0. 0. 0. 0. 0. 0. 0. 0. 0. 0.05 0.05 0.05 0.05 0.05 0.05 0.05 0.05 0.05 0.05 0.05 0.04 0.05 0.05 0.05] [0. 0. 0. 0. 0. 0. 0. 0. 0. 0. 0. 0. 0. 0. 0. 0. 0. 0. 0. 0. 0. 0. 0. 0. 0. 0. 0. 0. 0. 0. ] [0. 0. 0. 0. 0. 0. 0. 0. 0. 0. 0. 0. 0. 0. 0. 0. 0. 0. 0. 0. 0. 0. 0. 0. 0. 0. 0. 0. 0. 0. ] [0. 0. 0. 0. 0. 0. 0. 0. 0. 0. 0. 0. 0. 0. 0. 0. 0. 0. 0. 0. 0. 0. 0. 0. 0. 0. 0. 0. 0. 0. ] [0. 0. 0. 0. 0. 0. 0. 0. 0. 0. 0. 0. 0. 0. 0. 0. 0. 0. 0. 0. 0. 0. 0. 0. 0. 0. 0. 0. 0. 0. ] [0. 0. 0. 0. 0. 0. 0. 0. 0. 0. 0. 0. 0. 0. 0. 0. 0. 0. 0. 0. 0. 0. 0. 0. 0. 0. 0. 0. 0. 0. ] [0. 0. 0. 0. 0. 0. 0. 0. 0. 0. 0. 0. 0. 0. 0. 0. 0. 0. 0. 0. 0. 0. 0. 0. 0. 0. 0. 0. 0. 0. ]] | 2D array of the non-dimensional start point defined along the outer profile of a layer. The TE suction side is 0, the TE pressure side is 1. The first dimension represents each layer, the second dimension represents each entry along blade span.
blade.internal_structure_2d_fem.layer_end_nd_yaml | output |  | [[1. 1. 1. 1. 1. 1. 1. 1. 1. 1. 1. 1. 1. 1. 1. 1. 1. 1. 1. 1. 1. 1. 1. 1. 1. 1. 1. 1. 1. 1. ] [1. 1. 1. 1. 1. 1. 1. 1. 1. 1. 1. 1. 1. 1. 1. 1. 1. 1. 1. 1. 1. 1. 1. 1. 1. 1. 1. 1. 1. 1. ] [0. 0. 0. 0. 0. 0. 0. 0. 0. 0. 0. 0. 0. 0. 0. 0. 0. 0. 0. 0. 0. 0. 0. 0. 0. 0. 0. 0. 0. 0. ] [0. 0. 0. 0. 0. 0. 0. 0. 0. 0. 0. 0. 0. 0. 0. 0. 0. 0. 0. 0. 0. 0. 0. 0. 0. 0. 0. 0. 0. 0. ] [0. 0. 0. 0. 0. 0. 0. 0. 0. 0. 0. 0. 0. 0. 0. 0. 0. 0. 0. 0. 0. 0. 0. 0. 0. 0. 0. 0. 0. 0. ] [0. 0. 0. 0. 0. 0. 0. 0. 0. 0. 0. 0. 0. 0. 0. 0. 0. 0. 0. 0. 0. 0. 0. 0. 0. 0. 0. 0. 0. 0. ] [0. 0. 0. 0. 0. 0. 0. 0. 0. 0. 0. 0. 0. 0. 0. 0. 0. 0. 0. 0. 0. 0. 0. 0. 0. 0. 0. 0. 0. 0. ] [0. 0. 0. 0. 0. 0. 0. 0. 0. 0. 0. 0. 0. 0. 0. 0. 0. 0. 0. 0. 0. 0. 0. 0. 0. 0. 0. 0. 0. 0. ] [1. 1. 1. 1. 1. 1. 1. 1. 1. 1. 1. 1. 1. 1. 1. 1. 1. 1. 1. 1. 1. 1. 1. 1. 1. 1. 1. 1. 1. 1. ] [0. 0. 0. 0. 0. 0. 0. 0. 0. 0. 0. 0. 0. 0. 0. 0. 0. 0. 0. 0. 0. 0. 0. 0. 0. 0. 0. 0. 0. 0. ] [0. 0. 0. 0. 0. 0. 0. 0. 0. 0. 0. 0. 0. 0. 0. 0. 0. 0. 0. 0. 0. 0. 0. 0. 0. 0. 0. 0. 0. 0. ] [0. 0. 0. 0. 0. 0. 0. 0. 0. 0. 0. 0. 0. 0. 0. 0. 0. 0. 0. 0. 0. 0. 0. 0. 0. 0. 0. 0. 0. 0. ] [0. 0. 0. 0. 0. 0. 0. 0. 0. 0. 0. 0. 0. 0. 0. 0. 0. 0. 0. 0. 0. 0. 0. 0. 0. 0. 0. 0. 0. 0. ] [1. 1. 1. 1. 1. 1. 1. 1. 1. 1. 1. 1. 1. 1. 1. 0.95 0.95 0.95 0.95 0.95 0.95 0.95 0.95 0.95 0.95 0.95 0.95 0.95 0.95 0.95] [0. 0. 0. 0. 0. 0. 0. 0. 0. 0. 0. 0. 0. 0. 0. 0. 0. 0. 0. 0. 0. 0. 0. 0. 0. 0. 0. 0. 0. 0. ] [0. 0. 0. 0. 0. 0. 0. 0. 0. 0. 0. 0. 0. 0. 0. 0. 0. 0. 0. 0. 0. 0. 0. 0. 0. 0. 0. 0. 0. 0. ] [0. 0. 0. 0. 0. 0. 0. 0. 0. 0. 0. 0. 0. 0. 0. 0. 0. 0. 0. 0. 0. 0. 0. 0. 0. 0. 0. 0. 0. 0. ] [0. 0. 0. 0. 0. 0. 0. 0. 0. 0. 0. 0. 0. 0. 0. 0. 0. 0. 0. 0. 0. 0. 0. 0. 0. 0. 0. 0. 0. 0. ] [0. 0. 0. 0. 0. 0. 0. 0. 0. 0. 0. 0. 0. 0. 0. 0. 0. 0. 0. 0. 0. 0. 0. 0. 0. 0. 0. 0. 0. 0. ] [0. 0. 0. 0. 0. 0. 0. 0. 0. 0. 0. 0. 0. 0. 0. 0. 0. 0. 0. 0. 0. 0. 0. 0. 0. 0. 0. 0. 0. 0. ]] | 2D array of the non-dimensional end point defined along the outer profile of a layer. The TE suction side is 0, the TE pressure side is 1. The first dimension represents each layer, the second dimension represents each entry along blade span.
blade.internal_structure_2d_fem.layer_side | output | n/a | ['', '', 'suction', 'pressure', 'suction', 'pressure', '', '', '', '', '', '', '', '', '', '', '', '', '', ''] | 1D array setting whether the layer is on the suction or pressure side. This entry is only used if definition_layer is equal to 1 or 2.
blade.internal_structure_2d_fem.definition_web | output | n/a | [1. 1.] | 1D array of flags identifying how webs are specified in the yaml. 1) offset+rotation=twist 2) offset+rotation
blade.internal_structure_2d_fem.definition_layer | output | n/a | [ 9. 9. 2. 2. 2. 2. 5. 7. 8. 6. 6. 6. 6. 9. 10. 10. 10. 10. 10. 10.] | 1D array of flags identifying how layers are specified in the yaml. 1) all around (skin, paint, ) 2) offset+rotation twist+width (spar caps) 3) offset+user defined rotation+width 4) midpoint TE+width (TE reinf) 5) midpoint LE+width (LE reinf) 6) layer position fixed to other layer (core fillers) 7) start and width 8) end and width 9) start and end nd 10) web layer
blade.internal_structure_2d_fem.index_layer_start | output | n/a | [0. 0. 0. 0. 0. 0. 0. 0. 0. 7. 2. 6. 3. 0. 0. 0. 0. 0. 0. 0.] | Index used to fix a layer to another
blade.internal_structure_2d_fem.index_layer_end | output | n/a | [0. 0. 0. 0. 0. 0. 0. 0. 0. 2. 6. 3. 8. 0. 0. 0. 0. 0. 0. 0.] | Index used to fix a layer to another
blade.interp_airfoils.af_position | input |  | [0. 0.02 0.18 0.29632121 0.4824137 0.76458948 0.87235063 1. ] | 1D array of the non dimensional positions of the airfoils af_used defined along blade span.
blade.interp_airfoils.ac | input |  | [0.5 0.316 0.316 0.282 0.266 0.265 0.228] | 1D array of the aerodynamic centers of each airfoil.
blade.interp_airfoils.r_thick_discrete | input |  | [1. 0.5 0.36 0.301 0.241 0.211 0.18 ] | 1D array of the relative thicknesses of each airfoil.
blade.interp_airfoils.aoa | input | rad | [-3.14159265 -3.08923278 -3.0368729 -2.98451302 -2.93215314 -2.87979327 -2.82743339 -2.77507351 -2.72271363 -2.67035376 -2.61799388 -2.565634 -2.51327412 -2.46091425 -2.40855437 -2.35619449 -2.30383461 -2.25147474 -2.19911486 -2.14675498 -2.0943951 -2.04203522 -1.98967535 -1.93731547 -1.88495559 -1.83259571 -1.78023584 -1.72787596 -1.67551608 -1.6231562 -1.57079633 -1.51843645 -1.46607657 -1.41371669 -1.36135682 -1.30899694 -1.25663706 -1.20427718 -1.15191731 -1.09955743 -1.04719755 -0.99483767 -0.9424778 -0.89011792 -0.83775804 -0.78539816 -0.73303829 -0.68067841 -0.62831853 -0.57595865 -0.52359878 -0.51302102 -0.50244327 -0.49186552 -0.48128776 -0.47071001 -0.46013226 -0.4495545 -0.43897675 -0.428399 -0.41782125 -0.40724349 -0.39666574 -0.38608799 -0.37551023 -0.36493248 -0.35435473 -0.34377697 -0.33319922 -0.32262147 -0.31204371 -0.30146596 -0.29088821 -0.28031046 -0.2697327 -0.25915495 -0.2485772 -0.23799944 -0.22742169 -0.21684394 -0.20626618 -0.19568843 -0.18511068 -0.17453293 -0.16395517 -0.15337742 -0.14279967 -0.13222191 -0.12164416 -0.11106641 -0.10048865 -0.0899109 -0.07933315 -0.06875539 -0.05817764 -0.04759989 -0.03702214 -0.02644438 -0.01586663 -0.00528888 0.00528888 0.01586663 0.02644438 0.03702214 0.04759989 0.05817764 0.06875539 0.07933315 0.0899109 0.10048865 0.11106641 0.12164416 0.13222191 0.14279967 0.15337742 0.16395517 0.17453293 0.18511068 0.19568843 0.20626618 0.21684394 0.22742169 0.23799944 0.2485772 0.25915495 0.2697327 0.28031046 0.29088821 0.30146596 0.31204371 0.32262147 0.33319922 0.34377697 0.35435473 0.36493248 0.37551023 0.38608799 0.39666574 0.40724349 0.41782125 0.428399 0.43897675 0.4495545 0.46013226 0.47071001 0.48128776 0.49186552 0.50244327 0.51302102 0.52359878 0.57595865 0.62831853 0.68067841 0.73303829 0.78539816 0.83775804 0.89011792 0.9424778 0.99483767 1.04719755 1.09955743 1.15191731 1.20427718 1.25663706 1.30899694 1.36135682 1.41371669 1.46607657 1.51843645 1.57079633 1.6231562 1.67551608 1.72787596 1.78023584 1.83259571 1.88495559 1.93731547 1.98967535 2.04203522 2.0943951 2.14675498 2.19911486 2.25147474 2.30383461 2.35619449 2.40855437 2.46091425 2.51327412 2.565634 2.61799388 2.67035376 2.72271363 2.77507351 2.82743339 2.87979327 2.93215314 2.98451302 3.0368729 3.08923278 3.14159265] | 1D array of the angles of attack used to define the polars of the airfoils. All airfoils defined in openmdao share this grid.
blade.interp_airfoils.cl | input |  | [[[[ 0.00000000e+00] [ 0.00000000e+00] [ 0.00000000e+00] [ 0.00000000e+00] [ 0.00000000e+00]] [[ 0.00000000e+00] [ 0.00000000e+00] [ 0.00000000e+00] [ 0.00000000e+00] [ 0.00000000e+00]] [[ 0.00000000e+00] [ 0.00000000e+00] [ 0.00000000e+00] [ 0.00000000e+00] [ 0.00000000e+00]] ... [[ 0.00000000e+00] [ 0.00000000e+00] [ 0.00000000e+00] [ 0.00000000e+00] [ 0.00000000e+00]] [[ 0.00000000e+00] [ 0.00000000e+00] [ 0.00000000e+00] [ 0.00000000e+00] [ 0.00000000e+00]] [[ 0.00000000e+00] [ 0.00000000e+00] [ 0.00000000e+00] [ 0.00000000e+00] [ 0.00000000e+00]]] [[[ 0.00000000e+00] [ 0.00000000e+00] [ 0.00000000e+00] [ 0.00000000e+00] [ 0.00000000e+00]] [[ 1.22100448e-01] [ 1.22100448e-01] [ 1.22100448e-01] [ 1.22100448e-01] [ 1.22100448e-01]] [[ 2.44200897e-01] [ 2.44200897e-01] [ 2.44200897e-01] [ 2.44200897e-01] [ 2.44200897e-01]] ... [[-2.44200897e-01] [-2.44200897e-01] [-2.44200897e-01] [-2.44200897e-01] [-2.44200897e-01]] [[-1.22100448e-01] [-1.22100448e-01] [-1.22100448e-01] [-1.22100448e-01] [-1.22100448e-01]] [[-1.34424078e-17] [-1.34424078e-17] [-1.34424078e-17] [-1.34424078e-17] [-1.34424078e-17]]] [[[ 0.00000000e+00] [ 0.00000000e+00] [ 0.00000000e+00] [ 0.00000000e+00] [ 0.00000000e+00]] [[ 1.57528665e-01] [ 1.63580197e-01] [ 1.64098095e-01] [ 1.63901955e-01] [ 1.64630025e-01]] [[ 3.15057330e-01] [ 3.27160395e-01] [ 3.28196190e-01] [ 3.27803910e-01] [ 3.29260050e-01]] ... [[-3.15057330e-01] [-3.27160395e-01] [-3.28196190e-01] [-3.27803910e-01] [-3.29260050e-01]] [[-1.57528665e-01] [-1.63580197e-01] [-1.64098095e-01] [-1.63901955e-01] [-1.64630025e-01]] [[ 0.00000000e+00] [ 2.64361049e-18] [ 2.80518940e-18] [ 0.00000000e+00] [ 1.10725984e-17]]] ... [[[ 0.00000000e+00] [ 0.00000000e+00] [ 0.00000000e+00] [ 0.00000000e+00] [ 0.00000000e+00]] [[ 1.81712160e-01] [ 1.89787656e-01] [ 1.91505405e-01] [ 1.95913725e-01] [ 2.00357430e-01]] [[ 3.63424320e-01] [ 3.79575312e-01] [ 3.83010810e-01] [ 3.91827450e-01] [ 4.00714860e-01]] ... [[-3.63424320e-01] [-3.79575312e-01] [-3.83010810e-01] [-3.91827450e-01] [-4.00714860e-01]] [[-1.81712160e-01] [-1.89787656e-01] [-1.91505405e-01] [-1.95913725e-01] [-2.00357430e-01]] [[-1.10725984e-17] [-8.80138702e-19] [ 0.00000000e+00] [ 0.00000000e+00] [ 0.00000000e+00]]] [[[ 0.00000000e+00] [ 0.00000000e+00] [ 0.00000000e+00] [ 0.00000000e+00] [ 0.00000000e+00]] [[ 1.74256425e-01] [ 1.77577080e-01] [ 1.78876950e-01] [ 1.85995005e-01] [ 1.89664125e-01]] [[ 3.48512850e-01] [ 3.55154161e-01] [ 3.57753900e-01] [ 3.71990010e-01] [ 3.79328250e-01]] ... [[-3.48512850e-01] [-3.55154161e-01] [-3.57753900e-01] [-3.71990010e-01] [-3.79328250e-01]] [[-1.74256425e-01] [-1.77577080e-01] [-1.78876950e-01] [-1.85995005e-01] [-1.89664125e-01]] [[ 0.00000000e+00] [ 0.00000000e+00] [ 0.00000000e+00] [ 1.10725984e-17] [ 0.00000000e+00]]] [[[ 0.00000000e+00] [ 0.00000000e+00] [ 0.00000000e+00] [ 0.00000000e+00] [ 0.00000000e+00]] [[ 2.02449660e-01] [ 2.09583515e-01] [ 2.11419915e-01] [ 2.17381080e-01] [ 2.21043270e-01]] [[ 4.04899320e-01] [ 4.19167029e-01] [ 4.22839830e-01] [ 4.34762160e-01] [ 4.42086540e-01]] ... [[-4.04899320e-01] [-4.19167029e-01] [-4.22839830e-01] [-4.34762160e-01] [-4.42086540e-01]] [[-2.02449660e-01] [-2.09583515e-01] [-2.11419915e-01] [-2.17381080e-01] [-2.21043270e-01]] [[-2.80518940e-18] [-1.05413865e-18] [ 0.00000000e+00] [ 1.38777878e-17] [-1.38777878e-17]]]] | 4D array with the lift coefficients of the airfoils. Dimension 0 is along the different airfoils defined in the yaml, dimension 1 is along the angles of attack, dimension 2 is along the Reynolds number, dimension 3 is along the number of tabs, which may describe multiple sets at the same station, for example in presence of a flap.
blade.interp_airfoils.cd | input |  | [[[[0.5 ] [0.5 ] [0.5 ] [0.5 ] [0.5 ]] [[0.5 ] [0.5 ] [0.5 ] [0.5 ] [0.5 ]] [[0.5 ] [0.5 ] [0.5 ] [0.5 ] [0.5 ]] ... [[0.5 ] [0.5 ] [0.5 ] [0.5 ] [0.5 ]] [[0.5 ] [0.5 ] [0.5 ] [0.5 ] [0.5 ]] [[0.5 ] [0.5 ] [0.5 ] [0.5 ] [0.5 ]]] [[[0.001] [0.001] [0.001] [0.001] [0.001]] [[0.001] [0.001] [0.001] [0.001] [0.001]] [[0.001] [0.001] [0.001] [0.001] [0.001]] ... [[0.001] [0.001] [0.001] [0.001] [0.001]] [[0.001] [0.001] [0.001] [0.001] [0.001]] [[0.001] [0.001] [0.001] [0.001] [0.001]]] [[[0.001] [0.001] [0.001] [0.001] [0.001]] [[0.001] [0.001] [0.001] [0.001] [0.001]] [[0.001] [0.001] [0.001] [0.001] [0.001]] ... [[0.001] [0.001] [0.001] [0.001] [0.001]] [[0.001] [0.001] [0.001] [0.001] [0.001]] [[0.001] [0.001] [0.001] [0.001] [0.001]]] ... [[[0.001] [0.001] [0.001] [0.001] [0.001]] [[0.001] [0.001] [0.001] [0.001] [0.001]] [[0.001] [0.001] [0.001] [0.001] [0.001]] ... [[0.001] [0.001] [0.001] [0.001] [0.001]] [[0.001] [0.001] [0.001] [0.001] [0.001]] [[0.001] [0.001] [0.001] [0.001] [0.001]]] [[[0.001] [0.001] [0.001] [0.001] [0.001]] [[0.001] [0.001] [0.001] [0.001] [0.001]] [[0.001] [0.001] [0.001] [0.001] [0.001]] ... [[0.001] [0.001] [0.001] [0.001] [0.001]] [[0.001] [0.001] [0.001] [0.001] [0.001]] [[0.001] [0.001] [0.001] [0.001] [0.001]]] [[[0.001] [0.001] [0.001] [0.001] [0.001]] [[0.001] [0.001] [0.001] [0.001] [0.001]] [[0.001] [0.001] [0.001] [0.001] [0.001]] ... [[0.001] [0.001] [0.001] [0.001] [0.001]] [[0.001] [0.001] [0.001] [0.001] [0.001]] [[0.001] [0.001] [0.001] [0.001] [0.001]]]] | 4D array with the drag coefficients of the airfoils. Dimension 0 is along the different airfoils defined in the yaml, dimension 1 is along the angles of attack, dimension 2 is along the Reynolds number, dimension 3 is along the number of tabs, which may describe multiple sets at the same station, for example in presence of a flap.
blade.interp_airfoils.cm | input |  | [[[[ 0.00000000e+00] [ 0.00000000e+00] [ 0.00000000e+00] [ 0.00000000e+00] [ 0.00000000e+00]] [[ 0.00000000e+00] [ 0.00000000e+00] [ 0.00000000e+00] [ 0.00000000e+00] [ 0.00000000e+00]] [[ 0.00000000e+00] [ 0.00000000e+00] [ 0.00000000e+00] [ 0.00000000e+00] [ 0.00000000e+00]] ... [[ 0.00000000e+00] [ 0.00000000e+00] [ 0.00000000e+00] [ 0.00000000e+00] [ 0.00000000e+00]] [[ 0.00000000e+00] [ 0.00000000e+00] [ 0.00000000e+00] [ 0.00000000e+00] [ 0.00000000e+00]] [[ 0.00000000e+00] [ 0.00000000e+00] [ 0.00000000e+00] [ 0.00000000e+00] [ 0.00000000e+00]]] [[[ 0.00000000e+00] [ 0.00000000e+00] [ 0.00000000e+00] [ 0.00000000e+00] [ 0.00000000e+00]] [[ 1.43186712e-01] [ 1.43186712e-01] [ 1.43186712e-01] [ 1.43186712e-01] [ 1.43186712e-01]] [[ 2.67081814e-01] [ 2.67081814e-01] [ 2.67081814e-01] [ 2.67081814e-01] [ 2.67081814e-01]] ... [[-3.58076394e-01] [-3.58076394e-01] [-3.58076394e-01] [-3.58076394e-01] [-3.58076394e-01]] [[-1.95896639e-01] [-1.95896639e-01] [-1.95896639e-01] [-1.95896639e-01] [-1.95896639e-01]] [[ 0.00000000e+00] [ 0.00000000e+00] [ 0.00000000e+00] [ 0.00000000e+00] [ 0.00000000e+00]]] [[[ 0.00000000e+00] [ 0.00000000e+00] [ 0.00000000e+00] [ 0.00000000e+00] [ 0.00000000e+00]] [[ 1.20000000e-01] [ 1.20000000e-01] [ 1.20000000e-01] [ 1.20000000e-01] [ 1.20000000e-01]] [[ 2.40000000e-01] [ 2.40000000e-01] [ 2.40000000e-01] [ 2.40000000e-01] [ 2.40000000e-01]] ... [[-3.00000000e-01] [-3.00000000e-01] [-3.00000000e-01] [-3.00000000e-01] [-3.00000000e-01]] [[-1.50000000e-01] [-1.50000000e-01] [-1.50000000e-01] [-1.50000000e-01] [-1.50000000e-01]] [[-1.92606959e-18] [-1.92606959e-18] [-1.92606959e-18] [-1.92606959e-18] [-1.92606959e-18]]] ... [[[ 0.00000000e+00] [ 0.00000000e+00] [ 0.00000000e+00] [ 0.00000000e+00] [ 0.00000000e+00]] [[ 1.20000000e-01] [ 1.20000000e-01] [ 1.20000000e-01] [ 1.20000000e-01] [ 1.20000000e-01]] [[ 2.40000000e-01] [ 2.40000000e-01] [ 2.40000000e-01] [ 2.40000000e-01] [ 2.40000000e-01]] ... [[-3.00000000e-01] [-3.00000000e-01] [-3.00000000e-01] [-3.00000000e-01] [-3.00000000e-01]] [[-1.50000000e-01] [-1.50000000e-01] [-1.50000000e-01] [-1.50000000e-01] [-1.50000000e-01]] [[-1.92606959e-18] [-1.92606959e-18] [-1.92606959e-18] [-1.92606959e-18] [-1.92606959e-18]]] [[[ 0.00000000e+00] [ 0.00000000e+00] [ 0.00000000e+00] [ 0.00000000e+00] [ 0.00000000e+00]] [[ 1.20000000e-01] [ 1.20000000e-01] [ 1.20000000e-01] [ 1.20000000e-01] [ 1.20000000e-01]] [[ 2.40000000e-01] [ 2.40000000e-01] [ 2.40000000e-01] [ 2.40000000e-01] [ 2.40000000e-01]] ... [[-3.00000000e-01] [-3.00000000e-01] [-3.00000000e-01] [-3.00000000e-01] [-3.00000000e-01]] [[-1.50000000e-01] [-1.50000000e-01] [-1.50000000e-01] [-1.50000000e-01] [-1.50000000e-01]] [[-1.92606959e-18] [-1.92606959e-18] [-1.92606959e-18] [-1.92606959e-18] [-1.92606959e-18]]] [[[ 0.00000000e+00] [ 0.00000000e+00] [ 0.00000000e+00] [ 0.00000000e+00] [ 0.00000000e+00]] [[ 1.20000000e-01] [ 1.20000000e-01] [ 1.20000000e-01] [ 1.20000000e-01] [ 1.20000000e-01]] [[ 2.40000000e-01] [ 2.40000000e-01] [ 2.40000000e-01] [ 2.40000000e-01] [ 2.40000000e-01]] ... [[-3.00000000e-01] [-3.00000000e-01] [-3.00000000e-01] [-3.00000000e-01] [-3.00000000e-01]] [[-1.50000000e-01] [-1.50000000e-01] [-1.50000000e-01] [-1.50000000e-01] [-1.50000000e-01]] [[-1.92606959e-18] [-1.92606959e-18] [-1.92606959e-18] [-1.92606959e-18] [-1.92606959e-18]]]] | 4D array with the moment coefficients of the airfoils. Dimension 0 is along the different airfoils defined in the yaml, dimension 1 is along the angles of attack, dimension 2 is along the Reynolds number, dimension 3 is along the number of tabs, which may describe multiple sets at the same station, for example in presence of a flap.
blade.interp_airfoils.coord_xy | input |  | [[[ 1.00000000e+00 0.00000000e+00] [ 9.99429684e-01 -2.22597407e-02] [ 9.98063018e-01 -4.44580349e-02] ... [ 9.98120489e-01 4.38394581e-02] [ 9.99443038e-01 2.19496514e-02] [ 1.00000000e+00 -3.99929253e-18]] [[ 1.00000000e+00 -9.70000080e-03] [ 9.72814821e-01 -1.34271661e-02] [ 9.46027311e-01 -1.93111175e-02] ... [ 9.53709610e-01 3.92185257e-02] [ 9.77051006e-01 2.52011977e-02] [ 1.00000000e+00 1.05000009e-02]] [[ 1.00000000e+00 -7.00000069e-04] [ 9.74085396e-01 -2.58383565e-03] [ 9.48123482e-01 -3.51119300e-03] ... [ 9.50802168e-01 2.72787770e-02] [ 9.75412980e-01 2.01917140e-02] [ 1.00000000e+00 1.29800013e-02]] ... [[ 1.00000000e+00 4.25000005e-03] [ 9.82343459e-01 -7.44795812e-04] [ 9.57832160e-01 2.09748789e-03] ... [ 9.52346202e-01 1.38691659e-02] [ 9.76159823e-01 9.05592971e-03] [ 1.00000000e+00 4.25000005e-03]] [[ 1.00000000e+00 9.40000193e-04] [ 9.76796386e-01 1.78959118e-03] [ 9.52789587e-01 3.69235436e-03] ... [ 9.52386679e-01 9.04801677e-03] [ 9.76167957e-01 4.91788955e-03] [ 1.00000000e+00 9.40000193e-04]] [[ 1.00000001e+00 0.00000000e+00] [ 9.76685172e-01 3.75162959e-03] [ 9.53182649e-01 5.77797312e-03] ... [ 9.52998468e-01 1.22858505e-02] [ 9.76506126e-01 6.21827841e-03] [ 1.00000001e+00 2.13114815e-20]]] | 3D array of the x and y airfoil coordinates of the n_af airfoils.
blade.interp_airfoils.name | input | n/a | ['circular', 'SNL-FFA-W3-500', 'FFA-W3-360', 'FFA-W3-301', 'FFA-W3-241', 'FFA-W3-211', 'NACA63-618'] | 1D array of names of airfoils.
blade.outer_shape_bem.s_default | output |  | [0. 0.03448276 0.06896552 0.10344828 0.13793103 0.17241379 0.20689655 0.24137931 0.27586207 0.31034483 0.34482759 0.37931034 0.4137931 0.44827586 0.48275862 0.51724138 0.55172414 0.5862069 0.62068966 0.65517241 0.7 0.72413793 0.75862069 0.79310345 0.82758621 0.86206897 0.89655172 0.93103448 0.96551724 1. ] | 1D array of the non-dimensional spanwise grid defined along blade axis (0-blade root, 1-blade tip)
blade.outer_shape_bem.chord_yaml | output | m | [4.5 4.51653455 4.59255455 4.72026865 4.75 4.75 4.75 4.75 4.75 4.75 4.75 4.7 4.64 4.48 4.30815493 4.07109567 3.83078655 3.59377787 3.3535724 3.10972681 2.79010443 2.61780457 2.37255549 2.12536608 1.87360817 1.6133977 1.34551447 1.07050448 0.78813172 0.5 ] | 1D array of the chord values defined along blade span.
blade.outer_shape_bem.twist_yaml | output | rad | [ 0.3491 0.32625117 0.30085553 0.27319561 0.24355395 0.2057759 0.15761451 0.11369865 0.08888556 0.08740227 0.08747036 0.08755246 0.08760935 0.08649735 0.08026523 0.07090719 0.06112253 0.05334186 0.04683973 0.04037517 0.03044013 0.02356245 0.0096627 -0.00714598 -0.02406408 -0.03833817 -0.05056212 -0.06194147 -0.07234987 -0.08166095] | 1D array of the twist values defined along blade span. The twist is defined positive for negative rotations around the z axis (the same as in BeamDyn).
blade.outer_shape_bem.r_thick_yaml | output |  | [0. 0. 0. 0. 0. 0. 0. 0. 0. 0. 0. 0. 0. 0. 0. 0. 0. 0. 0. 0. 0. 0. 0. 0. 0. 0. 0. 0. 0. 0.] | 1D array of the relative thickness values defined along blade span.
blade.outer_shape_bem.pitch_axis_yaml | output |  | [0.5 0.49816955 0.48992341 0.47666778 0.47368421 0.47368421 0.47368421 0.47368421 0.47368421 0.47368421 0.47368421 0.46808511 0.4612069 0.44196429 0.43251806 0.42095775 0.41010371 0.40195138 0.39522149 0.39116278 0.39008436 0.39134099 0.39523274 0.40007425 0.40504215 0.41113787 0.41946139 0.43201533 0.45321411 0.5 ] | 1D array of the chordwise position of the pitch axis (0-LE, 1-TE), defined along blade span.
blade.outer_shape_bem.ref_axis_yaml | output | m | [[ 0.00000000e+00 0.00000000e+00 0.00000000e+00] [ 1.45896086e-02 0.00000000e+00 3.44814717e+00] [ 5.22230768e-02 0.00000000e+00 6.89629433e+00] [ 1.08141891e-01 0.00000000e+00 1.03444415e+01] [ 1.74250500e-01 0.00000000e+00 1.37925887e+01] [ 2.41136773e-01 0.00000000e+00 1.72407358e+01] [ 3.00085581e-01 0.00000000e+00 2.06888830e+01] [ 3.42651213e-01 0.00000000e+00 2.41370302e+01] [ 3.59821072e-01 0.00000000e+00 2.75851773e+01] [ 3.47586472e-01 0.00000000e+00 3.10333245e+01] [ 3.14508104e-01 0.00000000e+00 3.44814717e+01] [ 2.66858145e-01 0.00000000e+00 3.79296188e+01] [ 2.10870490e-01 0.00000000e+00 4.13777660e+01] [ 1.40477297e-01 0.00000000e+00 4.48259132e+01] [ 3.80470534e-02 0.00000000e+00 4.82740603e+01] [-9.07529186e-02 0.00000000e+00 5.17222075e+01] [-2.35123811e-01 0.00000000e+00 5.51703547e+01] [-3.94137332e-01 0.00000000e+00 5.86185018e+01] [-5.85777112e-01 0.00000000e+00 6.20666490e+01] [-8.05291806e-01 0.00000000e+00 6.55147962e+01] [-1.11555530e+00 0.00000000e+00 6.99973875e+01] [-1.29121723e+00 0.00000000e+00 7.24110905e+01] [-1.56372970e+00 0.00000000e+00 7.58592376e+01] [-1.85903588e+00 0.00000000e+00 7.93073848e+01] [-2.17067421e+00 0.00000000e+00 8.27555320e+01] [-2.49837779e+00 0.00000000e+00 8.62036791e+01] [-2.84335536e+00 0.00000000e+00 8.96518263e+01] [-3.20952152e+00 0.00000000e+00 9.30999735e+01] [-3.59684443e+00 0.00000000e+00 9.65481206e+01] [-4.00000000e+00 0.00000000e+00 9.99962678e+01]] | 2D array of the coordinates (x,y,z) of the blade reference axis, defined along blade span. The coordinate system is the one of BeamDyn: it is placed at blade root with x pointing the suction side of the blade, y pointing the trailing edge and z along the blade span. A standard configuration will have negative x values (prebend), if swept positive y values, and positive z values.
blade.outer_shape_bem.span_end | input |  | [] | 1D array of the positions along blade span where something (a DAC device?) starts and we want a grid point. Only values between 0 and 1 are meaningful.
blade.outer_shape_bem.span_ext | input |  | [] | 1D array of the extensions along blade span where something (a DAC device?) lives and we want a grid point. Only values between 0 and 1 are meaningful.
blade.pa.s_opt_twist | input |  | [0. 0.03448276 0.06896552 0.10344828 0.13793103 0.17241379 0.20689655 0.24137931 0.27586207 0.31034483 0.34482759 0.37931034 0.4137931 0.44827586 0.48275862 0.51724138 0.55172414 0.5862069 0.62068966 0.65517241 0.68965517 0.72413793 0.75862069 0.79310345 0.82758621 0.86206897 0.89655172 0.93103448 0.96551724 1. ] | 1D array of the non-dimensional spanwise grid defined along blade axis to optimize the blade twist angle
blade.pa.twist_opt | input | rad | [ 0.3491 0.32625117 0.30085553 0.27319561 0.24355395 0.2057759 0.15761451 0.11369865 0.08888556 0.08740227 0.08747036 0.08755246 0.08760935 0.08649735 0.08026523 0.07090719 0.06112253 0.05334186 0.04683973 0.04037517 0.03298558 0.02356245 0.0096627 -0.00714598 -0.02406408 -0.03833817 -0.05056212 -0.06194147 -0.07234987 -0.08166095] | 1D array of the twist angle being optimized at the n_opt locations.
blade.pa.s_opt_chord | input |  | [0. 0.03448276 0.06896552 0.10344828 0.13793103 0.17241379 0.20689655 0.24137931 0.27586207 0.31034483 0.34482759 0.37931034 0.4137931 0.44827586 0.48275862 0.51724138 0.55172414 0.5862069 0.62068966 0.65517241 0.68965517 0.72413793 0.75862069 0.79310345 0.82758621 0.86206897 0.89655172 0.93103448 0.96551724 1. ] | 1D array of the non-dimensional spanwise grid defined along blade axis to optimize the blade chord
blade.pa.chord_opt | input | m | [4.5 4.51653455 4.59255455 4.72026865 4.75 4.75 4.75 4.75 4.75 4.75 4.75 4.7 4.64 4.48 4.30815493 4.07109567 3.83078655 3.59377787 3.3535724 3.10972681 2.86394905 2.61780457 2.37255549 2.12536608 1.87360817 1.6133977 1.34551447 1.07050448 0.78813172 0.5 ] | 1D array of the chord being optimized at the n_opt locations.
blade.ps.layer_thickness_original | input | m | [[ 1.00000000e-03 1.00000000e-03 1.00000000e-03 1.00000000e-03 1.00000000e-03 1.00000000e-03 1.00000000e-03 1.00000000e-03 1.00000000e-03 1.00000000e-03 1.00000000e-03 1.00000000e-03 1.00000000e-03 1.00000000e-03 1.00000000e-03 1.00000000e-03 1.00000000e-03 1.00000000e-03 1.00000000e-03 1.00000000e-03 1.00000000e-03 1.00000000e-03 1.00000000e-03 1.00000000e-03 1.00000000e-03 1.00000000e-03 1.00000000e-03 1.00000000e-03 1.00000000e-03 1.00000000e-03] [ 4.10000000e-02 3.30000000e-02 2.60000000e-02 2.00000000e-02 1.50000000e-02 1.10000000e-02 8.28454072e-03 6.51243402e-03 5.36207752e-03 4.70247504e-03 4.40263040e-03 4.33154742e-03 4.35822991e-03 4.35168169e-03 4.30702965e-03 4.21940069e-03 4.08392168e-03 3.89571952e-03 3.64992111e-03 3.34165333e-03 2.86491152e-03 2.57935592e-03 2.14614940e-03 1.69211977e-03 1.22767857e-03 1.00000000e-03 1.00000000e-03 1.00000000e-03 1.00000000e-03 1.00000000e-03] [ 0.00000000e+00 1.03638639e-02 1.80212345e-02 2.53616596e-02 3.20681938e-02 3.78238917e-02 4.23118077e-02 4.52149966e-02 4.62165127e-02 4.56952678e-02 4.40301733e-02 4.16001409e-02 3.87840821e-02 3.59609085e-02 3.35095318e-02 3.13580743e-02 2.94346583e-02 2.76674064e-02 2.59844408e-02 2.43138839e-02 2.20549123e-02 2.08042751e-02 1.89850461e-02 1.71360827e-02 1.52672963e-02 1.33885984e-02 1.15099005e-02 9.63120264e-03 7.75250477e-03 5.87380689e-03] [ 0.00000000e+00 1.24780597e-02 1.76115740e-02 2.27450883e-02 2.76641755e-02 3.21544085e-02 3.60013601e-02 3.89906033e-02 4.09077110e-02 4.15382560e-02 4.11017265e-02 3.98176106e-02 3.79053964e-02 3.55845720e-02 3.30746256e-02 3.05950453e-02 2.81565527e-02 2.57698696e-02 2.34457177e-02 2.11948185e-02 1.83968865e-02 1.69556653e-02 1.49623503e-02 1.30321660e-02 1.11493299e-02 9.29805909e-03 7.46257101e-03 5.62708293e-03 3.79159485e-03 1.95610677e-03] [ 0.00000000e+00 0.00000000e+00 0.00000000e+00 0.00000000e+00 0.00000000e+00 0.00000000e+00 0.00000000e+00 0.00000000e+00 0.00000000e+00 0.00000000e+00 0.00000000e+00 0.00000000e+00 0.00000000e+00 0.00000000e+00 0.00000000e+00 0.00000000e+00 0.00000000e+00 0.00000000e+00 0.00000000e+00 1.00000000e-03 5.00000000e-02 1.00000000e-03 -8.13151629e-20 0.00000000e+00 0.00000000e+00 0.00000000e+00 0.00000000e+00 0.00000000e+00 0.00000000e+00 0.00000000e+00] [ 0.00000000e+00 0.00000000e+00 0.00000000e+00 0.00000000e+00 0.00000000e+00 0.00000000e+00 0.00000000e+00 0.00000000e+00 0.00000000e+00 0.00000000e+00 0.00000000e+00 0.00000000e+00 0.00000000e+00 0.00000000e+00 0.00000000e+00 0.00000000e+00 0.00000000e+00 0.00000000e+00 0.00000000e+00 1.00000000e-03 5.00000000e-02 1.00000000e-03 -8.13151629e-20 0.00000000e+00 0.00000000e+00 0.00000000e+00 0.00000000e+00 0.00000000e+00 0.00000000e+00 0.00000000e+00] [ 0.00000000e+00 0.00000000e+00 6.65003373e-03 8.14812366e-03 9.64621359e-03 1.11443035e-02 1.26025620e-02 1.39811575e-02 1.52402586e-02 1.63400338e-02 1.72406517e-02 1.79022807e-02 1.83276090e-02 1.85193246e-02 1.84801155e-02 1.82126698e-02 1.77196757e-02 1.70038210e-02 1.61057826e-02 1.50662370e-02 1.35708454e-02 1.27253309e-02 1.15053236e-02 1.03065158e-02 9.12537420e-03 7.95836553e-03 6.80195656e-03 5.65261407e-03 4.50680481e-03 3.36099555e-03] [ 0.00000000e+00 0.00000000e+00 2.33432275e-02 2.51480648e-02 2.69529021e-02 2.87577394e-02 3.05625767e-02 3.23674140e-02 3.39953792e-02 3.52696003e-02 3.60132052e-02 3.60493218e-02 3.52010780e-02 3.32916017e-02 3.05938669e-02 2.73808473e-02 2.39255169e-02 2.05008494e-02 1.73798187e-02 1.48353987e-02 1.22323494e-02 1.10919834e-02 9.70078471e-03 8.50178952e-03 7.39889612e-03 6.29600271e-03 5.19310930e-03 4.09021589e-03 2.98732248e-03 -2.16840434e-19] [ 0.00000000e+00 0.00000000e+00 2.33432275e-02 2.51480648e-02 2.69529021e-02 2.87577394e-02 3.05625767e-02 3.23674140e-02 3.39953792e-02 3.52696003e-02 3.60132052e-02 3.60493218e-02 3.52010780e-02 3.32916017e-02 3.05938669e-02 2.73808473e-02 2.39255169e-02 2.05008494e-02 1.73798187e-02 1.48353987e-02 1.22323494e-02 1.10919834e-02 9.70078471e-03 8.50178952e-03 7.39889612e-03 6.29600271e-03 5.19310930e-03 4.09021589e-03 2.98732248e-03 -2.16840434e-19] [ 0.00000000e+00 0.00000000e+00 1.86402175e-02 2.29043857e-02 2.71685539e-02 3.12820798e-02 3.50943212e-02 3.84546359e-02 4.12123815e-02 4.32169158e-02 4.43175966e-02 4.46317757e-02 4.42768050e-02 4.33700364e-02 4.20288217e-02 4.03705128e-02 3.85124616e-02 3.64638788e-02 3.42339751e-02 3.18319613e-02 2.84675254e-02 2.65484460e-02 2.36853660e-02 2.07018877e-02 1.76220907e-02 1.44700547e-02 1.12698594e-02 8.04558436e-03 4.82130936e-03 1.59703436e-03] [ 0.00000000e+00 0.00000000e+00 1.06783227e-02 1.30277497e-02 1.53771767e-02 1.77266036e-02 2.00760306e-02 2.23436643e-02 2.44477114e-02 2.63063787e-02 2.78378729e-02 2.89604006e-02 2.95921686e-02 2.97916789e-02 2.96174332e-02 2.91279335e-02 2.83816816e-02 2.74371794e-02 2.63529289e-02 2.51106409e-02 2.32295708e-02 2.20787956e-02 2.02526601e-02 1.81953304e-02 1.58885175e-02 1.33738018e-02 1.06927639e-02 7.88698432e-03 4.99804368e-03 2.06752250e-03] [ 0.00000000e+00 0.00000000e+00 1.17141324e-02 1.47649473e-02 1.78157623e-02 2.08665773e-02 2.39173922e-02 2.69682072e-02 3.00190222e-02 3.29529872e-02 3.56532524e-02 3.80029677e-02 3.98852833e-02 4.11833493e-02 4.17803156e-02 4.17273646e-02 4.10756783e-02 3.98764390e-02 3.81808288e-02 3.60400301e-02 3.26797937e-02 3.06420809e-02 2.75162660e-02 2.41934479e-02 2.07392943e-02 1.72194730e-02 1.36996517e-02 1.01798304e-02 6.66000904e-03 3.14018771e-03] [ 0.00000000e+00 0.00000000e+00 3.59873815e-02 4.39773438e-02 5.19673061e-02 5.96302097e-02 6.66389959e-02 7.26666060e-02 7.73859813e-02 8.04700630e-02 8.15917924e-02 8.09966867e-02 7.89302631e-02 7.56380387e-02 7.13655306e-02 6.63582560e-02 6.08617321e-02 5.50357312e-02 4.90400260e-02 4.30343888e-02 3.54771595e-02 3.16324086e-02 2.65556105e-02 2.18699671e-02 1.74972473e-02 1.33592202e-02 9.37765500e-03 5.47432071e-03 1.57098642e-03 1.00000000e-03] [ 4.10000000e-02 3.30000000e-02 2.60000000e-02 2.00000000e-02 1.53156219e-02 1.26140524e-02 1.00892854e-02 7.82972209e-03 5.92376367e-03 4.45981139e-03 3.52626648e-03 3.01625067e-03 2.82288569e-03 2.83929329e-03 2.95859519e-03 3.07391313e-03 3.07836885e-03 2.99303427e-03 2.83898133e-03 2.63728196e-03 2.33877707e-03 2.17523163e-03 1.95702453e-03 1.75179189e-03 1.55693882e-03 1.36987043e-03 1.18799183e-03 1.00870812e-03 1.00000000e-03 1.00000000e-03] [ 0.00000000e+00 0.00000000e+00 0.00000000e+00 2.16422907e-03 2.21016153e-03 2.25609398e-03 2.30202643e-03 2.34795888e-03 2.38578561e-03 2.40740088e-03 2.40469897e-03 2.36957416e-03 2.29392070e-03 2.16963289e-03 2.01292217e-03 1.84000000e-03 1.66707783e-03 1.51036711e-03 1.38607930e-03 1.31042584e-03 1.27397979e-03 1.27259912e-03 1.29421439e-03 1.33204112e-03 1.37797357e-03 1.42390602e-03 1.46983847e-03 1.51577093e-03 1.56170338e-03 1.08420217e-19] [ 0.00000000e+00 0.00000000e+00 0.00000000e+00 3.74890612e-02 3.61172335e-02 3.47454058e-02 3.33630956e-02 3.19598202e-02 3.05250972e-02 2.90484440e-02 2.75193780e-02 2.59274168e-02 2.43374498e-02 2.28143666e-02 2.14230569e-02 2.02284101e-02 1.92953159e-02 1.86886639e-02 1.83467902e-02 1.82080313e-02 2.00000000e-02 2.00000000e-02 2.00000000e-02 2.00000000e-02 2.00000000e-02 2.00000000e-02 2.00000000e-02 2.00000000e-02 2.00000000e-02 5.20417043e-18] [ 0.00000000e+00 0.00000000e+00 0.00000000e+00 2.07236417e-03 2.11829662e-03 2.16422907e-03 2.21016153e-03 2.25609398e-03 2.30202643e-03 2.34795888e-03 2.38578561e-03 2.40740088e-03 2.40469897e-03 2.36957416e-03 2.29392070e-03 2.16963289e-03 2.01292217e-03 1.84000000e-03 1.66707783e-03 1.51036711e-03 1.35893442e-03 1.31042584e-03 1.27530103e-03 1.27259912e-03 1.29421439e-03 1.33204112e-03 1.37797357e-03 1.42390602e-03 1.46983847e-03 1.08420217e-19] [ 0.00000000e+00 0.00000000e+00 0.00000000e+00 2.51759997e-03 2.44512991e-03 2.37265986e-03 2.30018980e-03 2.22771975e-03 2.15449048e-03 2.07974278e-03 2.00271744e-03 1.92265525e-03 1.83879698e-03 1.75038343e-03 1.66146746e-03 1.57610193e-03 1.49833970e-03 1.43223365e-03 1.38183663e-03 1.35120150e-03 1.33654766e-03 1.33604234e-03 1.34493101e-03 1.36040697e-03 1.37917659e-03 1.39794620e-03 1.41671582e-03 1.43548543e-03 1.45425505e-03 2.16840434e-19] [ 0.00000000e+00 0.00000000e+00 0.00000000e+00 3.77066146e-02 3.63461220e-02 3.49856293e-02 3.36139152e-02 3.22197581e-02 3.07919366e-02 2.93192293e-02 2.77904146e-02 2.61942712e-02 2.45955568e-02 2.30590296e-02 2.16494473e-02 2.04315680e-02 2.00000000e-02 2.00000000e-02 2.00000000e-02 2.00000000e-02 2.00000000e-02 2.00000000e-02 2.00000000e-02 2.00000000e-02 2.00000000e-02 2.00000000e-02 2.00000000e-02 2.00000000e-02 2.00000000e-02 5.20417043e-18] [ 0.00000000e+00 0.00000000e+00 0.00000000e+00 2.66254008e-03 2.59007002e-03 2.51759997e-03 2.44512991e-03 2.37265986e-03 2.30018980e-03 2.22771975e-03 2.15449048e-03 2.07974278e-03 2.00271744e-03 1.92265525e-03 1.83879698e-03 1.75038343e-03 1.66146746e-03 1.57610193e-03 1.49833970e-03 1.43223365e-03 1.37083839e-03 1.35120150e-03 1.33703462e-03 1.33604234e-03 1.34493101e-03 1.36040697e-03 1.37917659e-03 1.39794620e-03 1.41671582e-03 3.25260652e-19]] | 2D array of the thickness of the layers of the blade structure. The first dimension represents each layer, the second dimension represents each entry along blade span.
blade.ps.s_opt_layer_0 | input |  | [0. 0.03448276 0.06896552 0.10344828 0.13793103 0.17241379 0.20689655 0.24137931 0.27586207 0.31034483 0.34482759 0.37931034 0.4137931 0.44827586 0.48275862 0.51724138 0.55172414 0.5862069 0.62068966 0.65517241 0.68965517 0.72413793 0.75862069 0.79310345 0.82758621 0.86206897 0.89655172 0.93103448 0.96551724 1. ]
blade.ps.layer_0_opt | input | m | [0.001 0.001 0.001 0.001 0.001 0.001 0.001 0.001 0.001 0.001 0.001 0.001 0.001 0.001 0.001 0.001 0.001 0.001 0.001 0.001 0.001 0.001 0.001 0.001 0.001 0.001 0.001 0.001 0.001 0.001]
blade.ps.s_opt_layer_1 | input |  | [0. 0.03448276 0.06896552 0.10344828 0.13793103 0.17241379 0.20689655 0.24137931 0.27586207 0.31034483 0.34482759 0.37931034 0.4137931 0.44827586 0.48275862 0.51724138 0.55172414 0.5862069 0.62068966 0.65517241 0.68965517 0.72413793 0.75862069 0.79310345 0.82758621 0.86206897 0.89655172 0.93103448 0.96551724 1. ]
blade.ps.layer_1_opt | input | m | [0.041 0.033 0.026 0.02 0.015 0.011 0.00828454 0.00651243 0.00536208 0.00470248 0.00440263 0.00433155 0.00435823 0.00435168 0.00430703 0.0042194 0.00408392 0.00389572 0.00364992 0.00334165 0.00298133 0.00257936 0.00214615 0.00169212 0.00122768 0.001 0.001 0.001 0.001 0.001 ]
blade.ps.s_opt_layer_2 | input |  | [0. 0.33333333 0.66666667 1. ]
blade.ps.layer_2_opt | input | m | [0. 0.04469581 0.0237435 0.00587381]
blade.ps.s_opt_layer_3 | input |  | [0. 0.33333333 0.66666667 1. ]
blade.ps.layer_3_opt | input | m | [0. 0.04131143 0.02046282 0.00195611]
blade.ps.s_opt_layer_4 | input |  | [0. 0.03448276 0.06896552 0.10344828 0.13793103 0.17241379 0.20689655 0.24137931 0.27586207 0.31034483 0.34482759 0.37931034 0.4137931 0.44827586 0.48275862 0.51724138 0.55172414 0.5862069 0.62068966 0.65517241 0.68965517 0.72413793 0.75862069 0.79310345 0.82758621 0.86206897 0.89655172 0.93103448 0.96551724 1. ]
blade.ps.layer_4_opt | input | m | [ 0.00000000e+00 0.00000000e+00 0.00000000e+00 0.00000000e+00 0.00000000e+00 0.00000000e+00 0.00000000e+00 0.00000000e+00 0.00000000e+00 0.00000000e+00 0.00000000e+00 0.00000000e+00 0.00000000e+00 0.00000000e+00 0.00000000e+00 0.00000000e+00 0.00000000e+00 0.00000000e+00 0.00000000e+00 1.00000000e-03 4.34756148e-02 1.00000000e-03 -8.13151629e-20 0.00000000e+00 0.00000000e+00 0.00000000e+00 0.00000000e+00 0.00000000e+00 0.00000000e+00 0.00000000e+00]
blade.ps.s_opt_layer_5 | input |  | [0. 0.03448276 0.06896552 0.10344828 0.13793103 0.17241379 0.20689655 0.24137931 0.27586207 0.31034483 0.34482759 0.37931034 0.4137931 0.44827586 0.48275862 0.51724138 0.55172414 0.5862069 0.62068966 0.65517241 0.68965517 0.72413793 0.75862069 0.79310345 0.82758621 0.86206897 0.89655172 0.93103448 0.96551724 1. ]
blade.ps.layer_5_opt | input | m | [ 0.00000000e+00 0.00000000e+00 0.00000000e+00 0.00000000e+00 0.00000000e+00 0.00000000e+00 0.00000000e+00 0.00000000e+00 0.00000000e+00 0.00000000e+00 0.00000000e+00 0.00000000e+00 0.00000000e+00 0.00000000e+00 0.00000000e+00 0.00000000e+00 0.00000000e+00 0.00000000e+00 0.00000000e+00 1.00000000e-03 4.34756148e-02 1.00000000e-03 -8.13151629e-20 0.00000000e+00 0.00000000e+00 0.00000000e+00 0.00000000e+00 0.00000000e+00 0.00000000e+00 0.00000000e+00]
blade.ps.s_opt_layer_6 | input |  | [0. 0.03448276 0.06896552 0.10344828 0.13793103 0.17241379 0.20689655 0.24137931 0.27586207 0.31034483 0.34482759 0.37931034 0.4137931 0.44827586 0.48275862 0.51724138 0.55172414 0.5862069 0.62068966 0.65517241 0.68965517 0.72413793 0.75862069 0.79310345 0.82758621 0.86206897 0.89655172 0.93103448 0.96551724 1. ]
blade.ps.layer_6_opt | input | m | [0. 0. 0.00665003 0.00814812 0.00964621 0.0111443 0.01260256 0.01398116 0.01524026 0.01634003 0.01724065 0.01790228 0.01832761 0.01851932 0.01848012 0.01821267 0.01771968 0.01700382 0.01610578 0.01506624 0.01392586 0.01272533 0.01150532 0.01030652 0.00912537 0.00795837 0.00680196 0.00565261 0.0045068 0.003361 ]
blade.ps.s_opt_layer_7 | input |  | [0. 0.03448276 0.06896552 0.10344828 0.13793103 0.17241379 0.20689655 0.24137931 0.27586207 0.31034483 0.34482759 0.37931034 0.4137931 0.44827586 0.48275862 0.51724138 0.55172414 0.5862069 0.62068966 0.65517241 0.68965517 0.72413793 0.75862069 0.79310345 0.82758621 0.86206897 0.89655172 0.93103448 0.96551724 1. ]
blade.ps.layer_7_opt | input | m | [ 0.00000000e+00 0.00000000e+00 2.33432275e-02 2.51480648e-02 2.69529021e-02 2.87577394e-02 3.05625767e-02 3.23674140e-02 3.39953792e-02 3.52696003e-02 3.60132052e-02 3.60493218e-02 3.52010780e-02 3.32916017e-02 3.05938669e-02 2.73808473e-02 2.39255169e-02 2.05008494e-02 1.73798187e-02 1.48353987e-02 1.27714875e-02 1.10919834e-02 9.70078471e-03 8.50178952e-03 7.39889612e-03 6.29600271e-03 5.19310930e-03 4.09021589e-03 2.98732248e-03 -2.16840434e-19]
blade.ps.s_opt_layer_8 | input |  | [0. 0.03448276 0.06896552 0.10344828 0.13793103 0.17241379 0.20689655 0.24137931 0.27586207 0.31034483 0.34482759 0.37931034 0.4137931 0.44827586 0.48275862 0.51724138 0.55172414 0.5862069 0.62068966 0.65517241 0.68965517 0.72413793 0.75862069 0.79310345 0.82758621 0.86206897 0.89655172 0.93103448 0.96551724 1. ]
blade.ps.layer_8_opt | input | m | [ 0.00000000e+00 0.00000000e+00 2.33432275e-02 2.51480648e-02 2.69529021e-02 2.87577394e-02 3.05625767e-02 3.23674140e-02 3.39953792e-02 3.52696003e-02 3.60132052e-02 3.60493218e-02 3.52010780e-02 3.32916017e-02 3.05938669e-02 2.73808473e-02 2.39255169e-02 2.05008494e-02 1.73798187e-02 1.48353987e-02 1.27714875e-02 1.10919834e-02 9.70078471e-03 8.50178952e-03 7.39889612e-03 6.29600271e-03 5.19310930e-03 4.09021589e-03 2.98732248e-03 -2.16840434e-19]
blade.ps.s_opt_layer_9 | input |  | [0. 0.03448276 0.06896552 0.10344828 0.13793103 0.17241379 0.20689655 0.24137931 0.27586207 0.31034483 0.34482759 0.37931034 0.4137931 0.44827586 0.48275862 0.51724138 0.55172414 0.5862069 0.62068966 0.65517241 0.68965517 0.72413793 0.75862069 0.79310345 0.82758621 0.86206897 0.89655172 0.93103448 0.96551724 1. ]
blade.ps.layer_9_opt | input | m | [0. 0. 0.01864022 0.02290439 0.02716855 0.03128208 0.03509432 0.03845464 0.04121238 0.04321692 0.0443176 0.04463178 0.04427681 0.04337004 0.04202882 0.04037051 0.03851246 0.03646388 0.03423398 0.03183196 0.02926705 0.02654845 0.02368537 0.02070189 0.01762209 0.01447005 0.01126986 0.00804558 0.00482131 0.00159703]
blade.ps.s_opt_layer_10 | input |  | [0. 0.03448276 0.06896552 0.10344828 0.13793103 0.17241379 0.20689655 0.24137931 0.27586207 0.31034483 0.34482759 0.37931034 0.4137931 0.44827586 0.48275862 0.51724138 0.55172414 0.5862069 0.62068966 0.65517241 0.68965517 0.72413793 0.75862069 0.79310345 0.82758621 0.86206897 0.89655172 0.93103448 0.96551724 1. ]
blade.ps.layer_10_opt | input | m | [0. 0. 0.01067832 0.01302775 0.01537718 0.0177266 0.02007603 0.02234366 0.02444771 0.02630638 0.02783787 0.0289604 0.02959217 0.02979168 0.02961743 0.02912793 0.02838168 0.02743718 0.02635293 0.02511064 0.02369203 0.0220788 0.02025266 0.01819533 0.01588852 0.0133738 0.01069276 0.00788698 0.00499804 0.00206752]
blade.ps.s_opt_layer_11 | input |  | [0. 0.03448276 0.06896552 0.10344828 0.13793103 0.17241379 0.20689655 0.24137931 0.27586207 0.31034483 0.34482759 0.37931034 0.4137931 0.44827586 0.48275862 0.51724138 0.55172414 0.5862069 0.62068966 0.65517241 0.68965517 0.72413793 0.75862069 0.79310345 0.82758621 0.86206897 0.89655172 0.93103448 0.96551724 1. ]
blade.ps.layer_11_opt | input | m | [0. 0. 0.01171413 0.01476495 0.01781576 0.02086658 0.02391739 0.02696821 0.03001902 0.03295299 0.03565325 0.03800297 0.03988528 0.04118335 0.04178032 0.04172736 0.04107568 0.03987644 0.03818083 0.03604003 0.03350522 0.03064208 0.02751627 0.02419345 0.02073929 0.01721947 0.01369965 0.01017983 0.00666001 0.00314019]
blade.ps.s_opt_layer_12 | input |  | [0. 0.03448276 0.06896552 0.10344828 0.13793103 0.17241379 0.20689655 0.24137931 0.27586207 0.31034483 0.34482759 0.37931034 0.4137931 0.44827586 0.48275862 0.51724138 0.55172414 0.5862069 0.62068966 0.65517241 0.68965517 0.72413793 0.75862069 0.79310345 0.82758621 0.86206897 0.89655172 0.93103448 0.96551724 1. ]
blade.ps.layer_12_opt | input | m | [0. 0. 0.03598738 0.04397734 0.05196731 0.05963021 0.066639 0.07266661 0.07738598 0.08047006 0.08159179 0.08099669 0.07893026 0.07563804 0.07136553 0.06635826 0.06086173 0.05503573 0.04904003 0.04303439 0.03717859 0.03163241 0.02655561 0.02186997 0.01749725 0.01335922 0.00937765 0.00547432 0.00157099 0.001 ]
blade.ps.s_opt_layer_13 | input |  | [0. 0.03448276 0.06896552 0.10344828 0.13793103 0.17241379 0.20689655 0.24137931 0.27586207 0.31034483 0.34482759 0.37931034 0.4137931 0.44827586 0.48275862 0.51724138 0.55172414 0.5862069 0.62068966 0.65517241 0.68965517 0.72413793 0.75862069 0.79310345 0.82758621 0.86206897 0.89655172 0.93103448 0.96551724 1. ]
blade.ps.layer_13_opt | input | m | [0.041 0.033 0.026 0.02 0.01531562 0.01261405 0.01008929 0.00782972 0.00592376 0.00445981 0.00352627 0.00301625 0.00282289 0.00283929 0.0029586 0.00307391 0.00307837 0.00299303 0.00283898 0.00263728 0.00240901 0.00217523 0.00195702 0.00175179 0.00155694 0.00136987 0.00118799 0.00100871 0.001 0.001 ]
blade.ps.s_opt_layer_14 | input |  | [0. 0.03448276 0.06896552 0.10344828 0.13793103 0.17241379 0.20689655 0.24137931 0.27586207 0.31034483 0.34482759 0.37931034 0.4137931 0.44827586 0.48275862 0.51724138 0.55172414 0.5862069 0.62068966 0.65517241 0.68965517 0.72413793 0.75862069 0.79310345 0.82758621 0.86206897 0.89655172 0.93103448 0.96551724 1. ]
blade.ps.layer_14_opt | input | m | [0.00000000e+00 0.00000000e+00 0.00000000e+00 2.16422907e-03 2.21016153e-03 2.25609398e-03 2.30202643e-03 2.34795888e-03 2.38578561e-03 2.40740088e-03 2.40469897e-03 2.36957416e-03 2.29392070e-03 2.16963289e-03 2.01292217e-03 1.84000000e-03 1.66707783e-03 1.51036711e-03 1.38607930e-03 1.31042584e-03 1.27530103e-03 1.27259912e-03 1.29421439e-03 1.33204112e-03 1.37797357e-03 1.42390602e-03 1.46983847e-03 1.51577093e-03 1.56170338e-03 1.08420217e-19]
blade.ps.s_opt_layer_15 | input |  | [0. 0.03448276 0.06896552 0.10344828 0.13793103 0.17241379 0.20689655 0.24137931 0.27586207 0.31034483 0.34482759 0.37931034 0.4137931 0.44827586 0.48275862 0.51724138 0.55172414 0.5862069 0.62068966 0.65517241 0.68965517 0.72413793 0.75862069 0.79310345 0.82758621 0.86206897 0.89655172 0.93103448 0.96551724 1. ]
blade.ps.layer_15_opt | input | m | [0.00000000e+00 0.00000000e+00 0.00000000e+00 3.74890612e-02 3.61172335e-02 3.47454058e-02 3.33630956e-02 3.19598202e-02 3.05250972e-02 2.90484440e-02 2.75193780e-02 2.59274168e-02 2.43374498e-02 2.28143666e-02 2.14230569e-02 2.02284101e-02 1.92953159e-02 1.86886639e-02 1.83467902e-02 1.82080313e-02 2.00000000e-02 2.00000000e-02 2.00000000e-02 2.00000000e-02 2.00000000e-02 2.00000000e-02 2.00000000e-02 2.00000000e-02 2.00000000e-02 5.20417043e-18]
blade.ps.s_opt_layer_16 | input |  | [0. 0.03448276 0.06896552 0.10344828 0.13793103 0.17241379 0.20689655 0.24137931 0.27586207 0.31034483 0.34482759 0.37931034 0.4137931 0.44827586 0.48275862 0.51724138 0.55172414 0.5862069 0.62068966 0.65517241 0.68965517 0.72413793 0.75862069 0.79310345 0.82758621 0.86206897 0.89655172 0.93103448 0.96551724 1. ]
blade.ps.layer_16_opt | input | m | [0.00000000e+00 0.00000000e+00 0.00000000e+00 2.07236417e-03 2.11829662e-03 2.16422907e-03 2.21016153e-03 2.25609398e-03 2.30202643e-03 2.34795888e-03 2.38578561e-03 2.40740088e-03 2.40469897e-03 2.36957416e-03 2.29392070e-03 2.16963289e-03 2.01292217e-03 1.84000000e-03 1.66707783e-03 1.51036711e-03 1.38607930e-03 1.31042584e-03 1.27530103e-03 1.27259912e-03 1.29421439e-03 1.33204112e-03 1.37797357e-03 1.42390602e-03 1.46983847e-03 1.08420217e-19]
blade.ps.s_opt_layer_17 | input |  | [0. 0.03448276 0.06896552 0.10344828 0.13793103 0.17241379 0.20689655 0.24137931 0.27586207 0.31034483 0.34482759 0.37931034 0.4137931 0.44827586 0.48275862 0.51724138 0.55172414 0.5862069 0.62068966 0.65517241 0.68965517 0.72413793 0.75862069 0.79310345 0.82758621 0.86206897 0.89655172 0.93103448 0.96551724 1. ]
blade.ps.layer_17_opt | input | m | [0.00000000e+00 0.00000000e+00 0.00000000e+00 2.51759997e-03 2.44512991e-03 2.37265986e-03 2.30018980e-03 2.22771975e-03 2.15449048e-03 2.07974278e-03 2.00271744e-03 1.92265525e-03 1.83879698e-03 1.75038343e-03 1.66146746e-03 1.57610193e-03 1.49833970e-03 1.43223365e-03 1.38183663e-03 1.35120150e-03 1.33703462e-03 1.33604234e-03 1.34493101e-03 1.36040697e-03 1.37917659e-03 1.39794620e-03 1.41671582e-03 1.43548543e-03 1.45425505e-03 2.16840434e-19]
blade.ps.s_opt_layer_18 | input |  | [0. 0.03448276 0.06896552 0.10344828 0.13793103 0.17241379 0.20689655 0.24137931 0.27586207 0.31034483 0.34482759 0.37931034 0.4137931 0.44827586 0.48275862 0.51724138 0.55172414 0.5862069 0.62068966 0.65517241 0.68965517 0.72413793 0.75862069 0.79310345 0.82758621 0.86206897 0.89655172 0.93103448 0.96551724 1. ]
blade.ps.layer_18_opt | input | m | [0.00000000e+00 0.00000000e+00 0.00000000e+00 3.77066146e-02 3.63461220e-02 3.49856293e-02 3.36139152e-02 3.22197581e-02 3.07919366e-02 2.93192293e-02 2.77904146e-02 2.61942712e-02 2.45955568e-02 2.30590296e-02 2.16494473e-02 2.04315680e-02 2.00000000e-02 2.00000000e-02 2.00000000e-02 2.00000000e-02 2.00000000e-02 2.00000000e-02 2.00000000e-02 2.00000000e-02 2.00000000e-02 2.00000000e-02 2.00000000e-02 2.00000000e-02 2.00000000e-02 5.20417043e-18]
blade.ps.s_opt_layer_19 | input |  | [0. 0.03448276 0.06896552 0.10344828 0.13793103 0.17241379 0.20689655 0.24137931 0.27586207 0.31034483 0.34482759 0.37931034 0.4137931 0.44827586 0.48275862 0.51724138 0.55172414 0.5862069 0.62068966 0.65517241 0.68965517 0.72413793 0.75862069 0.79310345 0.82758621 0.86206897 0.89655172 0.93103448 0.96551724 1. ]
blade.ps.layer_19_opt | input | m | [0.00000000e+00 0.00000000e+00 0.00000000e+00 2.66254008e-03 2.59007002e-03 2.51759997e-03 2.44512991e-03 2.37265986e-03 2.30018980e-03 2.22771975e-03 2.15449048e-03 2.07974278e-03 2.00271744e-03 1.92265525e-03 1.83879698e-03 1.75038343e-03 1.66146746e-03 1.57610193e-03 1.49833970e-03 1.43223365e-03 1.38183663e-03 1.35120150e-03 1.33703462e-03 1.33604234e-03 1.34493101e-03 1.36040697e-03 1.37917659e-03 1.39794620e-03 1.41671582e-03 3.25260652e-19]
high_level_tower_props.tower_ref_axis_user | input | m | [[ 0. 0. 0. ] [ 0. 0. 13.7] [ 0. 0. 27.4] [ 0. 0. 41.1] [ 0. 0. 54.8] [ 0. 0. 68.5] [ 0. 0. 82.2] [ 0. 0. 95.9] [ 0. 0. 109.6] [ 0. 0. 123.3] [ 0. 0. 137. ]] | 2D array of the coordinates (x,y,z) of the tower reference axis. The coordinate system is the global coordinate system of OpenFAST: it is placed at tower base with x pointing downwind, y pointing on the side and z pointing vertically upwards. A standard tower configuration will have zero x and y values and positive z values.
high_level_tower_props.distance_tt_hub | input | m | [3.] | Vertical distance from tower top to hub center.
high_level_tower_props.hub_height_user | input | m | [140.] | Height of the hub specified by the user.
hub.diameter | output | m | [6.]
materials.rho_fiber | output | kg/m**3 | [ 0. 0. 2535.5 1800. 2535.5 2535.5 0. 0. 0. 0. ] | 1D array of the density of the fibers of the materials.
materials.rho | output | kg/m**3 | [1235. 1100. 1940. 1600. 1940. 1940. 130. 1150. 7800. 7800.] | 1D array of the density of the materials. For composites, this is the density of the laminate.
materials.rho_area_dry | output | kg/m**2 | [0. 0. 7.22716222 6.23076923 1.44543244 1.44543244 0. 0. 0. 0. ] | 1D array of the dry aerial density of the composite fabrics. Non-composite materials are kept at 0.
materials.ply_t_from_yaml | output | m | [0.0005 0.001 0.005 0.005 0.001 0.001 0. 0. 0. 0. ] | 1D array of the ply thicknesses of the materials. Non-composite materials are kept at 0.
materials.fvf_from_yaml | output |  | [0. 0. 0.57 0.69230769 0.57 0.57 0. 0. 0. 0. ] | 1D array of the non-dimensional fiber volume fraction of the composite materials. Non-composite materials are kept at 0.
materials.fwf_from_yaml | output |  | [0. 0. 0.74506827 0.77884615 0.74506827 0.74506827 0. 0. 0. 0. ] | 1D array of the non-dimensional fiber weight- fraction of the composite materials. Non-composite materials are kept at 0.
materials.name | output | n/a | ['Gelcoat', 'Adhesive', 'glass_uni', 'carbon_uni_industry_baseline', 'glass_biax', 'glass_triax', 'medium_density_foam', 'resin', 'steel', 'joint_insert'] | 1D array of names of materials.
materials.component_id | output | n/a | [ 0. -1. 5. 4. 3. 2. 1. -1. -1. -1.] | 1D array of flags to set whether a material is used in a blade: 0 - coating, 1 - sandwich filler , 2 - shell skin, 3 - shear webs, 4 - spar caps, 5 - TE/LE reinf.
drivese.bear1.D_bearing | input | m | [0.]
drivese.bear1.D_shaft | input | m | [0.577]
drivese.bear1.bearing_type | input | n/a | CARB
drivese.bear2.D_bearing | input | m | [0.]
drivese.bear2.D_shaft | input | m | [0.577]
drivese.bear2.bearing_type | input | n/a | SRB
drivese.tilt | input | deg | [4.]
drivese.D_top | input | m | [5.53032592]
drivese.bedplate_flange_width | input | m | [1.]
drivese.bedplate_flange_thickness | input | m | [0.05]
drivese.bedplate_web_thickness | input | m | [0.05]
drivese.stator_deflection_allowable | input | m | [0.0001]
drivese.stator_angle_allowable | input | rad | [0.001]
drivese.upwind | input | n/a | TRUE
drivese.brake_mass_user | input | kg | [0.]
drivese.s_rotor | input | m | [0.]
drivese.gear_ratio | input |  | [96.76]
drivese.damping_ratio | input |  | [0.005]
drivese.machine_rating | input | kW | [5000.]
drivese.converter_mass_user | input | kg | [0.]
drivese.transformer_mass_user | input | kg | [0.]
drivese.gearbox_mass_user | input | kg | [0.]
drivese.gearbox_torque_density | input | N*m/kg | [200.]
drivese.gearbox_radius_user | input | m | [0.]
drivese.gearbox_length_user | input | m | [0.]
drivese.gear_configuration | input | n/a | eep
drivese.planet_numbers | input | n/a | [3, 3, 1]
drivese.L_generator | input | m | [2.]
drivese.generator_mass_user | input | kg | [0.]
drivese.generator_radius_user | input | m | [0.]
drivese.generator_efficiency_user | input |  | [[0. 0.95 ] [0.05263158 0.95 ] [0.10526316 0.95 ] [0.15789474 0.95 ] [0.21052632 0.95 ] [0.26315789 0.95 ] [0.31578947 0.95 ] [0.36842105 0.95 ] [0.42105263 0.95 ] [0.47368421 0.95 ] [0.52631579 0.95 ] [0.57894737 0.95 ] [0.63157895 0.95 ] [0.68421053 0.95 ] [0.73684211 0.95 ] [0.78947368 0.95 ] [0.84210526 0.95 ] [0.89473684 0.95 ] [0.94736842 0.95 ] [1. 0.95 ]]
drivese.hss_diameter | input | m | [0.288 0.288]
drivese.hss_wall_thickness | input | m | [0.144 0.144]
drivese.flange_t2shell_t | input |  | [4.]
drivese.flange_OD2hub_D | input |  | [0.5]
drivese.flange_ID2flange_OD | input |  | [0.8]
drivese.hub_stress_concentration | input |  | [2.5]
drivese.hub_diameter | input | m | [6.]
drivese.hub_in2out_circ | input |  | [1.2]
drivese.hub_shell.n_blades | input | n/a | 3
drivese.stop_time | input | s | [5.]
drivese.pitch_system_scaling_factor | input |  | [0.54]
drivese.n_blades | input | n/a | 3
drivese.clearance_hub_spinner | input | m | [0.75]
drivese.spin_hole_incr | input |  | [1.2]
drivese.n_front_brackets | input | n/a | 3
drivese.n_rear_brackets | input | n/a | 3
drivese.L_12 | input | m | [0.368]
drivese.L_h1 | input | m | [1.912]
drivese.overhang | input | m | [7.]
drivese.drive_height | input | m | [3.]
drivese.lss_diameter | input | m | [0.577 0.577]
drivese.lss_wall_thickness | input | m | [0.288 0.288]
drivese.L_hss | input | m | [1.5]
drivese.shaft_deflection_allowable | input | m | [0.0001]
drivese.shaft_angle_allowable | input | rad | [0.001]
drivese.E_mat | input | Pa | [[3.44000e+09 3.44000e+09 3.44000e+09] [4.56000e+06 4.56000e+06 4.56000e+06] [4.37000e+10 1.65000e+10 1.54500e+10] [1.57599e+11 9.10000e+09 9.10000e+09] [1.10231e+10 1.10231e+10 1.60477e+10] [2.82114e+10 1.62388e+10 1.58355e+10] [1.42500e+08 1.42500e+08 1.42500e+08] [1.00000e+06 1.00000e+06 1.00000e+06] [2.00000e+11 2.00000e+11 2.00000e+11] [2.10000e+11 2.10000e+11 2.10000e+11]]
drivese.G_mat | input | Pa | [[1.32300e+09 1.32300e+09 1.32300e+09] [1.45000e+06 1.45000e+06 1.45000e+06] [3.26500e+09 3.49500e+09 3.48000e+09] [4.13100e+09 4.13100e+09 2.68900e+09] [1.32314e+10 3.48748e+09 3.48748e+09] [8.24822e+09 3.49124e+09 3.49124e+09] [5.40000e+10 5.40000e+10 5.40000e+10] [3.12500e+05 3.12500e+05 3.12500e+05] [7.93000e+10 7.93000e+10 7.93000e+10] [8.39000e+10 8.39000e+10 8.39000e+10]]
drivese.Xt_mat | input | Pa | [[0.0000e+00 0.0000e+00 0.0000e+00] [6.1510e+07 6.1510e+07 6.1510e+07] [6.4023e+08 3.8100e+07 0.0000e+00] [1.2852e+09 3.8100e+07 0.0000e+00] [4.6210e+07 4.6210e+07 4.6210e+07] [4.3563e+08 7.6440e+07 0.0000e+00] [2.0830e+06 2.0830e+06 2.0830e+06] [0.0000e+00 0.0000e+00 0.0000e+00] [4.5000e+08 4.5000e+08 4.5000e+08] [1.7900e+09 1.7900e+09 1.7900e+09]]
drivese.Xy_mat | input | Pa | [0.00e+00 0.00e+00 0.00e+00 0.00e+00 0.00e+00 0.00e+00 0.00e+00 0.00e+00 3.45e+08 1.65e+09]
drivese.wohler_exp_mat | input |  | [ 1. 1. 10. 16.1 10. 10. 1. 1. 3. 1. ]
drivese.wohler_A_mat | input |  | [0.00000000e+00 6.53600000e+07 6.40230000e+08 1.28520000e+09 7.06900000e+07 4.35630000e+08 2.08300000e+06 0.00000000e+00 3.55346484e+10 1.79000000e+09]
drivese.rho_mat | input | kg/m**3 | [1235. 1100. 1940. 1600. 1940. 1940. 130. 1150. 7800. 7800.]
drivese.unit_cost_mat | input | USD/kg | [ 7.23 7.23 1.87 20.08 3. 2.86 13. 3.63 0.7 2. ]
drivese.material_names | input | n/a | ['Gelcoat', 'Adhesive', 'glass_uni', 'carbon_uni_industry_baseline', 'glass_biax', 'glass_triax', 'medium_density_foam', 'resin', 'steel', 'joint_insert']
drivese.lss_material | input | n/a | steel
drivese.hss_material | input | n/a | steel
drivese.hub_material | input | n/a | steel
drivese.spinner_material | input | n/a | glass_biax
drivese.bedplate_material | input | n/a | steel
drivese.hvac_mass_coeff | input | kg/kW/m | [0.08]
drivese.nose_mass | input | kg | [0.]
drivese.nose_cm | input | m | [0.]
drivese.nose_I | input | kg*m**2 | [0. 0. 0.]
drivese.x_bedplate | input | m | [0. 0. 0. 0. 0. 0. 0. 0. 0. 0. 0. 0.]
drivese.uptower | input | n/a | TRUE
drivese.minimum_rpm | input | rpm | [0.]
rotorse.rc_in.layer_web | input |  | [0. 0. 0. 0. 0. 0. 0. 0. 0. 0. 0. 0. 0. 0. 1. 1. 1. 2. 2. 2.] | 1D array of the web id the layer is associated to. If the layer is on the outer profile, this entry can simply stay equal to 0.
rotorse.rc_in.rho | input | kg/m**3 | [1235. 1100. 1940. 1600. 1940. 1940. 130. 1150. 7800. 7800.] | 1D array of the density of the materials. For composites, this is the density of the laminate.
rotorse.rc_in.unit_cost | input | USD/kg | [ 7.23 7.23 1.87 20.08 3. 2.86 13. 3.63 0.7 2. ] | 1D array of the unit costs of the materials.
rotorse.rc_in.waste | input |  | [0.25 0.25 0.05 0.05 0.15 0.15 0.2 0. 0. 0. ] | 1D array of the non-dimensional waste fraction of the materials.
rotorse.rc_in.rho_fiber | input | kg/m**3 | [ 0. 0. 2535.5 1800. 2535.5 2535.5 0. 0. 0. 0. ] | 1D array of the density of the fibers of the materials.
rotorse.rc_in.roll_mass | input | kg | [ 0. 0. 0. 0. 181.4368 181.4368 0. 0. 0. 0. ] | 1D array of the roll mass of the composite fabrics. Non-composite materials are kept at 0.
rotorse.rc_in.flange_adhesive_squeezed | input |  | [0.2] | Extra width of the adhesive once squeezed
rotorse.rc_in.flange_thick | input | m | [0.008] | Average thickness of adhesive
rotorse.rc_in.flange_width | input | m | [0.05] | Average width of adhesive lines
rotorse.rc_in.t_bolt_unit_cost | input | USD | [25.] | Cost of one t-bolt
rotorse.rc_in.t_bolt_unit_mass | input | kg | [2.5] | Mass of one t-bolt
rotorse.rc_in.t_bolt_spacing | input | m | [0.15] | Spacing of t-bolts along blade root circumference
rotorse.rc_in.barrel_nut_unit_cost | input | USD | [12.] | Cost of one barrel nut
rotorse.rc_in.barrel_nut_unit_mass | input | kg | [1.9] | Mass of one barrel nut
rotorse.rc_in.LPS_unit_mass | input | kg/m | [1.] | Unit mass of the lightining protection system. Linear scaling based on the weight of 150 lbs for the 61.5 m NREL 5MW blade
rotorse.rc_in.LPS_unit_cost | input | USD/m | [40.] | Unit cost of the lightining protection system. Linear scaling based on the cost of 2500$ for the 61.5 m NREL 5MW blade
rotorse.rc_in.root_preform_length | input |  | [0.01] | Percentage of blade length starting from blade root that is preformed and later inserted into the mold
rotorse.rc_in.definition_layer | input | n/a | [ 9. 9. 2. 2. 2. 2. 5. 7. 8. 6. 6. 6. 6. 9. 10. 10. 10. 10. 10. 10.] | 1D array of flags identifying how layers are specified in the yaml. 1) all around (skin, paint, ) 2) offset+rotation twist+width (spar caps) 3) offset+user defined rotation+width 4) midpoint TE+width (TE reinf) 5) midpoint LE+width (LE reinf) 6) layer position fixed to other layer (core fillers) 7) start and width 8) end and width 9) start and end nd 10) web layer
rotorse.rc_in.mat_name | input | n/a | ['Gelcoat', 'Adhesive', 'glass_uni', 'carbon_uni_industry_baseline', 'glass_biax', 'glass_triax', 'medium_density_foam', 'resin', 'steel', 'joint_insert'] | 1D array of names of materials.
rotorse.rc_in.orth | input | n/a | [0. 0. 1. 1. 1. 1. 0. 0. 0. 0.] | 1D array of flags to set whether a material is isotropic (0) or orthtropic (1). Each entry represents a material.
rotorse.rc_in.component_id | input | n/a | [ 0. -1. 5. 4. 3. 2. 1. -1. -1. -1.] | 1D array of flags to set whether a material is used in a blade: 0 - coating, 1 - sandwich filler , 2 - shell skin, 3 - shear webs, 4 - spar caps, 5 - TE/LE reinf.
rotorse.rc_out.layer_web | input |  | [0. 0. 0. 0. 0. 0. 0. 0. 0. 0. 0. 0. 0. 0. 1. 1. 1. 2. 2. 2.] | 1D array of the web id the layer is associated to. If the layer is on the outer profile, this entry can simply stay equal to 0.
rotorse.rc_out.rho | input | kg/m**3 | [1235. 1100. 1940. 1600. 1940. 1940. 130. 1150. 7800. 7800.] | 1D array of the density of the materials. For composites, this is the density of the laminate.
rotorse.rc_out.unit_cost | input | USD/kg | [ 7.23 7.23 1.87 20.08 3. 2.86 13. 3.63 0.7 2. ] | 1D array of the unit costs of the materials.
rotorse.rc_out.waste | input |  | [0.25 0.25 0.05 0.05 0.15 0.15 0.2 0. 0. 0. ] | 1D array of the non-dimensional waste fraction of the materials.
rotorse.rc_out.rho_fiber | input | kg/m**3 | [ 0. 0. 2535.5 1800. 2535.5 2535.5 0. 0. 0. 0. ] | 1D array of the density of the fibers of the materials.
rotorse.rc_out.roll_mass | input | kg | [ 0. 0. 0. 0. 181.4368 181.4368 0. 0. 0. 0. ] | 1D array of the roll mass of the composite fabrics. Non-composite materials are kept at 0.
rotorse.rc_out.flange_adhesive_squeezed | input |  | [0.2] | Extra width of the adhesive once squeezed
rotorse.rc_out.flange_thick | input | m | [0.008] | Average thickness of adhesive
rotorse.rc_out.flange_width | input | m | [0.05] | Average width of adhesive lines
rotorse.rc_out.t_bolt_unit_cost | input | USD | [25.] | Cost of one t-bolt
rotorse.rc_out.t_bolt_unit_mass | input | kg | [2.5] | Mass of one t-bolt
rotorse.rc_out.t_bolt_spacing | input | m | [0.15] | Spacing of t-bolts along blade root circumference
rotorse.rc_out.barrel_nut_unit_cost | input | USD | [12.] | Cost of one barrel nut
rotorse.rc_out.barrel_nut_unit_mass | input | kg | [1.9] | Mass of one barrel nut
rotorse.rc_out.LPS_unit_mass | input | kg/m | [1.] | Unit mass of the lightining protection system. Linear scaling based on the weight of 150 lbs for the 61.5 m NREL 5MW blade
rotorse.rc_out.LPS_unit_cost | input | USD/m | [40.] | Unit cost of the lightining protection system. Linear scaling based on the cost of 2500$ for the 61.5 m NREL 5MW blade
rotorse.rc_out.root_preform_length | input |  | [0.01] | Percentage of blade length starting from blade root that is preformed and later inserted into the mold
rotorse.rc_out.definition_layer | input | n/a | [ 9. 9. 2. 2. 2. 2. 5. 7. 8. 6. 6. 6. 6. 9. 10. 10. 10. 10. 10. 10.] | 1D array of flags identifying how layers are specified in the yaml. 1) all around (skin, paint, ) 2) offset+rotation twist+width (spar caps) 3) offset+user defined rotation+width 4) midpoint TE+width (TE reinf) 5) midpoint LE+width (LE reinf) 6) layer position fixed to other layer (core fillers) 7) start and width 8) end and width 9) start and end nd 10) web layer
rotorse.rc_out.mat_name | input | n/a | ['Gelcoat', 'Adhesive', 'glass_uni', 'carbon_uni_industry_baseline', 'glass_biax', 'glass_triax', 'medium_density_foam', 'resin', 'steel', 'joint_insert'] | 1D array of names of materials.
rotorse.rc_out.orth | input | n/a | [0. 0. 1. 1. 1. 1. 0. 0. 0. 0.] | 1D array of flags to set whether a material is isotropic (0) or orthtropic (1). Each entry represents a material.
rotorse.rc_out.component_id | input | n/a | [ 0. -1. 5. 4. 3. 2. 1. -1. -1. -1.] | 1D array of flags to set whether a material is used in a blade: 0 - coating, 1 - sandwich filler , 2 - shell skin, 3 - shear webs, 4 - spar caps, 5 - TE/LE reinf.
rotorse.rp.aep.lossFactor | input |  | [1.] | multiplicative factor for availability and other losses (soiling, array, etc.)
rotorse.rp.cdf.k | input |  | [2.] | shape or form factor
rotorse.rp.gust.turbulence_class | input | n/a | A | IEC turbulence class
rotorse.rp.v_min | input | m/s | [4.] | cut-in wind speed
rotorse.rp.v_max | input | m/s | [25.] | cut-out wind speed
rotorse.rp.rated_power | input | W | [5000000.] | electrical rated power
rotorse.rp.omega_min | input | rpm | [0.] | minimum allowed rotor rotation speed
rotorse.rp.omega_max | input | rpm | [19.09859317] | maximum allowed rotor rotation speed
rotorse.rp.control_maxTS | input | m/s | [85.] | maximum allowed blade tip speed
rotorse.rp.powercurve.gearbox_efficiency | input |  | [0.95]
rotorse.rp.drivetrainType | input | n/a | constant_eff
rotorse.rs.aero_gust.azimuth_load | input | deg | [0.]
rotorse.rs.aero_hub_loads.nSector | input | n/a | 4
rotorse.rs.bjs.load_factor | input |  | [1.35] | input load multiplier. 1.35 recommended for DLC6.1. [float]
rotorse.rs.bjs.nprf | input |  | [1.2] | bolt proof safety factor. [float]
rotorse.rs.bjs.ny | input |  | [1.2] | bolt yield safety factor. [float]
rotorse.rs.bjs.ns | input |  | [1.2] | bolt shear safety factor. [float]
rotorse.rs.bjs.n0 | input |  | [1.2] | bolt separation safety factor. [float]
rotorse.rs.bjs.nf | input |  | [1.2] | bolt fatigue safety factor. [float]
rotorse.rs.bjs.Sp_bolt | input | Pa | [8.3e+08] | bolt proof strength. [float]
rotorse.rs.bjs.Sy_bolt | input | Pa | [9.4e+08] | bolt yield strength. [float]
rotorse.rs.bjs.Su_bolt | input | Pa | [1.04e+09] | bolt ultimate strength. [float]
rotorse.rs.bjs.Se_bolt | input | Pa | [1.62e+08] | bolt endurance strength. [float]
rotorse.rs.bjs.E_bolt | input | Pa | [2.e+11] | bolt elastic modulus. [float]
rotorse.rs.bjs.d_bolt | input | m | [0.048] | bolt diameter. [float]
rotorse.rs.bjs.L_bolt | input | m | [0.5] | bolt length. [float]
rotorse.rs.bjs.At | input | m**2 | [0.00147] | bolt thread area [float]
rotorse.rs.bjs.m_bolt | input | kg | [8.03] | bolt+washer mass. [float]
rotorse.rs.bjs.rho_mat | input | kg/m**3 | [1235. 1100. 1940. 1600. 1940. 1940. 130. 1150. 7800. 7800.] | list of material densities. [(n_mat) 1D array of str]
rotorse.rs.bjs.Xt_mat | input | Pa | [[0.0000e+00 0.0000e+00 0.0000e+00] [6.1510e+07 6.1510e+07 6.1510e+07] [6.4023e+08 3.8100e+07 0.0000e+00] [1.2852e+09 3.8100e+07 0.0000e+00] [4.6210e+07 4.6210e+07 4.6210e+07] [4.3563e+08 7.6440e+07 0.0000e+00] [2.0830e+06 2.0830e+06 2.0830e+06] [0.0000e+00 0.0000e+00 0.0000e+00] [4.5000e+08 4.5000e+08 4.5000e+08] [1.7900e+09 1.7900e+09 1.7900e+09]] | list of material tensile strengths. [(n_mat x 3) 2D array of float]
rotorse.rs.bjs.Xy_mat | input | Pa | [0.00e+00 0.00e+00 0.00e+00 0.00e+00 0.00e+00 0.00e+00 0.00e+00 0.00e+00 3.45e+08 1.65e+09] | list of material yield strengths. [(n_mat x 3) 1D array of float]
rotorse.rs.bjs.E_mat | input | Pa | [[3.44000e+09 3.44000e+09 3.44000e+09] [4.56000e+06 4.56000e+06 4.56000e+06] [4.37000e+10 1.65000e+10 1.54500e+10] [1.57599e+11 9.10000e+09 9.10000e+09] [1.10231e+10 1.10231e+10 1.60477e+10] [2.82114e+10 1.62388e+10 1.58355e+10] [1.42500e+08 1.42500e+08 1.42500e+08] [1.00000e+06 1.00000e+06 1.00000e+06] [2.00000e+11 2.00000e+11 2.00000e+11] [2.10000e+11 2.10000e+11 2.10000e+11]] | list of material elastic moduli. [(n_mat x 3) list of float]
rotorse.rs.bjs.S_mat | input | Pa | [[0.0000e+00 0.0000e+00 0.0000e+00] [3.6610e+07 3.6610e+07 3.6610e+07] [3.0170e+07 1.8970e+07 6.2100e+06] [3.0170e+07 1.8970e+07 6.2100e+06] [1.2446e+08 1.8970e+07 6.2100e+06] [8.5060e+07 1.8970e+07 6.2100e+06] [1.2500e+06 1.2500e+06 1.2500e+06] [0.0000e+00 0.0000e+00 0.0000e+00] [0.0000e+00 0.0000e+00 0.0000e+00] [0.0000e+00 0.0000e+00 0.0000e+00]]
rotorse.rs.bjs.unit_cost | input | USD/kg | [ 7.23 7.23 1.87 20.08 3. 2.86 13. 3.63 0.7 2. ] | 1D array of the unit costs of the materials.
rotorse.rs.bjs.Se_insert | input | Pa | [3.16e+08] | insert material endurance limit. [float]
rotorse.rs.bjs.mu_joint | input |  | [0.5] | steel insert friction factor. [float]
rotorse.rs.bjs.joint_position | input |  | [0.7] | nondimensionalized joint position along blade
rotorse.rs.bjs.bolt_spacing_dia | input |  | [3.] | joint bolt spacing along sparcap in y. [int]
rotorse.rs.bjs.ply_drop_slope | input |  | [0.125] | required ply drop slope. [float]
rotorse.rs.bjs.t_adhesive | input | m | [0.005] | insert-sparcap adhesive thickness. [float]
rotorse.rs.bjs.t_max | input |  | [0.25] | maximum spar cap thickness per spar cap height. [float]
rotorse.rs.bjs.a | input |  | [0.1965]
rotorse.rs.bjs.b | input |  | [0.]
rotorse.rs.bjs.c | input |  | [0.6448]
rotorse.rs.bjs.itermax | input |  | [20.] | max # calculation iterations. [int]
rotorse.rs.bjs.discrete | input |  | [0.] | whether discrete calculation is allowed. Set to False if in optimization loop. [bool]
rotorse.rs.bjs.joint_nonmaterial_cost | input | USD | [18600.] | Non-material joint cost (mfg, assembly, transportation).
rotorse.rs.bjs.name_mat | input | n/a | ['Gelcoat', 'Adhesive', 'glass_uni', 'carbon_uni_industry_baseline', 'glass_biax', 'glass_triax', 'medium_density_foam', 'resin', 'steel', 'joint_insert'] | list of material names. [(n_mat) list of str]
rotorse.rs.bjs.joint_bolt | input | n/a | M36 | Type of bolt used in joint
rotorse.rs.bjs.reinforcement_layer_ss | input | n/a | joint_reinf_ss | Layer identifier for the reinforcement layer at the join where bolts are inserted, suction side
rotorse.rs.bjs.reinforcement_layer_ps | input | n/a | joint_reinf_ps | Layer identifier for the reinforcement layer at the join where bolts are inserted, pressure side
rotorse.rs.bjs.layer_side | input | n/a | ['', '', 'suction', 'pressure', 'suction', 'pressure', '', '', '', '', '', '', '', '', '', '', '', '', '', ''] | 1D array setting whether the layer is on the suction or pressure side. This entry is only used if definition_layer is equal to 1 or 2.
rotorse.rs.brs.s_f | input |  | [2.5] | Safety factor
rotorse.rs.brs.d_f | input | m | [0.03] | Diameter of the fastener
rotorse.rs.brs.sigma_max | input | Pa | [6.75e+08] | Max stress on bolt
rotorse.rs.constr.max_strainU_spar | input |  | [0.0035] | maximum strain in spar cap suction side
rotorse.rs.constr.max_strainL_spar | input |  | [0.0035] | maximum strain in spar cap pressure side
rotorse.rs.constr.max_strainU_te | input |  | [0.004] | maximum strain in spar cap suction side
rotorse.rs.constr.max_strainL_te | input |  | [0.004] | maximum strain in spar cap pressure side
rotorse.rs.constr.s_opt_spar_cap_ss | input |  | [0. 0.33333333 0.66666667 1. ] | 1D array of the non-dimensional spanwise grid defined along blade axis to optimize the blade spar cap suction side
rotorse.rs.constr.s_opt_spar_cap_ps | input |  | [0. 0.33333333 0.66666667 1. ] | 1D array of the non-dimensional spanwise grid defined along blade axis to optimize the blade spar cap pressure side
rotorse.rs.constr.s_opt_te_ss | input |  | [0. 0.03448276 0.06896552 0.10344828 0.13793103 0.17241379 0.20689655 0.24137931 0.27586207 0.31034483 0.34482759 0.37931034 0.4137931 0.44827586 0.48275862 0.51724138 0.55172414 0.5862069 0.62068966 0.65517241 0.68965517 0.72413793 0.75862069 0.79310345 0.82758621 0.86206897 0.89655172 0.93103448 0.96551724 1. ] | 1D array of the non-dimensional spanwise grid defined along blade axis to optimize the blade trailing edge suction side
rotorse.rs.constr.s_opt_te_ps | input |  | [0. 0.03448276 0.06896552 0.10344828 0.13793103 0.17241379 0.20689655 0.24137931 0.27586207 0.31034483 0.34482759 0.37931034 0.4137931 0.44827586 0.48275862 0.51724138 0.55172414 0.5862069 0.62068966 0.65517241 0.68965517 0.72413793 0.75862069 0.79310345 0.82758621 0.86206897 0.89655172 0.93103448 0.96551724 1. ] | 1D array of the non-dimensional spanwise grid defined along blade axis to optimize the blade trailing edge pressure side
rotorse.rs.constr.blade_number | input | n/a | 3
rotorse.rs.tip_pos.dynamicFactor | input |  | [1.] | a dynamic amplification factor to adjust the static deflection calculation
rotorse.rs.tot_loads_gust.aeroloads_azimuth | input | deg | [0.] | azimuthal angle
rotorse.rs.tot_loads_gust.dynamicFactor | input |  | [1.] | a dynamic amplification factor to adjust the static deflection calculation
rotorse.split.joint_position | input |  | [0.7] | Spanwise position of the segmentation joint.
rotorse.stall_check.stall_margin | input | deg | [2.99828814] | Minimum margin from the stall angle
rotorse.stall_check.min_s | input |  | [0.25] | Minimum nondimensional coordinate along blade span where to define the constraint (blade root typically stalls)
financese.tcc_per_kW | intermediate | USD/kW | [1417.13037715]
financese.bos_per_kW | intermediate | USD/kW | [343.38122886]
financese.turbine_aep | intermediate | kW*h | [24655459.32742696]
landbosse.blade_surface_area | intermediate | m**2 | [151.29177473]
landbosse.foundation_height | intermediate | m | [0.]
landbosse.nacelle_mass | intermediate | kg | [178691.43578017]
landbosse.tower_mass | intermediate | kg | [791445.95807925]
landbosse.blade_mass | intermediate | kg | [50075.30374046] | The mass of one rotor blade.
landbosse.hub_mass | intermediate | kg | [36143.73955147] | Mass of the rotor hub
landbosse.hub_height_meters | intermediate | m | [140.] | Hub height m
landbosse.rotor_diameter_m | intermediate | m | [205.99253562] | Rotor diameter m
landbosse.rated_thrust_N | intermediate | N | [1054281.29746821] | Rated Thrust (N)
landbosse.gust_velocity_m_per_s | intermediate | m/s | [52.5] | 50-year Gust Velocity (m/s)
outputs_2_screen.aep | intermediate | GW*h | [24.65545933]
outputs_2_screen.blade_mass | intermediate | kg | [50075.30374046]
outputs_2_screen.lcoe | intermediate | USD/MW/h | [34.53657509]
outputs_2_screen.tip_deflection | intermediate | m | [15.61527758]
tcc.main_bearing_mass | intermediate | kg | [1415.08884437]
tcc.bedplate_mass | intermediate | kg | [28022.72936555]
tcc.blade_mass | intermediate | kg | [50075.30374046]
tcc.blade_cost_external | intermediate | USD | [581629.87653504]
tcc.brake_mass | intermediate | kg | [8190.03923176]
tcc.converter_mass | intermediate | kg | [4196.35]
tcc.cover_mass | intermediate | kg | [6789.50152745]
tcc.gearbox_mass | intermediate | kg | [33565.73455641]
tcc.generator_mass | intermediate | kg | [19195.74437204]
tcc.hss_mass | intermediate | kg | [762.1855636]
tcc.hub_cost | output | USD | [32136.89999401]
tcc.hub_mass | intermediate | kg | [8240.23076769]
tcc.pitch_system_cost | output | USD | [564463.9889266]
tcc.pitch_system_mass | intermediate | kg | [25541.356965]
tcc.spinner_cost | output | USD | [26219.88518832]
tcc.spinner_mass | intermediate | kg | [2362.15181877]
tcc.hvac_mass | intermediate | kg | [2912.15086465]
tcc.lss_mass | intermediate | kg | [4854.1340218]
tcc.lss_cost | output | USD | [57764.19485942]
tcc.main_bearing_cost | output | USD | [6367.89979965]
tcc.gearbox_cost | output | USD | [335657.34556409]
tcc.hss_cost | output | USD | [5182.86183247]
tcc.brake_cost | output | USD | [29692.16823084]
tcc.generator_cost | output | USD | [238027.23021334]
tcc.bedplate_cost | output | USD | [81265.9151601]
tcc.yaw_system_cost | output | USD | [147061.28095398]
tcc.yaw_mass | intermediate | kg | [17718.22662096]
tcc.converter_cost | output | USD | [78891.38]
tcc.hvac_cost | output | USD | [361106.70721617]
tcc.cover_cost | output | USD | [38700.15870644]
tcc.elec_cost | output | USD | [209250.]
tcc.controls_cost | output | USD | [105750.]
tcc.platforms_mass | intermediate | kg | [38169.46196722]
tcc.platforms_cost | output | USD | [652697.79963941]
tcc.transformer_cost | output | USD | [215918.]
tcc.transformer_mass | intermediate | kg | [11485.]
tcc.blade_cost | output | USD | [581629.87653504]
tcc.rotor_cost | output | USD | [2367710.40371404]
tcc.rotor_mass_tcc | output | kg | [186369.65077285]
tcc.nacelle_cost | output | USD | [2569700.84197557]
tcc.nacelle_mass_tcc | output | kg | [178691.43578017]
tcc.tower_cost | output | USD | [2148240.64007646]
tcc.tower_mass | intermediate | kg | [791445.95807925]
tcc.turbine_cost | output | USD | [7085651.88576608]
tcc.turbine_cost_kW | output | USD/kW | [1417.13037715]
tcc.turbine_mass_tcc | output | kg | [1156507.04463228]
tcc.hub_system_cost | output | USD | [622820.77410893]
tcc.hub_system_mass_tcc | output | kg | [36143.73955147]
tcc.tower_parts_cost | output | USD | [2148240.64007646]
tcc.tower_cost_external | intermediate | USD | [2148240.64007646]
tcons.rated_Omega | intermediate | rpm | [7.88077303] | rotor rotation speed at rated
tcons.tower_freq | intermediate | Hz | [0.21789225]
tcons.tip_deflection | intermediate | m | [15.61527758]
tcons.Rtip | intermediate | m | [102.99626781]
tcons.ref_axis_blade | intermediate | m | [[ 0.00000000e+00 0.00000000e+00 0.00000000e+00] [ 1.45896086e-02 0.00000000e+00 3.44814717e+00] [ 5.22230768e-02 0.00000000e+00 6.89629433e+00] [ 1.08141891e-01 0.00000000e+00 1.03444415e+01] [ 1.74250500e-01 0.00000000e+00 1.37925887e+01] [ 2.41136773e-01 0.00000000e+00 1.72407358e+01] [ 3.00085581e-01 0.00000000e+00 2.06888830e+01] [ 3.42651213e-01 0.00000000e+00 2.41370302e+01] [ 3.59821072e-01 0.00000000e+00 2.75851773e+01] [ 3.47586472e-01 0.00000000e+00 3.10333245e+01] [ 3.14508104e-01 0.00000000e+00 3.44814717e+01] [ 2.66858145e-01 0.00000000e+00 3.79296188e+01] [ 2.10870490e-01 0.00000000e+00 4.13777660e+01] [ 1.40477297e-01 0.00000000e+00 4.48259132e+01] [ 3.80470534e-02 0.00000000e+00 4.82740603e+01] [-9.07529186e-02 0.00000000e+00 5.17222075e+01] [-2.35123811e-01 0.00000000e+00 5.51703547e+01] [-3.94137332e-01 0.00000000e+00 5.86185018e+01] [-5.85777112e-01 0.00000000e+00 6.20666490e+01] [-8.05291806e-01 0.00000000e+00 6.55147962e+01] [-1.11555530e+00 0.00000000e+00 6.99973875e+01] [-1.29121723e+00 0.00000000e+00 7.24110905e+01] [-1.56372970e+00 0.00000000e+00 7.58592376e+01] [-1.85903588e+00 0.00000000e+00 7.93073848e+01] [-2.17067421e+00 0.00000000e+00 8.27555320e+01] [-2.49837779e+00 0.00000000e+00 8.62036791e+01] [-2.84335536e+00 0.00000000e+00 8.96518263e+01] [-3.20952152e+00 0.00000000e+00 9.30999735e+01] [-3.59684443e+00 0.00000000e+00 9.65481206e+01] [-4.00000000e+00 0.00000000e+00 9.99962678e+01]]
tcons.ref_axis_tower | intermediate | m | [[ 0. 0. 0. ] [ 0. 0. 13.7] [ 0. 0. 27.4] [ 0. 0. 41.1] [ 0. 0. 54.8] [ 0. 0. 68.5] [ 0. 0. 82.2] [ 0. 0. 95.9] [ 0. 0. 109.6] [ 0. 0. 123.3] [ 0. 0. 137. ]]
towerse.env.distLoads.windLoads_Px | intermediate | N/m | [ 0. 200.57981058 276.28691207 330.12362348 373.42357347 410.34861831 442.80904546 471.96425219 498.56237545 523.11242539 545.97829372 567.43022163 587.67505992 606.87508118 625.1602129 642.63629243 659.3908134 675.49703308 691.01697611 706.00367503 720.50287126 734.55432635 748.1928472 761.44909733 774.35024638 782.27870863 789.76010624 796.81801493 792.28495298 787.02015865 781.04355249]
towerse.env.distLoads.windLoads_Py | intermediate | N/m | [0. 0. 0. 0. 0. 0. 0. 0. 0. 0. 0. 0. 0. 0. 0. 0. 0. 0. 0. 0. 0. 0. 0. 0. 0. 0. 0. 0. 0. 0. 0.]
towerse.env.distLoads.windLoads_Pz | intermediate | N/m | [0. 0. 0. 0. 0. 0. 0. 0. 0. 0. 0. 0. 0. 0. 0. 0. 0. 0. 0. 0. 0. 0. 0. 0. 0. 0. 0. 0. 0. 0. 0.]
towerse.env.distLoads.windLoads_qdyn | intermediate | N/m**2 | [ 0. 51.1912008 67.54719441 79.44083838 89.12905738 97.45033102 104.82281468 111.48964509 117.60649629 123.27991343 128.58648269 133.58336862 138.3145332 142.81461646 147.11146867 151.22786488 155.18270221 158.99185833 162.66882101 166.22515911 169.67088113 173.01471227 176.26431164 179.42644454 182.50712073 185.51170648 188.44501619 191.31138801 194.11474667 196.85865617 199.54636403]
towerse.env.distLoads.windLoads_z | intermediate | m | [ 0. 4.56666667 9.13333333 13.7 18.26666667 22.83333333 27.4 31.96666667 36.53333333 41.1 45.66666667 50.23333333 54.8 59.36666667 63.93333333 68.5 73.06666667 77.63333333 82.2 86.76666667 91.33333333 95.9 100.46666667 105.03333333 109.6 114.16666667 118.73333333 123.3 127.86666667 132.43333333 137. ]
towerse.env.distLoads.windLoads_beta | intermediate | deg | [0.]
towerse.z_global | output | m | [ 0. 4.56666667 9.13333333 13.7 18.26666667 22.83333333 27.4 31.96666667 36.53333333 41.1 45.66666667 50.23333333 54.8 59.36666667 63.93333333 68.5 73.06666667 77.63333333 82.2 86.76666667 91.33333333 95.9 100.46666667 105.03333333 109.6 114.16666667 118.73333333 123.3 127.86666667 132.43333333 137. ]
towerse.env.Uref | intermediate | m/s | [18.12801937]
towerse.wind_reference_height | intermediate | m | [140.]
towerse.env.windLoads.U | intermediate | m/s | [ 0. 9.14207147 10.50148245 11.38856128 12.06303562 12.61358717 13.08202161 13.49162371 13.85678917 14.18708314 14.48920683 14.76804983 15.0272967 15.26979767 15.49780596 15.7131358 15.91727093 16.11144141 16.29667907 16.47385853 16.64372805 16.80693308 16.96403454 17.11552319 17.261831 17.40334035 17.54039146 17.67328841 17.80230422 17.92768495 18.04965324]
towerse.outer_diameter_full | output | m | [6. 6. 6. 6. 6. 6. 6. 6. 6. 6. 6. 6. 6. 6. 6. 6. 6. 6. 6. 6. 6. 6. 6. 6. 6. 5.96359738 5.92719475 5.89079213 5.77063673 5.65048132 5.53032592]
towerse.joint1 | output | m | [0. 0. 0.]
towerse.joint2 | output | m | [ 0. 0. 137.]
towerse.s_full | output | m | [0. 0.03333333 0.06666667 0.1 0.13333333 0.16666667 0.2 0.23333333 0.26666667 0.3 0.33333333 0.36666667 0.4 0.43333333 0.46666667 0.5 0.53333333 0.56666667 0.6 0.63333333 0.66666667 0.7 0.73333333 0.76666667 0.8 0.83333333 0.86666667 0.9 0.93333333 0.96666667 1. ]
towerse.g2e.Px_global | intermediate | N/m | [ 0. 200.57981058 276.28691207 330.12362348 373.42357347 410.34861831 442.80904546 471.96425219 498.56237545 523.11242539 545.97829372 567.43022163 587.67505992 606.87508118 625.1602129 642.63629243 659.3908134 675.49703308 691.01697611 706.00367503 720.50287126 734.55432635 748.1928472 761.44909733 774.35024638 782.27870863 789.76010624 796.81801493 792.28495298 787.02015865 781.04355249]
towerse.g2e.Py_global | intermediate | N/m | [0. 0. 0. 0. 0. 0. 0. 0. 0. 0. 0. 0. 0. 0. 0. 0. 0. 0. 0. 0. 0. 0. 0. 0. 0. 0. 0. 0. 0. 0. 0.]
towerse.g2e.Pz_global | intermediate | N/m | [0. 0. 0. 0. 0. 0. 0. 0. 0. 0. 0. 0. 0. 0. 0. 0. 0. 0. 0. 0. 0. 0. 0. 0. 0. 0. 0. 0. 0. 0. 0.]
towerse.g2e.qdyn_global | intermediate | Pa | [ 0. 51.1912008 67.54719441 79.44083838 89.12905738 97.45033102 104.82281468 111.48964509 117.60649629 123.27991343 128.58648269 133.58336862 138.3145332 142.81461646 147.11146867 151.22786488 155.18270221 158.99185833 162.66882101 166.22515911 169.67088113 173.01471227 176.26431164 179.42644454 182.50712073 185.51170648 188.44501619 191.31138801 194.11474667 196.85865617 199.54636403]
towerse.lc:Px | intermediate | N/m | [0. 0. 0. 0. 0. 0. 0. 0. 0. 0. 0. 0. 0. 0. 0. 0. 0. 0. 0. 0. 0. 0. 0. 0. 0. 0. 0. 0. 0. 0. 0.]
towerse.lc:Py | intermediate | N/m | [0. 0. 0. 0. 0. 0. 0. 0. 0. 0. 0. 0. 0. 0. 0. 0. 0. 0. 0. 0. 0. 0. 0. 0. 0. 0. 0. 0. 0. 0. 0.]
towerse.lc:Pz | intermediate | N/m | [ 0. -200.57981058 -276.28691207 -330.12362348 -373.42357347 -410.34861831 -442.80904546 -471.96425219 -498.56237545 -523.11242539 -545.97829372 -567.43022163 -587.67505992 -606.87508118 -625.1602129 -642.63629243 -659.3908134 -675.49703308 -691.01697611 -706.00367503 -720.50287126 -734.55432635 -748.1928472 -761.44909733 -774.35024638 -782.27870863 -789.76010624 -796.81801493 -792.28495298 -787.02015865 -781.04355249]
towerse.lc:qdyn | intermediate | Pa | [ 0. 51.1912008 67.54719441 79.44083838 89.12905738 97.45033102 104.82281468 111.48964509 117.60649629 123.27991343 128.58648269 133.58336862 138.3145332 142.81461646 147.11146867 151.22786488 155.18270221 158.99185833 162.66882101 166.22515911 169.67088113 173.01471227 176.26431164 179.42644454 182.50712073 185.51170648 188.44501619 191.31138801 194.11474667 196.85865617 199.54636403]
towerse.z_full | output | m | [ 0. 4.56666667 9.13333333 13.7 18.26666667 22.83333333 27.4 31.96666667 36.53333333 41.1 45.66666667 50.23333333 54.8 59.36666667 63.93333333 68.5 73.06666667 77.63333333 82.2 86.76666667 91.33333333 95.9 100.46666667 105.03333333 109.6 114.16666667 118.73333333 123.3 127.86666667 132.43333333 137. ]
towerse.t_full | output | m | [0.06190994 0.06190994 0.06190994 0.05532001 0.05532001 0.05532001 0.04902645 0.04902645 0.04902645 0.04351143 0.04351143 0.04351143 0.03838378 0.03838378 0.03838378 0.03328114 0.03328114 0.03328114 0.0282451 0.0282451 0.0282451 0.02352226 0.02352226 0.02352226 0.01966602 0.01966602 0.01966602 0.01803766 0.01803766 0.01803766]
towerse.tower_height | intermediate | m | [137.]
towerse.E_full | output | Pa | [2.e+11 2.e+11 2.e+11 2.e+11 2.e+11 2.e+11 2.e+11 2.e+11 2.e+11 2.e+11 2.e+11 2.e+11 2.e+11 2.e+11 2.e+11 2.e+11 2.e+11 2.e+11 2.e+11 2.e+11 2.e+11 2.e+11 2.e+11 2.e+11 2.e+11 2.e+11 2.e+11 2.e+11 2.e+11 2.e+11]
towerse.G_full | output | Pa | [7.93e+10 7.93e+10 7.93e+10 7.93e+10 7.93e+10 7.93e+10 7.93e+10 7.93e+10 7.93e+10 7.93e+10 7.93e+10 7.93e+10 7.93e+10 7.93e+10 7.93e+10 7.93e+10 7.93e+10 7.93e+10 7.93e+10 7.93e+10 7.93e+10 7.93e+10 7.93e+10 7.93e+10 7.93e+10 7.93e+10 7.93e+10 7.93e+10 7.93e+10 7.93e+10]
towerse.rho_full | output | kg/m**3 | [7800. 7800. 7800. 7800. 7800. 7800. 7800. 7800. 7800. 7800. 7800. 7800. 7800. 7800. 7800. 7800. 7800. 7800. 7800. 7800. 7800. 7800. 7800. 7800. 7800. 7800. 7800. 7800. 7800. 7800.]
towerse.sigma_y_full | output | Pa | [3.45e+08 3.45e+08 3.45e+08 3.45e+08 3.45e+08 3.45e+08 3.45e+08 3.45e+08 3.45e+08 3.45e+08 3.45e+08 3.45e+08 3.45e+08 3.45e+08 3.45e+08 3.45e+08 3.45e+08 3.45e+08 3.45e+08 3.45e+08 3.45e+08 3.45e+08 3.45e+08 3.45e+08 3.45e+08 3.45e+08 3.45e+08 3.45e+08 3.45e+08 3.45e+08]
towerse.section_A | output | m**2 | [1.23577911 1.23577911 1.23577911 1.10546343 1.10546343 1.10546343 0.9807361 0.9807361 0.9807361 0.87121896 0.87121896 0.87121896 0.76921086 0.76921086 0.76921086 0.66752482 0.66752482 0.66752482 0.56699426 0.56699426 0.56699426 0.47256114 0.47256114 0.47256114 0.39414113 0.39173465 0.38932817 0.35244392 0.34515845 0.33787299]
towerse.section_Asx | output | m**2 | [0.70458592 0.70458592 0.70458592 0.62995654 0.62995654 0.62995654 0.55860341 0.55860341 0.55860341 0.49601188 0.49601188 0.49601188 0.43776185 0.43776185 0.43776185 0.37974298 0.37974298 0.37974298 0.32242913 0.32242913 0.32242913 0.26863238 0.26863238 0.26863238 0.22398973 0.22262415 0.22125856 0.20027579 0.19614158 0.19200736]
towerse.section_Asy | output | m**2 | [0.70458592 0.70458592 0.70458592 0.62995654 0.62995654 0.62995654 0.55860341 0.55860341 0.55860341 0.49601188 0.49601188 0.49601188 0.43776185 0.43776185 0.43776185 0.37974298 0.37974298 0.37974298 0.32242913 0.32242913 0.32242913 0.26863238 0.26863238 0.26863238 0.22398973 0.22262415 0.22125856 0.20027579 0.19614158 0.19200736]
towerse.section_Ixx | output | kg*m**2 | [5.44742959 5.44742959 5.44742959 4.88369984 4.88369984 4.88369984 4.34177875 4.34177875 4.34177875 3.86403572 3.86403572 3.86403572 3.41744436 3.41744436 3.41744436 2.97072256 2.97072256 2.97072256 2.52756506 2.52756506 2.52756506 2.10991692 2.10991692 2.10991692 1.7513372 1.7194538 1.68795973 1.48852647 1.39811285 1.31143661]
towerse.section_Iyy | output | kg*m**2 | [5.44742959 5.44742959 5.44742959 4.88369984 4.88369984 4.88369984 4.34177875 4.34177875 4.34177875 3.86403572 3.86403572 3.86403572 3.41744436 3.41744436 3.41744436 2.97072256 2.97072256 2.97072256 2.52756506 2.52756506 2.52756506 2.10991692 2.10991692 2.10991692 1.7513372 1.7194538 1.68795973 1.48852647 1.39811285 1.31143661]
towerse.section_J0 | output | kg*m**2 | [10.89485918 10.89485918 10.89485918 9.76739968 9.76739968 9.76739968 8.6835575 8.6835575 8.6835575 7.72807143 7.72807143 7.72807143 6.83488872 6.83488872 6.83488872 5.94144512 5.94144512 5.94144512 5.05513012 5.05513012 5.05513012 4.21983385 4.21983385 4.21983385 3.50267439 3.4389076 3.37591947 2.97705294 2.79622571 2.62287322]
towerse.section_rho | output | kg/m**3 | [7800. 7800. 7800. 7800. 7800. 7800. 7800. 7800. 7800. 7800. 7800. 7800. 7800. 7800. 7800. 7800. 7800. 7800. 7800. 7800. 7800. 7800. 7800. 7800. 7800. 7800. 7800. 7800. 7800. 7800.]
towerse.section_E | output | Pa | [2.e+11 2.e+11 2.e+11 2.e+11 2.e+11 2.e+11 2.e+11 2.e+11 2.e+11 2.e+11 2.e+11 2.e+11 2.e+11 2.e+11 2.e+11 2.e+11 2.e+11 2.e+11 2.e+11 2.e+11 2.e+11 2.e+11 2.e+11 2.e+11 2.e+11 2.e+11 2.e+11 2.e+11 2.e+11 2.e+11]
towerse.section_G | output | Pa | [7.93e+10 7.93e+10 7.93e+10 7.93e+10 7.93e+10 7.93e+10 7.93e+10 7.93e+10 7.93e+10 7.93e+10 7.93e+10 7.93e+10 7.93e+10 7.93e+10 7.93e+10 7.93e+10 7.93e+10 7.93e+10 7.93e+10 7.93e+10 7.93e+10 7.93e+10 7.93e+10 7.93e+10 7.93e+10 7.93e+10 7.93e+10 7.93e+10 7.93e+10 7.93e+10]
towerse.section_L | output | m | [4.56666667 4.56666667 4.56666667 4.56666667 4.56666667 4.56666667 4.56666667 4.56666667 4.56666667 4.56666667 4.56666667 4.56666667 4.56666667 4.56666667 4.56666667 4.56666667 4.56666667 4.56666667 4.56666667 4.56666667 4.56666667 4.56666667 4.56666667 4.56666667 4.56666667 4.56666667 4.56666667 4.56666667 4.56666667 4.56666667]
towerse.post.cylinder_Fz | intermediate | N | [[-9345511.00481506] [-8912773.63388353] [-8479743.42921448] [-8092013.08745594] [-7704101.39714378] [-7316032.86091645] [-6971392.47601368] [-6626626.06078809] [-6281744.02507375] [-5975009.2900195 ] [-5668174.37469559] [-5361245.2038084 ] [-5089858.44244535] [-4818386.9457228 ] [-4546834.61074038] [-4310723.9916669 ] [-4074539.09094239] [-3838282.69942336] [-3637072.81109429] [-3435796.2697497 ] [-3234455.18991727] [-3066037.13439791] [-2897558.28324001] [-2729020.30339675] [-2587827.47121284] [-2447440.39029197] [-2307861.02863777] [-2181159.68717592] [-2057025.30790559] [-1935461.17595879]]
towerse.post.cylinder_Vx | intermediate | N | [[2203543.30853721] [2203821.48544644] [2204090.70689428] [2204264.41043508] [2204515.0121884 ] [2204756.43694043] [2204823.21452677] [2205045.82098448] [2205259.12838686] [2205245.56229949] [2205439.99598634] [2205625.05475044] [2205532.27148765] [2205698.43705487] [2205855.18096948] [2205671.85214877] [2205809.71943545] [2205938.13793123] [2205671.2257244 ] [2205780.81400561] [2205880.93569624] [2205558.00487369] [2205639.33746886] [2205711.18514377] [2205393.24610102] [2205434.578821 ] [2205466.51416159] [2205309.19752902] [2205295.91048384] [2205272.50904226]]
towerse.post.cylinder_Vy | intermediate | N | [[43277.76770921] [43268.11756269] [43258.28116269] [43251.34124926] [43241.15877009] [43230.79782915] [43226.66120725] [43215.9634687 ] [43205.09215429] [43203.24919018] [43192.0449247 ] [43180.67068526] [43181.61776064] [43169.91243336] [43158.03981004] [43163.06180166] [43150.85682604] [43138.4863871 ] [43148.27533994] [43135.56607217] [43122.69241541] [43136.88183095] [43123.65656521] [43110.26733076] [43125.74265289] [43112.8164215 ] [43099.63760018] [43102.50079002] [43090.94057595] [43078.86937243]]
towerse.post.cylinder_Mxx | intermediate | N*m | [[10631551.60100853] [10826399.31325041] [11019529.78335281] [11210990.86503728] [11400798.01130513] [11589105.87688921] [11775964.05880352] [11961359.10295137] [12145456.7355932 ] [12328316.9842136 ] [12509911.74124931] [12690417.66103731] [12869898.85689312] [13048301.21461381] [13225812.03435868] [13402488.20183887] [13578225.81375328] [13753222.33250946] [13927520.58997449] [14100953.44111653] [14273728.04376039] [14445871.14120716] [14617153.67237969] [14787792.19712922] [14957807.14847833] [15126926.14013803] [15295327.13449657] [15463071.67417668] [15630019.51938552] [15796238.04563875]]
towerse.post.cylinder_Myy | intermediate | N*m | [[3.06433746e+08] [2.96287057e+08] [2.86093727e+08] [2.75857494e+08] [2.65581553e+08] [2.55272170e+08] [2.44932712e+08] [2.34565305e+08] [2.24175660e+08] [2.13766991e+08] [2.03340773e+08] [1.92902145e+08] [1.82454013e+08] [1.71997082e+08] [1.61535919e+08] [1.51072973e+08] [1.40607981e+08] [1.30144951e+08] [1.19685898e+08] [1.09229692e+08] [9.87798110e+07] [8.83379476e+07] [7.79024703e+07] [6.74763520e+07] [5.70611544e+07] [4.66553453e+07] [3.62611865e+07] [2.58803371e+07] [1.55128896e+07] [5.16034716e+06]]
towerse.post.cylinder_Mzz | intermediate | N*m | [[1125290.89363209] [1125285.9312595 ] [1125280.9617585 ] [1125287.46840608] [1125282.49085429] [1125277.51101847] [1125284.4736598 ] [1125279.48662888] [1125274.49781851] [1125280.93368202] [1125275.93723871] [1125270.93920795] [1125277.52072939] [1125272.51386386] [1125267.50547961] [1125275.27402707] [1125270.25442769] [1125265.23329391] [1125274.67859623] [1125269.64253331] [1125264.60484723] [1125275.74287471] [1125270.68518816] [1125265.62572137] [1125276.87031331] [1125272.35896616] [1125267.82126041] [1125271.53720175] [1125268.28931959] [1125265.00921448]]
towerse.qdyn | output | Pa | [[ 0. ] [ 51.1912008 ] [ 67.54719441] [ 79.44083838] [ 89.12905738] [ 97.45033102] [104.82281468] [111.48964509] [117.60649629] [123.27991343] [128.58648269] [133.58336862] [138.3145332 ] [142.81461646] [147.11146867] [151.22786488] [155.18270221] [158.99185833] [162.66882101] [166.22515911] [169.67088113] [173.01471227] [176.26431164] [179.42644454] [182.50712073] [185.51170648] [188.44501619] [191.31138801] [194.11474667] [196.85865617] [199.54636403]]
towerse.nodes_xyz | output | m | [[ 0. 0. 0. ] [ 0. 0. 4.56666667] [ 0. 0. 9.13333333] [ 0. 0. 13.7 ] [ 0. 0. 18.26666667] [ 0. 0. 22.83333333] [ 0. 0. 27.4 ] [ 0. 0. 31.96666667] [ 0. 0. 36.53333333] [ 0. 0. 41.1 ] [ 0. 0. 45.66666667] [ 0. 0. 50.23333333] [ 0. 0. 54.8 ] [ 0. 0. 59.36666667] [ 0. 0. 63.93333333] [ 0. 0. 68.5 ] [ 0. 0. 73.06666667] [ 0. 0. 77.63333333] [ 0. 0. 82.2 ] [ 0. 0. 86.76666667] [ 0. 0. 91.33333333] [ 0. 0. 95.9 ] [ 0. 0. 100.46666667] [ 0. 0. 105.03333333] [ 0. 0. 109.6 ] [ 0. 0. 114.16666667] [ 0. 0. 118.73333333] [ 0. 0. 123.3 ] [ 0. 0. 127.86666667] [ 0. 0. 132.43333333] [ 0. 0. 137. ]]
towerse.rna_mass | intermediate | kg | [365061.08655302]
towerse.rna_I | intermediate | kg*m**2 | [ 2.05007396e+08 1.33691432e+08 1.32765839e+08 1.45286732e+01 -2.26145762e+04 4.81127800e+04]
towerse.rna_cg | intermediate | m | [-6.38451064 -0.08605371 2.15191798]
towerse.tower.rna_F | intermediate | N | [[ 2203392.99508417] [ 43282.35411342] [-1935461.17595878]]
towerse.tower.rna_M | intermediate | N*m | [[15796231.714693 ] [ 5160343.03278247] [ 1125178.61835908]]
towerse.Px | output | N/m | [[0.] [0.] [0.] [0.] [0.] [0.] [0.] [0.] [0.] [0.] [0.] [0.] [0.] [0.] [0.] [0.] [0.] [0.] [0.] [0.] [0.] [0.] [0.] [0.] [0.] [0.] [0.] [0.] [0.] [0.] [0.]]
towerse.Py | output | N/m | [[0.] [0.] [0.] [0.] [0.] [0.] [0.] [0.] [0.] [0.] [0.] [0.] [0.] [0.] [0.] [0.] [0.] [0.] [0.] [0.] [0.] [0.] [0.] [0.] [0.] [0.] [0.] [0.] [0.] [0.] [0.]]
towerse.Pz | output | N/m | [[ 0. ] [-200.57981058] [-276.28691207] [-330.12362348] [-373.42357347] [-410.34861831] [-442.80904546] [-471.96425219] [-498.56237545] [-523.11242539] [-545.97829372] [-567.43022163] [-587.67505992] [-606.87508118] [-625.1602129 ] [-642.63629243] [-659.3908134 ] [-675.49703308] [-691.01697611] [-706.00367503] [-720.50287126] [-734.55432635] [-748.1928472 ] [-761.44909733] [-774.35024638] [-782.27870863] [-789.76010624] [-796.81801493] [-792.28495298] [-787.02015865] [-781.04355249]]
towerse.tower_mass | output | kg | [791445.95807925]
towerse.tower_center_of_mass | output | m | [53.17313517]
towerse.tower_I_base | output | kg*m**2 | [3.33148093e+09 3.33148093e+09 6.98473441e+06 0.00000000e+00 0.00000000e+00 0.00000000e+00]
rotorse.r | intermediate | m | [ 3. 6.44814717 9.89629433 13.3444415 16.79258866 20.24073583 23.68888299 27.13703016 30.58517733 34.03332449 37.48147166 40.92961882 44.37776599 47.82591316 51.27406032 54.72220749 58.17035465 61.61850182 65.06664898 68.51479615 72.99738747 75.41109048 78.85923765 82.30738481 85.75553198 89.20367915 92.65182631 96.09997348 99.54812064 102.99626781] | radial locations where blade is defined (should be increasing and not go all the way to hub or tip)
rotorse.chord | intermediate | m | [4.5 4.51653455 4.59255455 4.72026865 4.75 4.75 4.75 4.75 4.75 4.75 4.75 4.7 4.64 4.48 4.30815493 4.07109567 3.83078655 3.59377787 3.3535724 3.10972681 2.79010443 2.61780457 2.37255549 2.12536608 1.87360817 1.6133977 1.34551447 1.07050448 0.78813172 0.5 ] | chord length at each section
rotorse.ccblade.theta_in | intermediate | rad | [ 0.3491 0.32625117 0.30085553 0.27319561 0.24355395 0.2057759 0.15761451 0.11369865 0.08888556 0.08740227 0.08747036 0.08755246 0.08760935 0.08649735 0.08026523 0.07090719 0.06112253 0.05334186 0.04683973 0.04037517 0.03044013 0.02356245 0.0096627 -0.00714598 -0.02406408 -0.03833817 -0.05056212 -0.06194147 -0.07234987 -0.08166095] | twist angle at each section (positive decreases angle of attack)
rotorse.airfoils_cl | intermediate |  | [[[[ 0.00000000e+00] [ 0.00000000e+00] [ 0.00000000e+00] [ 0.00000000e+00] [ 0.00000000e+00]] [[ 0.00000000e+00] [ 0.00000000e+00] [ 0.00000000e+00] [ 0.00000000e+00] [ 0.00000000e+00]] [[ 0.00000000e+00] [ 0.00000000e+00] [ 0.00000000e+00] [ 0.00000000e+00] [ 0.00000000e+00]] ... [[ 0.00000000e+00] [ 0.00000000e+00] [ 0.00000000e+00] [ 0.00000000e+00] [ 0.00000000e+00]] [[ 0.00000000e+00] [ 0.00000000e+00] [ 0.00000000e+00] [ 0.00000000e+00] [ 0.00000000e+00]] [[ 0.00000000e+00] [ 0.00000000e+00] [ 0.00000000e+00] [ 0.00000000e+00] [ 0.00000000e+00]]] [[[ 0.00000000e+00] [ 0.00000000e+00] [ 0.00000000e+00] [ 0.00000000e+00] [ 0.00000000e+00]] [[ 2.26137991e-03] [ 1.94775724e-03] [ 1.92094234e-03] [ 1.93109733e-03] [ 1.89340473e-03]] [[ 4.52275988e-03] [ 3.89551453e-03] [ 3.84188473e-03] [ 3.86219472e-03] [ 3.78680952e-03]] ... [[-4.52275988e-03] [-3.89551453e-03] [-3.84188473e-03] [-3.86219472e-03] [-3.78680952e-03]] [[-2.26137991e-03] [-1.94775724e-03] [-1.92094234e-03] [-1.93109733e-03] [-1.89340473e-03]] [[-7.53598903e-19] [-7.53598903e-19] [-7.53598903e-19] [-7.53598903e-19] [-7.53598903e-19]]] [[[ 0.00000000e+00] [ 0.00000000e+00] [ 0.00000000e+00] [ 0.00000000e+00] [ 0.00000000e+00]] [[ 2.24911443e-02] [ 2.00611592e-02] [ 1.98552462e-02] [ 1.99331949e-02] [ 1.96440645e-02]] [[ 4.49822890e-02] [ 4.01223189e-02] [ 3.97104929e-02] [ 3.98663903e-02] [ 3.92881293e-02]] ... [[-4.49822890e-02] [-4.01223189e-02] [-3.97104929e-02] [-3.98663903e-02] [-3.92881293e-02]] [[-2.24911443e-02] [-2.00611592e-02] [-1.98552462e-02] [-1.99331949e-02] [-1.96440645e-02]] [[-6.25425624e-18] [-6.25425624e-18] [-6.25425624e-18] [-6.25425624e-18] [-6.25425624e-18]]] ... [[[ 0.00000000e+00] [ 0.00000000e+00] [ 0.00000000e+00] [ 0.00000000e+00] [ 0.00000000e+00]] [[ 1.81891218e-01] [ 1.86009734e-01] [ 1.87437603e-01] [ 1.94392998e-01] [ 1.98011589e-01]] [[ 3.63782435e-01] [ 3.72019469e-01] [ 3.74875206e-01] [ 3.88785996e-01] [ 3.96023178e-01]] ... [[-3.63782435e-01] [-3.72019469e-01] [-3.74875206e-01] [-3.88785996e-01] [-3.96023178e-01]] [[-1.81891218e-01] [-1.86009734e-01] [-1.87437603e-01] [-1.94392998e-01] [-1.98011589e-01]] [[ 1.38777878e-17] [ 0.00000000e+00] [ 6.93889390e-18] [ 1.38777878e-17] [ 0.00000000e+00]]] [[[ 0.00000000e+00] [ 0.00000000e+00] [ 0.00000000e+00] [ 0.00000000e+00] [ 0.00000000e+00]] [[ 1.91313607e-01] [ 1.96662846e-01] [ 1.98266810e-01] [ 2.04863588e-01] [ 2.08470811e-01]] [[ 3.82627215e-01] [ 3.93325692e-01] [ 3.96533620e-01] [ 4.09727176e-01] [ 4.16941622e-01]] ... [[-3.82627215e-01] [-3.93325692e-01] [-3.96533620e-01] [-4.09727176e-01] [-4.16941622e-01]] [[-1.91313607e-01] [-1.96662846e-01] [-1.98266810e-01] [-2.04863588e-01] [-2.08470811e-01]] [[ 1.38777878e-17] [-1.38777878e-17] [ 0.00000000e+00] [ 1.38777878e-17] [ 0.00000000e+00]]] [[[ 0.00000000e+00] [ 0.00000000e+00] [ 0.00000000e+00] [ 0.00000000e+00] [ 0.00000000e+00]] [[ 2.02449660e-01] [ 2.09583515e-01] [ 2.11419915e-01] [ 2.17381080e-01] [ 2.21043270e-01]] [[ 4.04899320e-01] [ 4.19167029e-01] [ 4.22839830e-01] [ 4.34762160e-01] [ 4.42086540e-01]] ... [[-4.04899320e-01] [-4.19167029e-01] [-4.22839830e-01] [-4.34762160e-01] [-4.42086540e-01]] [[-2.02449660e-01] [-2.09583515e-01] [-2.11419915e-01] [-2.17381080e-01] [-2.21043270e-01]] [[-2.77555756e-17] [-1.38777878e-17] [ 1.38777878e-17] [ 0.00000000e+00] [-4.16333634e-17]]]] | lift coefficients, spanwise
rotorse.airfoils_cd | intermediate |  | [[[[0.5 ] [0.5 ] [0.5 ] [0.5 ] [0.5 ]] [[0.5 ] [0.5 ] [0.5 ] [0.5 ] [0.5 ]] [[0.5 ] [0.5 ] [0.5 ] [0.5 ] [0.5 ]] ... [[0.5 ] [0.5 ] [0.5 ] [0.5 ] [0.5 ]] [[0.5 ] [0.5 ] [0.5 ] [0.5 ] [0.5 ]] [[0.5 ] [0.5 ] [0.5 ] [0.5 ] [0.5 ]]] [[[0.48317224] [0.48317224] [0.48317224] [0.48317224] [0.48317224]] [[0.48317224] [0.48317224] [0.48317224] [0.48317224] [0.48317224]] [[0.48317224] [0.48317224] [0.48317224] [0.48317224] [0.48317224]] ... [[0.48317224] [0.48317224] [0.48317224] [0.48317224] [0.48317224]] [[0.48317224] [0.48317224] [0.48317224] [0.48317224] [0.48317224]] [[0.48317224] [0.48317224] [0.48317224] [0.48317224] [0.48317224]]] [[[0.34328947] [0.34328947] [0.34328947] [0.34328947] [0.34328947]] [[0.34328947] [0.34328947] [0.34328947] [0.34328947] [0.34328947]] [[0.34328947] [0.34328947] [0.34328947] [0.34328947] [0.34328947]] ... [[0.34328947] [0.34328947] [0.34328947] [0.34328947] [0.34328947]] [[0.34328947] [0.34328947] [0.34328947] [0.34328947] [0.34328947]] [[0.34328947] [0.34328947] [0.34328947] [0.34328947] [0.34328947]]] ... [[[0.001 ] [0.001 ] [0.001 ] [0.001 ] [0.001 ]] [[0.001 ] [0.001 ] [0.001 ] [0.001 ] [0.001 ]] [[0.001 ] [0.001 ] [0.001 ] [0.001 ] [0.001 ]] ... [[0.001 ] [0.001 ] [0.001 ] [0.001 ] [0.001 ]] [[0.001 ] [0.001 ] [0.001 ] [0.001 ] [0.001 ]] [[0.001 ] [0.001 ] [0.001 ] [0.001 ] [0.001 ]]] [[[0.001 ] [0.001 ] [0.001 ] [0.001 ] [0.001 ]] [[0.001 ] [0.001 ] [0.001 ] [0.001 ] [0.001 ]] [[0.001 ] [0.001 ] [0.001 ] [0.001 ] [0.001 ]] ... [[0.001 ] [0.001 ] [0.001 ] [0.001 ] [0.001 ]] [[0.001 ] [0.001 ] [0.001 ] [0.001 ] [0.001 ]] [[0.001 ] [0.001 ] [0.001 ] [0.001 ] [0.001 ]]] [[[0.001 ] [0.001 ] [0.001 ] [0.001 ] [0.001 ]] [[0.001 ] [0.001 ] [0.001 ] [0.001 ] [0.001 ]] [[0.001 ] [0.001 ] [0.001 ] [0.001 ] [0.001 ]] ... [[0.001 ] [0.001 ] [0.001 ] [0.001 ] [0.001 ]] [[0.001 ] [0.001 ] [0.001 ] [0.001 ] [0.001 ]] [[0.001 ] [0.001 ] [0.001 ] [0.001 ] [0.001 ]]]] | drag coefficients, spanwise
rotorse.airfoils_cm | intermediate |  | [[[[ 0.00000000e+00] [ 0.00000000e+00] [ 0.00000000e+00] [ 0.00000000e+00] [ 0.00000000e+00]] [[ 0.00000000e+00] [ 0.00000000e+00] [ 0.00000000e+00] [ 0.00000000e+00] [ 0.00000000e+00]] [[ 0.00000000e+00] [ 0.00000000e+00] [ 0.00000000e+00] [ 0.00000000e+00] [ 0.00000000e+00]] ... [[ 0.00000000e+00] [ 0.00000000e+00] [ 0.00000000e+00] [ 0.00000000e+00] [ 0.00000000e+00]] [[ 0.00000000e+00] [ 0.00000000e+00] [ 0.00000000e+00] [ 0.00000000e+00] [ 0.00000000e+00]] [[ 0.00000000e+00] [ 0.00000000e+00] [ 0.00000000e+00] [ 0.00000000e+00] [ 0.00000000e+00]]] [[[ 0.00000000e+00] [ 0.00000000e+00] [ 0.00000000e+00] [ 0.00000000e+00] [ 0.00000000e+00]] [[ 6.01446903e-03] [ 6.01446903e-03] [ 6.01446903e-03] [ 6.01446903e-03] [ 6.01446903e-03]] [[ 1.03917777e-02] [ 1.03917777e-02] [ 1.03917777e-02] [ 1.03917777e-02] [ 1.03917777e-02]] ... [[-1.50454748e-02] [-1.50454748e-02] [-1.50454748e-02] [-1.50454748e-02] [-1.50454748e-02]] [[-8.95340984e-03] [-8.95340984e-03] [-8.95340984e-03] [-8.95340984e-03] [-8.95340984e-03]] [[ 0.00000000e+00] [ 0.00000000e+00] [ 0.00000000e+00] [ 0.00000000e+00] [ 0.00000000e+00]]] [[[ 0.00000000e+00] [ 0.00000000e+00] [ 0.00000000e+00] [ 0.00000000e+00] [ 0.00000000e+00]] [[ 5.29945751e-02] [ 5.29945751e-02] [ 5.29945751e-02] [ 5.29945751e-02] [ 5.29945751e-02]] [[ 9.32521557e-02] [ 9.32521557e-02] [ 9.32521557e-02] [ 9.32521557e-02] [ 9.32521557e-02]] ... [[-1.32558809e-01] [-1.32558809e-01] [-1.32558809e-01] [-1.32558809e-01] [-1.32558809e-01]] [[-7.74099366e-02] [-7.74099366e-02] [-7.74099366e-02] [-7.74099366e-02] [-7.74099366e-02]] [[ 0.00000000e+00] [ 0.00000000e+00] [ 0.00000000e+00] [ 0.00000000e+00] [ 0.00000000e+00]]] ... [[[ 0.00000000e+00] [ 0.00000000e+00] [ 0.00000000e+00] [ 0.00000000e+00] [ 0.00000000e+00]] [[ 1.20000000e-01] [ 1.20000000e-01] [ 1.20000000e-01] [ 1.20000000e-01] [ 1.20000000e-01]] [[ 2.40000000e-01] [ 2.40000000e-01] [ 2.40000000e-01] [ 2.40000000e-01] [ 2.40000000e-01]] ... [[-3.00000000e-01] [-3.00000000e-01] [-3.00000000e-01] [-3.00000000e-01] [-3.00000000e-01]] [[-1.50000000e-01] [-1.50000000e-01] [-1.50000000e-01] [-1.50000000e-01] [-1.50000000e-01]] [[-1.38777878e-17] [-1.38777878e-17] [-1.38777878e-17] [-1.38777878e-17] [-1.38777878e-17]]] [[[ 0.00000000e+00] [ 0.00000000e+00] [ 0.00000000e+00] [ 0.00000000e+00] [ 0.00000000e+00]] [[ 1.20000000e-01] [ 1.20000000e-01] [ 1.20000000e-01] [ 1.20000000e-01] [ 1.20000000e-01]] [[ 2.40000000e-01] [ 2.40000000e-01] [ 2.40000000e-01] [ 2.40000000e-01] [ 2.40000000e-01]] ... [[-3.00000000e-01] [-3.00000000e-01] [-3.00000000e-01] [-3.00000000e-01] [-3.00000000e-01]] [[-1.50000000e-01] [-1.50000000e-01] [-1.50000000e-01] [-1.50000000e-01] [-1.50000000e-01]] [[-1.38777878e-17] [-1.38777878e-17] [-1.38777878e-17] [-1.38777878e-17] [-1.38777878e-17]]] [[[ 0.00000000e+00] [ 0.00000000e+00] [ 0.00000000e+00] [ 0.00000000e+00] [ 0.00000000e+00]] [[ 1.20000000e-01] [ 1.20000000e-01] [ 1.20000000e-01] [ 1.20000000e-01] [ 1.20000000e-01]] [[ 2.40000000e-01] [ 2.40000000e-01] [ 2.40000000e-01] [ 2.40000000e-01] [ 2.40000000e-01]] ... [[-3.00000000e-01] [-3.00000000e-01] [-3.00000000e-01] [-3.00000000e-01] [-3.00000000e-01]] [[-1.50000000e-01] [-1.50000000e-01] [-1.50000000e-01] [-1.50000000e-01] [-1.50000000e-01]] [[-1.38777878e-17] [-1.38777878e-17] [-1.38777878e-17] [-1.38777878e-17] [-1.38777878e-17]]]] | moment coefficients, spanwise
rotorse.Rhub | intermediate | m | [3.] | hub radius
rotorse.Rtip | intermediate | m | [102.99626781] | tip radius
rotorse.ccblade.rthick | intermediate |  | [1. 0.9904762 0.90583552 0.76920637 0.62433185 0.51495506 0.45652477 0.40898037 0.37373472 0.35299758 0.33854388 0.32716954 0.31781339 0.30941425 0.30091105 0.29250549 0.28490061 0.27785301 0.27111927 0.26445597 0.25549867 0.250367 0.2424545 0.23345852 0.22353126 0.21373557 0.20477992 0.19617537 0.18790426 0.18 ] | 1D array of the relative thicknesses of the blade defined along span.
rotorse.precurve | intermediate | m | [ 0. 0.01458961 0.05222308 0.10814189 0.1742505 0.24113677 0.30008558 0.34265121 0.35982107 0.34758647 0.3145081 0.26685814 0.21087049 0.1404773 0.03804705 -0.09075292 -0.23512381 -0.39413733 -0.58577711 -0.80529181 -1.1155553 -1.29121723 -1.5637297 -1.85903588 -2.17067421 -2.49837779 -2.84335536 -3.20952152 -3.59684443 -4. ] | precurve at each section
rotorse.precurveTip | intermediate | m | [-4.] | precurve at tip
rotorse.presweep | intermediate | m | [0. 0. 0. 0. 0. 0. 0. 0. 0. 0. 0. 0. 0. 0. 0. 0. 0. 0. 0. 0. 0. 0. 0. 0. 0. 0. 0. 0. 0. 0.] | presweep at each section
rotorse.presweepTip | intermediate | m | [0.] | presweep at tip
rotorse.hub_height | intermediate | m | [140.] | hub height
rotorse.theta | output | deg | [20.00195663 18.69281516 17.2377519 15.65295517 13.95461328 11.79009053 9.03064626 6.5144527 5.09276755 5.0077812 5.0116826 5.01638643 5.01964587 4.95593318 4.598859 4.06268279 3.50206274 3.05626337 2.68371866 2.31332694 1.74409123 1.35002871 0.55363202 -0.40943438 -1.37877001 -2.1966151 -2.89699591 -3.548985 -4.14534228 -4.67882768] | Twist angle at each section (positive decreases angle of attack)
rotorse.re.pitch_axis | intermediate |  | [0.5 0.49816955 0.48992341 0.47666778 0.47368421 0.47368421 0.47368421 0.47368421 0.47368421 0.47368421 0.47368421 0.46808511 0.4612069 0.44196429 0.43251806 0.42095775 0.41010371 0.40195138 0.39522149 0.39116278 0.39008436 0.39134099 0.39523274 0.40007425 0.40504215 0.41113787 0.41946139 0.43201533 0.45321411 0.5 ] | 1D array of the chordwise position of the pitch axis (0-LE, 1-TE), defined along blade span.
rotorse.re.coord_xy_interp | intermediate |  | [[[ 1.00000000e+00 -5.22802288e-16] [ 9.99429684e-01 -2.22597407e-02] [ 9.98063018e-01 -4.44580349e-02] ... [ 9.98120489e-01 4.38394581e-02] [ 9.99443038e-01 2.19496514e-02] [ 1.00000000e+00 -5.26271735e-16]] [[ 1.00000000e+00 -4.63811846e-04] [ 9.98467173e-01 -2.21760738e-02] [ 9.96201019e-01 -4.43513952e-02] ... [ 9.96776877e-01 4.39179785e-02] [ 9.98774657e-01 2.22119245e-02] [ 1.00000000e+00 3.03878429e-04]] [[ 1.00000000e+00 -3.84926541e-03] [ 9.90631439e-01 -2.12435866e-02] [ 9.80995553e-01 -4.24457781e-02] ... [ 9.85613808e-01 4.43560536e-02] [ 9.93218520e-01 2.41263074e-02] [ 1.00000000e+00 2.83048459e-03]] ... [[ 1.00000000e+00 2.99243424e-04] [ 9.76715850e-01 2.78508494e-03] [ 9.52832571e-01 4.62553820e-03] ... [ 9.52575171e-01 9.64309571e-03] [ 9.76267770e-01 4.94496385e-03] [ 1.00000000e+00 2.99243424e-04]] [[ 1.00000000e+00 7.60311480e-05] [ 9.76692547e-01 2.94939444e-03] [ 9.52952126e-01 4.97097005e-03] ... [ 9.52775619e-01 1.06814382e-02] [ 9.76380589e-01 5.38373218e-03] [ 1.00000000e+00 7.60311480e-05]] [[ 1.00000000e+00 1.76276899e-06] [ 9.76685164e-01 3.14692752e-03] [ 9.53182640e-01 5.22846152e-03] ... [ 9.52998460e-01 1.22336784e-02] [ 9.76506117e-01 6.17134718e-03] [ 1.00000000e+00 1.76276899e-06]]] | 3D array of the non-dimensional x and y airfoil coordinates of the airfoils interpolated along span for n_span stations.
rotorse.re.precomp.web_start_nd | intermediate |  | [[0.19443411 0.19789619 0.1995814 0.29869742 0.31098567 0.32448251 0.33399992 0.34127527 0.34566252 0.34669277 0.34713247 0.35067402 0.35439919 0.36569812 0.37274312 0.38232289 0.39148885 0.39896527 0.40560235 0.41086001 0.41544218 0.4168685 0.41765577 0.4178254 0.41762105 0.41607536 0.41231162 0.40526033 0.3917786 0.24523263] [0.19443411 0.19789619 0.1995814 0.24103292 0.25044234 0.26086146 0.26853677 0.2740762 0.27663037 0.27598468 0.27477686 0.27596579 0.27726755 0.28439744 0.28696237 0.29046479 0.29309095 0.2937625 0.29314104 0.29067678 0.28457176 0.27993725 0.27169063 0.26196135 0.25052713 0.23573882 0.21583323 0.18757385 0.14241967 0.24523263]] | 2D array of the non-dimensional start point defined along the outer profile of a web. The TE suction side is 0, the TE pressure side is 1. The first dimension represents each web, the second dimension represents each entry along blade span.
rotorse.re.precomp.web_end_nd | intermediate |  | [[0.69444351 0.69843353 0.70702196 0.62303187 0.62842173 0.63161008 0.63612392 0.64039419 0.64243713 0.64265738 0.64287487 0.63990423 0.63666324 0.6260501 0.62026719 0.61224547 0.6045373 0.59812347 0.59230543 0.58775308 0.58404968 0.58314037 0.58330853 0.58418287 0.58515575 0.58696589 0.59069424 0.59757143 0.61087894 0.75672069] [0.69444351 0.69843353 0.70702196 0.68025763 0.68810309 0.69451453 0.70133692 0.7078914 0.71197499 0.71396795 0.71585303 0.71515734 0.7142568 0.70752285 0.70604146 0.70386319 0.70248662 0.7027377 0.70407455 0.7072081 0.71426697 0.71950425 0.72886409 0.73974775 0.75193557 0.76675484 0.78613106 0.8134791 0.85758675 0.75672069]] | 2D array of the non-dimensional end point defined along the outer profile of a web. The TE suction side is 0, the TE pressure side is 1. The first dimension represents each web, the second dimension represents each entry along blade span.
rotorse.re.precomp.layer_thickness | intermediate | m | [[ 1.00000000e-03 1.00000000e-03 1.00000000e-03 1.00000000e-03 1.00000000e-03 1.00000000e-03 1.00000000e-03 1.00000000e-03 1.00000000e-03 1.00000000e-03 1.00000000e-03 1.00000000e-03 1.00000000e-03 1.00000000e-03 1.00000000e-03 1.00000000e-03 1.00000000e-03 1.00000000e-03 1.00000000e-03 1.00000000e-03 1.00000000e-03 1.00000000e-03 1.00000000e-03 1.00000000e-03 1.00000000e-03 1.00000000e-03 1.00000000e-03 1.00000000e-03 1.00000000e-03 1.00000000e-03] [ 4.10000000e-02 3.30000000e-02 2.60000000e-02 2.00000000e-02 1.50000000e-02 1.10000000e-02 8.28454072e-03 6.51243402e-03 5.36207752e-03 4.70247504e-03 4.40263040e-03 4.33154742e-03 4.35822991e-03 4.35168169e-03 4.30702965e-03 4.21940069e-03 4.08392168e-03 3.89571952e-03 3.64992111e-03 3.34165333e-03 2.86491152e-03 2.57935592e-03 2.14614940e-03 1.69211977e-03 1.22767857e-03 1.00000000e-03 1.00000000e-03 1.00000000e-03 1.00000000e-03 1.00000000e-03] [ 0.00000000e+00 7.78193248e-03 1.50365645e-02 2.16850400e-02 2.76485026e-02 3.28480962e-02 3.72049647e-02 4.06402518e-02 4.30751013e-02 4.44306571e-02 4.46449340e-02 4.39262735e-02 4.24754139e-02 4.04425783e-02 3.79779900e-02 3.52318721e-02 3.23544477e-02 2.94959401e-02 2.68065724e-02 2.44365678e-02 2.18277265e-02 2.04570456e-02 1.85237383e-02 1.66203486e-02 1.47476896e-02 1.29065742e-02 1.10978153e-02 9.32222585e-03 7.58061873e-03 5.87380689e-03] [ 0.00000000e+00 7.25433122e-03 1.39944773e-02 2.01524778e-02 2.56603721e-02 3.04501999e-02 3.44540004e-02 3.76038134e-02 3.98316783e-02 4.10696345e-02 4.12612787e-02 4.05525027e-02 3.91203565e-02 3.71115642e-02 3.46728500e-02 3.19509379e-02 2.90925522e-02 2.62444171e-02 2.35532565e-02 2.11657948e-02 1.85124099e-02 1.71131586e-02 1.51336905e-02 1.31775357e-02 1.12451572e-02 9.33701773e-03 7.45358011e-03 5.59530720e-03 3.76266180e-03 1.95610677e-03] [ 0.00000000e+00 0.00000000e+00 0.00000000e+00 0.00000000e+00 0.00000000e+00 0.00000000e+00 0.00000000e+00 0.00000000e+00 0.00000000e+00 0.00000000e+00 0.00000000e+00 0.00000000e+00 0.00000000e+00 0.00000000e+00 0.00000000e+00 0.00000000e+00 0.00000000e+00 0.00000000e+00 0.00000000e+00 1.00000000e-03 3.44239839e-02 1.00000000e-03 -8.13151629e-20 0.00000000e+00 0.00000000e+00 0.00000000e+00 0.00000000e+00 0.00000000e+00 0.00000000e+00 0.00000000e+00] [ 0.00000000e+00 0.00000000e+00 0.00000000e+00 0.00000000e+00 0.00000000e+00 0.00000000e+00 0.00000000e+00 0.00000000e+00 0.00000000e+00 0.00000000e+00 0.00000000e+00 0.00000000e+00 0.00000000e+00 0.00000000e+00 0.00000000e+00 0.00000000e+00 0.00000000e+00 0.00000000e+00 0.00000000e+00 1.00000000e-03 3.44239839e-02 1.00000000e-03 -8.13151629e-20 0.00000000e+00 0.00000000e+00 0.00000000e+00 0.00000000e+00 0.00000000e+00 0.00000000e+00 0.00000000e+00] [ 0.00000000e+00 0.00000000e+00 6.65003373e-03 8.14812366e-03 9.64621359e-03 1.11443035e-02 1.26025620e-02 1.39811575e-02 1.52402586e-02 1.63400338e-02 1.72406517e-02 1.79022807e-02 1.83276090e-02 1.85193246e-02 1.84801155e-02 1.82126698e-02 1.77196757e-02 1.70038210e-02 1.61057826e-02 1.50662370e-02 1.35708454e-02 1.27253309e-02 1.15053236e-02 1.03065158e-02 9.12537420e-03 7.95836553e-03 6.80195656e-03 5.65261407e-03 4.50680481e-03 3.36099555e-03] [ 0.00000000e+00 0.00000000e+00 2.33432275e-02 2.51480648e-02 2.69529021e-02 2.87577394e-02 3.05625767e-02 3.23674140e-02 3.39953792e-02 3.52696003e-02 3.60132052e-02 3.60493218e-02 3.52010780e-02 3.32916017e-02 3.05938669e-02 2.73808473e-02 2.39255169e-02 2.05008494e-02 1.73798187e-02 1.48353987e-02 1.22323494e-02 1.10919834e-02 9.70078471e-03 8.50178952e-03 7.39889612e-03 6.29600271e-03 5.19310930e-03 4.09021589e-03 2.98732248e-03 -6.50521303e-19] [ 0.00000000e+00 0.00000000e+00 2.33432275e-02 2.51480648e-02 2.69529021e-02 2.87577394e-02 3.05625767e-02 3.23674140e-02 3.39953792e-02 3.52696003e-02 3.60132052e-02 3.60493218e-02 3.52010780e-02 3.32916017e-02 3.05938669e-02 2.73808473e-02 2.39255169e-02 2.05008494e-02 1.73798187e-02 1.48353987e-02 1.22323494e-02 1.10919834e-02 9.70078471e-03 8.50178952e-03 7.39889612e-03 6.29600271e-03 5.19310930e-03 4.09021589e-03 2.98732248e-03 -6.50521303e-19] [ 0.00000000e+00 0.00000000e+00 1.86402175e-02 2.29043857e-02 2.71685539e-02 3.12820798e-02 3.50943212e-02 3.84546359e-02 4.12123815e-02 4.32169158e-02 4.43175966e-02 4.46317757e-02 4.42768050e-02 4.33700364e-02 4.20288217e-02 4.03705128e-02 3.85124616e-02 3.64638788e-02 3.42339751e-02 3.18319613e-02 2.84675254e-02 2.65484460e-02 2.36853660e-02 2.07018877e-02 1.76220907e-02 1.44700547e-02 1.12698594e-02 8.04558436e-03 4.82130936e-03 1.59703436e-03] [ 0.00000000e+00 0.00000000e+00 1.06783227e-02 1.30277497e-02 1.53771767e-02 1.77266036e-02 2.00760306e-02 2.23436643e-02 2.44477114e-02 2.63063787e-02 2.78378729e-02 2.89604006e-02 2.95921686e-02 2.97916789e-02 2.96174332e-02 2.91279335e-02 2.83816816e-02 2.74371794e-02 2.63529289e-02 2.51106409e-02 2.32295708e-02 2.20787956e-02 2.02526601e-02 1.81953304e-02 1.58885175e-02 1.33738018e-02 1.06927639e-02 7.88698432e-03 4.99804368e-03 2.06752250e-03] [ 0.00000000e+00 0.00000000e+00 1.17141324e-02 1.47649473e-02 1.78157623e-02 2.08665773e-02 2.39173922e-02 2.69682072e-02 3.00190222e-02 3.29529872e-02 3.56532524e-02 3.80029677e-02 3.98852833e-02 4.11833493e-02 4.17803156e-02 4.17273646e-02 4.10756783e-02 3.98764390e-02 3.81808288e-02 3.60400301e-02 3.26797937e-02 3.06420809e-02 2.75162660e-02 2.41934479e-02 2.07392943e-02 1.72194730e-02 1.36996517e-02 1.01798304e-02 6.66000904e-03 3.14018771e-03] [ 0.00000000e+00 0.00000000e+00 3.59873815e-02 4.39773438e-02 5.19673061e-02 5.96302097e-02 6.66389959e-02 7.26666060e-02 7.73859813e-02 8.04700630e-02 8.15917924e-02 8.09966867e-02 7.89302631e-02 7.56380387e-02 7.13655306e-02 6.63582560e-02 6.08617321e-02 5.50357312e-02 4.90400260e-02 4.30343888e-02 3.54771595e-02 3.16324086e-02 2.65556105e-02 2.18699671e-02 1.74972473e-02 1.33592202e-02 9.37765500e-03 5.47432071e-03 1.57098642e-03 1.00000000e-03] [ 4.10000000e-02 3.30000000e-02 2.60000000e-02 2.00000000e-02 1.53156219e-02 1.26140524e-02 1.00892854e-02 7.82972209e-03 5.92376367e-03 4.45981139e-03 3.52626648e-03 3.01625067e-03 2.82288569e-03 2.83929329e-03 2.95859519e-03 3.07391313e-03 3.07836885e-03 2.99303427e-03 2.83898133e-03 2.63728196e-03 2.33877707e-03 2.17523163e-03 1.95702453e-03 1.75179189e-03 1.55693882e-03 1.36987043e-03 1.18799183e-03 1.00870812e-03 1.00000000e-03 1.00000000e-03] [ 0.00000000e+00 0.00000000e+00 0.00000000e+00 2.16422907e-03 2.21016153e-03 2.25609398e-03 2.30202643e-03 2.34795888e-03 2.38578561e-03 2.40740088e-03 2.40469897e-03 2.36957416e-03 2.29392070e-03 2.16963289e-03 2.01292217e-03 1.84000000e-03 1.66707783e-03 1.51036711e-03 1.38607930e-03 1.31042584e-03 1.27397979e-03 1.27259912e-03 1.29421439e-03 1.33204112e-03 1.37797357e-03 1.42390602e-03 1.46983847e-03 1.51577093e-03 1.56170338e-03 1.08420217e-19] [ 0.00000000e+00 0.00000000e+00 0.00000000e+00 3.74890612e-02 3.61172335e-02 3.47454058e-02 3.33630956e-02 3.19598202e-02 3.05250972e-02 2.90484440e-02 2.75193780e-02 2.59274168e-02 2.43374498e-02 2.28143666e-02 2.14230569e-02 2.02284101e-02 1.92953159e-02 1.86886639e-02 1.83467902e-02 1.82080313e-02 2.00000000e-02 2.00000000e-02 2.00000000e-02 2.00000000e-02 2.00000000e-02 2.00000000e-02 2.00000000e-02 2.00000000e-02 2.00000000e-02 6.93889390e-18] [ 0.00000000e+00 0.00000000e+00 0.00000000e+00 2.07236417e-03 2.11829662e-03 2.16422907e-03 2.21016153e-03 2.25609398e-03 2.30202643e-03 2.34795888e-03 2.38578561e-03 2.40740088e-03 2.40469897e-03 2.36957416e-03 2.29392070e-03 2.16963289e-03 2.01292217e-03 1.84000000e-03 1.66707783e-03 1.51036711e-03 1.35893442e-03 1.31042584e-03 1.27530103e-03 1.27259912e-03 1.29421439e-03 1.33204112e-03 1.37797357e-03 1.42390602e-03 1.46983847e-03 1.08420217e-19] [ 0.00000000e+00 0.00000000e+00 0.00000000e+00 2.51759997e-03 2.44512991e-03 2.37265986e-03 2.30018980e-03 2.22771975e-03 2.15449048e-03 2.07974278e-03 2.00271744e-03 1.92265525e-03 1.83879698e-03 1.75038343e-03 1.66146746e-03 1.57610193e-03 1.49833970e-03 1.43223365e-03 1.38183663e-03 1.35120150e-03 1.33654766e-03 1.33604234e-03 1.34493101e-03 1.36040697e-03 1.37917659e-03 1.39794620e-03 1.41671582e-03 1.43548543e-03 1.45425505e-03 2.16840434e-19] [ 0.00000000e+00 0.00000000e+00 0.00000000e+00 3.77066146e-02 3.63461220e-02 3.49856293e-02 3.36139152e-02 3.22197581e-02 3.07919366e-02 2.93192293e-02 2.77904146e-02 2.61942712e-02 2.45955568e-02 2.30590296e-02 2.16494473e-02 2.04315680e-02 2.00000000e-02 2.00000000e-02 2.00000000e-02 2.00000000e-02 2.00000000e-02 2.00000000e-02 2.00000000e-02 2.00000000e-02 2.00000000e-02 2.00000000e-02 2.00000000e-02 2.00000000e-02 2.00000000e-02 6.93889390e-18] [ 0.00000000e+00 0.00000000e+00 0.00000000e+00 2.66254008e-03 2.59007002e-03 2.51759997e-03 2.44512991e-03 2.37265986e-03 2.30018980e-03 2.22771975e-03 2.15449048e-03 2.07974278e-03 2.00271744e-03 1.92265525e-03 1.83879698e-03 1.75038343e-03 1.66146746e-03 1.57610193e-03 1.49833970e-03 1.43223365e-03 1.37083839e-03 1.35120150e-03 1.33703462e-03 1.33604234e-03 1.34493101e-03 1.36040697e-03 1.37917659e-03 1.39794620e-03 1.41671582e-03 6.50521303e-19]] | 2D array of the thickness of the layers of the blade structure. The first dimension represents each layer, the second dimension represents each entry along blade span.
rotorse.re.precomp.layer_start_nd | intermediate |  | [[0. 0. 0. 0. 0. 0. 0. 0. 0. 0. 0. 0. 0. 0. 0. 0. 0. 0. 0. 0. 0. 0. 0. 0. 0. 0. 0. 0. 0. 0. ] [0. 0. 0. 0. 0. 0. 0. 0. 0. 0. 0. 0. 0. 0. 0. 0. 0. 0. 0. 0. 0. 0. 0. 0. 0. 0. 0. 0. 0. 0. ] [0.16613836 0.16946286 0.16968068 0.23759495 0.2439899 0.25193115 0.25766523 0.26174662 0.2633434 0.26210837 0.26061866 0.2616315 0.26295985 0.26995749 0.2725209 0.27588271 0.27838647 0.27891556 0.27802616 0.2750634 0.26774667 0.26207131 0.25166728 0.23859669 0.22787547 0.21289915 0.19074836 0.15633559 0.10381686 0.08009451] [0.66614777 0.6700002 0.67712123 0.62072086 0.62727502 0.63245959 0.63926867 0.64574535 0.64977998 0.65171232 0.65333451 0.65155042 0.64924268 0.63950434 0.63444037 0.62711273 0.61986479 0.61356165 0.60742732 0.60199085 0.59597957 0.59311662 0.58936694 0.58623052 0.58444769 0.58188815 0.57826958 0.57270573 0.57374879 0.59684729] [0.19443411 0.19789619 0.1995814 0.20542464 0.21272282 0.2220171 0.22991051 0.23619816 0.24018571 0.24176774 0.24321802 0.24714692 0.25147187 0.26147185 0.26715623 0.27388979 0.28019577 0.28503635 0.289098 0.2692474 0.15010342 0.26666678 0.29305679 0.29210644 0.29106461 0.28898449 0.28527264 0.2791944 0.26861133 0.24523263] [0.69444351 0.69843353 0.70702196 0.71607859 0.72704187 0.73490281 0.74127057 0.74679934 0.74912851 0.748806 0.74793476 0.74442439 0.74042431 0.73076654 0.7260795 0.72058973 0.71546943 0.71150765 0.70813245 0.68336649 0.561757 0.67870736 0.70762202 0.70993719 0.71208585 0.71470344 0.71851623 0.72434806 0.73434916 0.75672069] [0.48905595 0.48893839 0.48796411 0.48706864 0.48668455 0.48576547 0.48502104 0.48531088 0.48564258 0.4857924 0.48611936 0.48627169 0.48627317 0.48579129 0.48506303 0.48383156 0.48238805 0.48077685 0.47894774 0.47684624 0.47359139 0.47152324 0.46807164 0.4638829 0.45854522 0.4511866 0.44595877 0.44467843 0.44324233 0.44179699] [0. 0. 0. 0. 0. 0. 0. 0. 0. 0. 0. 0. 0. 0. 0. 0. 0. 0. 0. 0. 0. 0. 0. 0. 0. 0. 0. 0. 0. 0. ] [0.95925412 0.95895293 0.9565692 0.95388656 0.95056337 0.94780072 0.9455854 0.94397287 0.94256868 0.94189525 0.94165198 0.94093289 0.94012219 0.93775085 0.9348865 0.93047603 0.92519004 0.92487708 0.92502404 0.92507998 0.92496879 0.92485823 0.92470421 0.92478851 0.93005609 0.93027525 0.93045139 0.93065362 0.93081265 0.93112403] [0.04074588 0.04104707 0.0434308 0.04611344 0.04943663 0.05219928 0.0544146 0.05602713 0.05743132 0.05810475 0.05834802 0.05906711 0.05987781 0.06224915 0.0651135 0.06952397 0.07480996 0.07512292 0.07497596 0.07492002 0.07503121 0.07514177 0.07529579 0.07521149 0.06994391 0.06972475 0.06954861 0.06934638 0.06918735 0.06887597] [0.22272986 0.22632952 0.22948212 0.30080193 0.31138242 0.32272784 0.33028459 0.33580147 0.33842316 0.33783338 0.33690305 0.33920465 0.34192828 0.35209392 0.35827412 0.36697208 0.37551861 0.38277512 0.38964944 0.39578046 0.40279588 0.40631466 0.41134025 0.41753853 0.41993132 0.42260813 0.42604197 0.43129105 0.43340579 0.41037074] [0.51094271 0.51093158 0.51109232 0.51151394 0.51274861 0.51314609 0.51310658 0.51395159 0.51467968 0.51507905 0.51562235 0.51627311 0.5168142 0.51755755 0.51822809 0.51906037 0.51995391 0.52094453 0.52211804 0.52353357 0.52582167 0.52730935 0.52982516 0.53308866 0.53739617 0.54310325 0.54601304 0.54471542 0.54334969 0.54177825] [0.72273926 0.72686687 0.73692268 0.68392783 0.69466754 0.70325628 0.71188804 0.71980021 0.72485974 0.72743733 0.7296189 0.72912358 0.72821111 0.72164078 0.72019359 0.71820211 0.71699693 0.71742121 0.7190506 0.72270791 0.73102878 0.73735997 0.74903991 0.76192904 0.77438828 0.79040881 0.81299166 0.84716618 0.89494952 0.91659409] [0. 0. 0. 0. 0. 0. 0. 0. 0. 0. 0. 0. 0. 0. 0. 0.05 0.05 0.05 0.05 0.05 0.05 0.05 0.05 0.05 0.05 0.05 0.04 0.05 0.05 0.05 ] [0. 0. 0. 0. 0. 0. 0. 0. 0. 0. 0. 0. 0. 0. 0. 0. 0. 0. 0. 0. 0. 0. 0. 0. 0. 0. 0. 0. 0. 0. ] [0. 0. 0. 0. 0. 0. 0. 0. 0. 0. 0. 0. 0. 0. 0. 0. 0. 0. 0. 0. 0. 0. 0. 0. 0. 0. 0. 0. 0. 0. ] [0. 0. 0. 0. 0. 0. 0. 0. 0. 0. 0. 0. 0. 0. 0. 0. 0. 0. 0. 0. 0. 0. 0. 0. 0. 0. 0. 0. 0. 0. ] [0. 0. 0. 0. 0. 0. 0. 0. 0. 0. 0. 0. 0. 0. 0. 0. 0. 0. 0. 0. 0. 0. 0. 0. 0. 0. 0. 0. 0. 0. ] [0. 0. 0. 0. 0. 0. 0. 0. 0. 0. 0. 0. 0. 0. 0. 0. 0. 0. 0. 0. 0. 0. 0. 0. 0. 0. 0. 0. 0. 0. ] [0. 0. 0. 0. 0. 0. 0. 0. 0. 0. 0. 0. 0. 0. 0. 0. 0. 0. 0. 0. 0. 0. 0. 0. 0. 0. 0. 0. 0. 0. ]] | 2D array of the non-dimensional start point defined along the outer profile of a layer. The TE suction side is 0, the TE pressure side is 1. The first dimension represents each layer, the second dimension represents each entry along blade span.
rotorse.re.precomp.layer_end_nd | intermediate |  | [[1. 1. 1. 1. 1. 1. 1. 1. 1. 1. 1. 1. 1. 1. 1. 1. 1. 1. 1. 1. 1. 1. 1. 1. 1. 1. 1. 1. 1. 1. ] [1. 1. 1. 1. 1. 1. 1. 1. 1. 1. 1. 1. 1. 1. 1. 1. 1. 1. 1. 1. 1. 1. 1. 1. 1. 1. 1. 1. 1. 1. ] [0.22272986 0.22632952 0.22948212 0.30080193 0.31138242 0.32272784 0.33028459 0.33580147 0.33842316 0.33783338 0.33690305 0.33920465 0.34192828 0.35209392 0.35827412 0.36697208 0.37551861 0.38277512 0.38964944 0.39578046 0.40279588 0.40631466 0.41134025 0.41753853 0.41993132 0.42260813 0.42604197 0.43129105 0.43340579 0.41037074] [0.72273926 0.72686687 0.73692268 0.68392783 0.69466754 0.70325628 0.71188804 0.71980021 0.72485974 0.72743733 0.7296189 0.72912358 0.72821111 0.72164078 0.72019359 0.71820211 0.71699693 0.71742121 0.7190506 0.72270791 0.73102878 0.73735997 0.74903991 0.76192904 0.77438828 0.79040881 0.81299166 0.84716618 0.89494952 0.91659409] [0.19443411 0.19789619 0.1995814 0.20542464 0.21272282 0.2220171 0.22991051 0.23619816 0.24018571 0.24176774 0.24321802 0.24714692 0.25147187 0.26147185 0.26715623 0.27388979 0.28019577 0.28503635 0.289098 0.31451629 0.43708299 0.32075803 0.29305679 0.29210644 0.29106461 0.28898449 0.28527264 0.2791944 0.26861133 0.24523263] [0.69444351 0.69843353 0.70702196 0.71607859 0.72704187 0.73490281 0.74127057 0.74679934 0.74912851 0.748806 0.74793476 0.74442439 0.74042431 0.73076654 0.7260795 0.72058973 0.71546943 0.71150765 0.70813245 0.72863539 0.84873656 0.73279862 0.70762202 0.70993719 0.71208585 0.71470344 0.71851623 0.72434806 0.73434916 0.75672069] [0.51094271 0.51093158 0.51109232 0.51151394 0.51274861 0.51314609 0.51310658 0.51395159 0.51467968 0.51507905 0.51562235 0.51627311 0.5168142 0.51755755 0.51822809 0.51906037 0.51995391 0.52094453 0.52211804 0.52353357 0.52582167 0.52730935 0.52982516 0.53308866 0.53739617 0.54310325 0.54601304 0.54471542 0.54334969 0.54177825] [0.04074588 0.04104707 0.0434308 0.04611344 0.04943663 0.05219928 0.0544146 0.05602713 0.05743132 0.05810475 0.05834802 0.05906711 0.05987781 0.06224915 0.0651135 0.06952397 0.07480996 0.07512292 0.07497596 0.07492002 0.07503121 0.07514177 0.07529579 0.07521149 0.06994391 0.06972475 0.06954861 0.06934638 0.06918735 0.06887597] [1. 1. 1. 1. 1. 1. 1. 1. 1. 1. 1. 1. 1. 1. 1. 1. 1. 1. 1. 1. 1. 1. 1. 1. 1. 1. 1. 1. 1. 1. ] [0.16613836 0.16946286 0.16968068 0.23759495 0.2439899 0.25193115 0.25766523 0.26174662 0.2633434 0.26210837 0.26061866 0.2616315 0.26295985 0.26995749 0.2725209 0.27588271 0.27838647 0.27891556 0.27802616 0.2750634 0.26774667 0.26207131 0.25166728 0.23859669 0.22787547 0.21289915 0.19074836 0.15633559 0.10381686 0.08009451] [0.48905595 0.48893839 0.48796411 0.48706864 0.48668455 0.48576547 0.48502104 0.48531088 0.48564258 0.4857924 0.48611936 0.48627169 0.48627317 0.48579129 0.48506303 0.48383156 0.48238805 0.48077685 0.47894774 0.47684624 0.47359139 0.47152324 0.46807164 0.4638829 0.45854522 0.4511866 0.44595877 0.44467843 0.44324233 0.44179699] [0.66614777 0.6700002 0.67712123 0.62072086 0.62727502 0.63245959 0.63926867 0.64574535 0.64977998 0.65171232 0.65333451 0.65155042 0.64924268 0.63950434 0.63444037 0.62711273 0.61986479 0.61356165 0.60742732 0.60199085 0.59597957 0.59311662 0.58936694 0.58623052 0.58444769 0.58188815 0.57826958 0.57270573 0.57374879 0.59684729] [0.95925412 0.95895293 0.9565692 0.95388656 0.95056337 0.94780072 0.9455854 0.94397287 0.94256868 0.94189525 0.94165198 0.94093289 0.94012219 0.93775085 0.9348865 0.93047603 0.92519004 0.92487708 0.92502404 0.92507998 0.92496879 0.92485823 0.92470421 0.92478851 0.93005609 0.93027525 0.93045139 0.93065362 0.93081265 0.93112403] [1. 1. 1. 1. 1. 1. 1. 1. 1. 1. 1. 1. 1. 1. 1. 0.95 0.95 0.95 0.95 0.95 0.95 0.95 0.95 0.95 0.95 0.95 0.95 0.95 0.95 0.95 ] [0. 0. 0. 0. 0. 0. 0. 0. 0. 0. 0. 0. 0. 0. 0. 0. 0. 0. 0. 0. 0. 0. 0. 0. 0. 0. 0. 0. 0. 0. ] [0. 0. 0. 0. 0. 0. 0. 0. 0. 0. 0. 0. 0. 0. 0. 0. 0. 0. 0. 0. 0. 0. 0. 0. 0. 0. 0. 0. 0. 0. ] [0. 0. 0. 0. 0. 0. 0. 0. 0. 0. 0. 0. 0. 0. 0. 0. 0. 0. 0. 0. 0. 0. 0. 0. 0. 0. 0. 0. 0. 0. ] [0. 0. 0. 0. 0. 0. 0. 0. 0. 0. 0. 0. 0. 0. 0. 0. 0. 0. 0. 0. 0. 0. 0. 0. 0. 0. 0. 0. 0. 0. ] [0. 0. 0. 0. 0. 0. 0. 0. 0. 0. 0. 0. 0. 0. 0. 0. 0. 0. 0. 0. 0. 0. 0. 0. 0. 0. 0. 0. 0. 0. ] [0. 0. 0. 0. 0. 0. 0. 0. 0. 0. 0. 0. 0. 0. 0. 0. 0. 0. 0. 0. 0. 0. 0. 0. 0. 0. 0. 0. 0. 0. ]] | 2D array of the non-dimensional end point defined along the outer profile of a layer. The TE suction side is 0, the TE pressure side is 1. The first dimension represents each layer, the second dimension represents each entry along blade span.
rotorse.re.precomp.joint_mass | intermediate | kg | [432.70751477] | Mass of the joint.
towerse.member.gc.d | intermediate | m | [6. 6. 6. 6. 6. 6. 6. 6. 6. 5.89079213 5.53032592]
towerse.member.gc.t | intermediate | m | [0.06190994 0.05532001 0.04902645 0.04351143 0.03838378 0.03328114 0.0282451 0.02352226 0.01966602 0.01803766]
towerse.member.s | output |  | [0. 0.1 0.2 0.3 0.4 0.5 0.6 0.7 0.8 0.9 1. ]
towerse.member.height | output | m | [137.]
towerse.tower_outer_diameter | output | m | [6. 6. 6. 6. 6. 6. 6. 6. 6. 5.89079213 5.53032592]
towerse.tower_wall_thickness | output | m | [0.06190994 0.05532001 0.04902645 0.04351143 0.03838378 0.03328114 0.0282451 0.02352226 0.01966602 0.01803766]
towerse.member.E | output | Pa | [2.e+11 2.e+11 2.e+11 2.e+11 2.e+11 2.e+11 2.e+11 2.e+11 2.e+11 2.e+11]
towerse.member.G | output | Pa | [7.93e+10 7.93e+10 7.93e+10 7.93e+10 7.93e+10 7.93e+10 7.93e+10 7.93e+10 7.93e+10 7.93e+10]
towerse.member.sigma_y | output | Pa | [3.45e+08 3.45e+08 3.45e+08 3.45e+08 3.45e+08 3.45e+08 3.45e+08 3.45e+08 3.45e+08 3.45e+08]
towerse.member.rho | output | kg/m**3 | [7800. 7800. 7800. 7800. 7800. 7800. 7800. 7800. 7800. 7800.]
towerse.member.unit_cost | output | USD/kg | [0.7 0.7 0.7 0.7 0.7 0.7 0.7 0.7 0.7 0.7]
towerse.member.outfitting_factor | output |  | [1.07 1.07 1.07 1.07 1.07 1.07 1.07 1.07 1.07 1.07]
towerse.tower_s | intermediate |  | [0. 0.1 0.2 0.3 0.4 0.5 0.6 0.7 0.8 0.9 1. ]
towerse.outfitting_full | output |  | [1.07 1.07 1.07 1.07 1.07 1.07 1.07 1.07 1.07 1.07 1.07 1.07 1.07 1.07 1.07 1.07 1.07 1.07 1.07 1.07 1.07 1.07 1.07 1.07 1.07 1.07 1.07 1.07 1.07 1.07]
towerse.member.unit_cost_full | output | USD/kg | [0.7 0.7 0.7 0.7 0.7 0.7 0.7 0.7 0.7 0.7 0.7 0.7 0.7 0.7 0.7 0.7 0.7 0.7 0.7 0.7 0.7 0.7 0.7 0.7 0.7 0.7 0.7 0.7 0.7 0.7]
towerse.hub_height | intermediate | m | [140.]
towerse.foundation_height | intermediate | m | [0.]
af_3d.cl | intermediate |  | [[[[ 0.00000000e+00] [ 0.00000000e+00] [ 0.00000000e+00] [ 0.00000000e+00] [ 0.00000000e+00]] [[ 0.00000000e+00] [ 0.00000000e+00] [ 0.00000000e+00] [ 0.00000000e+00] [ 0.00000000e+00]] [[ 0.00000000e+00] [ 0.00000000e+00] [ 0.00000000e+00] [ 0.00000000e+00] [ 0.00000000e+00]] ... [[ 0.00000000e+00] [ 0.00000000e+00] [ 0.00000000e+00] [ 0.00000000e+00] [ 0.00000000e+00]] [[ 0.00000000e+00] [ 0.00000000e+00] [ 0.00000000e+00] [ 0.00000000e+00] [ 0.00000000e+00]] [[ 0.00000000e+00] [ 0.00000000e+00] [ 0.00000000e+00] [ 0.00000000e+00] [ 0.00000000e+00]]] [[[ 0.00000000e+00] [ 0.00000000e+00] [ 0.00000000e+00] [ 0.00000000e+00] [ 0.00000000e+00]] [[ 2.26137991e-03] [ 1.94775724e-03] [ 1.92094234e-03] [ 1.93109733e-03] [ 1.89340473e-03]] [[ 4.52275988e-03] [ 3.89551453e-03] [ 3.84188473e-03] [ 3.86219472e-03] [ 3.78680952e-03]] ... [[-4.52275988e-03] [-3.89551453e-03] [-3.84188473e-03] [-3.86219472e-03] [-3.78680952e-03]] [[-2.26137991e-03] [-1.94775724e-03] [-1.92094234e-03] [-1.93109733e-03] [-1.89340473e-03]] [[-7.53598903e-19] [-7.53598903e-19] [-7.53598903e-19] [-7.53598903e-19] [-7.53598903e-19]]] [[[ 0.00000000e+00] [ 0.00000000e+00] [ 0.00000000e+00] [ 0.00000000e+00] [ 0.00000000e+00]] [[ 2.24911443e-02] [ 2.00611592e-02] [ 1.98552462e-02] [ 1.99331949e-02] [ 1.96440645e-02]] [[ 4.49822890e-02] [ 4.01223189e-02] [ 3.97104929e-02] [ 3.98663903e-02] [ 3.92881293e-02]] ... [[-4.49822890e-02] [-4.01223189e-02] [-3.97104929e-02] [-3.98663903e-02] [-3.92881293e-02]] [[-2.24911443e-02] [-2.00611592e-02] [-1.98552462e-02] [-1.99331949e-02] [-1.96440645e-02]] [[-6.25425624e-18] [-6.25425624e-18] [-6.25425624e-18] [-6.25425624e-18] [-6.25425624e-18]]] ... [[[ 0.00000000e+00] [ 0.00000000e+00] [ 0.00000000e+00] [ 0.00000000e+00] [ 0.00000000e+00]] [[ 1.81891218e-01] [ 1.86009734e-01] [ 1.87437603e-01] [ 1.94392998e-01] [ 1.98011589e-01]] [[ 3.63782435e-01] [ 3.72019469e-01] [ 3.74875206e-01] [ 3.88785996e-01] [ 3.96023178e-01]] ... [[-3.63782435e-01] [-3.72019469e-01] [-3.74875206e-01] [-3.88785996e-01] [-3.96023178e-01]] [[-1.81891218e-01] [-1.86009734e-01] [-1.87437603e-01] [-1.94392998e-01] [-1.98011589e-01]] [[-3.06780898e-19] [-2.47779670e-19] [ 0.00000000e+00] [ 1.29721666e-17] [-3.98810863e-18]]] [[[ 0.00000000e+00] [ 0.00000000e+00] [ 0.00000000e+00] [ 0.00000000e+00] [ 0.00000000e+00]] [[ 1.91313607e-01] [ 1.96662846e-01] [ 1.98266810e-01] [ 2.04863588e-01] [ 2.08470811e-01]] [[ 3.82627215e-01] [ 3.93325692e-01] [ 3.96533620e-01] [ 4.09727176e-01] [ 4.16941622e-01]] ... [[-3.82627215e-01] [-3.93325692e-01] [-3.96533620e-01] [-4.09727176e-01] [-4.16941622e-01]] [[-1.91313607e-01] [-1.96662846e-01] [-1.98266810e-01] [-2.04863588e-01] [-2.08470811e-01]] [[-1.16003931e-18] [-5.93069651e-19] [ 0.00000000e+00] [ 1.36426336e-17] [-8.66895539e-18]]] [[[ 0.00000000e+00] [ 0.00000000e+00] [ 0.00000000e+00] [ 0.00000000e+00] [ 0.00000000e+00]] [[ 2.02449660e-01] [ 2.09583515e-01] [ 2.11419915e-01] [ 2.17381080e-01] [ 2.21043270e-01]] [[ 4.04899320e-01] [ 4.19167029e-01] [ 4.22839830e-01] [ 4.34762160e-01] [ 4.42086540e-01]] ... [[-4.04899320e-01] [-4.19167029e-01] [-4.22839830e-01] [-4.34762160e-01] [-4.42086540e-01]] [[-2.02449660e-01] [-2.09583515e-01] [-2.11419915e-01] [-2.17381080e-01] [-2.21043270e-01]] [[-2.80518940e-18] [-1.05413865e-18] [ 0.00000000e+00] [ 1.38777878e-17] [-1.38777878e-17]]]] | 4D array with the lift coefficients of the airfoils. Dimension 0 is along the blade span for n_span stations, dimension 1 is along the angles of attack, dimension 2 is along the Reynolds number, dimension 3 is along the number of tabs, which may describe multiple sets at the same station, for example in presence of a flap.
af_3d.cd | intermediate |  | [[[[0.5 ] [0.5 ] [0.5 ] [0.5 ] [0.5 ]] [[0.5 ] [0.5 ] [0.5 ] [0.5 ] [0.5 ]] [[0.5 ] [0.5 ] [0.5 ] [0.5 ] [0.5 ]] ... [[0.5 ] [0.5 ] [0.5 ] [0.5 ] [0.5 ]] [[0.5 ] [0.5 ] [0.5 ] [0.5 ] [0.5 ]] [[0.5 ] [0.5 ] [0.5 ] [0.5 ] [0.5 ]]] [[[0.48317224] [0.48317224] [0.48317224] [0.48317224] [0.48317224]] [[0.48317224] [0.48317224] [0.48317224] [0.48317224] [0.48317224]] [[0.48317224] [0.48317224] [0.48317224] [0.48317224] [0.48317224]] ... [[0.48317224] [0.48317224] [0.48317224] [0.48317224] [0.48317224]] [[0.48317224] [0.48317224] [0.48317224] [0.48317224] [0.48317224]] [[0.48317224] [0.48317224] [0.48317224] [0.48317224] [0.48317224]]] [[[0.34328947] [0.34328947] [0.34328947] [0.34328947] [0.34328947]] [[0.34328947] [0.34328947] [0.34328947] [0.34328947] [0.34328947]] [[0.34328947] [0.34328947] [0.34328947] [0.34328947] [0.34328947]] ... [[0.34328947] [0.34328947] [0.34328947] [0.34328947] [0.34328947]] [[0.34328947] [0.34328947] [0.34328947] [0.34328947] [0.34328947]] [[0.34328947] [0.34328947] [0.34328947] [0.34328947] [0.34328947]]] ... [[[0.001 ] [0.001 ] [0.001 ] [0.001 ] [0.001 ]] [[0.001 ] [0.001 ] [0.001 ] [0.001 ] [0.001 ]] [[0.001 ] [0.001 ] [0.001 ] [0.001 ] [0.001 ]] ... [[0.001 ] [0.001 ] [0.001 ] [0.001 ] [0.001 ]] [[0.001 ] [0.001 ] [0.001 ] [0.001 ] [0.001 ]] [[0.001 ] [0.001 ] [0.001 ] [0.001 ] [0.001 ]]] [[[0.001 ] [0.001 ] [0.001 ] [0.001 ] [0.001 ]] [[0.001 ] [0.001 ] [0.001 ] [0.001 ] [0.001 ]] [[0.001 ] [0.001 ] [0.001 ] [0.001 ] [0.001 ]] ... [[0.001 ] [0.001 ] [0.001 ] [0.001 ] [0.001 ]] [[0.001 ] [0.001 ] [0.001 ] [0.001 ] [0.001 ]] [[0.001 ] [0.001 ] [0.001 ] [0.001 ] [0.001 ]]] [[[0.001 ] [0.001 ] [0.001 ] [0.001 ] [0.001 ]] [[0.001 ] [0.001 ] [0.001 ] [0.001 ] [0.001 ]] [[0.001 ] [0.001 ] [0.001 ] [0.001 ] [0.001 ]] ... [[0.001 ] [0.001 ] [0.001 ] [0.001 ] [0.001 ]] [[0.001 ] [0.001 ] [0.001 ] [0.001 ] [0.001 ]] [[0.001 ] [0.001 ] [0.001 ] [0.001 ] [0.001 ]]]] | 4D array with the drag coefficients of the airfoils. Dimension 0 is along the blade span for n_span stations, dimension 1 is along the angles of attack, dimension 2 is along the Reynolds number, dimension 3 is along the number of tabs, which may describe multiple sets at the same station, for example in presence of a flap.
af_3d.cm | intermediate |  | [[[[ 0.00000000e+00] [ 0.00000000e+00] [ 0.00000000e+00] [ 0.00000000e+00] [ 0.00000000e+00]] [[ 0.00000000e+00] [ 0.00000000e+00] [ 0.00000000e+00] [ 0.00000000e+00] [ 0.00000000e+00]] [[ 0.00000000e+00] [ 0.00000000e+00] [ 0.00000000e+00] [ 0.00000000e+00] [ 0.00000000e+00]] ... [[ 0.00000000e+00] [ 0.00000000e+00] [ 0.00000000e+00] [ 0.00000000e+00] [ 0.00000000e+00]] [[ 0.00000000e+00] [ 0.00000000e+00] [ 0.00000000e+00] [ 0.00000000e+00] [ 0.00000000e+00]] [[ 0.00000000e+00] [ 0.00000000e+00] [ 0.00000000e+00] [ 0.00000000e+00] [ 0.00000000e+00]]] [[[ 0.00000000e+00] [ 0.00000000e+00] [ 0.00000000e+00] [ 0.00000000e+00] [ 0.00000000e+00]] [[ 6.01446903e-03] [ 6.01446903e-03] [ 6.01446903e-03] [ 6.01446903e-03] [ 6.01446903e-03]] [[ 1.03917777e-02] [ 1.03917777e-02] [ 1.03917777e-02] [ 1.03917777e-02] [ 1.03917777e-02]] ... [[-1.50454748e-02] [-1.50454748e-02] [-1.50454748e-02] [-1.50454748e-02] [-1.50454748e-02]] [[-8.95340984e-03] [-8.95340984e-03] [-8.95340984e-03] [-8.95340984e-03] [-8.95340984e-03]] [[ 0.00000000e+00] [ 0.00000000e+00] [ 0.00000000e+00] [ 0.00000000e+00] [ 0.00000000e+00]]] [[[ 0.00000000e+00] [ 0.00000000e+00] [ 0.00000000e+00] [ 0.00000000e+00] [ 0.00000000e+00]] [[ 5.29945751e-02] [ 5.29945751e-02] [ 5.29945751e-02] [ 5.29945751e-02] [ 5.29945751e-02]] [[ 9.32521557e-02] [ 9.32521557e-02] [ 9.32521557e-02] [ 9.32521557e-02] [ 9.32521557e-02]] ... [[-1.32558809e-01] [-1.32558809e-01] [-1.32558809e-01] [-1.32558809e-01] [-1.32558809e-01]] [[-7.74099366e-02] [-7.74099366e-02] [-7.74099366e-02] [-7.74099366e-02] [-7.74099366e-02]] [[ 0.00000000e+00] [ 0.00000000e+00] [ 0.00000000e+00] [ 0.00000000e+00] [ 0.00000000e+00]]] ... [[[ 0.00000000e+00] [ 0.00000000e+00] [ 0.00000000e+00] [ 0.00000000e+00] [ 0.00000000e+00]] [[ 1.20000000e-01] [ 1.20000000e-01] [ 1.20000000e-01] [ 1.20000000e-01] [ 1.20000000e-01]] [[ 2.40000000e-01] [ 2.40000000e-01] [ 2.40000000e-01] [ 2.40000000e-01] [ 2.40000000e-01]] ... [[-3.00000000e-01] [-3.00000000e-01] [-3.00000000e-01] [-3.00000000e-01] [-3.00000000e-01]] [[-1.50000000e-01] [-1.50000000e-01] [-1.50000000e-01] [-1.50000000e-01] [-1.50000000e-01]] [[-1.92606959e-18] [-1.92606959e-18] [-1.92606959e-18] [-1.92606959e-18] [-1.92606959e-18]]] [[[ 0.00000000e+00] [ 0.00000000e+00] [ 0.00000000e+00] [ 0.00000000e+00] [ 0.00000000e+00]] [[ 1.20000000e-01] [ 1.20000000e-01] [ 1.20000000e-01] [ 1.20000000e-01] [ 1.20000000e-01]] [[ 2.40000000e-01] [ 2.40000000e-01] [ 2.40000000e-01] [ 2.40000000e-01] [ 2.40000000e-01]] ... [[-3.00000000e-01] [-3.00000000e-01] [-3.00000000e-01] [-3.00000000e-01] [-3.00000000e-01]] [[-1.50000000e-01] [-1.50000000e-01] [-1.50000000e-01] [-1.50000000e-01] [-1.50000000e-01]] [[-1.92606959e-18] [-1.92606959e-18] [-1.92606959e-18] [-1.92606959e-18] [-1.92606959e-18]]] [[[ 0.00000000e+00] [ 0.00000000e+00] [ 0.00000000e+00] [ 0.00000000e+00] [ 0.00000000e+00]] [[ 1.20000000e-01] [ 1.20000000e-01] [ 1.20000000e-01] [ 1.20000000e-01] [ 1.20000000e-01]] [[ 2.40000000e-01] [ 2.40000000e-01] [ 2.40000000e-01] [ 2.40000000e-01] [ 2.40000000e-01]] ... [[-3.00000000e-01] [-3.00000000e-01] [-3.00000000e-01] [-3.00000000e-01] [-3.00000000e-01]] [[-1.50000000e-01] [-1.50000000e-01] [-1.50000000e-01] [-1.50000000e-01] [-1.50000000e-01]] [[-1.92606959e-18] [-1.92606959e-18] [-1.92606959e-18] [-1.92606959e-18] [-1.92606959e-18]]]] | 4D array with the moment coefficients of the airfoils. Dimension 0 is along the blade span for n_span stations, dimension 1 is along the angles of attack, dimension 2 is along the Reynolds number, dimension 3 is along the number of tabs, which may describe multiple sets at the same station, for example in presence of a flap.
af_3d.r_blade | intermediate | m | [ 3. 6.44814717 9.89629433 13.3444415 16.79258866 20.24073583 23.68888299 27.13703016 30.58517733 34.03332449 37.48147166 40.92961882 44.37776599 47.82591316 51.27406032 54.72220749 58.17035465 61.61850182 65.06664898 68.51479615 72.99738747 75.41109048 78.85923765 82.30738481 85.75553198 89.20367915 92.65182631 96.09997348 99.54812064 102.99626781] | 1D array of the dimensional spanwise grid defined along the rotor (hub radius to blade tip projected on the plane)
af_3d.rotor_radius | intermediate | m | [102.99626781] | Scalar of the rotor radius, defined ignoring prebend and sweep curvatures, and cone and uptilt angles.
af_3d.r_thick | intermediate |  | [1. 0.9904762 0.90583552 0.76920637 0.62433185 0.51495506 0.45652477 0.40898037 0.37373472 0.35299758 0.33854388 0.32716954 0.31781339 0.30941425 0.30091105 0.29250549 0.28490061 0.27785301 0.27111927 0.26445597 0.25549867 0.250367 0.2424545 0.23345852 0.22353126 0.21373557 0.20477992 0.19617537 0.18790426 0.18 ] | 1D array of the relative thicknesses of the blade defined along span.
af_3d.chord | intermediate | m | [4.5 4.51653455 4.59255455 4.72026865 4.75 4.75 4.75 4.75 4.75 4.75 4.75 4.7 4.64 4.48 4.30815493 4.07109567 3.83078655 3.59377787 3.3535724 3.10972681 2.79010443 2.61780457 2.37255549 2.12536608 1.87360817 1.6133977 1.34551447 1.07050448 0.78813172 0.5 ] | 1D array of the chord values defined along blade span.
blade.compute_coord_xy_dim.chord | intermediate | m | [4.5 4.51653455 4.59255455 4.72026865 4.75 4.75 4.75 4.75 4.75 4.75 4.75 4.7 4.64 4.48 4.30815493 4.07109567 3.83078655 3.59377787 3.3535724 3.10972681 2.79010443 2.61780457 2.37255549 2.12536608 1.87360817 1.6133977 1.34551447 1.07050448 0.78813172 0.5 ] | 1D array of the chord values defined along blade span.
blade.compute_coord_xy_dim.pitch_axis | intermediate |  | [0.5 0.49816955 0.48992341 0.47666778 0.47368421 0.47368421 0.47368421 0.47368421 0.47368421 0.47368421 0.47368421 0.46808511 0.4612069 0.44196429 0.43251806 0.42095775 0.41010371 0.40195138 0.39522149 0.39116278 0.39008436 0.39134099 0.39523274 0.40007425 0.40504215 0.41113787 0.41946139 0.43201533 0.45321411 0.5 ] | 1D array of the chordwise position of the pitch axis (0-LE, 1-TE), defined along blade span.
blade.compute_coord_xy_dim.twist | intermediate | rad | [ 0.3491 0.32625117 0.30085553 0.27319561 0.24355395 0.2057759 0.15761451 0.11369865 0.08888556 0.08740227 0.08747036 0.08755246 0.08760935 0.08649735 0.08026523 0.07090719 0.06112253 0.05334186 0.04683973 0.04037517 0.03044013 0.02356245 0.0096627 -0.00714598 -0.02406408 -0.03833817 -0.05056212 -0.06194147 -0.07234987 -0.08166095] | 1D array of the twist values defined along blade span. The twist is defined positive for negative rotations around the z axis (the same as in BeamDyn).
blade.compute_coord_xy_dim.coord_xy_interp | intermediate |  | [[[ 1.00000000e+00 -5.22802288e-16] [ 9.99429684e-01 -2.22597407e-02] [ 9.98063018e-01 -4.44580349e-02] ... [ 9.98120489e-01 4.38394581e-02] [ 9.99443038e-01 2.19496514e-02] [ 1.00000000e+00 -5.26271735e-16]] [[ 1.00000000e+00 -4.63811846e-04] [ 9.98467173e-01 -2.21760738e-02] [ 9.96201019e-01 -4.43513952e-02] ... [ 9.96776877e-01 4.39179785e-02] [ 9.98774657e-01 2.22119245e-02] [ 1.00000000e+00 3.03878429e-04]] [[ 1.00000000e+00 -3.84926541e-03] [ 9.90631439e-01 -2.12435866e-02] [ 9.80995553e-01 -4.24457781e-02] ... [ 9.85613808e-01 4.43560536e-02] [ 9.93218520e-01 2.41263074e-02] [ 1.00000000e+00 2.83048459e-03]] ... [[ 1.00000000e+00 2.99243424e-04] [ 9.76715850e-01 2.78508494e-03] [ 9.52832571e-01 4.62553820e-03] ... [ 9.52575171e-01 9.64309571e-03] [ 9.76267770e-01 4.94496385e-03] [ 1.00000000e+00 2.99243424e-04]] [[ 1.00000000e+00 7.60311480e-05] [ 9.76692547e-01 2.94939444e-03] [ 9.52952126e-01 4.97097005e-03] ... [ 9.52775619e-01 1.06814382e-02] [ 9.76380589e-01 5.38373218e-03] [ 1.00000000e+00 7.60311480e-05]] [[ 1.00000000e+00 1.76276899e-06] [ 9.76685164e-01 3.14692752e-03] [ 9.53182640e-01 5.22846152e-03] ... [ 9.52998460e-01 1.22336784e-02] [ 9.76506117e-01 6.17134718e-03] [ 1.00000000e+00 1.76276899e-06]]] | 3D array of the non-dimensional x and y airfoil coordinates of the airfoils interpolated along span for n_span stations. The leading edge is place at x=0 and y=0.
blade.compute_coord_xy_dim.ref_axis | intermediate | m | [[ 0.00000000e+00 0.00000000e+00 0.00000000e+00] [ 1.45896086e-02 0.00000000e+00 3.44814717e+00] [ 5.22230768e-02 0.00000000e+00 6.89629433e+00] [ 1.08141891e-01 0.00000000e+00 1.03444415e+01] [ 1.74250500e-01 0.00000000e+00 1.37925887e+01] [ 2.41136773e-01 0.00000000e+00 1.72407358e+01] [ 3.00085581e-01 0.00000000e+00 2.06888830e+01] [ 3.42651213e-01 0.00000000e+00 2.41370302e+01] [ 3.59821072e-01 0.00000000e+00 2.75851773e+01] [ 3.47586472e-01 0.00000000e+00 3.10333245e+01] [ 3.14508104e-01 0.00000000e+00 3.44814717e+01] [ 2.66858145e-01 0.00000000e+00 3.79296188e+01] [ 2.10870490e-01 0.00000000e+00 4.13777660e+01] [ 1.40477297e-01 0.00000000e+00 4.48259132e+01] [ 3.80470534e-02 0.00000000e+00 4.82740603e+01] [-9.07529186e-02 0.00000000e+00 5.17222075e+01] [-2.35123811e-01 0.00000000e+00 5.51703547e+01] [-3.94137332e-01 0.00000000e+00 5.86185018e+01] [-5.85777112e-01 0.00000000e+00 6.20666490e+01] [-8.05291806e-01 0.00000000e+00 6.55147962e+01] [-1.11555530e+00 0.00000000e+00 6.99973875e+01] [-1.29121723e+00 0.00000000e+00 7.24110905e+01] [-1.56372970e+00 0.00000000e+00 7.58592376e+01] [-1.85903588e+00 0.00000000e+00 7.93073848e+01] [-2.17067421e+00 0.00000000e+00 8.27555320e+01] [-2.49837779e+00 0.00000000e+00 8.62036791e+01] [-2.84335536e+00 0.00000000e+00 8.96518263e+01] [-3.20952152e+00 0.00000000e+00 9.30999735e+01] [-3.59684443e+00 0.00000000e+00 9.65481206e+01] [-4.00000000e+00 0.00000000e+00 9.99962678e+01]] | 2D array of the coordinates (x,y,z) of the blade reference axis, defined along blade span. The coordinate system is the one of BeamDyn: it is placed at blade root with x pointing the suction side of the blade, y pointing the trailing edge and z along the blade span. A standard configuration will have negative x values (prebend), if swept positive y values, and positive z values.
blade.compute_reynolds.chord | intermediate | m | [4.5 4.51653455 4.59255455 4.72026865 4.75 4.75 4.75 4.75 4.75 4.75 4.75 4.7 4.64 4.48 4.30815493 4.07109567 3.83078655 3.59377787 3.3535724 3.10972681 2.79010443 2.61780457 2.37255549 2.12536608 1.87360817 1.6133977 1.34551447 1.07050448 0.78813172 0.5 ]
blade.compute_reynolds.r_blade | intermediate | m | [ 3. 6.44814717 9.89629433 13.3444415 16.79258866 20.24073583 23.68888299 27.13703016 30.58517733 34.03332449 37.48147166 40.92961882 44.37776599 47.82591316 51.27406032 54.72220749 58.17035465 61.61850182 65.06664898 68.51479615 72.99738747 75.41109048 78.85923765 82.30738481 85.75553198 89.20367915 92.65182631 96.09997348 99.54812064 102.99626781] | 1D array of the dimensional spanwise grid defined along the rotor (hub radius to blade tip projected on the plane)
blade.compute_reynolds.rotor_radius | intermediate | m | [102.99626781] | Scalar of the rotor radius, defined ignoring prebend and sweep curvatures, and cone and uptilt angles.
blade.high_level_blade_props.blade_ref_axis_user | intermediate | m | [[ 0.00000000e+00 0.00000000e+00 0.00000000e+00] [ 1.45896086e-02 0.00000000e+00 3.44814717e+00] [ 5.22230768e-02 0.00000000e+00 6.89629433e+00] [ 1.08141891e-01 0.00000000e+00 1.03444415e+01] [ 1.74250500e-01 0.00000000e+00 1.37925887e+01] [ 2.41136773e-01 0.00000000e+00 1.72407358e+01] [ 3.00085581e-01 0.00000000e+00 2.06888830e+01] [ 3.42651213e-01 0.00000000e+00 2.41370302e+01] [ 3.59821072e-01 0.00000000e+00 2.75851773e+01] [ 3.47586472e-01 0.00000000e+00 3.10333245e+01] [ 3.14508104e-01 0.00000000e+00 3.44814717e+01] [ 2.66858145e-01 0.00000000e+00 3.79296188e+01] [ 2.10870490e-01 0.00000000e+00 4.13777660e+01] [ 1.40477297e-01 0.00000000e+00 4.48259132e+01] [ 3.80470534e-02 0.00000000e+00 4.82740603e+01] [-9.07529186e-02 0.00000000e+00 5.17222075e+01] [-2.35123811e-01 0.00000000e+00 5.51703547e+01] [-3.94137332e-01 0.00000000e+00 5.86185018e+01] [-5.85777112e-01 0.00000000e+00 6.20666490e+01] [-8.05291806e-01 0.00000000e+00 6.55147962e+01] [-1.11555530e+00 0.00000000e+00 6.99973875e+01] [-1.29121723e+00 0.00000000e+00 7.24110905e+01] [-1.56372970e+00 0.00000000e+00 7.58592376e+01] [-1.85903588e+00 0.00000000e+00 7.93073848e+01] [-2.17067421e+00 0.00000000e+00 8.27555320e+01] [-2.49837779e+00 0.00000000e+00 8.62036791e+01] [-2.84335536e+00 0.00000000e+00 8.96518263e+01] [-3.20952152e+00 0.00000000e+00 9.30999735e+01] [-3.59684443e+00 0.00000000e+00 9.65481206e+01] [-4.00000000e+00 0.00000000e+00 9.99962678e+01]] | 2D array of the coordinates (x,y,z) of the blade reference axis, defined along blade span. The coordinate system is the one of BeamDyn: it is placed at blade root with x pointing the suction side of the blade, y pointing the trailing edge and z along the blade span. A standard configuration will have negative x values (prebend), if swept positive y values, and positive z values.
blade.high_level_blade_props.hub_radius | intermediate | m | [3.] | Radius of the hub. It defines the distance of the blade root from the rotor center along the coned line.
blade.internal_structure_2d_fem.s | intermediate |  | [0. 0.03448276 0.06896552 0.10344828 0.13793103 0.17241379 0.20689655 0.24137931 0.27586207 0.31034483 0.34482759 0.37931034 0.4137931 0.44827586 0.48275862 0.51724138 0.55172414 0.5862069 0.62068966 0.65517241 0.7 0.72413793 0.75862069 0.79310345 0.82758621 0.86206897 0.89655172 0.93103448 0.96551724 1. ] | 1D array of the non-dimensional spanwise grid defined along blade axis (0-blade root, 1-blade tip)
blade.internal_structure_2d_fem.coord_xy_dim | intermediate | m | [[[ 2.25000000e+00 -2.35261029e-15] [ 2.24743358e+00 -1.00168833e-01] [ 2.24128358e+00 -2.00061157e-01] ... [ 2.24154220e+00 1.97277562e-01] [ 2.24749367e+00 9.87734313e-02] [ 2.25000000e+00 -2.36822281e-15]] [[ 2.26653457e+00 -2.09482223e-03] [ 2.25961150e+00 -1.00159004e-01] [ 2.24937634e+00 -2.00314609e-01] ... [ 2.25197722e+00 1.98357067e-01] [ 2.26100026e+00 1.00320925e-01] [ 2.26653457e+00 1.37247743e-03]] [[ 2.34255457e+00 -1.76779614e-02] [ 2.29952894e+00 -9.75623303e-02] [ 2.25527561e+00 -1.94934552e-01] ... [ 2.27648519e+00 2.03707596e-01] [ 2.31141025e+00 1.10801383e-01] [ 2.34255457e+00 1.29991549e-02]] ... [[ 6.08030135e-01 3.20341427e-04] [ 5.83104348e-01 2.98144592e-03] [ 5.57537191e-01 4.95165937e-03] ... [ 5.57261644e-01 1.03229772e-02] [ 5.82624676e-01 5.29360597e-03] [ 6.08030135e-01 3.20341427e-04]] [[ 4.30939302e-01 5.99225592e-05] [ 4.12569959e-01 2.32451130e-03] [ 3.93859380e-01 3.91777916e-03] ... [ 3.93720270e-01 8.41838022e-03] [ 4.12324095e-01 4.24309009e-03] [ 4.30939302e-01 5.99225592e-05]] [[ 2.50000000e-01 8.81384494e-07] [ 2.38342582e-01 1.57346376e-03] [ 2.26591320e-01 2.61423076e-03] ... [ 2.26499230e-01 6.11683918e-03] [ 2.38253059e-01 3.08567359e-03] [ 2.50000000e-01 8.81384494e-07]]] | 3D array of the dimensional x and y airfoil coordinates of the airfoils interpolated along span for n_span stations. The origin is placed at the pitch axis.
blade.internal_structure_2d_fem.twist | intermediate | rad | [ 0.3491 0.32625117 0.30085553 0.27319561 0.24355395 0.2057759 0.15761451 0.11369865 0.08888556 0.08740227 0.08747036 0.08755246 0.08760935 0.08649735 0.08026523 0.07090719 0.06112253 0.05334186 0.04683973 0.04037517 0.03044013 0.02356245 0.0096627 -0.00714598 -0.02406408 -0.03833817 -0.05056212 -0.06194147 -0.07234987 -0.08166095] | 1D array of the twist values defined along blade span. The twist is defined positive for negative rotations around the z axis (the same as in BeamDyn).
blade.internal_structure_2d_fem.chord | intermediate | m | [4.5 4.51653455 4.59255455 4.72026865 4.75 4.75 4.75 4.75 4.75 4.75 4.75 4.7 4.64 4.48 4.30815493 4.07109567 3.83078655 3.59377787 3.3535724 3.10972681 2.79010443 2.61780457 2.37255549 2.12536608 1.87360817 1.6133977 1.34551447 1.07050448 0.78813172 0.5 ] | 1D array of the chord values defined along blade span.
blade.internal_structure_2d_fem.pitch_axis | intermediate |  | [0.5 0.49816955 0.48992341 0.47666778 0.47368421 0.47368421 0.47368421 0.47368421 0.47368421 0.47368421 0.47368421 0.46808511 0.4612069 0.44196429 0.43251806 0.42095775 0.41010371 0.40195138 0.39522149 0.39116278 0.39008436 0.39134099 0.39523274 0.40007425 0.40504215 0.41113787 0.41946139 0.43201533 0.45321411 0.5 ] | 1D array of the chordwise position of the pitch axis (0-LE, 1-TE), defined along blade span.
blade.interp_airfoils.s | intermediate |  | [0. 0.03448276 0.06896552 0.10344828 0.13793103 0.17241379 0.20689655 0.24137931 0.27586207 0.31034483 0.34482759 0.37931034 0.4137931 0.44827586 0.48275862 0.51724138 0.55172414 0.5862069 0.62068966 0.65517241 0.7 0.72413793 0.75862069 0.79310345 0.82758621 0.86206897 0.89655172 0.93103448 0.96551724 1. ] | 1D array of the non-dimensional spanwise grid defined along blade axis (0-blade root, 1-blade tip)
blade.interp_airfoils.pitch_axis | intermediate |  | [0.5 0.49816955 0.48992341 0.47666778 0.47368421 0.47368421 0.47368421 0.47368421 0.47368421 0.47368421 0.47368421 0.46808511 0.4612069 0.44196429 0.43251806 0.42095775 0.41010371 0.40195138 0.39522149 0.39116278 0.39008436 0.39134099 0.39523274 0.40007425 0.40504215 0.41113787 0.41946139 0.43201533 0.45321411 0.5 ] | 1D array of the chordwise position of the pitch axis (0-LE, 1-TE), defined along blade span.
blade.interp_airfoils.chord | intermediate | m | [4.5 4.51653455 4.59255455 4.72026865 4.75 4.75 4.75 4.75 4.75 4.75 4.75 4.7 4.64 4.48 4.30815493 4.07109567 3.83078655 3.59377787 3.3535724 3.10972681 2.79010443 2.61780457 2.37255549 2.12536608 1.87360817 1.6133977 1.34551447 1.07050448 0.78813172 0.5 ] | 1D array of the chord values defined along blade span.
blade.interp_airfoils.r_thick_yaml | intermediate |  | [0. 0. 0. 0. 0. 0. 0. 0. 0. 0. 0. 0. 0. 0. 0. 0. 0. 0. 0. 0. 0. 0. 0. 0. 0. 0. 0. 0. 0. 0.] | 1D array of the relative thicknesses of the blade defined along span.
blade.pa.s | intermediate |  | [0. 0.03448276 0.06896552 0.10344828 0.13793103 0.17241379 0.20689655 0.24137931 0.27586207 0.31034483 0.34482759 0.37931034 0.4137931 0.44827586 0.48275862 0.51724138 0.55172414 0.5862069 0.62068966 0.65517241 0.7 0.72413793 0.75862069 0.79310345 0.82758621 0.86206897 0.89655172 0.93103448 0.96551724 1. ] | 1D array of the non-dimensional spanwise grid defined along blade axis (0-blade root, 1-blade tip)
blade.ps.s | intermediate |  | [0. 0.03448276 0.06896552 0.10344828 0.13793103 0.17241379 0.20689655 0.24137931 0.27586207 0.31034483 0.34482759 0.37931034 0.4137931 0.44827586 0.48275862 0.51724138 0.55172414 0.5862069 0.62068966 0.65517241 0.7 0.72413793 0.75862069 0.79310345 0.82758621 0.86206897 0.89655172 0.93103448 0.96551724 1. ] | 1D array of the non-dimensional spanwise grid defined along blade axis (0-blade root, 1-blade tip)
high_level_tower_props.rotor_diameter | intermediate | m | [205.99253562] | Diameter of the rotor used in WISDEM. It is defined as two times the blade length plus the hub diameter.
tower_grid.ref_axis | intermediate | m | [[ 0. 0. 0. ] [ 0. 0. 13.7] [ 0. 0. 27.4] [ 0. 0. 41.1] [ 0. 0. 54.8] [ 0. 0. 68.5] [ 0. 0. 82.2] [ 0. 0. 95.9] [ 0. 0. 109.6] [ 0. 0. 123.3] [ 0. 0. 137. ]] | 2D array of the coordinates (x,y,z) of the tower reference axis. The coordinate system is the global coordinate system of OpenFAST: it is placed at tower base with x pointing downwind, y pointing on the side and z pointing vertically upwards. A standard tower configuration will have zero x and y values and positive z values.
drivese.s_drive | output | m | [-4.95279475 -3.95279475 -2.95279475 -2.20279475 -1.45279475 0.09214927 1.63709329 1.73709329 1.92109329 2.10509329 3.06109329 4.01709329]
drivese.bedplate_web_height | output | m | [2.01502282]
drivese.s_mb1 | output | m | [2.10509329]
drivese.s_mb2 | output | m | [1.73709329]
drivese.mb1_mass | intermediate | kg | [1480.55356999]
drivese.mb1_I | intermediate | kg*m**2 | [134.02030141 70.60698288 70.60698288]
drivese.mb1_max_defl_ang | intermediate | rad | [0.00872665]
drivese.mb2_mass | intermediate | kg | [1349.62411874]
drivese.mb2_I | intermediate | kg*m**2 | [118.75932276 61.52201828 61.52201828]
drivese.mb2_max_defl_ang | intermediate | rad | [0.078]
drivese.s_gearbox | output | m | [0.09214927]
drivese.s_generator | output | m | [-3.95279475]
drivese.F_mb1 | output | N | [[2158968.24649807] [ 43282.35353777] [-712248.34996635]]
drivese.F_mb2 | output | N | [[-0.] [-0.] [-0.]]
drivese.F_torq | output | N | [[-0.] [-0.] [-0.]]
drivese.F_generator | output | N | [[ -19254.75908214] [ -0. ] [-275355.88303177]]
drivese.M_mb1 | output | N*m | [[-0.] [-0.] [-0.]]
drivese.M_mb2 | output | N*m | [[ -0. ] [5471812.82047248] [2566162.66678067]]
drivese.M_torq | output | N*m | [[38043742.09179908] [ -0. ] [ -0. ]]
drivese.M_generator | output | N*m | [[ 393176.33414427] [-403770.90526932] [ -0. ]]
drivese.other_mass | output | kg | [81270.69098027]
drivese.bedplate_E | output | Pa | [2.e+11]
drivese.bedplate_G | output | Pa | [7.93e+10]
drivese.bedplate_rho | output | kg/m**3 | [7800.]
drivese.bedplate_Xy | output | Pa | [3.45e+08]
drivese.rotor_diameter | intermediate | m | [205.99253562]
drivese.rated_torque | intermediate | N*m | [6713146.91128186]
drivese.lss_spring_constant | output | N*m/rad | [3.6257627e+08]
drivese.hss_spring_constant | output | N*m/rad | [35706869.28346739]
drivese.blades_I | intermediate | kg*m**2 | [2.02248481e+08 1.01124240e+08 1.01124240e+08 0.00000000e+00 0.00000000e+00 0.00000000e+00]
drivese.hub_system_I | output | kg*m**2 | [301458.77059215 186657.28831623 186657.28831623 0. 0. 0. ]
drivese.lss_rpm | output | rpm | [0.1 0.50951437 0.91902874 1.32854311 1.73805748 2.14757185 2.55708622 2.96660059 3.37611496 3.78562933 4.1951437 4.60465807 5.01417244 5.42368681 5.83320118 6.24271555 6.65222992 7.06174429 7.47125866 7.88077303]
drivese.s_hss | output | m | [-2.95279475 -2.20279475 -1.45279475]
drivese.M_hub | intermediate | N*m | [[38043742.09179908] [ 4988680.69221008] [ 2635802.63966615]]
drivese.generator_mass | output | kg | [19195.74437204]
drivese.generator_I | output | kg*m**2 | [22908.70057703 17852.93174586 17852.93174586]
drivese.brake_mass | output | kg | [8190.03923176]
drivese.brake_I | output | kg*m**2 | [4344.0914782 2172.0457391 2172.0457391]
drivese.hss_E | output | Pa | [2.e+11]
drivese.hss_G | output | Pa | [7.93e+10]
drivese.hss_rho | output | kg/m**3 | [7800.]
drivese.hss_Xy | output | Pa | [3.45e+08]
drivese.pitch_mass | output | kg | [25541.356965]
drivese.pitch_cost | output | USD | [0.]
drivese.pitch_I | output | kg*m**2 | [229872.21268504 114936.10634252 114936.10634252 0. 0. 0. ]
drivese.hub_mass | output | kg | [8240.23076769]
drivese.hub_cost | output | USD | [5768.16153739]
drivese.hub_cm | output | m | [2.75306425]
drivese.hub_I | output | kg*m**2 | [49441.38460616 49441.38460616 49441.38460616 0. 0. 0. ]
drivese.spinner_mass | output | kg | [2362.15181877]
drivese.spinner_cost | output | kg | [5412.83714109]
drivese.spinner_cm | output | m | [3.]
drivese.spinner_I | output | kg*m**2 | [22145.17330095 22145.17330095 22145.17330095 0. 0. 0. ]
drivese.hub_shell.rho | intermediate | kg/m**3 | [7800.]
drivese.max_torque | output | N*m | [33382026.82964028]
drivese.hub_shell.Xy | intermediate | Pa | [3.45e+08]
drivese.hub_shell.metal_cost | intermediate | USD/kg | [0.7]
drivese.blade_root_diameter | intermediate | m | [4.5]
drivese.rated_rpm | intermediate | rpm | [7.88077303]
drivese.blade_mass | intermediate | kg | [50075.30374046]
drivese.pitch_system.rho | intermediate | kg/m**3 | [7800.]
drivese.pitch_system.Xy | intermediate | Pa | [3.45e+08]
drivese.pitch_system.BRFM | intermediate | N*m | [-50019765.06291512]
drivese.spinner_gust_ws | intermediate | m/s | [52.5]
drivese.spinner.composite_Xt | intermediate | Pa | [46210000.]
drivese.spinner.composite_rho | intermediate | kg/m**3 | [1940.]
drivese.spinner.Xy | intermediate | Pa | [3.45e+08]
drivese.spinner.metal_rho | intermediate | kg/m**3 | [7800.]
drivese.spinner.composite_cost | intermediate | USD/kg | [3.]
drivese.spinner.metal_cost | intermediate | USD/kg | [0.7]
drivese.lss_rho | output | kg/m**3 | [7800.]
drivese.L_gearbox | output | m | [3.08988803]
drivese.s_lss | output | m | [1.63709329 1.73709329 1.92109329 2.10509329 4.01709329]
drivese.hub_system_mass | output | kg | [36143.73955147]
drivese.hub_system_cm | output | m | [2.76920259]
drivese.F_hub | intermediate | N | [[2209973.855709 ] [ 43282.35353777] [ 17165.84167995]]
drivese.generator_rotor_mass | output | kg | [9597.87218602]
drivese.generator_rotor_I | output | kg*m**2 | [11454.35028852 8926.46587293 8926.46587293]
drivese.gearbox_mass | output | kg | [33565.73455641]
drivese.gearbox_I | output | kg*m**2 | [25637.26118281 39524.11099017 39524.11099017]
drivese.carrier_mass | output | kg | [0.]
drivese.carrier_I | output | kg*m**2 | [0. 0. 0.]
drivese.lss_E | output | Pa | [2.e+11]
drivese.lss_G | output | Pa | [7.93e+10]
drivese.lss_Xy | output | Pa | [3.45e+08]
drivese.H_bedplate | output | m | [2.16502282]
drivese.L_bedplate | output | m | [8.94803784]
drivese.R_generator | output | m | [1.54494402]
drivese.generator_cm | intermediate | m | [-3.95279475]
drivese.rho_fiberglass | intermediate | kg/m**3 | [1940.]
drivese.rho_castiron | intermediate | kg/m**3 | [7800.]
drivese.mb1_cm | intermediate | m | [2.10509329]
drivese.mb2_cm | intermediate | m | [1.73709329]
drivese.gearbox_cm | intermediate | m | [0.09214927]
drivese.hss_mass | output | kg | [762.1855636]
drivese.hss_cm | output | m | [-2.20279475]
drivese.hss_I | output | kg*m**2 | [ 7.90233992 146.86096314 146.86096314]
drivese.brake_cm | output | m | [0.04607463]
drivese.generator_stator_mass | output | kg | [9597.87218602]
drivese.generator_stator_I | output | kg*m**2 | [11454.35028852 8926.46587293 8926.46587293]
drivese.lss_mass | output | kg | [4854.1340218]
drivese.lss_cm | output | m | [2.82709329]
drivese.lss_I | output | kg*m**2 | [ 202.01085498 2392.31849025 2392.31849025]
drivese.converter_mass | output | kg | [4196.35]
drivese.converter_cm | output | m | [0. 4.31010698 1.54494402]
drivese.converter_I | output | kg*m**2 | [6677.37763838 6677.37763838 6677.37763838]
drivese.transformer_mass | output | kg | [11485.]
drivese.transformer_cm | output | m | [ 0. -4.31010698 1.54494402]
drivese.transformer_I | output | kg*m**2 | [18275.33026959 18275.33026959 18275.33026959]
drivese.yaw_mass | output | kg | [17718.22662096]
drivese.yaw_cm | output | m | [0. 0. 0.]
drivese.yaw_I | output | kg*m**2 | [0. 0. 0.]
drivese.bedplate_mass | output | kg | [28022.72936555]
drivese.bedplate_cm | output | m | [-2.52598108 0. 1.05751141]
drivese.bedplate_I | output | kg*m**2 | [ 53638.13295762 206618.4178123 241708.05221668 0. 0. 0. ]
drivese.hvac_mass | output | kg | [2912.15086465]
drivese.hvac_cm | output | m | [-3.95279475]
drivese.hvac_I | output | m | [3909.86615381 1954.93307691 1954.93307691]
drivese.platform_mass | output | kg | [38169.46196722]
drivese.platform_cm | output | m | [0. 0. 0.]
drivese.platform_I | output | m | [389136.45327517 389136.45327517 778262.72802715]
drivese.cover_mass | output | kg | [6789.50152745]
drivese.cover_cm | output | m | [-0.44740189 0. 2.04048176]
drivese.cover_I | output | m | [168.82865835 314.66635416 299.22959225]
drivese.constr_height | output | m | [2.16502282]
drivese.L_drive | output | m | [8.96988803]
drivese.shaft_start | output | m | [0. 0. 2.16502282]
drivese.blades_mass | intermediate | kg | [150225.91122138]
drivese.nacelle_mass | output | kg | [178691.43578017]
drivese.blades_cm | intermediate | m | [0.93876673]
drivese.nacelle_cm | output | m | [-0.0423748 -0.17580507 1.22913272]
drivese.nacelle_I_TT | output | kg*m**2 | [ 1.23135704e+06 1.67718310e+06 1.97769029e+06 1.45286732e+01 -3.42452309e+04 4.81127800e+04]
drivese.yaw.rho | intermediate | kg/m**3 | [7800.]
rotorse.rc_in.blade_length | intermediate | m | [70.12284527] | blade length
rotorse.rc_in.s | intermediate |  | [0. 0.04926108 0.09852217 0.14778325 0.19704433 0.24630542 0.2955665 0.34482759 0.39408867 0.44334975 0.49261084 0.54187192 0.591133 0.64039409 0.68965517 0.73891626 0.78817734 0.83743842 0.88669951 0.93596059 1. ] | blade nondimensional span location
rotorse.rc_in.chord | intermediate | m | [4.5 4.51653455 4.59255455 4.72026865 4.75 4.75 4.75 4.75 4.75 4.75 4.75 4.7 4.64 4.48 4.30815493 4.07109567 3.83078655 3.59377787 3.3535724 3.10972681 2.79010443] | Chord distribution
rotorse.rc_in.coord_xy_interp | intermediate |  | [[[ 1.00000000e+00 -5.22802288e-16] [ 9.99429684e-01 -2.22597407e-02] [ 9.98063018e-01 -4.44580349e-02] ... [ 9.98120489e-01 4.38394581e-02] [ 9.99443038e-01 2.19496514e-02] [ 1.00000000e+00 -5.26271735e-16]] [[ 1.00000000e+00 -4.63811846e-04] [ 9.98467173e-01 -2.21760738e-02] [ 9.96201019e-01 -4.43513952e-02] ... [ 9.96776877e-01 4.39179785e-02] [ 9.98774657e-01 2.22119245e-02] [ 1.00000000e+00 3.03878429e-04]] [[ 1.00000000e+00 -3.84926541e-03] [ 9.90631439e-01 -2.12435866e-02] [ 9.80995553e-01 -4.24457781e-02] ... [ 9.85613808e-01 4.43560536e-02] [ 9.93218520e-01 2.41263074e-02] [ 1.00000000e+00 2.83048459e-03]] ... [[ 1.00000000e+00 -2.46260310e-03] [ 9.78938056e-01 -5.76963289e-04] [ 9.54288397e-01 1.19753987e-03] ... [ 9.52128888e-01 1.73475440e-02] [ 9.76059052e-01 1.20792142e-02] [ 1.00000000e+00 6.85491322e-03]] [[ 1.00000000e+00 -2.72690256e-04] [ 9.80063869e-01 7.15954847e-04] [ 9.55470003e-01 1.86879457e-03] ... [ 9.52197935e-01 1.66394787e-02] [ 9.76093200e-01 1.14596333e-02] [ 1.00000000e+00 6.31813343e-03]] [[ 1.00000000e+00 2.29180864e-03] [ 9.81362427e-01 2.41480801e-03] [ 9.56820273e-01 2.87220682e-03] ... [ 9.52274818e-01 1.56425947e-02] [ 9.76130200e-01 1.05873203e-02] [ 1.00000000e+00 5.56536480e-03]]] | 3D array of the non-dimensional x and y airfoil coordinates of the airfoils interpolated along span for n_span stations.
rotorse.rc_in.web_start_nd | intermediate |  | [[0.19443411 0.19789619 0.1995814 0.29869742 0.31098567 0.32448251 0.33399992 0.34127527 0.34566252 0.34669277 0.34713247 0.35067402 0.35439919 0.36569812 0.37274312 0.38232289 0.39148885 0.39896527 0.40560235 0.41086001 0.41544218] [0.19443411 0.19789619 0.1995814 0.24103292 0.25044234 0.26086146 0.26853677 0.2740762 0.27663037 0.27598468 0.27477686 0.27596579 0.27726755 0.28439744 0.28696237 0.29046479 0.29309095 0.2937625 0.29314104 0.29067678 0.28457176]] | 2D array of the non-dimensional start point defined along the outer profile of a web. The TE suction side is 0, the TE pressure side is 1. The first dimension represents each web, the second dimension represents each entry along blade span.
rotorse.rc_in.web_end_nd | intermediate |  | [[0.69444351 0.69843353 0.70702196 0.62303187 0.62842173 0.63161008 0.63612392 0.64039419 0.64243713 0.64265738 0.64287487 0.63990423 0.63666324 0.6260501 0.62026719 0.61224547 0.6045373 0.59812347 0.59230543 0.58775308 0.58404968] [0.69444351 0.69843353 0.70702196 0.68025763 0.68810309 0.69451453 0.70133692 0.7078914 0.71197499 0.71396795 0.71585303 0.71515734 0.7142568 0.70752285 0.70604146 0.70386319 0.70248662 0.7027377 0.70407455 0.7072081 0.71426697]] | 2D array of the non-dimensional end point defined along the outer profile of a web. The TE suction side is 0, the TE pressure side is 1. The first dimension represents each web, the second dimension represents each entry along blade span.
rotorse.rc_in.layer_thickness | intermediate | m | [[0.001 0.001 0.001 0.001 0.001 0.001 0.001 0.001 0.001 0.001 0.001 0.001 0.001 0.001 0.001 0.001 0.001 0.001 0.001 0.001 0.001 ] [0.041 0.033 0.026 0.02 0.015 0.011 0.00828454 0.00651243 0.00536208 0.00470248 0.00440263 0.00433155 0.00435823 0.00435168 0.00430703 0.0042194 0.00408392 0.00389572 0.00364992 0.00334165 0.00286491] [0. 0.00778193 0.01503656 0.02168504 0.0276485 0.0328481 0.03720496 0.04064025 0.0430751 0.04443066 0.04464493 0.04392627 0.04247541 0.04044258 0.03797799 0.03523187 0.03235445 0.02949594 0.02680657 0.02443657 0.02182773] [0. 0.00725433 0.01399448 0.02015248 0.02566037 0.0304502 0.034454 0.03760381 0.03983168 0.04106963 0.04126128 0.0405525 0.03912036 0.03711156 0.03467285 0.03195094 0.02909255 0.02624442 0.02355326 0.02116579 0.01851241] [0. 0. 0. 0. 0. 0. 0. 0. 0. 0. 0. 0. 0. 0. 0. 0. 0. 0. 0. 0.001 0.03442398] [0. 0. 0. 0. 0. 0. 0. 0. 0. 0. 0. 0. 0. 0. 0. 0. 0. 0. 0. 0.001 0.03442398] [0. 0. 0.00665003 0.00814812 0.00964621 0.0111443 0.01260256 0.01398116 0.01524026 0.01634003 0.01724065 0.01790228 0.01832761 0.01851932 0.01848012 0.01821267 0.01771968 0.01700382 0.01610578 0.01506624 0.01357085] [0. 0. 0.02334323 0.02514806 0.0269529 0.02875774 0.03056258 0.03236741 0.03399538 0.0352696 0.03601321 0.03604932 0.03520108 0.0332916 0.03059387 0.02738085 0.02392552 0.02050085 0.01737982 0.0148354 0.01223235] [0. 0. 0.02334323 0.02514806 0.0269529 0.02875774 0.03056258 0.03236741 0.03399538 0.0352696 0.03601321 0.03604932 0.03520108 0.0332916 0.03059387 0.02738085 0.02392552 0.02050085 0.01737982 0.0148354 0.01223235] [0. 0. 0.01864022 0.02290439 0.02716855 0.03128208 0.03509432 0.03845464 0.04121238 0.04321692 0.0443176 0.04463178 0.04427681 0.04337004 0.04202882 0.04037051 0.03851246 0.03646388 0.03423398 0.03183196 0.02846753] [0. 0. 0.01067832 0.01302775 0.01537718 0.0177266 0.02007603 0.02234366 0.02444771 0.02630638 0.02783787 0.0289604 0.02959217 0.02979168 0.02961743 0.02912793 0.02838168 0.02743718 0.02635293 0.02511064 0.02322957] [0. 0. 0.01171413 0.01476495 0.01781576 0.02086658 0.02391739 0.02696821 0.03001902 0.03295299 0.03565325 0.03800297 0.03988528 0.04118335 0.04178032 0.04172736 0.04107568 0.03987644 0.03818083 0.03604003 0.03267979] [0. 0. 0.03598738 0.04397734 0.05196731 0.05963021 0.066639 0.07266661 0.07738598 0.08047006 0.08159179 0.08099669 0.07893026 0.07563804 0.07136553 0.06635826 0.06086173 0.05503573 0.04904003 0.04303439 0.03547716] [0.041 0.033 0.026 0.02 0.01531562 0.01261405 0.01008929 0.00782972 0.00592376 0.00445981 0.00352627 0.00301625 0.00282289 0.00283929 0.0029586 0.00307391 0.00307837 0.00299303 0.00283898 0.00263728 0.00233878] [0. 0. 0. 0.00216423 0.00221016 0.00225609 0.00230203 0.00234796 0.00238579 0.0024074 0.0024047 0.00236957 0.00229392 0.00216963 0.00201292 0.00184 0.00166708 0.00151037 0.00138608 0.00131043 0.00127398] [0. 0. 0. 0.03748906 0.03611723 0.03474541 0.0333631 0.03195982 0.0305251 0.02904844 0.02751938 0.02592742 0.02433745 0.02281437 0.02142306 0.02022841 0.01929532 0.01868866 0.01834679 0.01820803 0.02 ] [0. 0. 0. 0.00207236 0.0021183 0.00216423 0.00221016 0.00225609 0.00230203 0.00234796 0.00238579 0.0024074 0.0024047 0.00236957 0.00229392 0.00216963 0.00201292 0.00184 0.00166708 0.00151037 0.00135893] [0. 0. 0. 0.0025176 0.00244513 0.00237266 0.00230019 0.00222772 0.00215449 0.00207974 0.00200272 0.00192266 0.0018388 0.00175038 0.00166147 0.0015761 0.00149834 0.00143223 0.00138184 0.0013512 0.00133655] [0. 0. 0. 0.03770661 0.03634612 0.03498563 0.03361392 0.03221976 0.03079194 0.02931923 0.02779041 0.02619427 0.02459556 0.02305903 0.02164945 0.02043157 0.02 0.02 0.02 0.02 0.02 ] [0. 0. 0. 0.00266254 0.00259007 0.0025176 0.00244513 0.00237266 0.00230019 0.00222772 0.00215449 0.00207974 0.00200272 0.00192266 0.0018388 0.00175038 0.00166147 0.0015761 0.00149834 0.00143223 0.00137084]] | 2D array of the thickness of the layers of the blade structure. The first dimension represents each layer, the second dimension represents each entry along blade span.
rotorse.rc_in.layer_start_nd | intermediate |  | [[0. 0. 0. 0. 0. 0. 0. 0. 0. 0. 0. 0. 0. 0. 0. 0. 0. 0. 0. 0. 0. ] [0. 0. 0. 0. 0. 0. 0. 0. 0. 0. 0. 0. 0. 0. 0. 0. 0. 0. 0. 0. 0. ] [0.16613836 0.16946286 0.16968068 0.23759495 0.2439899 0.25193115 0.25766523 0.26174662 0.2633434 0.26210837 0.26061866 0.2616315 0.26295985 0.26995749 0.2725209 0.27588271 0.27838647 0.27891556 0.27802616 0.2750634 0.26774667] [0.66614777 0.6700002 0.67712123 0.62072086 0.62727502 0.63245959 0.63926867 0.64574535 0.64977998 0.65171232 0.65333451 0.65155042 0.64924268 0.63950434 0.63444037 0.62711273 0.61986479 0.61356165 0.60742732 0.60199085 0.59597957] [0.19443411 0.19789619 0.1995814 0.20542464 0.21272282 0.2220171 0.22991051 0.23619816 0.24018571 0.24176774 0.24321802 0.24714692 0.25147187 0.26147185 0.26715623 0.27388979 0.28019577 0.28503635 0.289098 0.2692474 0.15010342] [0.69444351 0.69843353 0.70702196 0.71607859 0.72704187 0.73490281 0.74127057 0.74679934 0.74912851 0.748806 0.74793476 0.74442439 0.74042431 0.73076654 0.7260795 0.72058973 0.71546943 0.71150765 0.70813245 0.68336649 0.561757 ] [0.48905595 0.48893839 0.48796411 0.48706864 0.48668455 0.48576547 0.48502104 0.48531088 0.48564258 0.4857924 0.48611936 0.48627169 0.48627317 0.48579129 0.48506303 0.48383156 0.48238805 0.48077685 0.47894774 0.47684624 0.47359139] [0. 0. 0. 0. 0. 0. 0. 0. 0. 0. 0. 0. 0. 0. 0. 0. 0. 0. 0. 0. 0. ] [0.95925412 0.95895293 0.9565692 0.95388656 0.95056337 0.94780072 0.9455854 0.94397287 0.94256868 0.94189525 0.94165198 0.94093289 0.94012219 0.93775085 0.9348865 0.93047603 0.92519004 0.92487708 0.92502404 0.92507998 0.92496879] [0.04074588 0.04104707 0.0434308 0.04611344 0.04943663 0.05219928 0.0544146 0.05602713 0.05743132 0.05810475 0.05834802 0.05906711 0.05987781 0.06224915 0.0651135 0.06952397 0.07480996 0.07512292 0.07497596 0.07492002 0.07503121] [0.22272986 0.22632952 0.22948212 0.30080193 0.31138242 0.32272784 0.33028459 0.33580147 0.33842316 0.33783338 0.33690305 0.33920465 0.34192828 0.35209392 0.35827412 0.36697208 0.37551861 0.38277512 0.38964944 0.39578046 0.40279588] [0.51094271 0.51093158 0.51109232 0.51151394 0.51274861 0.51314609 0.51310658 0.51395159 0.51467968 0.51507905 0.51562235 0.51627311 0.5168142 0.51755755 0.51822809 0.51906037 0.51995391 0.52094453 0.52211804 0.52353357 0.52582167] [0.72273926 0.72686687 0.73692268 0.68392783 0.69466754 0.70325628 0.71188804 0.71980021 0.72485974 0.72743733 0.7296189 0.72912358 0.72821111 0.72164078 0.72019359 0.71820211 0.71699693 0.71742121 0.7190506 0.72270791 0.73102878] [0. 0. 0. 0. 0. 0. 0. 0. 0. 0. 0. 0. 0. 0. 0. 0.05 0.05 0.05 0.05 0.05 0.05 ] [0. 0. 0. 0. 0. 0. 0. 0. 0. 0. 0. 0. 0. 0. 0. 0. 0. 0. 0. 0. 0. ] [0. 0. 0. 0. 0. 0. 0. 0. 0. 0. 0. 0. 0. 0. 0. 0. 0. 0. 0. 0. 0. ] [0. 0. 0. 0. 0. 0. 0. 0. 0. 0. 0. 0. 0. 0. 0. 0. 0. 0. 0. 0. 0. ] [0. 0. 0. 0. 0. 0. 0. 0. 0. 0. 0. 0. 0. 0. 0. 0. 0. 0. 0. 0. 0. ] [0. 0. 0. 0. 0. 0. 0. 0. 0. 0. 0. 0. 0. 0. 0. 0. 0. 0. 0. 0. 0. ] [0. 0. 0. 0. 0. 0. 0. 0. 0. 0. 0. 0. 0. 0. 0. 0. 0. 0. 0. 0. 0. ]] | 2D array of the non-dimensional start point defined along the outer profile of a layer. The TE suction side is 0, the TE pressure side is 1. The first dimension represents each layer, the second dimension represents each entry along blade span.
rotorse.rc_in.layer_end_nd | intermediate |  | [[1. 1. 1. 1. 1. 1. 1. 1. 1. 1. 1. 1. 1. 1. 1. 1. 1. 1. 1. 1. 1. ] [1. 1. 1. 1. 1. 1. 1. 1. 1. 1. 1. 1. 1. 1. 1. 1. 1. 1. 1. 1. 1. ] [0.22272986 0.22632952 0.22948212 0.30080193 0.31138242 0.32272784 0.33028459 0.33580147 0.33842316 0.33783338 0.33690305 0.33920465 0.34192828 0.35209392 0.35827412 0.36697208 0.37551861 0.38277512 0.38964944 0.39578046 0.40279588] [0.72273926 0.72686687 0.73692268 0.68392783 0.69466754 0.70325628 0.71188804 0.71980021 0.72485974 0.72743733 0.7296189 0.72912358 0.72821111 0.72164078 0.72019359 0.71820211 0.71699693 0.71742121 0.7190506 0.72270791 0.73102878] [0.19443411 0.19789619 0.1995814 0.20542464 0.21272282 0.2220171 0.22991051 0.23619816 0.24018571 0.24176774 0.24321802 0.24714692 0.25147187 0.26147185 0.26715623 0.27388979 0.28019577 0.28503635 0.289098 0.31451629 0.43708299] [0.69444351 0.69843353 0.70702196 0.71607859 0.72704187 0.73490281 0.74127057 0.74679934 0.74912851 0.748806 0.74793476 0.74442439 0.74042431 0.73076654 0.7260795 0.72058973 0.71546943 0.71150765 0.70813245 0.72863539 0.84873656] [0.51094271 0.51093158 0.51109232 0.51151394 0.51274861 0.51314609 0.51310658 0.51395159 0.51467968 0.51507905 0.51562235 0.51627311 0.5168142 0.51755755 0.51822809 0.51906037 0.51995391 0.52094453 0.52211804 0.52353357 0.52582167] [0.04074588 0.04104707 0.0434308 0.04611344 0.04943663 0.05219928 0.0544146 0.05602713 0.05743132 0.05810475 0.05834802 0.05906711 0.05987781 0.06224915 0.0651135 0.06952397 0.07480996 0.07512292 0.07497596 0.07492002 0.07503121] [1. 1. 1. 1. 1. 1. 1. 1. 1. 1. 1. 1. 1. 1. 1. 1. 1. 1. 1. 1. 1. ] [0.16613836 0.16946286 0.16968068 0.23759495 0.2439899 0.25193115 0.25766523 0.26174662 0.2633434 0.26210837 0.26061866 0.2616315 0.26295985 0.26995749 0.2725209 0.27588271 0.27838647 0.27891556 0.27802616 0.2750634 0.26774667] [0.48905595 0.48893839 0.48796411 0.48706864 0.48668455 0.48576547 0.48502104 0.48531088 0.48564258 0.4857924 0.48611936 0.48627169 0.48627317 0.48579129 0.48506303 0.48383156 0.48238805 0.48077685 0.47894774 0.47684624 0.47359139] [0.66614777 0.6700002 0.67712123 0.62072086 0.62727502 0.63245959 0.63926867 0.64574535 0.64977998 0.65171232 0.65333451 0.65155042 0.64924268 0.63950434 0.63444037 0.62711273 0.61986479 0.61356165 0.60742732 0.60199085 0.59597957] [0.95925412 0.95895293 0.9565692 0.95388656 0.95056337 0.94780072 0.9455854 0.94397287 0.94256868 0.94189525 0.94165198 0.94093289 0.94012219 0.93775085 0.9348865 0.93047603 0.92519004 0.92487708 0.92502404 0.92507998 0.92496879] [1. 1. 1. 1. 1. 1. 1. 1. 1. 1. 1. 1. 1. 1. 1. 0.95 0.95 0.95 0.95 0.95 0.95 ] [0. 0. 0. 0. 0. 0. 0. 0. 0. 0. 0. 0. 0. 0. 0. 0. 0. 0. 0. 0. 0. ] [0. 0. 0. 0. 0. 0. 0. 0. 0. 0. 0. 0. 0. 0. 0. 0. 0. 0. 0. 0. 0. ] [0. 0. 0. 0. 0. 0. 0. 0. 0. 0. 0. 0. 0. 0. 0. 0. 0. 0. 0. 0. 0. ] [0. 0. 0. 0. 0. 0. 0. 0. 0. 0. 0. 0. 0. 0. 0. 0. 0. 0. 0. 0. 0. ] [0. 0. 0. 0. 0. 0. 0. 0. 0. 0. 0. 0. 0. 0. 0. 0. 0. 0. 0. 0. 0. ] [0. 0. 0. 0. 0. 0. 0. 0. 0. 0. 0. 0. 0. 0. 0. 0. 0. 0. 0. 0. 0. ]] | 2D array of the non-dimensional end point defined along the outer profile of a layer. The TE suction side is 0, the TE pressure side is 1. The first dimension represents each layer, the second dimension represents each entry along blade span.
rotorse.rc_in.ply_t | intermediate | m | [1.e+06 1.e+06 5.e-03 5.e-03 1.e-03 1.e-03 1.e+06 1.e+06 1.e+06 1.e+06] | 1D array of the ply thicknesses of the materials. Non-composite materials are kept at 0.
rotorse.rc_in.fwf | intermediate |  | [0. 0. 0.74506827 0.77884615 0.74506827 0.74506827 0. 0. 0. 0. ] | 1D array of the non-dimensional fiber weight fraction of the composite materials. Non-composite materials are kept at 0.
rotorse.rc_in.fvf | intermediate |  | [0. 0. 0.57 0.69230769 0.57 0.57 0. 0. 0. 0. ] | 1D array of the non-dimensional fiber volume fraction of the composite materials. Non-composite materials are kept at 0.
rotorse.rc_out.blade_length | intermediate | m | [30.05264797] | blade length
rotorse.rc_out.s | intermediate |  | [0. 0.08045977 0.1954023 0.31034483 0.42528736 0.54022989 0.65517241 0.77011494 0.88505747 1. ] | blade nondimensional span location
rotorse.rc_out.chord | intermediate | m | [2.79010443 2.61780457 2.37255549 2.12536608 1.87360817 1.6133977 1.34551447 1.07050448 0.78813172 0.5 ] | Chord distribution
rotorse.rc_out.coord_xy_interp | intermediate |  | [[[1.00000000e+00 2.29180864e-03] [9.81362427e-01 2.41480801e-03] [9.56820273e-01 2.87220682e-03] ... [9.52274818e-01 1.56425947e-02] [9.76130200e-01 1.05873203e-02] [1.00000000e+00 5.56536480e-03]] [[1.00000000e+00 3.37948426e-03] [9.81907667e-01 3.41070179e-03] [9.57383654e-01 3.55340084e-03] ... [9.52308532e-01 1.50382979e-02] [9.76145533e-01 1.00604661e-02] [1.00000000e+00 5.11552050e-03]] [[1.00000000e+00 4.23111514e-03] [9.82331973e-01 4.21406208e-03] [9.57820373e-01 4.20422714e-03] ... [9.52342585e-01 1.40441932e-02] [9.76158891e-01 9.19923406e-03] [1.00000000e+00 4.39165819e-03]] ... [[1.00000000e+00 2.99243424e-04] [9.76715850e-01 2.78508494e-03] [9.52832571e-01 4.62553820e-03] ... [9.52575171e-01 9.64309571e-03] [9.76267770e-01 4.94496385e-03] [1.00000000e+00 2.99243424e-04]] [[1.00000000e+00 7.60311480e-05] [9.76692547e-01 2.94939444e-03] [9.52952126e-01 4.97097005e-03] ... [9.52775619e-01 1.06814382e-02] [9.76380589e-01 5.38373218e-03] [1.00000000e+00 7.60311480e-05]] [[1.00000000e+00 1.76276899e-06] [9.76685164e-01 3.14692752e-03] [9.53182640e-01 5.22846152e-03] ... [9.52998460e-01 1.22336784e-02] [9.76506117e-01 6.17134718e-03] [1.00000000e+00 1.76276899e-06]]] | 3D array of the non-dimensional x and y airfoil coordinates of the airfoils interpolated along span for n_span stations.
rotorse.rc_out.web_start_nd | intermediate |  | [[0.41544218 0.4168685 0.41765577 0.4178254 0.41762105 0.41607536 0.41231162 0.40526033 0.3917786 0.24523263] [0.28457176 0.27993725 0.27169063 0.26196135 0.25052713 0.23573882 0.21583323 0.18757385 0.14241967 0.24523263]] | 2D array of the non-dimensional start point defined along the outer profile of a web. The TE suction side is 0, the TE pressure side is 1. The first dimension represents each web, the second dimension represents each entry along blade span.
rotorse.rc_out.web_end_nd | intermediate |  | [[0.58404968 0.58314037 0.58330853 0.58418287 0.58515575 0.58696589 0.59069424 0.59757143 0.61087894 0.75672069] [0.71426697 0.71950425 0.72886409 0.73974775 0.75193557 0.76675484 0.78613106 0.8134791 0.85758675 0.75672069]] | 2D array of the non-dimensional end point defined along the outer profile of a web. The TE suction side is 0, the TE pressure side is 1. The first dimension represents each web, the second dimension represents each entry along blade span.
rotorse.rc_out.layer_thickness | intermediate | m | [[ 1.00000000e-03 1.00000000e-03 1.00000000e-03 1.00000000e-03 1.00000000e-03 1.00000000e-03 1.00000000e-03 1.00000000e-03 1.00000000e-03 1.00000000e-03] [ 2.86491152e-03 2.57935592e-03 2.14614940e-03 1.69211977e-03 1.22767857e-03 1.00000000e-03 1.00000000e-03 1.00000000e-03 1.00000000e-03 1.00000000e-03] [ 2.18277265e-02 2.04570456e-02 1.85237383e-02 1.66203486e-02 1.47476896e-02 1.29065742e-02 1.10978153e-02 9.32222585e-03 7.58061873e-03 5.87380689e-03] [ 1.85124099e-02 1.71131586e-02 1.51336905e-02 1.31775357e-02 1.12451572e-02 9.33701773e-03 7.45358011e-03 5.59530720e-03 3.76266180e-03 1.95610677e-03] [ 3.44239839e-02 1.00000000e-03 -8.13151629e-20 0.00000000e+00 0.00000000e+00 0.00000000e+00 0.00000000e+00 0.00000000e+00 0.00000000e+00 0.00000000e+00] [ 3.44239839e-02 1.00000000e-03 -8.13151629e-20 0.00000000e+00 0.00000000e+00 0.00000000e+00 0.00000000e+00 0.00000000e+00 0.00000000e+00 0.00000000e+00] [ 1.35708454e-02 1.27253309e-02 1.15053236e-02 1.03065158e-02 9.12537420e-03 7.95836553e-03 6.80195656e-03 5.65261407e-03 4.50680481e-03 3.36099555e-03] [ 1.22323494e-02 1.10919834e-02 9.70078471e-03 8.50178952e-03 7.39889612e-03 6.29600271e-03 5.19310930e-03 4.09021589e-03 2.98732248e-03 -6.50521303e-19] [ 1.22323494e-02 1.10919834e-02 9.70078471e-03 8.50178952e-03 7.39889612e-03 6.29600271e-03 5.19310930e-03 4.09021589e-03 2.98732248e-03 -6.50521303e-19] [ 2.84675254e-02 2.65484460e-02 2.36853660e-02 2.07018877e-02 1.76220907e-02 1.44700547e-02 1.12698594e-02 8.04558436e-03 4.82130936e-03 1.59703436e-03] [ 2.32295708e-02 2.20787956e-02 2.02526601e-02 1.81953304e-02 1.58885175e-02 1.33738018e-02 1.06927639e-02 7.88698432e-03 4.99804368e-03 2.06752250e-03] [ 3.26797937e-02 3.06420809e-02 2.75162660e-02 2.41934479e-02 2.07392943e-02 1.72194730e-02 1.36996517e-02 1.01798304e-02 6.66000904e-03 3.14018771e-03] [ 3.54771595e-02 3.16324086e-02 2.65556105e-02 2.18699671e-02 1.74972473e-02 1.33592202e-02 9.37765500e-03 5.47432071e-03 1.57098642e-03 1.00000000e-03] [ 2.33877707e-03 2.17523163e-03 1.95702453e-03 1.75179189e-03 1.55693882e-03 1.36987043e-03 1.18799183e-03 1.00870812e-03 1.00000000e-03 1.00000000e-03] [ 1.27397979e-03 1.27259912e-03 1.29421439e-03 1.33204112e-03 1.37797357e-03 1.42390602e-03 1.46983847e-03 1.51577093e-03 1.56170338e-03 1.08420217e-19] [ 2.00000000e-02 2.00000000e-02 2.00000000e-02 2.00000000e-02 2.00000000e-02 2.00000000e-02 2.00000000e-02 2.00000000e-02 2.00000000e-02 6.93889390e-18] [ 1.35893442e-03 1.31042584e-03 1.27530103e-03 1.27259912e-03 1.29421439e-03 1.33204112e-03 1.37797357e-03 1.42390602e-03 1.46983847e-03 1.08420217e-19] [ 1.33654766e-03 1.33604234e-03 1.34493101e-03 1.36040697e-03 1.37917659e-03 1.39794620e-03 1.41671582e-03 1.43548543e-03 1.45425505e-03 2.16840434e-19] [ 2.00000000e-02 2.00000000e-02 2.00000000e-02 2.00000000e-02 2.00000000e-02 2.00000000e-02 2.00000000e-02 2.00000000e-02 2.00000000e-02 6.93889390e-18] [ 1.37083839e-03 1.35120150e-03 1.33703462e-03 1.33604234e-03 1.34493101e-03 1.36040697e-03 1.37917659e-03 1.39794620e-03 1.41671582e-03 6.50521303e-19]] | 2D array of the thickness of the layers of the blade structure. The first dimension represents each layer, the second dimension represents each entry along blade span.
rotorse.rc_out.layer_start_nd | intermediate |  | [[0. 0. 0. 0. 0. 0. 0. 0. 0. 0. ] [0. 0. 0. 0. 0. 0. 0. 0. 0. 0. ] [0.26774667 0.26207131 0.25166728 0.23859669 0.22787547 0.21289915 0.19074836 0.15633559 0.10381686 0.08009451] [0.59597957 0.59311662 0.58936694 0.58623052 0.58444769 0.58188815 0.57826958 0.57270573 0.57374879 0.59684729] [0.15010342 0.26666678 0.29305679 0.29210644 0.29106461 0.28898449 0.28527264 0.2791944 0.26861133 0.24523263] [0.561757 0.67870736 0.70762202 0.70993719 0.71208585 0.71470344 0.71851623 0.72434806 0.73434916 0.75672069] [0.47359139 0.47152324 0.46807164 0.4638829 0.45854522 0.4511866 0.44595877 0.44467843 0.44324233 0.44179699] [0. 0. 0. 0. 0. 0. 0. 0. 0. 0. ] [0.92496879 0.92485823 0.92470421 0.92478851 0.93005609 0.93027525 0.93045139 0.93065362 0.93081265 0.93112403] [0.07503121 0.07514177 0.07529579 0.07521149 0.06994391 0.06972475 0.06954861 0.06934638 0.06918735 0.06887597] [0.40279588 0.40631466 0.41134025 0.41753853 0.41993132 0.42260813 0.42604197 0.43129105 0.43340579 0.41037074] [0.52582167 0.52730935 0.52982516 0.53308866 0.53739617 0.54310325 0.54601304 0.54471542 0.54334969 0.54177825] [0.73102878 0.73735997 0.74903991 0.76192904 0.77438828 0.79040881 0.81299166 0.84716618 0.89494952 0.91659409] [0.05 0.05 0.05 0.05 0.05 0.05 0.04 0.05 0.05 0.05 ] [0. 0. 0. 0. 0. 0. 0. 0. 0. 0. ] [0. 0. 0. 0. 0. 0. 0. 0. 0. 0. ] [0. 0. 0. 0. 0. 0. 0. 0. 0. 0. ] [0. 0. 0. 0. 0. 0. 0. 0. 0. 0. ] [0. 0. 0. 0. 0. 0. 0. 0. 0. 0. ] [0. 0. 0. 0. 0. 0. 0. 0. 0. 0. ]] | 2D array of the non-dimensional start point defined along the outer profile of a layer. The TE suction side is 0, the TE pressure side is 1. The first dimension represents each layer, the second dimension represents each entry along blade span.
rotorse.rc_out.layer_end_nd | intermediate |  | [[1. 1. 1. 1. 1. 1. 1. 1. 1. 1. ] [1. 1. 1. 1. 1. 1. 1. 1. 1. 1. ] [0.40279588 0.40631466 0.41134025 0.41753853 0.41993132 0.42260813 0.42604197 0.43129105 0.43340579 0.41037074] [0.73102878 0.73735997 0.74903991 0.76192904 0.77438828 0.79040881 0.81299166 0.84716618 0.89494952 0.91659409] [0.43708299 0.32075803 0.29305679 0.29210644 0.29106461 0.28898449 0.28527264 0.2791944 0.26861133 0.24523263] [0.84873656 0.73279862 0.70762202 0.70993719 0.71208585 0.71470344 0.71851623 0.72434806 0.73434916 0.75672069] [0.52582167 0.52730935 0.52982516 0.53308866 0.53739617 0.54310325 0.54601304 0.54471542 0.54334969 0.54177825] [0.07503121 0.07514177 0.07529579 0.07521149 0.06994391 0.06972475 0.06954861 0.06934638 0.06918735 0.06887597] [1. 1. 1. 1. 1. 1. 1. 1. 1. 1. ] [0.26774667 0.26207131 0.25166728 0.23859669 0.22787547 0.21289915 0.19074836 0.15633559 0.10381686 0.08009451] [0.47359139 0.47152324 0.46807164 0.4638829 0.45854522 0.4511866 0.44595877 0.44467843 0.44324233 0.44179699] [0.59597957 0.59311662 0.58936694 0.58623052 0.58444769 0.58188815 0.57826958 0.57270573 0.57374879 0.59684729] [0.92496879 0.92485823 0.92470421 0.92478851 0.93005609 0.93027525 0.93045139 0.93065362 0.93081265 0.93112403] [0.95 0.95 0.95 0.95 0.95 0.95 0.95 0.95 0.95 0.95 ] [0. 0. 0. 0. 0. 0. 0. 0. 0. 0. ] [0. 0. 0. 0. 0. 0. 0. 0. 0. 0. ] [0. 0. 0. 0. 0. 0. 0. 0. 0. 0. ] [0. 0. 0. 0. 0. 0. 0. 0. 0. 0. ] [0. 0. 0. 0. 0. 0. 0. 0. 0. 0. ] [0. 0. 0. 0. 0. 0. 0. 0. 0. 0. ]] | 2D array of the non-dimensional end point defined along the outer profile of a layer. The TE suction side is 0, the TE pressure side is 1. The first dimension represents each layer, the second dimension represents each entry along blade span.
rotorse.rc_out.ply_t | intermediate | m | [1.e+06 1.e+06 5.e-03 5.e-03 1.e-03 1.e-03 1.e+06 1.e+06 1.e+06 1.e+06] | 1D array of the ply thicknesses of the materials. Non-composite materials are kept at 0.
rotorse.rc_out.fwf | intermediate |  | [0. 0. 0.74506827 0.77884615 0.74506827 0.74506827 0. 0. 0. 0. ] | 1D array of the non-dimensional fiber weight fraction of the composite materials. Non-composite materials are kept at 0.
rotorse.rc_out.fvf | intermediate |  | [0. 0. 0.57 0.69230769 0.57 0.57 0. 0. 0. 0. ] | 1D array of the non-dimensional fiber volume fraction of the composite materials. Non-composite materials are kept at 0.
rotorse.rp.aep.CDF_V | intermediate | m/s | [0.20020685 0.209702 0.21932723 0.22907501 0.23893779 0.24890799 0.25897806 0.26914044 0.27938758 0.28971197 0.30010612 0.3105626 0.32107402 0.33163306 0.34223247 0.35286505 0.36352373 0.37420149 0.38489144 0.39558676 0.40628078 0.41696693 0.42763876 0.43828996 0.44891435 0.4595059 0.47005871 0.48056704 0.4910253 0.50142806 0.51177006 0.52204619 0.53225151 0.54238125 0.55243083 0.56239582 0.57227198 0.58205524 0.59174171 0.60132768 0.61080961 0.62018417 0.62944816 0.63859861 0.64763269 0.65654776 0.66534137 0.67401122 0.68255519 0.69097135 0.69925792 0.70741329 0.71543601 0.7233248 0.73107854 0.73869625 0.74617713 0.75352049 0.76072582 0.76779275 0.77472102 0.78151053 0.7881613 0.79467349 0.80104736 0.80728332 0.81338185 0.81934359 0.82516925 0.83085965 0.83641573 0.84183848 0.84712902 0.85228853 0.85731828 0.86221962 0.86699395 0.87164277 0.87616762 0.88057011 0.88485189 0.88901468 0.89306024 0.89699037 0.90080692 0.90451177 0.90810682 0.91159401 0.91497532 0.91825273 0.92142824 0.92450388 0.92748168 0.93036368 0.93315194 0.93584852 0.93845545 0.94097481 0.94340863 0.94575898 0.94802787 0.95021734 0.95232939 0.95436604 0.95632926 0.95822101 0.96004324 0.96179787 0.96348681 0.96511193 0.96667509 0.96817811 0.96962278 0.97101089 0.97234416 0.97362432 0.97485305 0.97603198 0.97716275 0.97824694 0.9792861 0.98028175 0.98123538 0.98214844 0.98302236 0.98385851 0.98465825 0.9854229 0.98615375 0.98685205 0.98751901 0.98815582 0.98876363 0.98934357 0.98989672 0.99042413 0.99092684 0.99140582 0.99186205 0.99229646 0.99270995 0.99310338 0.99347762 0.99383346 0.9941717 0.9944931 0.9947984 0.9950883 0.99536348 0.99562461 0.99587231 0.99610721 0.99632987 0.99654088 0.99674077 0.99693006 0.99710926 0.99727884 0.99743927 0.99759099 0.99773443 0.99786999 0.99799806 0.99811902 0.99823321 0.99834099 0.99844268 0.99853859 0.99862903 0.99871426 0.99879457 0.99887022 0.99894144 0.99900849 0.99907158 0.99913092 0.99918672 0.99923918 0.99928848 0.99933478 0.99937827 0.9994191 0.99945741 0.99949335 0.99952706 0.99955867 0.99958829 0.99961604 0.99964203 0.99966637 0.99968915 0.99971046 0.9997304 0.99974904 0.99976646 0.99978275 0.99979796 0.99981216 0.99982542 0.99983779] | cumulative distribution function evaluated at each wind speed
rotorse.rp.aep.P | intermediate | W | [ 531485.29667708 573077.75054124 618095.93860867 666348.50922525 717644.11073682 771791.39148924 828598.99982837 887875.58410007 949429.79265019 1013070.27382459 1078605.67596913 1145844.64742967 1215011.74045238 1288418.29357898 1366165.93045156 1447912.66460255 1533316.50956438 1622035.47886949 1713727.58605031 1808050.84463928 1904663.26816884 2003272.80287914 2105997.4625425 2213720.39108938 2325904.52980888 2442012.81999009 2561508.20292209 2683853.61989399 2808558.17903697 2937917.49969857 3072649.31789538 3211628.55277739 3353730.12349458 3498844.57011471 3649802.10021672 3804242.52332948 3963733.32339374 4126419.84035452 4294081.74415743 4505165.20365192 4738887.00060041 4926652.85356742 5000000.00504103 5000000.09899463 5000000.10450877 5000000.0934328 5000000.07584915 5000000.05466086 5000000.03277094 5000000.01308243 4999999.99849836 4999999.99192175 5000000.01811457 5000000.10686748 5000000.2437438 5000000.41362209 5000000.60138092 5000000.79189887 5000000.97005451 5000001.12072642 5000001.22879317 5000001.27913333 5000001.2664938 5000001.20986882 5000001.1180198 5000000.99910657 5000000.86128899 5000000.7127269 5000000.56158014 5000000.41600856 5000000.28417201 5000000.17423033 5000000.09434337 5000000.05267097 5000000.07292453 5000000.21818047 5000000.47632624 5000000.8267372 5000001.24878875 5000001.72185624 5000002.22531507 5000002.7385406 5000003.24090823 5000003.71179332 5000004.13057124 5000004.47661739 5000004.72930713 5000004.86801585 5000004.88472029 5000004.85422461 5000004.79497547 5000004.70997437 5000004.60222284 5000004.47472241 5000004.33047461 5000004.17248095 5000004.00374296 5000003.82726217 5000003.6460401 5000003.46307827 5000003.28137822 5000003.10394146 5000002.93376951 5000002.77386391 5000002.61994479 5000002.44860769 5000002.26093657 5000002.06048328 5000001.85079963 5000001.63543746 5000001.4179486 5000001.20188487 5000000.9907981 5000000.78824013 5000000.59776278 5000000.42291787 5000000.26725725 5000000.13433274 5000000.02769617 4999999.95089936 4999999.90749415 4999999.89921176 4999999.90448152 4999999.91596344 4999999.93350459 4999999.95695201 4999999.98615278 5000000.02095394 5000000.06120258 5000000.10674573 5000000.15743047 5000000.21310385 5000000.27361294 5000000.33880479 5000000.40852646 5000000.48262502 5000000.56094753 5000000.64334104 5000000.72965262 5000000.81972932 5000000.95948379 5000001.22800543 5000001.61317908 5000002.10076022 5000002.67650431 5000003.32616684 5000004.03550327 5000004.79026906 5000005.5762197 5000006.37911064 5000007.18469737 5000007.97873536 5000008.74698006 5000009.47518696 5000010.14911152 5000010.75450921 5000011.27713552 5000011.70274589 5000012.01709581 5000012.21655637 5000012.38886159 5000012.55630493 5000012.71843001 5000012.87478042 5000013.02489979 5000013.16833172 5000013.30461981 5000013.43330767 5000013.55393893 5000013.66605717 5000013.76920602 5000013.86292908 5000013.94676996 5000014.02027226 5000014.08297961 5000014.1344356 5000014.17418384 5000014.20176795 5000014.21673153 5000014.21934338 5000014.21745953 5000014.21302015 5000014.2056188 5000014.19484904 5000014.18030442 5000014.1615785 5000014.13826485 5000014.10995701 5000014.07624855 5000014.03673302 5000013.99100398 5000013.938655 5000013.87927961 5000013.8124714 5000013.7378239 5000013.65493069 5000013.56338531 5000013.46278133 5000013.3527123 5000013.23277179] | power curve (power)
rotorse.rp.cdf.x | intermediate | m/s | [ 4. 4.10552764 4.21105528 4.31658291 4.42211055 4.52763819 4.63316583 4.73869347 4.84422111 4.94974874 5.05527638 5.16080402 5.26633166 5.3718593 5.47738693 5.58291457 5.68844221 5.79396985 5.89949749 6.00502513 6.11055276 6.2160804 6.32160804 6.42713568 6.53266332 6.63819095 6.74371859 6.84924623 6.95477387 7.06030151 7.16582915 7.27135678 7.37688442 7.48241206 7.5879397 7.69346734 7.79899497 7.90452261 8.01005025 8.11557789 8.22110553 8.32663317 8.4321608 8.53768844 8.64321608 8.74874372 8.85427136 8.95979899 9.06532663 9.17085427 9.27638191 9.38190955 9.48743719 9.59296482 9.69849246 9.8040201 9.90954774 10.01507538 10.12060302 10.22613065 10.33165829 10.43718593 10.54271357 10.64824121 10.75376884 10.85929648 10.96482412 11.07035176 11.1758794 11.28140704 11.38693467 11.49246231 11.59798995 11.70351759 11.80904523 11.91457286 12.0201005 12.12562814 12.23115578 12.33668342 12.44221106 12.54773869 12.65326633 12.75879397 12.86432161 12.96984925 13.07537688 13.18090452 13.28643216 13.3919598 13.49748744 13.60301508 13.70854271 13.81407035 13.91959799 14.02512563 14.13065327 14.2361809 14.34170854 14.44723618 14.55276382 14.65829146 14.7638191 14.86934673 14.97487437 15.08040201 15.18592965 15.29145729 15.39698492 15.50251256 15.6080402 15.71356784 15.81909548 15.92462312 16.03015075 16.13567839 16.24120603 16.34673367 16.45226131 16.55778894 16.66331658 16.76884422 16.87437186 16.9798995 17.08542714 17.19095477 17.29648241 17.40201005 17.50753769 17.61306533 17.71859296 17.8241206 17.92964824 18.03517588 18.14070352 18.24623116 18.35175879 18.45728643 18.56281407 18.66834171 18.77386935 18.87939698 18.98492462 19.09045226 19.1959799 19.30150754 19.40703518 19.51256281 19.61809045 19.72361809 19.82914573 19.93467337 20.04020101 20.14572864 20.25125628 20.35678392 20.46231156 20.5678392 20.67336683 20.77889447 20.88442211 20.98994975 21.09547739 21.20100503 21.30653266 21.4120603 21.51758794 21.62311558 21.72864322 21.83417085 21.93969849 22.04522613 22.15075377 22.25628141 22.36180905 22.46733668 22.57286432 22.67839196 22.7839196 22.88944724 22.99497487 23.10050251 23.20603015 23.31155779 23.41708543 23.52261307 23.6281407 23.73366834 23.83919598 23.94472362 24.05025126 24.15577889 24.26130653 24.36683417 24.47236181 24.57788945 24.68341709 24.78894472 24.89447236 25. ] | corresponding reference height
rotorse.rp.cdf.xbar | intermediate | m/s | [7.5] | mean value of distribution
rotorse.rp.gust.V_mean | intermediate | m/s | [7.5] | IEC average wind speed for turbine class
rotorse.rp.gust.V_hub | intermediate | m/s | [8.42814233] | hub height wind speed
rotorse.rp.powercurve.generator_efficiency | intermediate |  | [0.95 0.95 0.95 0.95 0.95 0.95 0.95 0.95 0.95 0.95 0.95 0.95 0.95 0.95 0.95 0.95 0.95 0.95 0.95 0.95] | Generator efficiency at various rpm values to support table lookup
rotorse.rp.powercurve.lss_rpm | intermediate | rpm | [0.1 0.50951437 0.91902874 1.32854311 1.73805748 2.14757185 2.55708622 2.96660059 3.37611496 3.78562933 4.1951437 4.60465807 5.01417244 5.42368681 5.83320118 6.24271555 6.65222992 7.06174429 7.47125866 7.88077303] | Low speed shaft RPM values at which the generator efficiency values are given
rotorse.rp.powercurve.V | output | m/s | [ 4. 5.2142258 6.19930277 6.94010129 7.42524354 7.6472783 7.69176122 8.00207863 8.42814233 8.57346439 9.3971427 10.46046281 11.74709335 13.23727316 14.90811483 16.73395615 18.68675431 20.73651661 22.85176108 25. ] | wind vector
rotorse.rp.powercurve.Omega | output | rpm | [3.89402903 5.07608665 6.03506624 6.75623897 7.22852847 7.44468092 7.48798537 7.79008161 7.88077303 7.88077303 7.88077303 7.88077303 7.88077303 7.88077303 7.88077303 7.88077303 7.88077303 7.88077303 7.88077303 7.88077303] | rotor rotational speed
rotorse.rp.powercurve.P | output | W | [ 531485.29667708 1180471.909951 1987436.9258563 2791060.98697833 3419584.84624224 3736038.58098706 3801681.78290771 4280983.87411003 5000000. 5000000.10684396 4999999.99180516 5000001.28095959 5000000.04852574 5000004.88826696 5000002.71829228 4999999.89886207 5000000.83582046 5000012.1460965 5000014.21947425 5000013.23277179] | rotor electrical power
rotorse.rs.aero_gust.V_load | intermediate | m/s | [18.12801937]
rotorse.rs.Omega_load | intermediate | rpm | [7.88077303]
rotorse.rs.pitch_load | intermediate | deg | [0.]
rotorse.rs.aero_hub_loads.V_load | intermediate | m/s | [18.12801937]
rotorse.rs.bjs.chord | intermediate | m | [4.5 4.51653455 4.59255455 4.72026865 4.75 4.75 4.75 4.75 4.75 4.75 4.75 4.7 4.64 4.48 4.30815493 4.07109567 3.83078655 3.59377787 3.3535724 3.10972681 2.79010443 2.61780457 2.37255549 2.12536608 1.87360817 1.6133977 1.34551447 1.07050448 0.78813172 0.5 ] | chord length at joint station. [(n_span x 3) 1D array of float]
rotorse.rs.bjs.layer_thickness | intermediate | m | [[ 1.00000000e-03 1.00000000e-03 1.00000000e-03 1.00000000e-03 1.00000000e-03 1.00000000e-03 1.00000000e-03 1.00000000e-03 1.00000000e-03 1.00000000e-03 1.00000000e-03 1.00000000e-03 1.00000000e-03 1.00000000e-03 1.00000000e-03 1.00000000e-03 1.00000000e-03 1.00000000e-03 1.00000000e-03 1.00000000e-03 1.00000000e-03 1.00000000e-03 1.00000000e-03 1.00000000e-03 1.00000000e-03 1.00000000e-03 1.00000000e-03 1.00000000e-03 1.00000000e-03 1.00000000e-03] [ 4.10000000e-02 3.30000000e-02 2.60000000e-02 2.00000000e-02 1.50000000e-02 1.10000000e-02 8.28454072e-03 6.51243402e-03 5.36207752e-03 4.70247504e-03 4.40263040e-03 4.33154742e-03 4.35822991e-03 4.35168169e-03 4.30702965e-03 4.21940069e-03 4.08392168e-03 3.89571952e-03 3.64992111e-03 3.34165333e-03 2.86491152e-03 2.57935592e-03 2.14614940e-03 1.69211977e-03 1.22767857e-03 1.00000000e-03 1.00000000e-03 1.00000000e-03 1.00000000e-03 1.00000000e-03] [ 0.00000000e+00 7.78193248e-03 1.50365645e-02 2.16850400e-02 2.76485026e-02 3.28480962e-02 3.72049647e-02 4.06402518e-02 4.30751013e-02 4.44306571e-02 4.46449340e-02 4.39262735e-02 4.24754139e-02 4.04425783e-02 3.79779900e-02 3.52318721e-02 3.23544477e-02 2.94959401e-02 2.68065724e-02 2.44365678e-02 2.18277265e-02 2.04570456e-02 1.85237383e-02 1.66203486e-02 1.47476896e-02 1.29065742e-02 1.10978153e-02 9.32222585e-03 7.58061873e-03 5.87380689e-03] [ 0.00000000e+00 7.25433122e-03 1.39944773e-02 2.01524778e-02 2.56603721e-02 3.04501999e-02 3.44540004e-02 3.76038134e-02 3.98316783e-02 4.10696345e-02 4.12612787e-02 4.05525027e-02 3.91203565e-02 3.71115642e-02 3.46728500e-02 3.19509379e-02 2.90925522e-02 2.62444171e-02 2.35532565e-02 2.11657948e-02 1.85124099e-02 1.71131586e-02 1.51336905e-02 1.31775357e-02 1.12451572e-02 9.33701773e-03 7.45358011e-03 5.59530720e-03 3.76266180e-03 1.95610677e-03] [ 0.00000000e+00 0.00000000e+00 0.00000000e+00 0.00000000e+00 0.00000000e+00 0.00000000e+00 0.00000000e+00 0.00000000e+00 0.00000000e+00 0.00000000e+00 0.00000000e+00 0.00000000e+00 0.00000000e+00 0.00000000e+00 0.00000000e+00 0.00000000e+00 0.00000000e+00 0.00000000e+00 0.00000000e+00 1.00000000e-03 3.44239839e-02 1.00000000e-03 -8.13151629e-20 0.00000000e+00 0.00000000e+00 0.00000000e+00 0.00000000e+00 0.00000000e+00 0.00000000e+00 0.00000000e+00] [ 0.00000000e+00 0.00000000e+00 0.00000000e+00 0.00000000e+00 0.00000000e+00 0.00000000e+00 0.00000000e+00 0.00000000e+00 0.00000000e+00 0.00000000e+00 0.00000000e+00 0.00000000e+00 0.00000000e+00 0.00000000e+00 0.00000000e+00 0.00000000e+00 0.00000000e+00 0.00000000e+00 0.00000000e+00 1.00000000e-03 3.44239839e-02 1.00000000e-03 -8.13151629e-20 0.00000000e+00 0.00000000e+00 0.00000000e+00 0.00000000e+00 0.00000000e+00 0.00000000e+00 0.00000000e+00] [ 0.00000000e+00 0.00000000e+00 6.65003373e-03 8.14812366e-03 9.64621359e-03 1.11443035e-02 1.26025620e-02 1.39811575e-02 1.52402586e-02 1.63400338e-02 1.72406517e-02 1.79022807e-02 1.83276090e-02 1.85193246e-02 1.84801155e-02 1.82126698e-02 1.77196757e-02 1.70038210e-02 1.61057826e-02 1.50662370e-02 1.35708454e-02 1.27253309e-02 1.15053236e-02 1.03065158e-02 9.12537420e-03 7.95836553e-03 6.80195656e-03 5.65261407e-03 4.50680481e-03 3.36099555e-03] [ 0.00000000e+00 0.00000000e+00 2.33432275e-02 2.51480648e-02 2.69529021e-02 2.87577394e-02 3.05625767e-02 3.23674140e-02 3.39953792e-02 3.52696003e-02 3.60132052e-02 3.60493218e-02 3.52010780e-02 3.32916017e-02 3.05938669e-02 2.73808473e-02 2.39255169e-02 2.05008494e-02 1.73798187e-02 1.48353987e-02 1.22323494e-02 1.10919834e-02 9.70078471e-03 8.50178952e-03 7.39889612e-03 6.29600271e-03 5.19310930e-03 4.09021589e-03 2.98732248e-03 -6.50521303e-19] [ 0.00000000e+00 0.00000000e+00 2.33432275e-02 2.51480648e-02 2.69529021e-02 2.87577394e-02 3.05625767e-02 3.23674140e-02 3.39953792e-02 3.52696003e-02 3.60132052e-02 3.60493218e-02 3.52010780e-02 3.32916017e-02 3.05938669e-02 2.73808473e-02 2.39255169e-02 2.05008494e-02 1.73798187e-02 1.48353987e-02 1.22323494e-02 1.10919834e-02 9.70078471e-03 8.50178952e-03 7.39889612e-03 6.29600271e-03 5.19310930e-03 4.09021589e-03 2.98732248e-03 -6.50521303e-19] [ 0.00000000e+00 0.00000000e+00 1.86402175e-02 2.29043857e-02 2.71685539e-02 3.12820798e-02 3.50943212e-02 3.84546359e-02 4.12123815e-02 4.32169158e-02 4.43175966e-02 4.46317757e-02 4.42768050e-02 4.33700364e-02 4.20288217e-02 4.03705128e-02 3.85124616e-02 3.64638788e-02 3.42339751e-02 3.18319613e-02 2.84675254e-02 2.65484460e-02 2.36853660e-02 2.07018877e-02 1.76220907e-02 1.44700547e-02 1.12698594e-02 8.04558436e-03 4.82130936e-03 1.59703436e-03] [ 0.00000000e+00 0.00000000e+00 1.06783227e-02 1.30277497e-02 1.53771767e-02 1.77266036e-02 2.00760306e-02 2.23436643e-02 2.44477114e-02 2.63063787e-02 2.78378729e-02 2.89604006e-02 2.95921686e-02 2.97916789e-02 2.96174332e-02 2.91279335e-02 2.83816816e-02 2.74371794e-02 2.63529289e-02 2.51106409e-02 2.32295708e-02 2.20787956e-02 2.02526601e-02 1.81953304e-02 1.58885175e-02 1.33738018e-02 1.06927639e-02 7.88698432e-03 4.99804368e-03 2.06752250e-03] [ 0.00000000e+00 0.00000000e+00 1.17141324e-02 1.47649473e-02 1.78157623e-02 2.08665773e-02 2.39173922e-02 2.69682072e-02 3.00190222e-02 3.29529872e-02 3.56532524e-02 3.80029677e-02 3.98852833e-02 4.11833493e-02 4.17803156e-02 4.17273646e-02 4.10756783e-02 3.98764390e-02 3.81808288e-02 3.60400301e-02 3.26797937e-02 3.06420809e-02 2.75162660e-02 2.41934479e-02 2.07392943e-02 1.72194730e-02 1.36996517e-02 1.01798304e-02 6.66000904e-03 3.14018771e-03] [ 0.00000000e+00 0.00000000e+00 3.59873815e-02 4.39773438e-02 5.19673061e-02 5.96302097e-02 6.66389959e-02 7.26666060e-02 7.73859813e-02 8.04700630e-02 8.15917924e-02 8.09966867e-02 7.89302631e-02 7.56380387e-02 7.13655306e-02 6.63582560e-02 6.08617321e-02 5.50357312e-02 4.90400260e-02 4.30343888e-02 3.54771595e-02 3.16324086e-02 2.65556105e-02 2.18699671e-02 1.74972473e-02 1.33592202e-02 9.37765500e-03 5.47432071e-03 1.57098642e-03 1.00000000e-03] [ 4.10000000e-02 3.30000000e-02 2.60000000e-02 2.00000000e-02 1.53156219e-02 1.26140524e-02 1.00892854e-02 7.82972209e-03 5.92376367e-03 4.45981139e-03 3.52626648e-03 3.01625067e-03 2.82288569e-03 2.83929329e-03 2.95859519e-03 3.07391313e-03 3.07836885e-03 2.99303427e-03 2.83898133e-03 2.63728196e-03 2.33877707e-03 2.17523163e-03 1.95702453e-03 1.75179189e-03 1.55693882e-03 1.36987043e-03 1.18799183e-03 1.00870812e-03 1.00000000e-03 1.00000000e-03] [ 0.00000000e+00 0.00000000e+00 0.00000000e+00 2.16422907e-03 2.21016153e-03 2.25609398e-03 2.30202643e-03 2.34795888e-03 2.38578561e-03 2.40740088e-03 2.40469897e-03 2.36957416e-03 2.29392070e-03 2.16963289e-03 2.01292217e-03 1.84000000e-03 1.66707783e-03 1.51036711e-03 1.38607930e-03 1.31042584e-03 1.27397979e-03 1.27259912e-03 1.29421439e-03 1.33204112e-03 1.37797357e-03 1.42390602e-03 1.46983847e-03 1.51577093e-03 1.56170338e-03 1.08420217e-19] [ 0.00000000e+00 0.00000000e+00 0.00000000e+00 3.74890612e-02 3.61172335e-02 3.47454058e-02 3.33630956e-02 3.19598202e-02 3.05250972e-02 2.90484440e-02 2.75193780e-02 2.59274168e-02 2.43374498e-02 2.28143666e-02 2.14230569e-02 2.02284101e-02 1.92953159e-02 1.86886639e-02 1.83467902e-02 1.82080313e-02 2.00000000e-02 2.00000000e-02 2.00000000e-02 2.00000000e-02 2.00000000e-02 2.00000000e-02 2.00000000e-02 2.00000000e-02 2.00000000e-02 6.93889390e-18] [ 0.00000000e+00 0.00000000e+00 0.00000000e+00 2.07236417e-03 2.11829662e-03 2.16422907e-03 2.21016153e-03 2.25609398e-03 2.30202643e-03 2.34795888e-03 2.38578561e-03 2.40740088e-03 2.40469897e-03 2.36957416e-03 2.29392070e-03 2.16963289e-03 2.01292217e-03 1.84000000e-03 1.66707783e-03 1.51036711e-03 1.35893442e-03 1.31042584e-03 1.27530103e-03 1.27259912e-03 1.29421439e-03 1.33204112e-03 1.37797357e-03 1.42390602e-03 1.46983847e-03 1.08420217e-19] [ 0.00000000e+00 0.00000000e+00 0.00000000e+00 2.51759997e-03 2.44512991e-03 2.37265986e-03 2.30018980e-03 2.22771975e-03 2.15449048e-03 2.07974278e-03 2.00271744e-03 1.92265525e-03 1.83879698e-03 1.75038343e-03 1.66146746e-03 1.57610193e-03 1.49833970e-03 1.43223365e-03 1.38183663e-03 1.35120150e-03 1.33654766e-03 1.33604234e-03 1.34493101e-03 1.36040697e-03 1.37917659e-03 1.39794620e-03 1.41671582e-03 1.43548543e-03 1.45425505e-03 2.16840434e-19] [ 0.00000000e+00 0.00000000e+00 0.00000000e+00 3.77066146e-02 3.63461220e-02 3.49856293e-02 3.36139152e-02 3.22197581e-02 3.07919366e-02 2.93192293e-02 2.77904146e-02 2.61942712e-02 2.45955568e-02 2.30590296e-02 2.16494473e-02 2.04315680e-02 2.00000000e-02 2.00000000e-02 2.00000000e-02 2.00000000e-02 2.00000000e-02 2.00000000e-02 2.00000000e-02 2.00000000e-02 2.00000000e-02 2.00000000e-02 2.00000000e-02 2.00000000e-02 2.00000000e-02 6.93889390e-18] [ 0.00000000e+00 0.00000000e+00 0.00000000e+00 2.66254008e-03 2.59007002e-03 2.51759997e-03 2.44512991e-03 2.37265986e-03 2.30018980e-03 2.22771975e-03 2.15449048e-03 2.07974278e-03 2.00271744e-03 1.92265525e-03 1.83879698e-03 1.75038343e-03 1.66146746e-03 1.57610193e-03 1.49833970e-03 1.43223365e-03 1.37083839e-03 1.35120150e-03 1.33703462e-03 1.33604234e-03 1.34493101e-03 1.36040697e-03 1.37917659e-03 1.39794620e-03 1.41671582e-03 6.50521303e-19]] | 2D array of the thickness of the layers of the blade structure. The first dimension represents each layer, the second dimension represents each entry along blade span.
rotorse.rs.bjs.layer_width | intermediate | m | [[0.00000000e+00 0.00000000e+00 0.00000000e+00 0.00000000e+00 0.00000000e+00 0.00000000e+00 0.00000000e+00 0.00000000e+00 0.00000000e+00 0.00000000e+00 0.00000000e+00 0.00000000e+00 0.00000000e+00 0.00000000e+00 0.00000000e+00 0.00000000e+00 0.00000000e+00 0.00000000e+00 0.00000000e+00 0.00000000e+00 0.00000000e+00 0.00000000e+00 0.00000000e+00 0.00000000e+00 0.00000000e+00 0.00000000e+00 0.00000000e+00 0.00000000e+00 0.00000000e+00 0.00000000e+00] [0.00000000e+00 0.00000000e+00 0.00000000e+00 0.00000000e+00 0.00000000e+00 0.00000000e+00 0.00000000e+00 0.00000000e+00 0.00000000e+00 0.00000000e+00 0.00000000e+00 0.00000000e+00 0.00000000e+00 0.00000000e+00 0.00000000e+00 0.00000000e+00 0.00000000e+00 0.00000000e+00 0.00000000e+00 0.00000000e+00 0.00000000e+00 0.00000000e+00 0.00000000e+00 0.00000000e+00 0.00000000e+00 0.00000000e+00 0.00000000e+00 0.00000000e+00 0.00000000e+00 0.00000000e+00] [8.00000000e-01 8.00000000e-01 8.00000000e-01 8.00000000e-01 8.00000000e-01 8.00000000e-01 8.00000000e-01 8.00000000e-01 8.00000000e-01 8.00000000e-01 8.00000000e-01 8.00000000e-01 8.00000000e-01 8.00000000e-01 8.00000000e-01 8.00000000e-01 8.00000000e-01 8.00000000e-01 8.00000000e-01 8.00000000e-01 8.00000000e-01 8.00000000e-01 8.00000000e-01 8.00000000e-01 7.53600000e-01 7.05900000e-01 6.58700000e-01 6.11000000e-01 5.38300000e-01 3.41900000e-01] [8.00000000e-01 8.00000000e-01 8.00000000e-01 8.00000000e-01 8.00000000e-01 8.00000000e-01 8.00000000e-01 8.00000000e-01 8.00000000e-01 8.00000000e-01 8.00000000e-01 8.00000000e-01 8.00000000e-01 8.00000000e-01 8.00000000e-01 8.00000000e-01 8.00000000e-01 8.00000000e-01 8.00000000e-01 8.00000000e-01 8.00000000e-01 8.00000000e-01 8.00000000e-01 7.85500000e-01 7.45300000e-01 7.01900000e-01 6.57100000e-01 6.09900000e-01 5.24600000e-01 3.31000000e-01] [0.00000000e+00 0.00000000e+00 0.00000000e+00 0.00000000e+00 0.00000000e+00 0.00000000e+00 0.00000000e+00 0.00000000e+00 0.00000000e+00 0.00000000e+00 0.00000000e+00 0.00000000e+00 0.00000000e+00 0.00000000e+00 0.00000000e+00 0.00000000e+00 0.00000000e+00 0.00000000e+00 0.00000000e+00 3.00000000e-01 2.06205372e+00 3.00000000e-01 1.38777878e-17 0.00000000e+00 0.00000000e+00 0.00000000e+00 0.00000000e+00 0.00000000e+00 0.00000000e+00 0.00000000e+00] [0.00000000e+00 0.00000000e+00 0.00000000e+00 0.00000000e+00 0.00000000e+00 0.00000000e+00 0.00000000e+00 0.00000000e+00 0.00000000e+00 0.00000000e+00 0.00000000e+00 0.00000000e+00 0.00000000e+00 0.00000000e+00 0.00000000e+00 0.00000000e+00 0.00000000e+00 0.00000000e+00 0.00000000e+00 3.00000000e-01 2.06205372e+00 3.00000000e-01 1.38777878e-17 0.00000000e+00 0.00000000e+00 0.00000000e+00 0.00000000e+00 0.00000000e+00 0.00000000e+00 0.00000000e+00] [3.09400000e-01 3.09400000e-01 3.09400000e-01 3.09400000e-01 3.09400000e-01 3.09400000e-01 3.09400000e-01 3.09400000e-01 3.09400000e-01 3.09400000e-01 3.09400000e-01 3.09400000e-01 3.09400000e-01 3.09400000e-01 3.09400000e-01 3.09400000e-01 3.09400000e-01 3.09400000e-01 3.09400000e-01 3.09400000e-01 3.09400000e-01 3.09400000e-01 3.09400000e-01 3.09400000e-01 3.09400000e-01 3.09400000e-01 2.80100000e-01 2.22300000e-01 1.63500000e-01 1.03500000e-01] [5.76000000e-01 5.77450000e-01 5.81000000e-01 5.83650000e-01 5.86850000e-01 5.89850000e-01 5.99450000e-01 6.05250000e-01 6.11950000e-01 6.13850000e-01 6.11900000e-01 6.09150000e-01 6.06600000e-01 6.06300000e-01 6.07450000e-01 6.10600000e-01 6.16150000e-01 5.78650000e-01 5.37350000e-01 4.96500000e-01 4.44467378e-01 4.16750000e-01 3.77250000e-01 3.36250000e-01 2.74450000e-01 2.34700000e-01 1.94700000e-01 1.54100000e-01 1.13000000e-01 7.13000000e-02] [5.76000000e-01 5.77450000e-01 5.81000000e-01 5.83650000e-01 5.86850000e-01 5.89850000e-01 5.99450000e-01 6.05250000e-01 6.11950000e-01 6.13850000e-01 6.11900000e-01 6.09150000e-01 6.06600000e-01 6.06300000e-01 6.07450000e-01 6.10600000e-01 6.16150000e-01 5.78650000e-01 5.37350000e-01 4.96500000e-01 4.44467378e-01 4.16750000e-01 3.77250000e-01 3.36250000e-01 2.74450000e-01 2.34700000e-01 1.94700000e-01 1.54100000e-01 1.13000000e-01 7.13000000e-02] [0.00000000e+00 0.00000000e+00 0.00000000e+00 0.00000000e+00 0.00000000e+00 0.00000000e+00 0.00000000e+00 0.00000000e+00 0.00000000e+00 0.00000000e+00 0.00000000e+00 0.00000000e+00 0.00000000e+00 0.00000000e+00 0.00000000e+00 0.00000000e+00 0.00000000e+00 0.00000000e+00 0.00000000e+00 0.00000000e+00 0.00000000e+00 0.00000000e+00 0.00000000e+00 0.00000000e+00 0.00000000e+00 0.00000000e+00 0.00000000e+00 0.00000000e+00 0.00000000e+00 0.00000000e+00] [0.00000000e+00 0.00000000e+00 0.00000000e+00 0.00000000e+00 0.00000000e+00 0.00000000e+00 0.00000000e+00 0.00000000e+00 0.00000000e+00 0.00000000e+00 0.00000000e+00 0.00000000e+00 0.00000000e+00 0.00000000e+00 0.00000000e+00 0.00000000e+00 0.00000000e+00 0.00000000e+00 0.00000000e+00 0.00000000e+00 0.00000000e+00 0.00000000e+00 0.00000000e+00 0.00000000e+00 0.00000000e+00 0.00000000e+00 0.00000000e+00 0.00000000e+00 0.00000000e+00 0.00000000e+00] [0.00000000e+00 0.00000000e+00 0.00000000e+00 0.00000000e+00 0.00000000e+00 0.00000000e+00 0.00000000e+00 0.00000000e+00 0.00000000e+00 0.00000000e+00 0.00000000e+00 0.00000000e+00 0.00000000e+00 0.00000000e+00 0.00000000e+00 0.00000000e+00 0.00000000e+00 0.00000000e+00 0.00000000e+00 0.00000000e+00 0.00000000e+00 0.00000000e+00 0.00000000e+00 0.00000000e+00 0.00000000e+00 0.00000000e+00 0.00000000e+00 0.00000000e+00 0.00000000e+00 0.00000000e+00] [0.00000000e+00 0.00000000e+00 0.00000000e+00 0.00000000e+00 0.00000000e+00 0.00000000e+00 0.00000000e+00 0.00000000e+00 0.00000000e+00 0.00000000e+00 0.00000000e+00 0.00000000e+00 0.00000000e+00 0.00000000e+00 0.00000000e+00 0.00000000e+00 0.00000000e+00 0.00000000e+00 0.00000000e+00 0.00000000e+00 0.00000000e+00 0.00000000e+00 0.00000000e+00 0.00000000e+00 0.00000000e+00 0.00000000e+00 0.00000000e+00 0.00000000e+00 0.00000000e+00 0.00000000e+00] [0.00000000e+00 0.00000000e+00 0.00000000e+00 0.00000000e+00 0.00000000e+00 0.00000000e+00 0.00000000e+00 0.00000000e+00 0.00000000e+00 0.00000000e+00 0.00000000e+00 0.00000000e+00 0.00000000e+00 0.00000000e+00 0.00000000e+00 0.00000000e+00 0.00000000e+00 0.00000000e+00 0.00000000e+00 0.00000000e+00 0.00000000e+00 0.00000000e+00 0.00000000e+00 0.00000000e+00 0.00000000e+00 0.00000000e+00 0.00000000e+00 0.00000000e+00 0.00000000e+00 0.00000000e+00] [0.00000000e+00 0.00000000e+00 0.00000000e+00 0.00000000e+00 0.00000000e+00 0.00000000e+00 0.00000000e+00 0.00000000e+00 0.00000000e+00 0.00000000e+00 0.00000000e+00 0.00000000e+00 0.00000000e+00 0.00000000e+00 0.00000000e+00 0.00000000e+00 0.00000000e+00 0.00000000e+00 0.00000000e+00 0.00000000e+00 0.00000000e+00 0.00000000e+00 0.00000000e+00 0.00000000e+00 0.00000000e+00 0.00000000e+00 0.00000000e+00 0.00000000e+00 0.00000000e+00 0.00000000e+00] [0.00000000e+00 0.00000000e+00 0.00000000e+00 0.00000000e+00 0.00000000e+00 0.00000000e+00 0.00000000e+00 0.00000000e+00 0.00000000e+00 0.00000000e+00 0.00000000e+00 0.00000000e+00 0.00000000e+00 0.00000000e+00 0.00000000e+00 0.00000000e+00 0.00000000e+00 0.00000000e+00 0.00000000e+00 0.00000000e+00 0.00000000e+00 0.00000000e+00 0.00000000e+00 0.00000000e+00 0.00000000e+00 0.00000000e+00 0.00000000e+00 0.00000000e+00 0.00000000e+00 0.00000000e+00] [0.00000000e+00 0.00000000e+00 0.00000000e+00 0.00000000e+00 0.00000000e+00 0.00000000e+00 0.00000000e+00 0.00000000e+00 0.00000000e+00 0.00000000e+00 0.00000000e+00 0.00000000e+00 0.00000000e+00 0.00000000e+00 0.00000000e+00 0.00000000e+00 0.00000000e+00 0.00000000e+00 0.00000000e+00 0.00000000e+00 0.00000000e+00 0.00000000e+00 0.00000000e+00 0.00000000e+00 0.00000000e+00 0.00000000e+00 0.00000000e+00 0.00000000e+00 0.00000000e+00 0.00000000e+00] [0.00000000e+00 0.00000000e+00 0.00000000e+00 0.00000000e+00 0.00000000e+00 0.00000000e+00 0.00000000e+00 0.00000000e+00 0.00000000e+00 0.00000000e+00 0.00000000e+00 0.00000000e+00 0.00000000e+00 0.00000000e+00 0.00000000e+00 0.00000000e+00 0.00000000e+00 0.00000000e+00 0.00000000e+00 0.00000000e+00 0.00000000e+00 0.00000000e+00 0.00000000e+00 0.00000000e+00 0.00000000e+00 0.00000000e+00 0.00000000e+00 0.00000000e+00 0.00000000e+00 0.00000000e+00] [0.00000000e+00 0.00000000e+00 0.00000000e+00 0.00000000e+00 0.00000000e+00 0.00000000e+00 0.00000000e+00 0.00000000e+00 0.00000000e+00 0.00000000e+00 0.00000000e+00 0.00000000e+00 0.00000000e+00 0.00000000e+00 0.00000000e+00 0.00000000e+00 0.00000000e+00 0.00000000e+00 0.00000000e+00 0.00000000e+00 0.00000000e+00 0.00000000e+00 0.00000000e+00 0.00000000e+00 0.00000000e+00 0.00000000e+00 0.00000000e+00 0.00000000e+00 0.00000000e+00 0.00000000e+00] [0.00000000e+00 0.00000000e+00 0.00000000e+00 0.00000000e+00 0.00000000e+00 0.00000000e+00 0.00000000e+00 0.00000000e+00 0.00000000e+00 0.00000000e+00 0.00000000e+00 0.00000000e+00 0.00000000e+00 0.00000000e+00 0.00000000e+00 0.00000000e+00 0.00000000e+00 0.00000000e+00 0.00000000e+00 0.00000000e+00 0.00000000e+00 0.00000000e+00 0.00000000e+00 0.00000000e+00 0.00000000e+00 0.00000000e+00 0.00000000e+00 0.00000000e+00 0.00000000e+00 0.00000000e+00]] | 2D array of the width of the layers of the blade structure. The first dimension represents each layer, the second dimension represents each entry along blade span.
rotorse.rs.bjs.layer_start_nd | intermediate |  | [[0. 0. 0. 0. 0. 0. 0. 0. 0. 0. 0. 0. 0. 0. 0. 0. 0. 0. 0. 0. 0. 0. 0. 0. 0. 0. 0. 0. 0. 0. ] [0. 0. 0. 0. 0. 0. 0. 0. 0. 0. 0. 0. 0. 0. 0. 0. 0. 0. 0. 0. 0. 0. 0. 0. 0. 0. 0. 0. 0. 0. ] [0.16613836 0.16946286 0.16968068 0.23759495 0.2439899 0.25193115 0.25766523 0.26174662 0.2633434 0.26210837 0.26061866 0.2616315 0.26295985 0.26995749 0.2725209 0.27588271 0.27838647 0.27891556 0.27802616 0.2750634 0.26774667 0.26207131 0.25166728 0.23859669 0.22787547 0.21289915 0.19074836 0.15633559 0.10381686 0.08009451] [0.66614777 0.6700002 0.67712123 0.62072086 0.62727502 0.63245959 0.63926867 0.64574535 0.64977998 0.65171232 0.65333451 0.65155042 0.64924268 0.63950434 0.63444037 0.62711273 0.61986479 0.61356165 0.60742732 0.60199085 0.59597957 0.59311662 0.58936694 0.58623052 0.58444769 0.58188815 0.57826958 0.57270573 0.57374879 0.59684729] [0.19443411 0.19789619 0.1995814 0.20542464 0.21272282 0.2220171 0.22991051 0.23619816 0.24018571 0.24176774 0.24321802 0.24714692 0.25147187 0.26147185 0.26715623 0.27388979 0.28019577 0.28503635 0.289098 0.2692474 0.09214975 0.26666678 0.29305679 0.29210644 0.29106461 0.28898449 0.28527264 0.2791944 0.26861133 0.24523263] [0.69444351 0.69843353 0.70702196 0.71607859 0.72704187 0.73490281 0.74127057 0.74679934 0.74912851 0.748806 0.74793476 0.74442439 0.74042431 0.73076654 0.7260795 0.72058973 0.71546943 0.71150765 0.70813245 0.68336649 0.55854137 0.67870736 0.70762202 0.70993719 0.71208585 0.71470344 0.71851623 0.72434806 0.73434916 0.75672069] [0.48905595 0.48893839 0.48796411 0.48706864 0.48668455 0.48576547 0.48502104 0.48531088 0.48564258 0.4857924 0.48611936 0.48627169 0.48627317 0.48579129 0.48506303 0.48383156 0.48238805 0.48077685 0.47894774 0.47684624 0.47359139 0.47152324 0.46807164 0.4638829 0.45854522 0.4511866 0.44595877 0.44467843 0.44324233 0.44179699] [0. 0. 0. 0. 0. 0. 0. 0. 0. 0. 0. 0. 0. 0. 0. 0. 0. 0. 0. 0. 0. 0. 0. 0. 0. 0. 0. 0. 0. 0. ] [0.95925412 0.95895293 0.9565692 0.95388656 0.95056337 0.94780072 0.9455854 0.94397287 0.94256868 0.94189525 0.94165198 0.94093289 0.94012219 0.93775085 0.9348865 0.93047603 0.92519004 0.92487708 0.92502404 0.92507998 0.92496879 0.92485823 0.92470421 0.92478851 0.93005609 0.93027525 0.93045139 0.93065362 0.93081265 0.93112403] [0.04074588 0.04104707 0.0434308 0.04611344 0.04943663 0.05219928 0.0544146 0.05602713 0.05743132 0.05810475 0.05834802 0.05906711 0.05987781 0.06224915 0.0651135 0.06952397 0.07480996 0.07512292 0.07497596 0.07492002 0.07503121 0.07514177 0.07529579 0.07521149 0.06994391 0.06972475 0.06954861 0.06934638 0.06918735 0.06887597] [0.22272986 0.22632952 0.22948212 0.30080193 0.31138242 0.32272784 0.33028459 0.33580147 0.33842316 0.33783338 0.33690305 0.33920465 0.34192828 0.35209392 0.35827412 0.36697208 0.37551861 0.38277512 0.38964944 0.39578046 0.40279588 0.40631466 0.41134025 0.41753853 0.41993132 0.42260813 0.42604197 0.43129105 0.43340579 0.41037074] [0.51094271 0.51093158 0.51109232 0.51151394 0.51274861 0.51314609 0.51310658 0.51395159 0.51467968 0.51507905 0.51562235 0.51627311 0.5168142 0.51755755 0.51822809 0.51906037 0.51995391 0.52094453 0.52211804 0.52353357 0.52582167 0.52730935 0.52982516 0.53308866 0.53739617 0.54310325 0.54601304 0.54471542 0.54334969 0.54177825] [0.72273926 0.72686687 0.73692268 0.68392783 0.69466754 0.70325628 0.71188804 0.71980021 0.72485974 0.72743733 0.7296189 0.72912358 0.72821111 0.72164078 0.72019359 0.71820211 0.71699693 0.71742121 0.7190506 0.72270791 0.73102878 0.73735997 0.74903991 0.76192904 0.77438828 0.79040881 0.81299166 0.84716618 0.89494952 0.91659409] [0. 0. 0. 0. 0. 0. 0. 0. 0. 0. 0. 0. 0. 0. 0. 0.05 0.05 0.05 0.05 0.05 0.05 0.05 0.05 0.05 0.05 0.05 0.04 0.05 0.05 0.05 ] [0. 0. 0. 0. 0. 0. 0. 0. 0. 0. 0. 0. 0. 0. 0. 0. 0. 0. 0. 0. 0. 0. 0. 0. 0. 0. 0. 0. 0. 0. ] [0. 0. 0. 0. 0. 0. 0. 0. 0. 0. 0. 0. 0. 0. 0. 0. 0. 0. 0. 0. 0. 0. 0. 0. 0. 0. 0. 0. 0. 0. ] [0. 0. 0. 0. 0. 0. 0. 0. 0. 0. 0. 0. 0. 0. 0. 0. 0. 0. 0. 0. 0. 0. 0. 0. 0. 0. 0. 0. 0. 0. ] [0. 0. 0. 0. 0. 0. 0. 0. 0. 0. 0. 0. 0. 0. 0. 0. 0. 0. 0. 0. 0. 0. 0. 0. 0. 0. 0. 0. 0. 0. ] [0. 0. 0. 0. 0. 0. 0. 0. 0. 0. 0. 0. 0. 0. 0. 0. 0. 0. 0. 0. 0. 0. 0. 0. 0. 0. 0. 0. 0. 0. ] [0. 0. 0. 0. 0. 0. 0. 0. 0. 0. 0. 0. 0. 0. 0. 0. 0. 0. 0. 0. 0. 0. 0. 0. 0. 0. 0. 0. 0. 0. ]] | 2D array of the non-dimensional start point defined along the outer profile of a layer. The TE suction side is 0, the TE pressure side is 1. The first dimension represents each layer, the second dimension represents each entry along blade span.
rotorse.rs.bjs.layer_end_nd | intermediate |  | [[1. 1. 1. 1. 1. 1. 1. 1. 1. 1. 1. 1. 1. 1. 1. 1. 1. 1. 1. 1. 1. 1. 1. 1. 1. 1. 1. 1. 1. 1. ] [1. 1. 1. 1. 1. 1. 1. 1. 1. 1. 1. 1. 1. 1. 1. 1. 1. 1. 1. 1. 1. 1. 1. 1. 1. 1. 1. 1. 1. 1. ] [0.22272986 0.22632952 0.22948212 0.30080193 0.31138242 0.32272784 0.33028459 0.33580147 0.33842316 0.33783338 0.33690305 0.33920465 0.34192828 0.35209392 0.35827412 0.36697208 0.37551861 0.38277512 0.38964944 0.39578046 0.40279588 0.40631466 0.41134025 0.41753853 0.41993132 0.42260813 0.42604197 0.43129105 0.43340579 0.41037074] [0.72273926 0.72686687 0.73692268 0.68392783 0.69466754 0.70325628 0.71188804 0.71980021 0.72485974 0.72743733 0.7296189 0.72912358 0.72821111 0.72164078 0.72019359 0.71820211 0.71699693 0.71742121 0.7190506 0.72270791 0.73102878 0.73735997 0.74903991 0.76192904 0.77438828 0.79040881 0.81299166 0.84716618 0.89494952 0.91659409] [0.19443411 0.19789619 0.1995814 0.20542464 0.21272282 0.2220171 0.22991051 0.23619816 0.24018571 0.24176774 0.24321802 0.24714692 0.25147187 0.26147185 0.26715623 0.27388979 0.28019577 0.28503635 0.289098 0.31451629 0.44024815 0.32075803 0.29305679 0.29210644 0.29106461 0.28898449 0.28527264 0.2791944 0.26861133 0.24523263] [0.69444351 0.69843353 0.70702196 0.71607859 0.72704187 0.73490281 0.74127057 0.74679934 0.74912851 0.748806 0.74793476 0.74442439 0.74042431 0.73076654 0.7260795 0.72058973 0.71546943 0.71150765 0.70813245 0.72863539 0.90663977 0.73279862 0.70762202 0.70993719 0.71208585 0.71470344 0.71851623 0.72434806 0.73434916 0.75672069] [0.51094271 0.51093158 0.51109232 0.51151394 0.51274861 0.51314609 0.51310658 0.51395159 0.51467968 0.51507905 0.51562235 0.51627311 0.5168142 0.51755755 0.51822809 0.51906037 0.51995391 0.52094453 0.52211804 0.52353357 0.52582167 0.52730935 0.52982516 0.53308866 0.53739617 0.54310325 0.54601304 0.54471542 0.54334969 0.54177825] [0.04074588 0.04104707 0.0434308 0.04611344 0.04943663 0.05219928 0.0544146 0.05602713 0.05743132 0.05810475 0.05834802 0.05906711 0.05987781 0.06224915 0.0651135 0.06952397 0.07480996 0.07512292 0.07497596 0.07492002 0.07503121 0.07514177 0.07529579 0.07521149 0.06994391 0.06972475 0.06954861 0.06934638 0.06918735 0.06887597] [1. 1. 1. 1. 1. 1. 1. 1. 1. 1. 1. 1. 1. 1. 1. 1. 1. 1. 1. 1. 1. 1. 1. 1. 1. 1. 1. 1. 1. 1. ] [0.16613836 0.16946286 0.16968068 0.23759495 0.2439899 0.25193115 0.25766523 0.26174662 0.2633434 0.26210837 0.26061866 0.2616315 0.26295985 0.26995749 0.2725209 0.27588271 0.27838647 0.27891556 0.27802616 0.2750634 0.26774667 0.26207131 0.25166728 0.23859669 0.22787547 0.21289915 0.19074836 0.15633559 0.10381686 0.08009451] [0.48905595 0.48893839 0.48796411 0.48706864 0.48668455 0.48576547 0.48502104 0.48531088 0.48564258 0.4857924 0.48611936 0.48627169 0.48627317 0.48579129 0.48506303 0.48383156 0.48238805 0.48077685 0.47894774 0.47684624 0.47359139 0.47152324 0.46807164 0.4638829 0.45854522 0.4511866 0.44595877 0.44467843 0.44324233 0.44179699] [0.66614777 0.6700002 0.67712123 0.62072086 0.62727502 0.63245959 0.63926867 0.64574535 0.64977998 0.65171232 0.65333451 0.65155042 0.64924268 0.63950434 0.63444037 0.62711273 0.61986479 0.61356165 0.60742732 0.60199085 0.59597957 0.59311662 0.58936694 0.58623052 0.58444769 0.58188815 0.57826958 0.57270573 0.57374879 0.59684729] [0.95925412 0.95895293 0.9565692 0.95388656 0.95056337 0.94780072 0.9455854 0.94397287 0.94256868 0.94189525 0.94165198 0.94093289 0.94012219 0.93775085 0.9348865 0.93047603 0.92519004 0.92487708 0.92502404 0.92507998 0.92496879 0.92485823 0.92470421 0.92478851 0.93005609 0.93027525 0.93045139 0.93065362 0.93081265 0.93112403] [1. 1. 1. 1. 1. 1. 1. 1. 1. 1. 1. 1. 1. 1. 1. 0.95 0.95 0.95 0.95 0.95 0.95 0.95 0.95 0.95 0.95 0.95 0.95 0.95 0.95 0.95 ] [0. 0. 0. 0. 0. 0. 0. 0. 0. 0. 0. 0. 0. 0. 0. 0. 0. 0. 0. 0. 0. 0. 0. 0. 0. 0. 0. 0. 0. 0. ] [0. 0. 0. 0. 0. 0. 0. 0. 0. 0. 0. 0. 0. 0. 0. 0. 0. 0. 0. 0. 0. 0. 0. 0. 0. 0. 0. 0. 0. 0. ] [0. 0. 0. 0. 0. 0. 0. 0. 0. 0. 0. 0. 0. 0. 0. 0. 0. 0. 0. 0. 0. 0. 0. 0. 0. 0. 0. 0. 0. 0. ] [0. 0. 0. 0. 0. 0. 0. 0. 0. 0. 0. 0. 0. 0. 0. 0. 0. 0. 0. 0. 0. 0. 0. 0. 0. 0. 0. 0. 0. 0. ] [0. 0. 0. 0. 0. 0. 0. 0. 0. 0. 0. 0. 0. 0. 0. 0. 0. 0. 0. 0. 0. 0. 0. 0. 0. 0. 0. 0. 0. 0. ] [0. 0. 0. 0. 0. 0. 0. 0. 0. 0. 0. 0. 0. 0. 0. 0. 0. 0. 0. 0. 0. 0. 0. 0. 0. 0. 0. 0. 0. 0. ]] | 2D array of the non-dimensional end point defined along the outer profile of a layer. The TE suction side is 0, the TE pressure side is 1. The first dimension represents each layer, the second dimension represents each entry along blade span.
rotorse.rs.bjs.blade_length | intermediate | m | [ 3. 6.44814717 9.89629433 13.3444415 16.79258866 20.24073583 23.68888299 27.13703016 30.58517733 34.03332449 37.48147166 40.92961882 44.37776599 47.82591316 51.27406032 54.72220749 58.17035465 61.61850182 65.06664898 68.51479615 72.99738747 75.41109048 78.85923765 82.30738481 85.75553198 89.20367915 92.65182631 96.09997348 99.54812064 102.99626781] | 1D array of cumulative blade length at each station. n_span long
rotorse.rs.bjs.coord_xy_interp | intermediate |  | [[[ 1.00000000e+00 -5.22802288e-16] [ 9.99429684e-01 -2.22597407e-02] [ 9.98063018e-01 -4.44580349e-02] ... [ 9.98120489e-01 4.38394581e-02] [ 9.99443038e-01 2.19496514e-02] [ 1.00000000e+00 -5.26271735e-16]] [[ 1.00000000e+00 -4.63811846e-04] [ 9.98467173e-01 -2.21760738e-02] [ 9.96201019e-01 -4.43513952e-02] ... [ 9.96776877e-01 4.39179785e-02] [ 9.98774657e-01 2.22119245e-02] [ 1.00000000e+00 3.03878429e-04]] [[ 1.00000000e+00 -3.84926541e-03] [ 9.90631439e-01 -2.12435866e-02] [ 9.80995553e-01 -4.24457781e-02] ... [ 9.85613808e-01 4.43560536e-02] [ 9.93218520e-01 2.41263074e-02] [ 1.00000000e+00 2.83048459e-03]] ... [[ 1.00000000e+00 2.99243424e-04] [ 9.76715850e-01 2.78508494e-03] [ 9.52832571e-01 4.62553820e-03] ... [ 9.52575171e-01 9.64309571e-03] [ 9.76267770e-01 4.94496385e-03] [ 1.00000000e+00 2.99243424e-04]] [[ 1.00000000e+00 7.60311480e-05] [ 9.76692547e-01 2.94939444e-03] [ 9.52952126e-01 4.97097005e-03] ... [ 9.52775619e-01 1.06814382e-02] [ 9.76380589e-01 5.38373218e-03] [ 1.00000000e+00 7.60311480e-05]] [[ 1.00000000e+00 1.76276899e-06] [ 9.76685164e-01 3.14692752e-03] [ 9.53182640e-01 5.22846152e-03] ... [ 9.52998460e-01 1.22336784e-02] [ 9.76506117e-01 6.17134718e-03] [ 1.00000000e+00 1.76276899e-06]]] | 3D array of the non-dimensional x and y airfoil coordinates of the airfoils interpolated along span for n_span stations.
rotorse.rs.bjs.rthick | intermediate |  | [1. 0.9904762 0.90583552 0.76920637 0.62433185 0.51495506 0.45652477 0.40898037 0.37373472 0.35299758 0.33854388 0.32716954 0.31781339 0.30941425 0.30091105 0.29250549 0.28490061 0.27785301 0.27111927 0.26445597 0.25549867 0.250367 0.2424545 0.23345852 0.22353126 0.21373557 0.20477992 0.19617537 0.18790426 0.18 ] | 1D array of the relative thicknesses of the blade defined along span. n_span long
rotorse.rs.bjs.layer_offset_y_pa | intermediate | m | [[ 0. 0. 0. 0. 0. 0. 0. 0. 0. 0. 0. 0. 0. 0. 0. 0. 0. 0. 0. 0. 0. 0. 0. 0. 0. 0. 0. 0. 0. 0. ] [ 0. 0. 0. 0. 0. 0. 0. 0. 0. 0. 0. 0. 0. 0. 0. 0. 0. 0. 0. 0. 0. 0. 0. 0. 0. 0. 0. 0. 0. 0. ] [ 0. 0. 0. -0.8 -0.768 -0.736 -0.704 -0.672 -0.64 -0.608 -0.576 -0.544 -0.512 -0.48 -0.448 -0.416 -0.384 -0.352 -0.32 -0.288 -0.2464 -0.224 -0.192 -0.16 -0.128 -0.096 -0.064 -0.032 0. 0. ] [ 0. 0. 0. -0.8 -0.768 -0.736 -0.704 -0.672 -0.64 -0.608 -0.576 -0.544 -0.512 -0.48 -0.448 -0.416 -0.384 -0.352 -0.32 -0.288 -0.2464 -0.224 -0.192 -0.16 -0.128 -0.096 -0.064 -0.032 0. 0. ] [ 0. 0. 0. 0. 0. 0. 0. 0. 0. 0. 0. 0. 0. 0. 0. 0. 0. 0. 0. 0. 0.16032598 0. 0. 0. 0. 0. 0. 0. 0. 0. ] [ 0. 0. 0. 0. 0. 0. 0. 0. 0. 0. 0. 0. 0. 0. 0. 0. 0. 0. 0. 0. 0.16032598 0. 0. 0. 0. 0. 0. 0. 0. 0. ] [ 0. 0. 0. 0. 0. 0. 0. 0. 0. 0. 0. 0. 0. 0. 0. 0. 0. 0. 0. 0. 0. 0. 0. 0. 0. 0. 0. 0. 0. 0. ] [ 0. 0. 0. 0. 0. 0. 0. 0. 0. 0. 0. 0. 0. 0. 0. 0. 0. 0. 0. 0. 0. 0. 0. 0. 0. 0. 0. 0. 0. 0. ] [ 0. 0. 0. 0. 0. 0. 0. 0. 0. 0. 0. 0. 0. 0. 0. 0. 0. 0. 0. 0. 0. 0. 0. 0. 0. 0. 0. 0. 0. 0. ] [ 0. 0. 0. 0. 0. 0. 0. 0. 0. 0. 0. 0. 0. 0. 0. 0. 0. 0. 0. 0. 0. 0. 0. 0. 0. 0. 0. 0. 0. 0. ] [ 0. 0. 0. 0. 0. 0. 0. 0. 0. 0. 0. 0. 0. 0. 0. 0. 0. 0. 0. 0. 0. 0. 0. 0. 0. 0. 0. 0. 0. 0. ] [ 0. 0. 0. 0. 0. 0. 0. 0. 0. 0. 0. 0. 0. 0. 0. 0. 0. 0. 0. 0. 0. 0. 0. 0. 0. 0. 0. 0. 0. 0. ] [ 0. 0. 0. 0. 0. 0. 0. 0. 0. 0. 0. 0. 0. 0. 0. 0. 0. 0. 0. 0. 0. 0. 0. 0. 0. 0. 0. 0. 0. 0. ] [ 0. 0. 0. 0. 0. 0. 0. 0. 0. 0. 0. 0. 0. 0. 0. 0. 0. 0. 0. 0. 0. 0. 0. 0. 0. 0. 0. 0. 0. 0. ] [ 0. 0. 0. 0. 0. 0. 0. 0. 0. 0. 0. 0. 0. 0. 0. 0. 0. 0. 0. 0. 0. 0. 0. 0. 0. 0. 0. 0. 0. 0. ] [ 0. 0. 0. 0. 0. 0. 0. 0. 0. 0. 0. 0. 0. 0. 0. 0. 0. 0. 0. 0. 0. 0. 0. 0. 0. 0. 0. 0. 0. 0. ] [ 0. 0. 0. 0. 0. 0. 0. 0. 0. 0. 0. 0. 0. 0. 0. 0. 0. 0. 0. 0. 0. 0. 0. 0. 0. 0. 0. 0. 0. 0. ] [ 0. 0. 0. 0. 0. 0. 0. 0. 0. 0. 0. 0. 0. 0. 0. 0. 0. 0. 0. 0. 0. 0. 0. 0. 0. 0. 0. 0. 0. 0. ] [ 0. 0. 0. 0. 0. 0. 0. 0. 0. 0. 0. 0. 0. 0. 0. 0. 0. 0. 0. 0. 0. 0. 0. 0. 0. 0. 0. 0. 0. 0. ] [ 0. 0. 0. 0. 0. 0. 0. 0. 0. 0. 0. 0. 0. 0. 0. 0. 0. 0. 0. 0. 0. 0. 0. 0. 0. 0. 0. 0. 0. 0. ]] | 2D array of the offset along the y axis to set the position of a layer. Positive values move the layer towards the trailing edge, negative values towards the leading edge. The first dimension represents each layer, the second dimension represents each entry along blade span.
rotorse.rs.bjs.coord_xy_dim | intermediate | m | [[[ 2.25000000e+00 -2.35261029e-15] [ 2.24743358e+00 -1.00168833e-01] [ 2.24128358e+00 -2.00061157e-01] ... [ 2.24154220e+00 1.97277562e-01] [ 2.24749367e+00 9.87734313e-02] [ 2.25000000e+00 -2.36822281e-15]] [[ 2.26653457e+00 -2.09482223e-03] [ 2.25961150e+00 -1.00159004e-01] [ 2.24937634e+00 -2.00314609e-01] ... [ 2.25197722e+00 1.98357067e-01] [ 2.26100026e+00 1.00320925e-01] [ 2.26653457e+00 1.37247743e-03]] [[ 2.34255457e+00 -1.76779614e-02] [ 2.29952894e+00 -9.75623303e-02] [ 2.25527561e+00 -1.94934552e-01] ... [ 2.27648519e+00 2.03707596e-01] [ 2.31141025e+00 1.10801383e-01] [ 2.34255457e+00 1.29991549e-02]] ... [[ 6.08030135e-01 3.20341427e-04] [ 5.83104348e-01 2.98144592e-03] [ 5.57537191e-01 4.95165937e-03] ... [ 5.57261644e-01 1.03229772e-02] [ 5.82624676e-01 5.29360597e-03] [ 6.08030135e-01 3.20341427e-04]] [[ 4.30939302e-01 5.99225592e-05] [ 4.12569959e-01 2.32451130e-03] [ 3.93859380e-01 3.91777916e-03] ... [ 3.93720270e-01 8.41838022e-03] [ 4.12324095e-01 4.24309009e-03] [ 4.30939302e-01 5.99225592e-05]] [[ 2.50000000e-01 8.81384494e-07] [ 2.38342582e-01 1.57346376e-03] [ 2.26591320e-01 2.61423076e-03] ... [ 2.26499230e-01 6.11683918e-03] [ 2.38253059e-01 3.08567359e-03] [ 2.50000000e-01 8.81384494e-07]]] | 3D array of the dimensional x and y airfoil coordinates of the airfoils interpolated along span for n_span stations. The origin is placed at the pitch axis.
rotorse.rs.bjs.twist | intermediate | rad | [ 0.3491 0.32625117 0.30085553 0.27319561 0.24355395 0.2057759 0.15761451 0.11369865 0.08888556 0.08740227 0.08747036 0.08755246 0.08760935 0.08649735 0.08026523 0.07090719 0.06112253 0.05334186 0.04683973 0.04037517 0.03044013 0.02356245 0.0096627 -0.00714598 -0.02406408 -0.03833817 -0.05056212 -0.06194147 -0.07234987 -0.08166095] | 1D array of the twist values defined along blade span. The twist is defined positive for negative rotations around the z axis (the same as in BeamDyn).
rotorse.rs.bjs.pitch_axis | intermediate |  | [0.5 0.49816955 0.48992341 0.47666778 0.47368421 0.47368421 0.47368421 0.47368421 0.47368421 0.47368421 0.47368421 0.46808511 0.4612069 0.44196429 0.43251806 0.42095775 0.41010371 0.40195138 0.39522149 0.39116278 0.39008436 0.39134099 0.39523274 0.40007425 0.40504215 0.41113787 0.41946139 0.43201533 0.45321411 0.5 ] | 1D array of the chordwise position of the pitch axis (0-LE, 1-TE), defined along blade span.
rotorse.rs.bjs.M1 | intermediate | N*m | [-3.66254509e+07 -3.44435232e+07 -2.33422835e+07 -3.55895270e+07 -3.79103123e+07 -3.62489481e+07 -3.38577577e+07 -3.11466519e+07 -2.83317721e+07 -2.56116742e+07 -2.30253060e+07 -2.05360724e+07 -1.81513997e+07 -1.58836278e+07 -1.37440962e+07 -1.17477682e+07 -9.90610766e+06 -8.22814773e+06 -6.71877099e+06 -5.37757624e+06 -3.89325754e+06 -3.19209042e+06 -2.31844231e+06 -1.59986301e+06 -1.03247157e+06 -6.07531594e+05 -3.09997265e+05 -1.22216534e+05 -2.56861118e+04 4.80815397e+00] | distribution along blade span of ultimate bending moment w.r.t principal axis 1. [(n_mat) 1D array of float]
rotorse.rs.bjs.M2 | intermediate | N*m | [ 3.66255094e+07 3.45044172e+07 3.93242180e+07 2.36511394e+07 1.20021060e+07 6.56840643e+06 2.68429169e+06 -1.53427778e+05 -1.91252273e+06 -2.36184597e+06 -2.18440289e+06 -1.97749336e+06 -1.77728899e+06 -1.59558847e+06 -1.46757423e+06 -1.37295141e+06 -1.27316116e+06 -1.14530459e+06 -9.91223910e+05 -8.34269834e+05 -6.31837074e+05 -5.54673425e+05 -4.40310517e+05 -3.38559579e+05 -2.42929537e+05 -1.55227550e+05 -8.39136441e+04 -3.45964660e+04 -7.74969588e+03 1.33980257e-01] | distribution along blade span of ultimate bending moment w.r.t principal axis 2. [(n_mat) 1D array of float]
rotorse.rs.bjs.F2 | intermediate | N | [ 6.34492846e+05 6.32630405e+05 4.61579282e+05 7.34973433e+05 8.27979043e+05 8.42451307e+05 8.40116895e+05 8.27890756e+05 8.09355245e+05 7.88971577e+05 7.67031211e+05 7.41551240e+05 7.11741074e+05 6.76811069e+05 6.36475327e+05 5.92254429e+05 5.45802890e+05 4.97657350e+05 4.48541337e+05 3.98941230e+05 3.28003038e+05 2.92654865e+05 2.45855961e+05 1.98403117e+05 1.53216958e+05 1.11840151e+05 7.51905038e+04 4.36862434e+04 1.79206104e+04 -8.32061635e+02] | distribution along blade span of ultimate force w.r.t principal axis 2. [(n_mat) 1D array of float]
rotorse.rs.brs.rootD | intermediate | m | [4.5] | Blade root outer diameter / Chord at blade span station 0
rotorse.rs.brs.layer_thickness | intermediate | m | [[ 1.00000000e-03 1.00000000e-03 1.00000000e-03 1.00000000e-03 1.00000000e-03 1.00000000e-03 1.00000000e-03 1.00000000e-03 1.00000000e-03 1.00000000e-03 1.00000000e-03 1.00000000e-03 1.00000000e-03 1.00000000e-03 1.00000000e-03 1.00000000e-03 1.00000000e-03 1.00000000e-03 1.00000000e-03 1.00000000e-03 1.00000000e-03 1.00000000e-03 1.00000000e-03 1.00000000e-03 1.00000000e-03 1.00000000e-03 1.00000000e-03 1.00000000e-03 1.00000000e-03 1.00000000e-03] [ 4.10000000e-02 3.30000000e-02 2.60000000e-02 2.00000000e-02 1.50000000e-02 1.10000000e-02 8.28454072e-03 6.51243402e-03 5.36207752e-03 4.70247504e-03 4.40263040e-03 4.33154742e-03 4.35822991e-03 4.35168169e-03 4.30702965e-03 4.21940069e-03 4.08392168e-03 3.89571952e-03 3.64992111e-03 3.34165333e-03 2.86491152e-03 2.57935592e-03 2.14614940e-03 1.69211977e-03 1.22767857e-03 1.00000000e-03 1.00000000e-03 1.00000000e-03 1.00000000e-03 1.00000000e-03] [ 0.00000000e+00 7.78193248e-03 1.50365645e-02 2.16850400e-02 2.76485026e-02 3.28480962e-02 3.72049647e-02 4.06402518e-02 4.30751013e-02 4.44306571e-02 4.46449340e-02 4.39262735e-02 4.24754139e-02 4.04425783e-02 3.79779900e-02 3.52318721e-02 3.23544477e-02 2.94959401e-02 2.68065724e-02 2.44365678e-02 2.18277265e-02 2.04570456e-02 1.85237383e-02 1.66203486e-02 1.47476896e-02 1.29065742e-02 1.10978153e-02 9.32222585e-03 7.58061873e-03 5.87380689e-03] [ 0.00000000e+00 7.25433122e-03 1.39944773e-02 2.01524778e-02 2.56603721e-02 3.04501999e-02 3.44540004e-02 3.76038134e-02 3.98316783e-02 4.10696345e-02 4.12612787e-02 4.05525027e-02 3.91203565e-02 3.71115642e-02 3.46728500e-02 3.19509379e-02 2.90925522e-02 2.62444171e-02 2.35532565e-02 2.11657948e-02 1.85124099e-02 1.71131586e-02 1.51336905e-02 1.31775357e-02 1.12451572e-02 9.33701773e-03 7.45358011e-03 5.59530720e-03 3.76266180e-03 1.95610677e-03] [ 0.00000000e+00 0.00000000e+00 0.00000000e+00 0.00000000e+00 0.00000000e+00 0.00000000e+00 0.00000000e+00 0.00000000e+00 0.00000000e+00 0.00000000e+00 0.00000000e+00 0.00000000e+00 0.00000000e+00 0.00000000e+00 0.00000000e+00 0.00000000e+00 0.00000000e+00 0.00000000e+00 0.00000000e+00 1.00000000e-03 3.44239839e-02 1.00000000e-03 -8.13151629e-20 0.00000000e+00 0.00000000e+00 0.00000000e+00 0.00000000e+00 0.00000000e+00 0.00000000e+00 0.00000000e+00] [ 0.00000000e+00 0.00000000e+00 0.00000000e+00 0.00000000e+00 0.00000000e+00 0.00000000e+00 0.00000000e+00 0.00000000e+00 0.00000000e+00 0.00000000e+00 0.00000000e+00 0.00000000e+00 0.00000000e+00 0.00000000e+00 0.00000000e+00 0.00000000e+00 0.00000000e+00 0.00000000e+00 0.00000000e+00 1.00000000e-03 3.44239839e-02 1.00000000e-03 -8.13151629e-20 0.00000000e+00 0.00000000e+00 0.00000000e+00 0.00000000e+00 0.00000000e+00 0.00000000e+00 0.00000000e+00] [ 0.00000000e+00 0.00000000e+00 6.65003373e-03 8.14812366e-03 9.64621359e-03 1.11443035e-02 1.26025620e-02 1.39811575e-02 1.52402586e-02 1.63400338e-02 1.72406517e-02 1.79022807e-02 1.83276090e-02 1.85193246e-02 1.84801155e-02 1.82126698e-02 1.77196757e-02 1.70038210e-02 1.61057826e-02 1.50662370e-02 1.35708454e-02 1.27253309e-02 1.15053236e-02 1.03065158e-02 9.12537420e-03 7.95836553e-03 6.80195656e-03 5.65261407e-03 4.50680481e-03 3.36099555e-03] [ 0.00000000e+00 0.00000000e+00 2.33432275e-02 2.51480648e-02 2.69529021e-02 2.87577394e-02 3.05625767e-02 3.23674140e-02 3.39953792e-02 3.52696003e-02 3.60132052e-02 3.60493218e-02 3.52010780e-02 3.32916017e-02 3.05938669e-02 2.73808473e-02 2.39255169e-02 2.05008494e-02 1.73798187e-02 1.48353987e-02 1.22323494e-02 1.10919834e-02 9.70078471e-03 8.50178952e-03 7.39889612e-03 6.29600271e-03 5.19310930e-03 4.09021589e-03 2.98732248e-03 -6.50521303e-19] [ 0.00000000e+00 0.00000000e+00 2.33432275e-02 2.51480648e-02 2.69529021e-02 2.87577394e-02 3.05625767e-02 3.23674140e-02 3.39953792e-02 3.52696003e-02 3.60132052e-02 3.60493218e-02 3.52010780e-02 3.32916017e-02 3.05938669e-02 2.73808473e-02 2.39255169e-02 2.05008494e-02 1.73798187e-02 1.48353987e-02 1.22323494e-02 1.10919834e-02 9.70078471e-03 8.50178952e-03 7.39889612e-03 6.29600271e-03 5.19310930e-03 4.09021589e-03 2.98732248e-03 -6.50521303e-19] [ 0.00000000e+00 0.00000000e+00 1.86402175e-02 2.29043857e-02 2.71685539e-02 3.12820798e-02 3.50943212e-02 3.84546359e-02 4.12123815e-02 4.32169158e-02 4.43175966e-02 4.46317757e-02 4.42768050e-02 4.33700364e-02 4.20288217e-02 4.03705128e-02 3.85124616e-02 3.64638788e-02 3.42339751e-02 3.18319613e-02 2.84675254e-02 2.65484460e-02 2.36853660e-02 2.07018877e-02 1.76220907e-02 1.44700547e-02 1.12698594e-02 8.04558436e-03 4.82130936e-03 1.59703436e-03] [ 0.00000000e+00 0.00000000e+00 1.06783227e-02 1.30277497e-02 1.53771767e-02 1.77266036e-02 2.00760306e-02 2.23436643e-02 2.44477114e-02 2.63063787e-02 2.78378729e-02 2.89604006e-02 2.95921686e-02 2.97916789e-02 2.96174332e-02 2.91279335e-02 2.83816816e-02 2.74371794e-02 2.63529289e-02 2.51106409e-02 2.32295708e-02 2.20787956e-02 2.02526601e-02 1.81953304e-02 1.58885175e-02 1.33738018e-02 1.06927639e-02 7.88698432e-03 4.99804368e-03 2.06752250e-03] [ 0.00000000e+00 0.00000000e+00 1.17141324e-02 1.47649473e-02 1.78157623e-02 2.08665773e-02 2.39173922e-02 2.69682072e-02 3.00190222e-02 3.29529872e-02 3.56532524e-02 3.80029677e-02 3.98852833e-02 4.11833493e-02 4.17803156e-02 4.17273646e-02 4.10756783e-02 3.98764390e-02 3.81808288e-02 3.60400301e-02 3.26797937e-02 3.06420809e-02 2.75162660e-02 2.41934479e-02 2.07392943e-02 1.72194730e-02 1.36996517e-02 1.01798304e-02 6.66000904e-03 3.14018771e-03] [ 0.00000000e+00 0.00000000e+00 3.59873815e-02 4.39773438e-02 5.19673061e-02 5.96302097e-02 6.66389959e-02 7.26666060e-02 7.73859813e-02 8.04700630e-02 8.15917924e-02 8.09966867e-02 7.89302631e-02 7.56380387e-02 7.13655306e-02 6.63582560e-02 6.08617321e-02 5.50357312e-02 4.90400260e-02 4.30343888e-02 3.54771595e-02 3.16324086e-02 2.65556105e-02 2.18699671e-02 1.74972473e-02 1.33592202e-02 9.37765500e-03 5.47432071e-03 1.57098642e-03 1.00000000e-03] [ 4.10000000e-02 3.30000000e-02 2.60000000e-02 2.00000000e-02 1.53156219e-02 1.26140524e-02 1.00892854e-02 7.82972209e-03 5.92376367e-03 4.45981139e-03 3.52626648e-03 3.01625067e-03 2.82288569e-03 2.83929329e-03 2.95859519e-03 3.07391313e-03 3.07836885e-03 2.99303427e-03 2.83898133e-03 2.63728196e-03 2.33877707e-03 2.17523163e-03 1.95702453e-03 1.75179189e-03 1.55693882e-03 1.36987043e-03 1.18799183e-03 1.00870812e-03 1.00000000e-03 1.00000000e-03] [ 0.00000000e+00 0.00000000e+00 0.00000000e+00 2.16422907e-03 2.21016153e-03 2.25609398e-03 2.30202643e-03 2.34795888e-03 2.38578561e-03 2.40740088e-03 2.40469897e-03 2.36957416e-03 2.29392070e-03 2.16963289e-03 2.01292217e-03 1.84000000e-03 1.66707783e-03 1.51036711e-03 1.38607930e-03 1.31042584e-03 1.27397979e-03 1.27259912e-03 1.29421439e-03 1.33204112e-03 1.37797357e-03 1.42390602e-03 1.46983847e-03 1.51577093e-03 1.56170338e-03 1.08420217e-19] [ 0.00000000e+00 0.00000000e+00 0.00000000e+00 3.74890612e-02 3.61172335e-02 3.47454058e-02 3.33630956e-02 3.19598202e-02 3.05250972e-02 2.90484440e-02 2.75193780e-02 2.59274168e-02 2.43374498e-02 2.28143666e-02 2.14230569e-02 2.02284101e-02 1.92953159e-02 1.86886639e-02 1.83467902e-02 1.82080313e-02 2.00000000e-02 2.00000000e-02 2.00000000e-02 2.00000000e-02 2.00000000e-02 2.00000000e-02 2.00000000e-02 2.00000000e-02 2.00000000e-02 6.93889390e-18] [ 0.00000000e+00 0.00000000e+00 0.00000000e+00 2.07236417e-03 2.11829662e-03 2.16422907e-03 2.21016153e-03 2.25609398e-03 2.30202643e-03 2.34795888e-03 2.38578561e-03 2.40740088e-03 2.40469897e-03 2.36957416e-03 2.29392070e-03 2.16963289e-03 2.01292217e-03 1.84000000e-03 1.66707783e-03 1.51036711e-03 1.35893442e-03 1.31042584e-03 1.27530103e-03 1.27259912e-03 1.29421439e-03 1.33204112e-03 1.37797357e-03 1.42390602e-03 1.46983847e-03 1.08420217e-19] [ 0.00000000e+00 0.00000000e+00 0.00000000e+00 2.51759997e-03 2.44512991e-03 2.37265986e-03 2.30018980e-03 2.22771975e-03 2.15449048e-03 2.07974278e-03 2.00271744e-03 1.92265525e-03 1.83879698e-03 1.75038343e-03 1.66146746e-03 1.57610193e-03 1.49833970e-03 1.43223365e-03 1.38183663e-03 1.35120150e-03 1.33654766e-03 1.33604234e-03 1.34493101e-03 1.36040697e-03 1.37917659e-03 1.39794620e-03 1.41671582e-03 1.43548543e-03 1.45425505e-03 2.16840434e-19] [ 0.00000000e+00 0.00000000e+00 0.00000000e+00 3.77066146e-02 3.63461220e-02 3.49856293e-02 3.36139152e-02 3.22197581e-02 3.07919366e-02 2.93192293e-02 2.77904146e-02 2.61942712e-02 2.45955568e-02 2.30590296e-02 2.16494473e-02 2.04315680e-02 2.00000000e-02 2.00000000e-02 2.00000000e-02 2.00000000e-02 2.00000000e-02 2.00000000e-02 2.00000000e-02 2.00000000e-02 2.00000000e-02 2.00000000e-02 2.00000000e-02 2.00000000e-02 2.00000000e-02 6.93889390e-18] [ 0.00000000e+00 0.00000000e+00 0.00000000e+00 2.66254008e-03 2.59007002e-03 2.51759997e-03 2.44512991e-03 2.37265986e-03 2.30018980e-03 2.22771975e-03 2.15449048e-03 2.07974278e-03 2.00271744e-03 1.92265525e-03 1.83879698e-03 1.75038343e-03 1.66146746e-03 1.57610193e-03 1.49833970e-03 1.43223365e-03 1.37083839e-03 1.35120150e-03 1.33703462e-03 1.33604234e-03 1.34493101e-03 1.36040697e-03 1.37917659e-03 1.39794620e-03 1.41671582e-03 6.50521303e-19]] | 2D array of the thickness of the layers of the blade structure. The first dimension represents each layer, the second dimension represents each entry along blade span.
rotorse.rs.brs.layer_start_nd | intermediate |  | [[0. 0. 0. 0. 0. 0. 0. 0. 0. 0. 0. 0. 0. 0. 0. 0. 0. 0. 0. 0. 0. 0. 0. 0. 0. 0. 0. 0. 0. 0. ] [0. 0. 0. 0. 0. 0. 0. 0. 0. 0. 0. 0. 0. 0. 0. 0. 0. 0. 0. 0. 0. 0. 0. 0. 0. 0. 0. 0. 0. 0. ] [0.16613836 0.16946286 0.16968068 0.23759495 0.2439899 0.25193115 0.25766523 0.26174662 0.2633434 0.26210837 0.26061866 0.2616315 0.26295985 0.26995749 0.2725209 0.27588271 0.27838647 0.27891556 0.27802616 0.2750634 0.26774667 0.26207131 0.25166728 0.23859669 0.22787547 0.21289915 0.19074836 0.15633559 0.10381686 0.08009451] [0.66614777 0.6700002 0.67712123 0.62072086 0.62727502 0.63245959 0.63926867 0.64574535 0.64977998 0.65171232 0.65333451 0.65155042 0.64924268 0.63950434 0.63444037 0.62711273 0.61986479 0.61356165 0.60742732 0.60199085 0.59597957 0.59311662 0.58936694 0.58623052 0.58444769 0.58188815 0.57826958 0.57270573 0.57374879 0.59684729] [0.19443411 0.19789619 0.1995814 0.20542464 0.21272282 0.2220171 0.22991051 0.23619816 0.24018571 0.24176774 0.24321802 0.24714692 0.25147187 0.26147185 0.26715623 0.27388979 0.28019577 0.28503635 0.289098 0.2692474 0.15010342 0.26666678 0.29305679 0.29210644 0.29106461 0.28898449 0.28527264 0.2791944 0.26861133 0.24523263] [0.69444351 0.69843353 0.70702196 0.71607859 0.72704187 0.73490281 0.74127057 0.74679934 0.74912851 0.748806 0.74793476 0.74442439 0.74042431 0.73076654 0.7260795 0.72058973 0.71546943 0.71150765 0.70813245 0.68336649 0.561757 0.67870736 0.70762202 0.70993719 0.71208585 0.71470344 0.71851623 0.72434806 0.73434916 0.75672069] [0.48905595 0.48893839 0.48796411 0.48706864 0.48668455 0.48576547 0.48502104 0.48531088 0.48564258 0.4857924 0.48611936 0.48627169 0.48627317 0.48579129 0.48506303 0.48383156 0.48238805 0.48077685 0.47894774 0.47684624 0.47359139 0.47152324 0.46807164 0.4638829 0.45854522 0.4511866 0.44595877 0.44467843 0.44324233 0.44179699] [0. 0. 0. 0. 0. 0. 0. 0. 0. 0. 0. 0. 0. 0. 0. 0. 0. 0. 0. 0. 0. 0. 0. 0. 0. 0. 0. 0. 0. 0. ] [0.95925412 0.95895293 0.9565692 0.95388656 0.95056337 0.94780072 0.9455854 0.94397287 0.94256868 0.94189525 0.94165198 0.94093289 0.94012219 0.93775085 0.9348865 0.93047603 0.92519004 0.92487708 0.92502404 0.92507998 0.92496879 0.92485823 0.92470421 0.92478851 0.93005609 0.93027525 0.93045139 0.93065362 0.93081265 0.93112403] [0.04074588 0.04104707 0.0434308 0.04611344 0.04943663 0.05219928 0.0544146 0.05602713 0.05743132 0.05810475 0.05834802 0.05906711 0.05987781 0.06224915 0.0651135 0.06952397 0.07480996 0.07512292 0.07497596 0.07492002 0.07503121 0.07514177 0.07529579 0.07521149 0.06994391 0.06972475 0.06954861 0.06934638 0.06918735 0.06887597] [0.22272986 0.22632952 0.22948212 0.30080193 0.31138242 0.32272784 0.33028459 0.33580147 0.33842316 0.33783338 0.33690305 0.33920465 0.34192828 0.35209392 0.35827412 0.36697208 0.37551861 0.38277512 0.38964944 0.39578046 0.40279588 0.40631466 0.41134025 0.41753853 0.41993132 0.42260813 0.42604197 0.43129105 0.43340579 0.41037074] [0.51094271 0.51093158 0.51109232 0.51151394 0.51274861 0.51314609 0.51310658 0.51395159 0.51467968 0.51507905 0.51562235 0.51627311 0.5168142 0.51755755 0.51822809 0.51906037 0.51995391 0.52094453 0.52211804 0.52353357 0.52582167 0.52730935 0.52982516 0.53308866 0.53739617 0.54310325 0.54601304 0.54471542 0.54334969 0.54177825] [0.72273926 0.72686687 0.73692268 0.68392783 0.69466754 0.70325628 0.71188804 0.71980021 0.72485974 0.72743733 0.7296189 0.72912358 0.72821111 0.72164078 0.72019359 0.71820211 0.71699693 0.71742121 0.7190506 0.72270791 0.73102878 0.73735997 0.74903991 0.76192904 0.77438828 0.79040881 0.81299166 0.84716618 0.89494952 0.91659409] [0. 0. 0. 0. 0. 0. 0. 0. 0. 0. 0. 0. 0. 0. 0. 0.05 0.05 0.05 0.05 0.05 0.05 0.05 0.05 0.05 0.05 0.05 0.04 0.05 0.05 0.05 ] [0. 0. 0. 0. 0. 0. 0. 0. 0. 0. 0. 0. 0. 0. 0. 0. 0. 0. 0. 0. 0. 0. 0. 0. 0. 0. 0. 0. 0. 0. ] [0. 0. 0. 0. 0. 0. 0. 0. 0. 0. 0. 0. 0. 0. 0. 0. 0. 0. 0. 0. 0. 0. 0. 0. 0. 0. 0. 0. 0. 0. ] [0. 0. 0. 0. 0. 0. 0. 0. 0. 0. 0. 0. 0. 0. 0. 0. 0. 0. 0. 0. 0. 0. 0. 0. 0. 0. 0. 0. 0. 0. ] [0. 0. 0. 0. 0. 0. 0. 0. 0. 0. 0. 0. 0. 0. 0. 0. 0. 0. 0. 0. 0. 0. 0. 0. 0. 0. 0. 0. 0. 0. ] [0. 0. 0. 0. 0. 0. 0. 0. 0. 0. 0. 0. 0. 0. 0. 0. 0. 0. 0. 0. 0. 0. 0. 0. 0. 0. 0. 0. 0. 0. ] [0. 0. 0. 0. 0. 0. 0. 0. 0. 0. 0. 0. 0. 0. 0. 0. 0. 0. 0. 0. 0. 0. 0. 0. 0. 0. 0. 0. 0. 0. ]] | 2D array of the non-dimensional start point defined along the outer profile of a layer. The TE suction side is 0, the TE pressure side is 1. The first dimension represents each layer, the second dimension represents each entry along blade span.
rotorse.rs.brs.layer_end_nd | intermediate |  | [[1. 1. 1. 1. 1. 1. 1. 1. 1. 1. 1. 1. 1. 1. 1. 1. 1. 1. 1. 1. 1. 1. 1. 1. 1. 1. 1. 1. 1. 1. ] [1. 1. 1. 1. 1. 1. 1. 1. 1. 1. 1. 1. 1. 1. 1. 1. 1. 1. 1. 1. 1. 1. 1. 1. 1. 1. 1. 1. 1. 1. ] [0.22272986 0.22632952 0.22948212 0.30080193 0.31138242 0.32272784 0.33028459 0.33580147 0.33842316 0.33783338 0.33690305 0.33920465 0.34192828 0.35209392 0.35827412 0.36697208 0.37551861 0.38277512 0.38964944 0.39578046 0.40279588 0.40631466 0.41134025 0.41753853 0.41993132 0.42260813 0.42604197 0.43129105 0.43340579 0.41037074] [0.72273926 0.72686687 0.73692268 0.68392783 0.69466754 0.70325628 0.71188804 0.71980021 0.72485974 0.72743733 0.7296189 0.72912358 0.72821111 0.72164078 0.72019359 0.71820211 0.71699693 0.71742121 0.7190506 0.72270791 0.73102878 0.73735997 0.74903991 0.76192904 0.77438828 0.79040881 0.81299166 0.84716618 0.89494952 0.91659409] [0.19443411 0.19789619 0.1995814 0.20542464 0.21272282 0.2220171 0.22991051 0.23619816 0.24018571 0.24176774 0.24321802 0.24714692 0.25147187 0.26147185 0.26715623 0.27388979 0.28019577 0.28503635 0.289098 0.31451629 0.43708299 0.32075803 0.29305679 0.29210644 0.29106461 0.28898449 0.28527264 0.2791944 0.26861133 0.24523263] [0.69444351 0.69843353 0.70702196 0.71607859 0.72704187 0.73490281 0.74127057 0.74679934 0.74912851 0.748806 0.74793476 0.74442439 0.74042431 0.73076654 0.7260795 0.72058973 0.71546943 0.71150765 0.70813245 0.72863539 0.84873656 0.73279862 0.70762202 0.70993719 0.71208585 0.71470344 0.71851623 0.72434806 0.73434916 0.75672069] [0.51094271 0.51093158 0.51109232 0.51151394 0.51274861 0.51314609 0.51310658 0.51395159 0.51467968 0.51507905 0.51562235 0.51627311 0.5168142 0.51755755 0.51822809 0.51906037 0.51995391 0.52094453 0.52211804 0.52353357 0.52582167 0.52730935 0.52982516 0.53308866 0.53739617 0.54310325 0.54601304 0.54471542 0.54334969 0.54177825] [0.04074588 0.04104707 0.0434308 0.04611344 0.04943663 0.05219928 0.0544146 0.05602713 0.05743132 0.05810475 0.05834802 0.05906711 0.05987781 0.06224915 0.0651135 0.06952397 0.07480996 0.07512292 0.07497596 0.07492002 0.07503121 0.07514177 0.07529579 0.07521149 0.06994391 0.06972475 0.06954861 0.06934638 0.06918735 0.06887597] [1. 1. 1. 1. 1. 1. 1. 1. 1. 1. 1. 1. 1. 1. 1. 1. 1. 1. 1. 1. 1. 1. 1. 1. 1. 1. 1. 1. 1. 1. ] [0.16613836 0.16946286 0.16968068 0.23759495 0.2439899 0.25193115 0.25766523 0.26174662 0.2633434 0.26210837 0.26061866 0.2616315 0.26295985 0.26995749 0.2725209 0.27588271 0.27838647 0.27891556 0.27802616 0.2750634 0.26774667 0.26207131 0.25166728 0.23859669 0.22787547 0.21289915 0.19074836 0.15633559 0.10381686 0.08009451] [0.48905595 0.48893839 0.48796411 0.48706864 0.48668455 0.48576547 0.48502104 0.48531088 0.48564258 0.4857924 0.48611936 0.48627169 0.48627317 0.48579129 0.48506303 0.48383156 0.48238805 0.48077685 0.47894774 0.47684624 0.47359139 0.47152324 0.46807164 0.4638829 0.45854522 0.4511866 0.44595877 0.44467843 0.44324233 0.44179699] [0.66614777 0.6700002 0.67712123 0.62072086 0.62727502 0.63245959 0.63926867 0.64574535 0.64977998 0.65171232 0.65333451 0.65155042 0.64924268 0.63950434 0.63444037 0.62711273 0.61986479 0.61356165 0.60742732 0.60199085 0.59597957 0.59311662 0.58936694 0.58623052 0.58444769 0.58188815 0.57826958 0.57270573 0.57374879 0.59684729] [0.95925412 0.95895293 0.9565692 0.95388656 0.95056337 0.94780072 0.9455854 0.94397287 0.94256868 0.94189525 0.94165198 0.94093289 0.94012219 0.93775085 0.9348865 0.93047603 0.92519004 0.92487708 0.92502404 0.92507998 0.92496879 0.92485823 0.92470421 0.92478851 0.93005609 0.93027525 0.93045139 0.93065362 0.93081265 0.93112403] [1. 1. 1. 1. 1. 1. 1. 1. 1. 1. 1. 1. 1. 1. 1. 0.95 0.95 0.95 0.95 0.95 0.95 0.95 0.95 0.95 0.95 0.95 0.95 0.95 0.95 0.95 ] [0. 0. 0. 0. 0. 0. 0. 0. 0. 0. 0. 0. 0. 0. 0. 0. 0. 0. 0. 0. 0. 0. 0. 0. 0. 0. 0. 0. 0. 0. ] [0. 0. 0. 0. 0. 0. 0. 0. 0. 0. 0. 0. 0. 0. 0. 0. 0. 0. 0. 0. 0. 0. 0. 0. 0. 0. 0. 0. 0. 0. ] [0. 0. 0. 0. 0. 0. 0. 0. 0. 0. 0. 0. 0. 0. 0. 0. 0. 0. 0. 0. 0. 0. 0. 0. 0. 0. 0. 0. 0. 0. ] [0. 0. 0. 0. 0. 0. 0. 0. 0. 0. 0. 0. 0. 0. 0. 0. 0. 0. 0. 0. 0. 0. 0. 0. 0. 0. 0. 0. 0. 0. ] [0. 0. 0. 0. 0. 0. 0. 0. 0. 0. 0. 0. 0. 0. 0. 0. 0. 0. 0. 0. 0. 0. 0. 0. 0. 0. 0. 0. 0. 0. ] [0. 0. 0. 0. 0. 0. 0. 0. 0. 0. 0. 0. 0. 0. 0. 0. 0. 0. 0. 0. 0. 0. 0. 0. 0. 0. 0. 0. 0. 0. ]] | 2D array of the non-dimensional end point defined along the outer profile of a layer. The TE suction side is 0, the TE pressure side is 1. The first dimension represents each layer, the second dimension represents each entry along blade span.
rotorse.rs.brs.root_M | intermediate | N*m | [ 13448899.02739706 -50019765.06291512 -0. ] | Blade root moment in blade c.s.
rotorse.rs.constr.strainU_spar | intermediate |  | [ 7.78849137e-04 -1.12342475e-03 -1.65900988e-03 -1.96177447e-03 -2.45957086e-03 -2.77855038e-03 -2.87485981e-03 -2.93612095e-03 -2.92915617e-03 -2.82491205e-03 -2.69110615e-03 -2.57289988e-03 -2.45315978e-03 -2.38595491e-03 -2.34351540e-03 -2.35026170e-03 -2.36354785e-03 -2.37027032e-03 -2.36449891e-03 -2.14104552e-03 -1.64134931e-03 -1.98032843e-03 -2.03780653e-03 -1.89785668e-03 -1.80620475e-03 -1.65632763e-03 -1.40925387e-03 -1.03600229e-03 -5.04201555e-04 3.54649312e-07] | strain in spar cap on upper surface at location xu,yu_strain with loads P_strain
rotorse.rs.constr.strainL_spar | intermediate |  | [ 7.78849137e-04 1.09553774e-03 1.71573283e-03 1.95228592e-03 2.32088567e-03 2.64852353e-03 2.74678571e-03 2.83161847e-03 2.82672622e-03 2.71883782e-03 2.59838467e-03 2.49447019e-03 2.39171465e-03 2.34131873e-03 2.31963242e-03 2.34911999e-03 2.38608338e-03 2.42081361e-03 2.44710804e-03 2.43509717e-03 1.69072493e-03 2.33922513e-03 2.28611790e-03 2.21090936e-03 2.15682753e-03 2.03666321e-03 1.79963930e-03 1.39312661e-03 7.17965838e-04 -5.83191233e-07] | strain in spar cap on lower surface at location xl,yl_strain with loads P_strain
rotorse.rs.constr.strainU_te | intermediate |  | [ 7.78849137e-04 -7.65840421e-04 -6.58852475e-04 -5.75329352e-04 -1.49280400e-04 -7.67563520e-06 1.28411502e-04 2.41471958e-04 3.40330710e-04 3.87005290e-04 3.51688927e-04 3.06690163e-04 2.67081192e-04 2.35863642e-04 2.11825049e-04 3.22479933e-04 3.45608489e-04 3.86997257e-04 4.32666662e-04 4.74201890e-04 3.88099900e-04 5.37261085e-04 5.44128458e-04 5.48538470e-04 5.82769962e-04 5.92435649e-04 5.92423034e-04 4.65617143e-04 2.38277913e-04 -3.82859039e-07] | strain in trailing edge on upper surface at location xu,yu_strain with loads P_strain
rotorse.rs.constr.strainL_te | intermediate |  | [ 7.78849137e-04 -7.65840421e-04 -1.80146550e-04 -3.88951662e-05 5.00265718e-04 7.34781877e-04 8.79518472e-04 9.25914293e-04 9.50349381e-04 9.44499613e-04 8.64331593e-04 7.82717727e-04 7.09456881e-04 6.57432123e-04 6.18348133e-04 6.67106172e-04 6.77990940e-04 7.06560537e-04 7.37003844e-04 7.57973859e-04 5.67923252e-04 7.64413608e-04 7.39688831e-04 7.15319304e-04 7.12773979e-04 6.92717051e-04 6.44396323e-04 5.39634730e-04 2.84979541e-04 -3.82859039e-07] | strain in trailing edge on lower surface at location xl,yl_strain with loads P_strain
rotorse.s | intermediate |  | [0. 0.03448276 0.06896552 0.10344828 0.13793103 0.17241379 0.20689655 0.24137931 0.27586207 0.31034483 0.34482759 0.37931034 0.4137931 0.44827586 0.48275862 0.51724138 0.55172414 0.5862069 0.62068966 0.65517241 0.7 0.72413793 0.75862069 0.79310345 0.82758621 0.86206897 0.89655172 0.93103448 0.96551724 1. ] | 1D array of the non-dimensional spanwise grid defined along blade axis (0-blade root, 1-blade tip)
rotorse.rs.constr.rated_Omega | intermediate | rpm | [7.88077303] | rotor rotation speed at rated
rotorse.rs.constr.flap_mode_freqs | intermediate | Hz | [0.6070801 1.61659708 3.12494249 4.95004093 7.55224888] | Frequencies associated with mode shapes in the flap direction
rotorse.rs.constr.edge_mode_freqs | intermediate | Hz | [ 0.88666627 2.79100131 5.52964456 9.56062899 14.06575329] | Frequencies associated with mode shapes in the edge direction
rotorse.rs.constr.tors_mode_freqs | intermediate | Hz | [22.20118475 0. 0. 0. 0. ] | Frequencies associated with mode shapes in the torsional direction
rotorse.blade_span_cg | output | m | [28.62956771] | Distance along the blade span for its center of gravity
rotorse.rs.x_az | output | m | [ 0. 0.01458961 0.05222308 0.10814189 0.1742505 0.24113677 0.30008558 0.34265121 0.35982107 0.34758647 0.3145081 0.26685814 0.21087049 0.1404773 0.03804705 -0.09075292 -0.23512381 -0.39413733 -0.58577711 -0.80529181 -1.1155553 -1.29121723 -1.5637297 -1.85903588 -2.17067421 -2.49837779 -2.84335536 -3.20952152 -3.59684443 -4. ] | location of blade in azimuth x-coordinate system (prebend)
rotorse.rs.y_az | output | m | [0. 0. 0. 0. 0. 0. 0. 0. 0. 0. 0. 0. 0. 0. 0. 0. 0. 0. 0. 0. 0. 0. 0. 0. 0. 0. 0. 0. 0. 0.] | location of blade in azimuth y-coordinate system (sweep)
rotorse.rs.z_az | output | m | [ 3. 6.44814717 9.89629433 13.3444415 16.79258866 20.24073583 23.68888299 27.13703016 30.58517733 34.03332449 37.48147166 40.92961882 44.37776599 47.82591316 51.27406032 54.72220749 58.17035465 61.61850182 65.06664898 68.51479615 72.99738747 75.41109048 78.85923765 82.30738481 85.75553198 89.20367915 92.65182631 96.09997348 99.54812064 102.99626781] | location of blade in azimuth z-coordinate system (from root to tip)
rotorse.rs.frame.Px_af | intermediate | N/m | [ 1278.06280726 1331.54629147 1560.29123781 2003.95019717 2529.72526538 3016.26466247 3454.2570724 3995.23214715 4688.24319132 5574.02267197 6572.17693361 7649.23809668 9039.54609827 10554.20970815 12002.73627594 12664.43522269 13280.44806001 13744.16685546 14031.98161021 14134.99353643 15733.00863608 13891.0100206 13659.83418464 13226.79690443 12464.65431893 11272.21832864 9923.41947317 8423.17554143 6674.2052394 4459.95420742] | distributed load (force per unit length) in airfoil x-direction
rotorse.rs.frame.Py_af | intermediate | N/m | [ 537.15982984 563.4868819 417.99756315 72.99303546 -388.46894555 -721.5377423 -922.92256687 -1113.87590224 -1331.9151349 -1591.34993615 -1846.92284798 -2093.13574591 -2411.03660617 -2731.90858405 -3007.92502799 -3110.67692833 -3218.18208602 -3273.98147029 -3280.27895942 -3258.18617248 -3164.11554611 -3202.6209245 -3231.29893264 -3250.9480687 -3172.81324867 -2943.02851693 -2624.7120247 -2255.01996723 -1803.82667758 -1218.41460206] | distributed load (force per unit length) in airfoil y-direction
rotorse.rs.frame.Pz_af | intermediate | N/m | [-17576.8664126 -9939.85577247 -4554.39108968 -884.11742846 1600.09608206 3186.30323261 4328.45309265 5192.50946309 5928.16626484 6649.30790639 7414.01120904 8176.95459933 8918.58548698 9442.43704557 9773.87990378 9651.01512068 9435.12470295 8932.92115729 8292.55825475 7634.32072198 20630.07559632 6176.87421754 5378.23596247 4616.67136791 3772.95340243 3066.8954007 2447.38965598 1835.10946798 1273.16121295 600.26227057] | distributed load (force per unit length) in airfoil z-direction
rotorse.A | output | m**2 | [1.17332119 0.95458468 0.96158744 1.13077158 0.96172827 0.85311501 0.79160153 0.74701152 0.71653426 0.69768659 0.68214291 0.66035401 0.63564942 0.59464836 0.54595241 0.48379496 0.42390003 0.36812549 0.31474921 0.26535991 0.32469835 0.17988366 0.14280066 0.11109411 0.08398215 0.06115939 0.0431038 0.02853034 0.01761781 0.00628551] | airfoil cross section material area
rotorse.EA | output | N | [3.27477995e+10 2.81425947e+10 2.47063900e+10 2.15443835e+10 1.89647933e+10 1.76785093e+10 1.70038511e+10 1.65586012e+10 1.62520370e+10 1.59935435e+10 1.57049348e+10 1.53178270e+10 1.48138794e+10 1.41056411e+10 1.32500363e+10 1.21610794e+10 1.10739678e+10 9.89280626e+09 8.77046033e+09 7.78739101e+09 9.95579143e+09 6.10721999e+09 5.32670378e+09 4.57485536e+09 3.70333570e+09 2.94931108e+09 2.28525012e+09 1.68479772e+09 1.11861212e+09 4.94767164e+08] | axial stiffness
rotorse.EIxx | output | N*m**2 | [7.98109529e+10 6.52784358e+10 5.39731258e+10 4.50709094e+10 3.61447678e+10 3.05592464e+10 2.68872489e+10 2.41033778e+10 2.22635741e+10 2.10890981e+10 2.02955349e+10 1.94502755e+10 1.85037009e+10 1.69745261e+10 1.48255986e+10 1.18698198e+10 9.47493243e+09 7.16036333e+09 5.24923063e+09 3.76801905e+09 3.14963415e+09 1.83502227e+09 1.24438332e+09 8.22624880e+08 4.95185372e+08 2.91615284e+08 1.62553626e+08 8.22022645e+07 3.47166661e+07 5.89298422e+06] | edgewise stiffness (bending about :ref:`x-axis of airfoil aligned coordinate system <blade_airfoil_coord>`)
rotorse.EIyy | output | N*m**2 | [7.98078947e+10 7.14476233e+10 5.34207454e+10 3.65399656e+10 2.36485596e+10 1.62771452e+10 1.29285407e+10 1.03161158e+10 8.54669438e+09 7.54531605e+09 6.79986322e+09 6.06277269e+09 5.38778822e+09 4.58639229e+09 3.77769162e+09 2.95670133e+09 2.26731813e+09 1.70989872e+09 1.26642670e+09 9.25173765e+08 8.30716474e+08 4.61809782e+08 3.07813665e+08 1.92747601e+08 1.08551642e+08 5.62326240e+07 2.61967140e+07 1.01872749e+07 2.86885351e+06 4.09179978e+05] | flapwise stiffness (bending about y-axis of airfoil aligned coordinate system)
rotorse.EIxy | output | N*m**2 | [ 6.85673811e+05 2.71411425e+09 4.43576266e+09 3.78748923e+09 3.39041242e+09 2.56544333e+09 1.86912759e+09 1.29568930e+09 9.77368309e+08 8.96935202e+08 8.44983398e+08 7.77939746e+08 7.05666735e+08 6.00519319e+08 4.74274199e+08 3.43420892e+08 2.42517434e+08 1.62431973e+08 1.05265522e+08 6.52740343e+07 5.17529716e+07 1.86269797e+07 5.89815077e+06 -1.80336409e+06 -3.92298866e+06 -3.35110835e+06 -2.07873493e+06 -1.00755386e+06 -6.18093462e+05 -1.37288075e+05] | coupled flap-edge stiffness
rotorse.GJ | output | N*m**2 | [4.66985924e+10 3.75489616e+10 5.43652745e+10 4.01651567e+10 2.43715489e+10 1.54771524e+10 1.10708274e+10 7.72240068e+09 5.72568564e+09 4.76303800e+09 4.20030932e+09 3.65402704e+09 3.19661561e+09 2.55988165e+09 1.99152118e+09 1.35092075e+09 9.16430106e+08 6.50153527e+08 4.40666307e+08 2.89273415e+08 2.01626338e+08 1.13479422e+08 6.52452266e+07 3.51412786e+07 1.77792037e+07 8.27151636e+06 3.66438661e+06 1.36334634e+06 3.97853221e+05 6.86942891e+04] | torsional stiffness (about axial z-direction of airfoil aligned coordinate system)
rotorse.rhoA | output | kg/m | [2266.06551636 1838.17697763 1490.19920868 1253.08981043 973.4844124 798.35971764 683.11364683 598.28700095 538.01871324 497.81766039 472.34217062 453.34342037 437.68351987 415.80818125 390.43294618 352.73756199 317.79566481 279.08684233 241.6642889 208.45556151 520.45166696 149.74867013 123.5066959 100.70506853 78.36994095 60.80591981 46.4205792 33.36756806 22.2298433 10.07607403] | mass per unit length
rotorse.rhoJ | output | kg*m | [1.10478219e+04 8.93741407e+03 6.52235325e+03 4.59603623e+03 3.07123601e+03 2.25442042e+03 1.81517863e+03 1.50653005e+03 1.30659786e+03 1.18607950e+03 1.11167611e+03 1.04186455e+03 9.79813174e+02 8.77052366e+02 7.60396964e+02 6.02881733e+02 4.77071707e+02 3.63521059e+02 2.69017378e+02 1.94328248e+02 1.92307366e+02 9.35534091e+01 6.19058954e+01 3.93140005e+01 2.29898442e+01 1.28975118e+01 6.71735872e+00 2.99866708e+00 1.09456074e+00 1.84573555e-01] | polar mass moment of inertia per unit length
rotorse.x_ec | output | m | [-3.12732187e-16 -1.19258946e-06 -4.29061115e-05 -1.37757362e-03 -1.25533441e-03 -1.02780049e-03 -8.12026723e-04 -5.37032956e-04 -3.92272878e-04 -3.26546793e-04 -3.20083626e-04 -3.51476204e-04 -3.91599127e-04 -4.33843131e-04 -4.41677906e-04 -3.95309795e-04 -1.91262745e-04 -2.80162214e-04 -2.30240690e-04 -1.46018830e-04 -6.53765297e-05 -1.25223489e-04 -1.19832723e-04 -1.23266416e-04 -1.18771115e-04 -1.14643713e-04 -1.11771093e-04 -1.08134472e-04 -1.00509857e-04 2.08166817e-17] | x-distance to elastic center from point about which above structural properties are computed (airfoil aligned coordinate system)
rotorse.y_ec | output | m | [ 1.59919820e-18 5.25088468e-04 7.12054820e-03 1.23131144e-02 1.88863542e-02 2.24347235e-02 2.13451669e-02 1.68588470e-02 1.46233312e-02 1.51615119e-02 1.77633228e-02 2.00494878e-02 2.13581731e-02 2.09690406e-02 1.91573405e-02 1.47224668e-02 -3.02145460e-03 7.30225187e-03 4.41668100e-03 -1.72476824e-03 -9.73434436e-04 -1.10525377e-03 -8.81604726e-04 -6.93331761e-04 -5.39688573e-04 -4.27818740e-04 -3.62697279e-04 -3.33106068e-04 -3.70173618e-04 3.46944695e-18] | y-distance to elastic center from point about which above structural properties are computed
rotorse.rs.strains.EI11 | intermediate | N*m**2 | [7.98077480e+10 6.42543570e+10 4.92519878e+10 3.51004219e+10 2.27873054e+10 1.58298858e+10 1.26823713e+10 1.01953343e+10 8.47737098e+09 7.48614686e+09 6.74713148e+09 6.01768376e+09 5.34989604e+09 4.55732046e+09 3.75734786e+09 2.94347773e+09 2.25916718e+09 1.70505985e+09 1.26364542e+09 9.23675721e+08 8.29562021e+08 4.61557088e+08 3.07776453e+08 1.92742366e+08 1.08511784e+08 5.61848814e+07 2.61650000e+07 1.01731597e+07 2.85684928e+06 4.05745096e+05] | stiffness w.r.t principal axis 1
rotorse.rs.strains.EI22 | intermediate | N*m**2 | [7.98110996e+10 7.24716945e+10 5.81406306e+10 4.65071459e+10 3.69992275e+10 3.09975893e+10 2.71256598e+10 2.42194482e+10 2.23294196e+10 2.11445891e+10 2.03433096e+10 1.94892050e+10 1.85348331e+10 1.69973930e+10 1.48410769e+10 1.18804056e+10 9.48298188e+09 7.16467391e+09 5.25184036e+09 3.76949376e+09 3.15077913e+09 1.83526741e+09 1.24441632e+09 8.22627846e+08 4.95224099e+08 2.91662448e+08 1.62585011e+08 8.22161731e+07 3.47285057e+07 5.89641911e+06] | stiffness w.r.t principal axis 2
rotorse.rs.strains.alpha | intermediate | deg | [12.07607196 69.32784734 43.22258798 20.80835139 14.25087393 9.88760631 7.50132753 5.32478222 4.05658529 3.77378919 3.57046498 3.31652087 3.07293667 2.77074647 2.45527809 2.20434328 1.92492753 1.70585845 1.51311222 1.31460518 1.27785292 0.77696857 0.36077456 -0.16407446 -0.58130996 -0.81552817 -0.87323327 -0.80145999 -1.11150227 -1.43321375] | Angle between blade c.s. and principal axes
rotorse.rs.strains.M1 | intermediate | N*m | [-3.66254509e+07 -3.44435232e+07 -2.33422835e+07 -3.55895270e+07 -3.79103123e+07 -3.62489481e+07 -3.38577577e+07 -3.11466519e+07 -2.83317721e+07 -2.56116742e+07 -2.30253060e+07 -2.05360724e+07 -1.81513997e+07 -1.58836278e+07 -1.37440962e+07 -1.17477682e+07 -9.90610766e+06 -8.22814773e+06 -6.71877099e+06 -5.37757624e+06 -3.89325754e+06 -3.19209042e+06 -2.31844231e+06 -1.59986301e+06 -1.03247157e+06 -6.07531594e+05 -3.09997265e+05 -1.22216534e+05 -2.56861118e+04 4.80815397e+00] | distribution along blade span of bending moment w.r.t principal axis 1
rotorse.rs.strains.M2 | intermediate | N*m | [ 3.66255094e+07 3.45044172e+07 3.93242180e+07 2.36511394e+07 1.20021060e+07 6.56840643e+06 2.68429169e+06 -1.53427778e+05 -1.91252273e+06 -2.36184597e+06 -2.18440289e+06 -1.97749336e+06 -1.77728899e+06 -1.59558847e+06 -1.46757423e+06 -1.37295141e+06 -1.27316116e+06 -1.14530459e+06 -9.91223910e+05 -8.34269834e+05 -6.31837074e+05 -5.54673425e+05 -4.40310517e+05 -3.38559579e+05 -2.42929537e+05 -1.55227550e+05 -8.39136441e+04 -3.45964660e+04 -7.74969588e+03 1.33980257e-01] | distribution along blade span of bending moment w.r.t principal axis 2
rotorse.rs.strains.F3 | intermediate | N | [4.83105831e+05 5.30546671e+05 5.55535810e+05 5.64912197e+05 5.63677797e+05 5.55425695e+05 5.42469706e+05 5.26054870e+05 5.06882013e+05 4.85197528e+05 4.60951338e+05 4.34071374e+05 4.04597413e+05 3.72941667e+05 3.39811334e+05 3.06321396e+05 2.73415496e+05 2.41747641e+05 2.12049654e+05 1.84590552e+05 1.21241698e+05 8.88897046e+04 6.89678519e+04 5.17359017e+04 3.72715753e+04 2.54791766e+04 1.59721461e+04 8.58880496e+03 3.22991912e+03 9.09494702e-11] | axial resultant along blade span
rotorse.xu_spar | output |  | [6.97692885e-06 2.11011190e+00 1.91584199e+00 1.73852664e+00 1.42048614e+00 1.17274855e+00 1.03591968e+00 9.19832579e-01 8.34665788e-01 7.84281508e-01 7.49006771e-01 7.16155333e-01 6.87076825e-01 6.50536991e-01 6.09476470e-01 5.61002292e-01 5.13979909e-01 4.69395379e-01 4.26110131e-01 3.68413808e-01 3.36043467e-01 2.89851475e-01 2.63492117e-01 2.23558739e-01 1.86284879e-01 1.50827004e-01 1.17484282e-01 8.54410205e-02 5.57167156e-02 2.97671873e-02] | x-position of midpoint of spar cap on upper surface for strain calculation
rotorse.xl_spar | output |  | [ 6.97692885e-06 -2.12600089e+00 -2.00861032e+00 -1.63604141e+00 -1.44357908e+00 -1.23481619e+00 -1.10954520e+00 -9.97377036e-01 -9.09932713e-01 -8.57168973e-01 -8.19772511e-01 -7.85160547e-01 -7.55318368e-01 -7.17965064e-01 -6.75083981e-01 -6.24221391e-01 -5.75140182e-01 -5.28130357e-01 -4.82584440e-01 -4.20437235e-01 -3.76143379e-01 -3.35972543e-01 -3.10921000e-01 -2.71135602e-01 -2.29544068e-01 -1.89977747e-01 -1.52774384e-01 -1.16387666e-01 -8.01213455e-02 -4.95272282e-02] | x-position of midpoint of spar cap on lower surface for strain calculation
rotorse.yu_spar | output |  | [-2.24985417 0.70382246 0.51969355 -0.22833334 -0.27261144 -0.31911925 -0.350133 -0.36899073 -0.37445419 -0.36528758 -0.3617853 -0.36452776 -0.36588774 -0.372946 -0.36430169 -0.33531543 -0.31521487 -0.27649401 -0.23586982 0.07074576 -0.17684871 0.09455659 -0.10126136 -0.07900453 -0.05795871 -0.0417886 -0.02853601 -0.01600824 -0.00440869 0.00729364] | y-position of midpoint of spar cap on upper surface for strain calculation
rotorse.yl_spar | output |  | [-2.24985417e+00 -7.04624488e-01 -6.78256513e-01 -1.14861739e+00 -9.71118005e-01 -8.16446766e-01 -6.88526954e-01 -5.86080805e-01 -5.28154969e-01 -5.07137165e-01 -4.97083619e-01 -4.93939066e-01 -4.90175047e-01 -4.89557231e-01 -4.65759644e-01 -4.17911334e-01 -3.80549767e-01 -3.28628073e-01 -2.77459206e-01 3.89579422e-02 -1.97520890e-01 8.03375660e-02 -1.05482300e-01 -7.39072989e-02 -4.62244102e-02 -2.68950681e-02 -1.31172587e-02 -2.22265222e-03 5.46074308e-03 1.30082243e-02] | y-position of midpoint of spar cap on lower surface for strain calculation
rotorse.xu_te | output |  | [ 6.97692885e-06 -4.82675275e-03 3.39784741e-01 2.45901775e-01 2.05178771e-01 1.82829660e-01 1.66014753e-01 1.39110087e-01 1.19508164e-01 1.11815117e-01 1.08570671e-01 1.04870510e-01 1.00581536e-01 9.42941937e-02 8.74242768e-02 5.99588993e-02 4.99315371e-02 4.10279349e-02 3.25136077e-02 2.43741232e-02 1.95919815e-02 8.56599439e-03 5.22613938e-04 -9.19339673e-03 -1.70503871e-02 -2.31141234e-02 -2.88118482e-02 -2.70668461e-02 -2.47004584e-02 -2.67688934e-02] | x-position of midpoint of trailing-edge panel on upper surface for strain calculation
rotorse.xl_te | output |  | [ 6.97692885e-06 -4.82675275e-03 -2.55659738e-01 -2.32530150e-01 -1.76844231e-01 -1.38773761e-01 -1.14124980e-01 -8.42816800e-02 -6.25758977e-02 -5.07846703e-02 -4.13133486e-02 -3.43052507e-02 -2.95223318e-02 -2.64069035e-02 -2.34743427e-02 -2.62568599e-02 -2.57239856e-02 -2.50315625e-02 -2.45567535e-02 -2.42005267e-02 -1.85626596e-02 -2.41345215e-02 -2.53129916e-02 -2.91917179e-02 -3.06455778e-02 -3.23413823e-02 -3.35631647e-02 -3.32054465e-02 -2.98883831e-02 -2.67688934e-02] | x-position of midpoint of trailing-edge panel on lower surface for strain calculation
rotorse.yu_te | output |  | [-2.24985417 -2.24929795 2.14876677 2.35811783 2.39314316 2.40072757 2.40351662 2.40258999 2.38986625 2.37122999 2.34633028 2.31551235 2.28591418 2.25034661 2.17847567 2.18047103 2.09221034 2.00746366 1.91294836 1.80268658 1.6127261 1.54303466 1.39814602 1.24688647 1.09274563 0.92791147 0.76861242 0.57541672 0.39049897 -0.24016097] | y-position of midpoint of trailing-edge panel on upper surface for strain calculation
rotorse.yl_te | output |  | [-2.24985417 -2.24929795 2.16506463 2.3881226 2.42511715 2.42920309 2.42750696 2.42004575 2.40264523 2.38194805 2.35616025 2.32450363 2.29404061 2.25770048 2.18515462 2.18480869 2.09637694 2.01153048 1.91685553 1.80633561 1.61591517 1.54594712 1.40065151 1.24884982 1.09423562 0.92909195 0.75564631 0.57637361 0.39138173 -0.24016097] | y-position of midpoint of trailing-edge panel on lower surface for strain calculation
rotorse.rs.tip_pos.dx_tip | intermediate | m | [16.00445748] | deflection at tip in blade x-direction
rotorse.rs.tip_pos.dy_tip | intermediate | m | [-2.51653783] | deflection at tip in blade y-direction
rotorse.rs.tip_pos.dz_tip | intermediate | m | [-0.00208644] | deflection at tip in blade z-direction
rotorse.rs.tip_pos.3d_curv_tip | intermediate | deg | [8.66871522] | total coning angle including precone and curvature
rotorse.rs.tot_loads_gust.aeroloads_Px | intermediate | N/m | [ 373.21267731 455.78364451 691.68026 1107.2363467 1670.38500495 2205.90784303 2711.80002625 3297.35186158 3980.48479176 4797.055457 5716.41375077 6717.7722531 8018.90529687 9426.93730959 10785.41102782 11449.95956729 12095.30044941 12590.94042076 12911.33932748 13073.02668674 13080.90134404 13022.26576943 12910.45398328 12611.00123041 12000.24225449 10927.14022495 9672.27700004 8257.94981036 6580.60213961 4445.98832061] | distributed loads in blade-aligned x-direction
rotorse.rs.tot_loads_gust.aeroloads_Py | intermediate | N/m | [ 67.59461658 107.01034149 -63.15017227 -470.39961699 -987.05543341 -1322.61883277 -1453.6721437 -1559.95831757 -1742.8257292 -2071.83771442 -2413.99980517 -2753.97280926 -3192.72572959 -3633.46841351 -3960.60922235 -4000.10744701 -4023.40163551 -4002.11653817 -3933.69509576 -3826.07861002 -3641.4906632 -3529.00782348 -3363.13693228 -3156.34746827 -2871.97319347 -2508.81560924 -2119.82232968 -1729.2850463 -1316.6509372 -850.5549129 ] | distributed loads in blade-aligned y-direction
rotorse.rs.tot_loads_gust.aeroloads_Pz | intermediate | N/m | [0. 0. 0. 0. 0. 0. 0. 0. 0. 0. 0. 0. 0. 0. 0. 0. 0. 0. 0. 0. 0. 0. 0. 0. 0. 0. 0. 0. 0. 0.] | distributed loads in blade-aligned z-direction
rotorse.rs.tot_loads_gust.aeroloads_Omega | intermediate | rpm | [7.88077303] | rotor rotation speed
rotorse.rs.tot_loads_gust.aeroloads_pitch | intermediate | deg | [0.] | pitch angle
rotorse.rs.3d_curv | output | deg | [1.75757473 1.56613347 1.22280224 0.98627999 0.89518913 0.9546546 1.15666359 1.50372485 1.95899764 2.37646026 2.67067331 2.86097576 3.04987502 3.43551993 3.92035897 4.26836022 4.51894233 4.91072545 5.41185868 5.80102602 6.06094891 6.34062796 6.70688153 7.02962787 7.296611 7.57110956 7.88745863 8.23534516 8.53888039 8.66871522] | total cone angle from precone and curvature
rotorse.split.blade_length | intermediate | m | [100.17549325] | blade length
rotorse.split.s | intermediate |  | [0. 0.03448276 0.06896552 0.10344828 0.13793103 0.17241379 0.20689655 0.24137931 0.27586207 0.31034483 0.34482759 0.37931034 0.4137931 0.44827586 0.48275862 0.51724138 0.55172414 0.5862069 0.62068966 0.65517241 0.7 0.72413793 0.75862069 0.79310345 0.82758621 0.86206897 0.89655172 0.93103448 0.96551724 1. ] | blade nondimensional span location
rotorse.split.chord | intermediate | m | [4.5 4.51653455 4.59255455 4.72026865 4.75 4.75 4.75 4.75 4.75 4.75 4.75 4.7 4.64 4.48 4.30815493 4.07109567 3.83078655 3.59377787 3.3535724 3.10972681 2.79010443 2.61780457 2.37255549 2.12536608 1.87360817 1.6133977 1.34551447 1.07050448 0.78813172 0.5 ] | Chord distribution
rotorse.split.coord_xy_interp | intermediate |  | [[[ 1.00000000e+00 -5.22802288e-16] [ 9.99429684e-01 -2.22597407e-02] [ 9.98063018e-01 -4.44580349e-02] ... [ 9.98120489e-01 4.38394581e-02] [ 9.99443038e-01 2.19496514e-02] [ 1.00000000e+00 -5.26271735e-16]] [[ 1.00000000e+00 -4.63811846e-04] [ 9.98467173e-01 -2.21760738e-02] [ 9.96201019e-01 -4.43513952e-02] ... [ 9.96776877e-01 4.39179785e-02] [ 9.98774657e-01 2.22119245e-02] [ 1.00000000e+00 3.03878429e-04]] [[ 1.00000000e+00 -3.84926541e-03] [ 9.90631439e-01 -2.12435866e-02] [ 9.80995553e-01 -4.24457781e-02] ... [ 9.85613808e-01 4.43560536e-02] [ 9.93218520e-01 2.41263074e-02] [ 1.00000000e+00 2.83048459e-03]] ... [[ 1.00000000e+00 2.99243424e-04] [ 9.76715850e-01 2.78508494e-03] [ 9.52832571e-01 4.62553820e-03] ... [ 9.52575171e-01 9.64309571e-03] [ 9.76267770e-01 4.94496385e-03] [ 1.00000000e+00 2.99243424e-04]] [[ 1.00000000e+00 7.60311480e-05] [ 9.76692547e-01 2.94939444e-03] [ 9.52952126e-01 4.97097005e-03] ... [ 9.52775619e-01 1.06814382e-02] [ 9.76380589e-01 5.38373218e-03] [ 1.00000000e+00 7.60311480e-05]] [[ 1.00000000e+00 1.76276899e-06] [ 9.76685164e-01 3.14692752e-03] [ 9.53182640e-01 5.22846152e-03] ... [ 9.52998460e-01 1.22336784e-02] [ 9.76506117e-01 6.17134718e-03] [ 1.00000000e+00 1.76276899e-06]]] | 3D array of the non-dimensional x and y airfoil coordinates of the airfoils interpolated along span for n_span stations.
rotorse.split.web_start_nd | intermediate |  | [[0.19443411 0.19789619 0.1995814 0.29869742 0.31098567 0.32448251 0.33399992 0.34127527 0.34566252 0.34669277 0.34713247 0.35067402 0.35439919 0.36569812 0.37274312 0.38232289 0.39148885 0.39896527 0.40560235 0.41086001 0.41544218 0.4168685 0.41765577 0.4178254 0.41762105 0.41607536 0.41231162 0.40526033 0.3917786 0.24523263] [0.19443411 0.19789619 0.1995814 0.24103292 0.25044234 0.26086146 0.26853677 0.2740762 0.27663037 0.27598468 0.27477686 0.27596579 0.27726755 0.28439744 0.28696237 0.29046479 0.29309095 0.2937625 0.29314104 0.29067678 0.28457176 0.27993725 0.27169063 0.26196135 0.25052713 0.23573882 0.21583323 0.18757385 0.14241967 0.24523263]] | 2D array of the non-dimensional start point defined along the outer profile of a web. The TE suction side is 0, the TE pressure side is 1. The first dimension represents each web, the second dimension represents each entry along blade span.
rotorse.split.web_end_nd | intermediate |  | [[0.69444351 0.69843353 0.70702196 0.62303187 0.62842173 0.63161008 0.63612392 0.64039419 0.64243713 0.64265738 0.64287487 0.63990423 0.63666324 0.6260501 0.62026719 0.61224547 0.6045373 0.59812347 0.59230543 0.58775308 0.58404968 0.58314037 0.58330853 0.58418287 0.58515575 0.58696589 0.59069424 0.59757143 0.61087894 0.75672069] [0.69444351 0.69843353 0.70702196 0.68025763 0.68810309 0.69451453 0.70133692 0.7078914 0.71197499 0.71396795 0.71585303 0.71515734 0.7142568 0.70752285 0.70604146 0.70386319 0.70248662 0.7027377 0.70407455 0.7072081 0.71426697 0.71950425 0.72886409 0.73974775 0.75193557 0.76675484 0.78613106 0.8134791 0.85758675 0.75672069]] | 2D array of the non-dimensional end point defined along the outer profile of a web. The TE suction side is 0, the TE pressure side is 1. The first dimension represents each web, the second dimension represents each entry along blade span.
rotorse.split.layer_thickness | intermediate | m | [[ 1.00000000e-03 1.00000000e-03 1.00000000e-03 1.00000000e-03 1.00000000e-03 1.00000000e-03 1.00000000e-03 1.00000000e-03 1.00000000e-03 1.00000000e-03 1.00000000e-03 1.00000000e-03 1.00000000e-03 1.00000000e-03 1.00000000e-03 1.00000000e-03 1.00000000e-03 1.00000000e-03 1.00000000e-03 1.00000000e-03 1.00000000e-03 1.00000000e-03 1.00000000e-03 1.00000000e-03 1.00000000e-03 1.00000000e-03 1.00000000e-03 1.00000000e-03 1.00000000e-03 1.00000000e-03] [ 4.10000000e-02 3.30000000e-02 2.60000000e-02 2.00000000e-02 1.50000000e-02 1.10000000e-02 8.28454072e-03 6.51243402e-03 5.36207752e-03 4.70247504e-03 4.40263040e-03 4.33154742e-03 4.35822991e-03 4.35168169e-03 4.30702965e-03 4.21940069e-03 4.08392168e-03 3.89571952e-03 3.64992111e-03 3.34165333e-03 2.86491152e-03 2.57935592e-03 2.14614940e-03 1.69211977e-03 1.22767857e-03 1.00000000e-03 1.00000000e-03 1.00000000e-03 1.00000000e-03 1.00000000e-03] [ 0.00000000e+00 7.78193248e-03 1.50365645e-02 2.16850400e-02 2.76485026e-02 3.28480962e-02 3.72049647e-02 4.06402518e-02 4.30751013e-02 4.44306571e-02 4.46449340e-02 4.39262735e-02 4.24754139e-02 4.04425783e-02 3.79779900e-02 3.52318721e-02 3.23544477e-02 2.94959401e-02 2.68065724e-02 2.44365678e-02 2.18277265e-02 2.04570456e-02 1.85237383e-02 1.66203486e-02 1.47476896e-02 1.29065742e-02 1.10978153e-02 9.32222585e-03 7.58061873e-03 5.87380689e-03] [ 0.00000000e+00 7.25433122e-03 1.39944773e-02 2.01524778e-02 2.56603721e-02 3.04501999e-02 3.44540004e-02 3.76038134e-02 3.98316783e-02 4.10696345e-02 4.12612787e-02 4.05525027e-02 3.91203565e-02 3.71115642e-02 3.46728500e-02 3.19509379e-02 2.90925522e-02 2.62444171e-02 2.35532565e-02 2.11657948e-02 1.85124099e-02 1.71131586e-02 1.51336905e-02 1.31775357e-02 1.12451572e-02 9.33701773e-03 7.45358011e-03 5.59530720e-03 3.76266180e-03 1.95610677e-03] [ 0.00000000e+00 0.00000000e+00 0.00000000e+00 0.00000000e+00 0.00000000e+00 0.00000000e+00 0.00000000e+00 0.00000000e+00 0.00000000e+00 0.00000000e+00 0.00000000e+00 0.00000000e+00 0.00000000e+00 0.00000000e+00 0.00000000e+00 0.00000000e+00 0.00000000e+00 0.00000000e+00 0.00000000e+00 1.00000000e-03 3.44239839e-02 1.00000000e-03 -8.13151629e-20 0.00000000e+00 0.00000000e+00 0.00000000e+00 0.00000000e+00 0.00000000e+00 0.00000000e+00 0.00000000e+00] [ 0.00000000e+00 0.00000000e+00 0.00000000e+00 0.00000000e+00 0.00000000e+00 0.00000000e+00 0.00000000e+00 0.00000000e+00 0.00000000e+00 0.00000000e+00 0.00000000e+00 0.00000000e+00 0.00000000e+00 0.00000000e+00 0.00000000e+00 0.00000000e+00 0.00000000e+00 0.00000000e+00 0.00000000e+00 1.00000000e-03 3.44239839e-02 1.00000000e-03 -8.13151629e-20 0.00000000e+00 0.00000000e+00 0.00000000e+00 0.00000000e+00 0.00000000e+00 0.00000000e+00 0.00000000e+00] [ 0.00000000e+00 0.00000000e+00 6.65003373e-03 8.14812366e-03 9.64621359e-03 1.11443035e-02 1.26025620e-02 1.39811575e-02 1.52402586e-02 1.63400338e-02 1.72406517e-02 1.79022807e-02 1.83276090e-02 1.85193246e-02 1.84801155e-02 1.82126698e-02 1.77196757e-02 1.70038210e-02 1.61057826e-02 1.50662370e-02 1.35708454e-02 1.27253309e-02 1.15053236e-02 1.03065158e-02 9.12537420e-03 7.95836553e-03 6.80195656e-03 5.65261407e-03 4.50680481e-03 3.36099555e-03] [ 0.00000000e+00 0.00000000e+00 2.33432275e-02 2.51480648e-02 2.69529021e-02 2.87577394e-02 3.05625767e-02 3.23674140e-02 3.39953792e-02 3.52696003e-02 3.60132052e-02 3.60493218e-02 3.52010780e-02 3.32916017e-02 3.05938669e-02 2.73808473e-02 2.39255169e-02 2.05008494e-02 1.73798187e-02 1.48353987e-02 1.22323494e-02 1.10919834e-02 9.70078471e-03 8.50178952e-03 7.39889612e-03 6.29600271e-03 5.19310930e-03 4.09021589e-03 2.98732248e-03 -6.50521303e-19] [ 0.00000000e+00 0.00000000e+00 2.33432275e-02 2.51480648e-02 2.69529021e-02 2.87577394e-02 3.05625767e-02 3.23674140e-02 3.39953792e-02 3.52696003e-02 3.60132052e-02 3.60493218e-02 3.52010780e-02 3.32916017e-02 3.05938669e-02 2.73808473e-02 2.39255169e-02 2.05008494e-02 1.73798187e-02 1.48353987e-02 1.22323494e-02 1.10919834e-02 9.70078471e-03 8.50178952e-03 7.39889612e-03 6.29600271e-03 5.19310930e-03 4.09021589e-03 2.98732248e-03 -6.50521303e-19] [ 0.00000000e+00 0.00000000e+00 1.86402175e-02 2.29043857e-02 2.71685539e-02 3.12820798e-02 3.50943212e-02 3.84546359e-02 4.12123815e-02 4.32169158e-02 4.43175966e-02 4.46317757e-02 4.42768050e-02 4.33700364e-02 4.20288217e-02 4.03705128e-02 3.85124616e-02 3.64638788e-02 3.42339751e-02 3.18319613e-02 2.84675254e-02 2.65484460e-02 2.36853660e-02 2.07018877e-02 1.76220907e-02 1.44700547e-02 1.12698594e-02 8.04558436e-03 4.82130936e-03 1.59703436e-03] [ 0.00000000e+00 0.00000000e+00 1.06783227e-02 1.30277497e-02 1.53771767e-02 1.77266036e-02 2.00760306e-02 2.23436643e-02 2.44477114e-02 2.63063787e-02 2.78378729e-02 2.89604006e-02 2.95921686e-02 2.97916789e-02 2.96174332e-02 2.91279335e-02 2.83816816e-02 2.74371794e-02 2.63529289e-02 2.51106409e-02 2.32295708e-02 2.20787956e-02 2.02526601e-02 1.81953304e-02 1.58885175e-02 1.33738018e-02 1.06927639e-02 7.88698432e-03 4.99804368e-03 2.06752250e-03] [ 0.00000000e+00 0.00000000e+00 1.17141324e-02 1.47649473e-02 1.78157623e-02 2.08665773e-02 2.39173922e-02 2.69682072e-02 3.00190222e-02 3.29529872e-02 3.56532524e-02 3.80029677e-02 3.98852833e-02 4.11833493e-02 4.17803156e-02 4.17273646e-02 4.10756783e-02 3.98764390e-02 3.81808288e-02 3.60400301e-02 3.26797937e-02 3.06420809e-02 2.75162660e-02 2.41934479e-02 2.07392943e-02 1.72194730e-02 1.36996517e-02 1.01798304e-02 6.66000904e-03 3.14018771e-03] [ 0.00000000e+00 0.00000000e+00 3.59873815e-02 4.39773438e-02 5.19673061e-02 5.96302097e-02 6.66389959e-02 7.26666060e-02 7.73859813e-02 8.04700630e-02 8.15917924e-02 8.09966867e-02 7.89302631e-02 7.56380387e-02 7.13655306e-02 6.63582560e-02 6.08617321e-02 5.50357312e-02 4.90400260e-02 4.30343888e-02 3.54771595e-02 3.16324086e-02 2.65556105e-02 2.18699671e-02 1.74972473e-02 1.33592202e-02 9.37765500e-03 5.47432071e-03 1.57098642e-03 1.00000000e-03] [ 4.10000000e-02 3.30000000e-02 2.60000000e-02 2.00000000e-02 1.53156219e-02 1.26140524e-02 1.00892854e-02 7.82972209e-03 5.92376367e-03 4.45981139e-03 3.52626648e-03 3.01625067e-03 2.82288569e-03 2.83929329e-03 2.95859519e-03 3.07391313e-03 3.07836885e-03 2.99303427e-03 2.83898133e-03 2.63728196e-03 2.33877707e-03 2.17523163e-03 1.95702453e-03 1.75179189e-03 1.55693882e-03 1.36987043e-03 1.18799183e-03 1.00870812e-03 1.00000000e-03 1.00000000e-03] [ 0.00000000e+00 0.00000000e+00 0.00000000e+00 2.16422907e-03 2.21016153e-03 2.25609398e-03 2.30202643e-03 2.34795888e-03 2.38578561e-03 2.40740088e-03 2.40469897e-03 2.36957416e-03 2.29392070e-03 2.16963289e-03 2.01292217e-03 1.84000000e-03 1.66707783e-03 1.51036711e-03 1.38607930e-03 1.31042584e-03 1.27397979e-03 1.27259912e-03 1.29421439e-03 1.33204112e-03 1.37797357e-03 1.42390602e-03 1.46983847e-03 1.51577093e-03 1.56170338e-03 1.08420217e-19] [ 0.00000000e+00 0.00000000e+00 0.00000000e+00 3.74890612e-02 3.61172335e-02 3.47454058e-02 3.33630956e-02 3.19598202e-02 3.05250972e-02 2.90484440e-02 2.75193780e-02 2.59274168e-02 2.43374498e-02 2.28143666e-02 2.14230569e-02 2.02284101e-02 1.92953159e-02 1.86886639e-02 1.83467902e-02 1.82080313e-02 2.00000000e-02 2.00000000e-02 2.00000000e-02 2.00000000e-02 2.00000000e-02 2.00000000e-02 2.00000000e-02 2.00000000e-02 2.00000000e-02 6.93889390e-18] [ 0.00000000e+00 0.00000000e+00 0.00000000e+00 2.07236417e-03 2.11829662e-03 2.16422907e-03 2.21016153e-03 2.25609398e-03 2.30202643e-03 2.34795888e-03 2.38578561e-03 2.40740088e-03 2.40469897e-03 2.36957416e-03 2.29392070e-03 2.16963289e-03 2.01292217e-03 1.84000000e-03 1.66707783e-03 1.51036711e-03 1.35893442e-03 1.31042584e-03 1.27530103e-03 1.27259912e-03 1.29421439e-03 1.33204112e-03 1.37797357e-03 1.42390602e-03 1.46983847e-03 1.08420217e-19] [ 0.00000000e+00 0.00000000e+00 0.00000000e+00 2.51759997e-03 2.44512991e-03 2.37265986e-03 2.30018980e-03 2.22771975e-03 2.15449048e-03 2.07974278e-03 2.00271744e-03 1.92265525e-03 1.83879698e-03 1.75038343e-03 1.66146746e-03 1.57610193e-03 1.49833970e-03 1.43223365e-03 1.38183663e-03 1.35120150e-03 1.33654766e-03 1.33604234e-03 1.34493101e-03 1.36040697e-03 1.37917659e-03 1.39794620e-03 1.41671582e-03 1.43548543e-03 1.45425505e-03 2.16840434e-19] [ 0.00000000e+00 0.00000000e+00 0.00000000e+00 3.77066146e-02 3.63461220e-02 3.49856293e-02 3.36139152e-02 3.22197581e-02 3.07919366e-02 2.93192293e-02 2.77904146e-02 2.61942712e-02 2.45955568e-02 2.30590296e-02 2.16494473e-02 2.04315680e-02 2.00000000e-02 2.00000000e-02 2.00000000e-02 2.00000000e-02 2.00000000e-02 2.00000000e-02 2.00000000e-02 2.00000000e-02 2.00000000e-02 2.00000000e-02 2.00000000e-02 2.00000000e-02 2.00000000e-02 6.93889390e-18] [ 0.00000000e+00 0.00000000e+00 0.00000000e+00 2.66254008e-03 2.59007002e-03 2.51759997e-03 2.44512991e-03 2.37265986e-03 2.30018980e-03 2.22771975e-03 2.15449048e-03 2.07974278e-03 2.00271744e-03 1.92265525e-03 1.83879698e-03 1.75038343e-03 1.66146746e-03 1.57610193e-03 1.49833970e-03 1.43223365e-03 1.37083839e-03 1.35120150e-03 1.33703462e-03 1.33604234e-03 1.34493101e-03 1.36040697e-03 1.37917659e-03 1.39794620e-03 1.41671582e-03 6.50521303e-19]] | 2D array of the thickness of the layers of the blade structure. The first dimension represents each layer, the second dimension represents each entry along blade span.
rotorse.split.layer_start_nd | intermediate |  | [[0. 0. 0. 0. 0. 0. 0. 0. 0. 0. 0. 0. 0. 0. 0. 0. 0. 0. 0. 0. 0. 0. 0. 0. 0. 0. 0. 0. 0. 0. ] [0. 0. 0. 0. 0. 0. 0. 0. 0. 0. 0. 0. 0. 0. 0. 0. 0. 0. 0. 0. 0. 0. 0. 0. 0. 0. 0. 0. 0. 0. ] [0.16613836 0.16946286 0.16968068 0.23759495 0.2439899 0.25193115 0.25766523 0.26174662 0.2633434 0.26210837 0.26061866 0.2616315 0.26295985 0.26995749 0.2725209 0.27588271 0.27838647 0.27891556 0.27802616 0.2750634 0.26774667 0.26207131 0.25166728 0.23859669 0.22787547 0.21289915 0.19074836 0.15633559 0.10381686 0.08009451] [0.66614777 0.6700002 0.67712123 0.62072086 0.62727502 0.63245959 0.63926867 0.64574535 0.64977998 0.65171232 0.65333451 0.65155042 0.64924268 0.63950434 0.63444037 0.62711273 0.61986479 0.61356165 0.60742732 0.60199085 0.59597957 0.59311662 0.58936694 0.58623052 0.58444769 0.58188815 0.57826958 0.57270573 0.57374879 0.59684729] [0.19443411 0.19789619 0.1995814 0.20542464 0.21272282 0.2220171 0.22991051 0.23619816 0.24018571 0.24176774 0.24321802 0.24714692 0.25147187 0.26147185 0.26715623 0.27388979 0.28019577 0.28503635 0.289098 0.2692474 0.15010342 0.26666678 0.29305679 0.29210644 0.29106461 0.28898449 0.28527264 0.2791944 0.26861133 0.24523263] [0.69444351 0.69843353 0.70702196 0.71607859 0.72704187 0.73490281 0.74127057 0.74679934 0.74912851 0.748806 0.74793476 0.74442439 0.74042431 0.73076654 0.7260795 0.72058973 0.71546943 0.71150765 0.70813245 0.68336649 0.561757 0.67870736 0.70762202 0.70993719 0.71208585 0.71470344 0.71851623 0.72434806 0.73434916 0.75672069] [0.48905595 0.48893839 0.48796411 0.48706864 0.48668455 0.48576547 0.48502104 0.48531088 0.48564258 0.4857924 0.48611936 0.48627169 0.48627317 0.48579129 0.48506303 0.48383156 0.48238805 0.48077685 0.47894774 0.47684624 0.47359139 0.47152324 0.46807164 0.4638829 0.45854522 0.4511866 0.44595877 0.44467843 0.44324233 0.44179699] [0. 0. 0. 0. 0. 0. 0. 0. 0. 0. 0. 0. 0. 0. 0. 0. 0. 0. 0. 0. 0. 0. 0. 0. 0. 0. 0. 0. 0. 0. ] [0.95925412 0.95895293 0.9565692 0.95388656 0.95056337 0.94780072 0.9455854 0.94397287 0.94256868 0.94189525 0.94165198 0.94093289 0.94012219 0.93775085 0.9348865 0.93047603 0.92519004 0.92487708 0.92502404 0.92507998 0.92496879 0.92485823 0.92470421 0.92478851 0.93005609 0.93027525 0.93045139 0.93065362 0.93081265 0.93112403] [0.04074588 0.04104707 0.0434308 0.04611344 0.04943663 0.05219928 0.0544146 0.05602713 0.05743132 0.05810475 0.05834802 0.05906711 0.05987781 0.06224915 0.0651135 0.06952397 0.07480996 0.07512292 0.07497596 0.07492002 0.07503121 0.07514177 0.07529579 0.07521149 0.06994391 0.06972475 0.06954861 0.06934638 0.06918735 0.06887597] [0.22272986 0.22632952 0.22948212 0.30080193 0.31138242 0.32272784 0.33028459 0.33580147 0.33842316 0.33783338 0.33690305 0.33920465 0.34192828 0.35209392 0.35827412 0.36697208 0.37551861 0.38277512 0.38964944 0.39578046 0.40279588 0.40631466 0.41134025 0.41753853 0.41993132 0.42260813 0.42604197 0.43129105 0.43340579 0.41037074] [0.51094271 0.51093158 0.51109232 0.51151394 0.51274861 0.51314609 0.51310658 0.51395159 0.51467968 0.51507905 0.51562235 0.51627311 0.5168142 0.51755755 0.51822809 0.51906037 0.51995391 0.52094453 0.52211804 0.52353357 0.52582167 0.52730935 0.52982516 0.53308866 0.53739617 0.54310325 0.54601304 0.54471542 0.54334969 0.54177825] [0.72273926 0.72686687 0.73692268 0.68392783 0.69466754 0.70325628 0.71188804 0.71980021 0.72485974 0.72743733 0.7296189 0.72912358 0.72821111 0.72164078 0.72019359 0.71820211 0.71699693 0.71742121 0.7190506 0.72270791 0.73102878 0.73735997 0.74903991 0.76192904 0.77438828 0.79040881 0.81299166 0.84716618 0.89494952 0.91659409] [0. 0. 0. 0. 0. 0. 0. 0. 0. 0. 0. 0. 0. 0. 0. 0.05 0.05 0.05 0.05 0.05 0.05 0.05 0.05 0.05 0.05 0.05 0.04 0.05 0.05 0.05 ] [0. 0. 0. 0. 0. 0. 0. 0. 0. 0. 0. 0. 0. 0. 0. 0. 0. 0. 0. 0. 0. 0. 0. 0. 0. 0. 0. 0. 0. 0. ] [0. 0. 0. 0. 0. 0. 0. 0. 0. 0. 0. 0. 0. 0. 0. 0. 0. 0. 0. 0. 0. 0. 0. 0. 0. 0. 0. 0. 0. 0. ] [0. 0. 0. 0. 0. 0. 0. 0. 0. 0. 0. 0. 0. 0. 0. 0. 0. 0. 0. 0. 0. 0. 0. 0. 0. 0. 0. 0. 0. 0. ] [0. 0. 0. 0. 0. 0. 0. 0. 0. 0. 0. 0. 0. 0. 0. 0. 0. 0. 0. 0. 0. 0. 0. 0. 0. 0. 0. 0. 0. 0. ] [0. 0. 0. 0. 0. 0. 0. 0. 0. 0. 0. 0. 0. 0. 0. 0. 0. 0. 0. 0. 0. 0. 0. 0. 0. 0. 0. 0. 0. 0. ] [0. 0. 0. 0. 0. 0. 0. 0. 0. 0. 0. 0. 0. 0. 0. 0. 0. 0. 0. 0. 0. 0. 0. 0. 0. 0. 0. 0. 0. 0. ]] | 2D array of the non-dimensional start point defined along the outer profile of a layer. The TE suction side is 0, the TE pressure side is 1. The first dimension represents each layer, the second dimension represents each entry along blade span.
rotorse.split.layer_end_nd | intermediate |  | [[1. 1. 1. 1. 1. 1. 1. 1. 1. 1. 1. 1. 1. 1. 1. 1. 1. 1. 1. 1. 1. 1. 1. 1. 1. 1. 1. 1. 1. 1. ] [1. 1. 1. 1. 1. 1. 1. 1. 1. 1. 1. 1. 1. 1. 1. 1. 1. 1. 1. 1. 1. 1. 1. 1. 1. 1. 1. 1. 1. 1. ] [0.22272986 0.22632952 0.22948212 0.30080193 0.31138242 0.32272784 0.33028459 0.33580147 0.33842316 0.33783338 0.33690305 0.33920465 0.34192828 0.35209392 0.35827412 0.36697208 0.37551861 0.38277512 0.38964944 0.39578046 0.40279588 0.40631466 0.41134025 0.41753853 0.41993132 0.42260813 0.42604197 0.43129105 0.43340579 0.41037074] [0.72273926 0.72686687 0.73692268 0.68392783 0.69466754 0.70325628 0.71188804 0.71980021 0.72485974 0.72743733 0.7296189 0.72912358 0.72821111 0.72164078 0.72019359 0.71820211 0.71699693 0.71742121 0.7190506 0.72270791 0.73102878 0.73735997 0.74903991 0.76192904 0.77438828 0.79040881 0.81299166 0.84716618 0.89494952 0.91659409] [0.19443411 0.19789619 0.1995814 0.20542464 0.21272282 0.2220171 0.22991051 0.23619816 0.24018571 0.24176774 0.24321802 0.24714692 0.25147187 0.26147185 0.26715623 0.27388979 0.28019577 0.28503635 0.289098 0.31451629 0.43708299 0.32075803 0.29305679 0.29210644 0.29106461 0.28898449 0.28527264 0.2791944 0.26861133 0.24523263] [0.69444351 0.69843353 0.70702196 0.71607859 0.72704187 0.73490281 0.74127057 0.74679934 0.74912851 0.748806 0.74793476 0.74442439 0.74042431 0.73076654 0.7260795 0.72058973 0.71546943 0.71150765 0.70813245 0.72863539 0.84873656 0.73279862 0.70762202 0.70993719 0.71208585 0.71470344 0.71851623 0.72434806 0.73434916 0.75672069] [0.51094271 0.51093158 0.51109232 0.51151394 0.51274861 0.51314609 0.51310658 0.51395159 0.51467968 0.51507905 0.51562235 0.51627311 0.5168142 0.51755755 0.51822809 0.51906037 0.51995391 0.52094453 0.52211804 0.52353357 0.52582167 0.52730935 0.52982516 0.53308866 0.53739617 0.54310325 0.54601304 0.54471542 0.54334969 0.54177825] [0.04074588 0.04104707 0.0434308 0.04611344 0.04943663 0.05219928 0.0544146 0.05602713 0.05743132 0.05810475 0.05834802 0.05906711 0.05987781 0.06224915 0.0651135 0.06952397 0.07480996 0.07512292 0.07497596 0.07492002 0.07503121 0.07514177 0.07529579 0.07521149 0.06994391 0.06972475 0.06954861 0.06934638 0.06918735 0.06887597] [1. 1. 1. 1. 1. 1. 1. 1. 1. 1. 1. 1. 1. 1. 1. 1. 1. 1. 1. 1. 1. 1. 1. 1. 1. 1. 1. 1. 1. 1. ] [0.16613836 0.16946286 0.16968068 0.23759495 0.2439899 0.25193115 0.25766523 0.26174662 0.2633434 0.26210837 0.26061866 0.2616315 0.26295985 0.26995749 0.2725209 0.27588271 0.27838647 0.27891556 0.27802616 0.2750634 0.26774667 0.26207131 0.25166728 0.23859669 0.22787547 0.21289915 0.19074836 0.15633559 0.10381686 0.08009451] [0.48905595 0.48893839 0.48796411 0.48706864 0.48668455 0.48576547 0.48502104 0.48531088 0.48564258 0.4857924 0.48611936 0.48627169 0.48627317 0.48579129 0.48506303 0.48383156 0.48238805 0.48077685 0.47894774 0.47684624 0.47359139 0.47152324 0.46807164 0.4638829 0.45854522 0.4511866 0.44595877 0.44467843 0.44324233 0.44179699] [0.66614777 0.6700002 0.67712123 0.62072086 0.62727502 0.63245959 0.63926867 0.64574535 0.64977998 0.65171232 0.65333451 0.65155042 0.64924268 0.63950434 0.63444037 0.62711273 0.61986479 0.61356165 0.60742732 0.60199085 0.59597957 0.59311662 0.58936694 0.58623052 0.58444769 0.58188815 0.57826958 0.57270573 0.57374879 0.59684729] [0.95925412 0.95895293 0.9565692 0.95388656 0.95056337 0.94780072 0.9455854 0.94397287 0.94256868 0.94189525 0.94165198 0.94093289 0.94012219 0.93775085 0.9348865 0.93047603 0.92519004 0.92487708 0.92502404 0.92507998 0.92496879 0.92485823 0.92470421 0.92478851 0.93005609 0.93027525 0.93045139 0.93065362 0.93081265 0.93112403] [1. 1. 1. 1. 1. 1. 1. 1. 1. 1. 1. 1. 1. 1. 1. 0.95 0.95 0.95 0.95 0.95 0.95 0.95 0.95 0.95 0.95 0.95 0.95 0.95 0.95 0.95 ] [0. 0. 0. 0. 0. 0. 0. 0. 0. 0. 0. 0. 0. 0. 0. 0. 0. 0. 0. 0. 0. 0. 0. 0. 0. 0. 0. 0. 0. 0. ] [0. 0. 0. 0. 0. 0. 0. 0. 0. 0. 0. 0. 0. 0. 0. 0. 0. 0. 0. 0. 0. 0. 0. 0. 0. 0. 0. 0. 0. 0. ] [0. 0. 0. 0. 0. 0. 0. 0. 0. 0. 0. 0. 0. 0. 0. 0. 0. 0. 0. 0. 0. 0. 0. 0. 0. 0. 0. 0. 0. 0. ] [0. 0. 0. 0. 0. 0. 0. 0. 0. 0. 0. 0. 0. 0. 0. 0. 0. 0. 0. 0. 0. 0. 0. 0. 0. 0. 0. 0. 0. 0. ] [0. 0. 0. 0. 0. 0. 0. 0. 0. 0. 0. 0. 0. 0. 0. 0. 0. 0. 0. 0. 0. 0. 0. 0. 0. 0. 0. 0. 0. 0. ] [0. 0. 0. 0. 0. 0. 0. 0. 0. 0. 0. 0. 0. 0. 0. 0. 0. 0. 0. 0. 0. 0. 0. 0. 0. 0. 0. 0. 0. 0. ]] | 2D array of the non-dimensional end point defined along the outer profile of a layer. The TE suction side is 0, the TE pressure side is 1. The first dimension represents each layer, the second dimension represents each entry along blade span.
rotorse.stall_check.aoa_along_span | intermediate | deg | [47.92155649 38.02399184 25.71319894 18.3271136 13.74024925 10.87010917 9.86612405 9.04041134 8.03061814 6.7771216 5.6917855 4.81364354 4.11466691 3.64868462 3.4598671 3.50984499 3.63468461 3.74218967 3.85349176 4.0009442 4.30010667 4.54772354 5.10265441 5.83708296 6.61923842 7.33728521 7.9595411 8.50067576 8.88992639 9.00497335] | Angle of attack along blade span
rotorse.total_bc.joint_cost | intermediate | USD | [20464.008758] | Total blade joint cost
rotorse.total_bc.inner_blade_cost | intermediate | USD | [496710.51831061] | Total cost (variable and fixed) for the blade inner portion.
rotorse.total_bc.outer_blade_cost | intermediate | USD | [64455.34946643] | Total cost (variable and fixed) for the blade outer portion.
financese.plant_aep | output | USD/kW/h | [2.51485685e+09]
financese.capacity_factor | output |  | [0.47847353] | Capacity factor of the wind farm
financese.lcoe | output | USD/kW/h | [0.03453658] | Levelized cost of energy: LCOE is the cost that, if assigned to every unit of electricity by an asset over an evaluation period, will equal the total costs during that same period when discounted to the base year.
financese.lvoe | output | USD/kW/h | [0.06862986] | Levelized value of energy: LVOE is the discounted sum of total value divided by the discounted sum of electrical energy generated.
financese.value_factor | output |  | [0.96661775] | Value factor is the LVOE divided by a benchmark price.
financese.nvoc | output | USD/kW/year | [142.8995526] | Net value of capacity: NVOC is the difference in an asset’s total annualized value and annualized cost, divided by the installed capacity of the asset. NVOC ≥ 0 for economic viability.
financese.nvoe | output | USD/kW/h | [0.03409329] | Net value of energy: NVOE is the difference between LVOE and LCOE. NVOE ≥ 0 for economic viability.
financese.slcoe | output | USD/kW/h | [0.03690671] | System LCOE: SLCOE is the negative of NVOE but further adjusted by a benchmark price. System LCOE ≤ benchmark price for economic viability.
financese.bcr | output |  | [1.98716462] | Benefit cost ratio: BCR is the discounted sum of total value divided by the discounted sum of total cost. A higher BCR is more competitive. BCR ≥ 1 for economic viability
financese.cbr | output |  | [0.50322957] | Cost benefit ratio: CBR is the inverse of BCR. CBR ≤ 1 for economic viability. A lower CBR is more competitive.
financese.roi | output |  | [0.98716462] | Return on investment: ROI can also be expressed as BCR – 1. A higher ROI is more competitive. ROI ≥ 0 for economic viability.
financese.pm | output |  | [0.49677043] | Profit margin: PM can also be expressed as 1 - CBR. A higher PM is more competitive. PM ≥ 0 for economic viability.
financese.plcoe | output | USD/kW/h | [0.0357293] | Profitability adjusted PLCOE is the product of a benchmark price and CBR, which is equal to LCOE divided by value factor. A lower PLCOE is more competitive. PLCOE ≤ benchmark price for economic viability.
landbosse.bos_capex | output | USD | [2.06028737e+08] | Total BOS CAPEX not including commissioning or decommissioning.
landbosse.bos_capex_kW | output | USD/kW | [343.38122886] | Total BOS CAPEX per kW not including commissioning or decommissioning.
landbosse.total_capex | output | USD | [2.38993335e+08] | Total BOS CAPEX including commissioning and decommissioning.
landbosse.total_capex_kW | output | USD/kW | [398.32222547] | Total BOS CAPEX per kW including commissioning and decommissioning.
landbosse.installation_capex | output | USD | [48898423.38002342] | Total foundation and erection installation cost.
landbosse.installation_capex_kW | output | USD | [81.4973723] | Total foundation and erection installation cost per kW.
landbosse.installation_time_months | output |  | [11.5] | Total balance of system installation time (months).
landbosse.landbosse_costs_by_module_type_operation | output | n/a | [{'Module': 'FoundationCost', 'Type of cost': 'Equipment rental', 'Cost / kW': 1.3193800650265302, 'Cost / project': 791628.039015918, 'Cost / turbine': 6596.90032513265, 'Number of turbines': 120, 'Rotor diameter (m)': 205.9925356168168, 'Turbine rating (MW)': 5.0, 'Project ID with serial': 'WISDEM'}, {'Module': 'FoundationCost', 'Type of cost': 'Labor', 'Cost / kW': 14.061278150436456, 'Cost / project': 8436766.890261874, 'Cost / turbine': 70306.39075218228, 'Number of turbines': 120, 'Rotor diameter (m)': 205.9925356168168, 'Turbine rating (MW)': 5.0, 'Project ID with serial': 'WISDEM'}, {'Module': 'FoundationCost', 'Type of cost': 'Materials', 'Cost / kW': 24.41675657751287, 'Cost / project': 14650053.946507722, 'Cost / turbine': 122083.78288756435, 'Number of turbines': 120, 'Rotor diameter (m)': 205.9925356168168, 'Turbine rating (MW)': 5.0, 'Project ID with serial': 'WISDEM'}, {'Module': 'FoundationCost', 'Type of cost': 'Mobilization', 'Cost / kW': 1.9898707396487931, 'Cost / project': 1193922.4437892758, 'Cost / turbine': 9949.353698243965, 'Number of turbines': 120, 'Rotor diameter (m)': 205.9925356168168, 'Turbine rating (MW)': 5.0, 'Project ID with serial': 'WISDEM'}, {'Module': 'SitePreparationCost', 'Type of cost': 'Materials', 'Cost / kW': 5.476390057248039, 'Cost / project': 3285834.034348823, 'Cost / turbine': 27381.950286240193, 'Number of turbines': 120, 'Rotor diameter (m)': 205.9925356168168, 'Turbine rating (MW)': 5.0, 'Project ID with serial': 'WISDEM'}, {'Module': 'SitePreparationCost', 'Type of cost': 'Equipment rental', 'Cost / kW': 3.0248295985173677, 'Cost / project': 1814897.7591104205, 'Cost / turbine': 15124.147992586837, 'Number of turbines': 120, 'Rotor diameter (m)': 205.9925356168168, 'Turbine rating (MW)': 5.0, 'Project ID with serial': 'WISDEM'}, {'Module': 'SitePreparationCost', 'Type of cost': 'Labor', 'Cost / kW': 3.2720801344149044, 'Cost / project': 1963248.0806489426, 'Cost / turbine': 16360.400672074522, 'Number of turbines': 120, 'Rotor diameter (m)': 205.9925356168168, 'Turbine rating (MW)': 5.0, 'Project ID with serial': 'WISDEM'}, {'Module': 'SitePreparationCost', 'Type of cost': 'Other', 'Cost / kW': 2.8645802006061474, 'Cost / project': 1718748.1203636883, 'Cost / turbine': 14322.901003030736, 'Number of turbines': 120, 'Rotor diameter (m)': 205.9925356168168, 'Turbine rating (MW)': 5.0, 'Project ID with serial': 'WISDEM'}, {'Module': 'SitePreparationCost', 'Type of cost': 'Mobilization', 'Cost / kW': 0.38863571375538053, 'Cost / project': 233181.4282532283, 'Cost / turbine': 1943.1785687769027, 'Number of turbines': 120, 'Rotor diameter (m)': 205.9925356168168, 'Turbine rating (MW)': 5.0, 'Project ID with serial': 'WISDEM'}, {'Module': 'SubstationCost', 'Type of cost': 'Other', 'Cost / kW': 16.911599000804763, 'Cost / project': 10146959.400482858, 'Cost / turbine': 84557.99500402382, 'Number of turbines': 120, 'Rotor diameter (m)': 205.9925356168168, 'Turbine rating (MW)': 5.0, 'Project ID with serial': 'WISDEM'}, {'Module': 'TransportCost', 'Type of cost': 'Other', 'Cost / kW': 116.6444755986226, 'Cost / project': 69986685.35917357, 'Cost / turbine': 583222.377993113, 'Number of turbines': 120, 'Rotor diameter (m)': 205.9925356168168, 'Turbine rating (MW)': 5.0, 'Project ID with serial': 'WISDEM'}, {'Module': 'GridConnectionCost', 'Type of cost': 'Other', 'Cost / kW': 6.794429688199228, 'Cost / project': 4076657.812919537, 'Cost / turbine': 33972.14844099614, 'Number of turbines': 120, 'Rotor diameter (m)': 205.9925356168168, 'Turbine rating (MW)': 5.0, 'Project ID with serial': 'WISDEM'}, {'Module': 'CollectionCost', 'Type of cost': 'Equipment rental', 'Cost / kW': 4.499516470771732, 'Cost / project': 2699709.882463039, 'Cost / turbine': 22497.58235385866, 'Number of turbines': 120, 'Rotor diameter (m)': 205.9925356168168, 'Turbine rating (MW)': 5.0, 'Project ID with serial': 'WISDEM'}, {'Module': 'CollectionCost', 'Type of cost': 'Labor', 'Cost / kW': 8.396774599021285, 'Cost / project': 5038064.759412771, 'Cost / turbine': 41983.87299510642, 'Number of turbines': 120, 'Rotor diameter (m)': 205.9925356168168, 'Turbine rating (MW)': 5.0, 'Project ID with serial': 'WISDEM'}, {'Module': 'CollectionCost', 'Type of cost': 'Materials', 'Cost / kW': 31.878686654338296, 'Cost / project': 19127211.992602978, 'Cost / turbine': 159393.4332716915, 'Number of turbines': 120, 'Rotor diameter (m)': 205.9925356168168, 'Turbine rating (MW)': 5.0, 'Project ID with serial': 'WISDEM'}, {'Module': 'CollectionCost', 'Type of cost': 'Mobilization', 'Cost / kW': 2.238748886206566, 'Cost / project': 1343249.3317239396, 'Cost / turbine': 11193.74443103283, 'Number of turbines': 120, 'Rotor diameter (m)': 205.9925356168168, 'Turbine rating (MW)': 5.0, 'Project ID with serial': 'WISDEM'}, {'Module': 'DevelopmentCost', 'Type of cost': 'Equipment rental', 'Cost / kW': 0.0, 'Cost / project': 0.0, 'Cost / turbine': 0.0, 'Number of turbines': 120, 'Rotor diameter (m)': 205.9925356168168, 'Turbine rating (MW)': 5.0, 'Project ID with serial': 'WISDEM'}, {'Module': 'DevelopmentCost', 'Type of cost': 'Labor', 'Cost / kW': 1.6666666666666667, 'Cost / project': 1000000.0, 'Cost / turbine': 8333.333333333334, 'Number of turbines': 120, 'Rotor diameter (m)': 205.9925356168168, 'Turbine rating (MW)': 5.0, 'Project ID with serial': 'WISDEM'}, {'Module': 'DevelopmentCost', 'Type of cost': 'Materials', 'Cost / kW': 0.0, 'Cost / project': 0.0, 'Cost / turbine': 0.0, 'Number of turbines': 120, 'Rotor diameter (m)': 205.9925356168168, 'Turbine rating (MW)': 5.0, 'Project ID with serial': 'WISDEM'}, {'Module': 'DevelopmentCost', 'Type of cost': 'Mobilization', 'Cost / kW': 0.0, 'Cost / project': 0.0, 'Cost / turbine': 0.0, 'Number of turbines': 120, 'Rotor diameter (m)': 205.9925356168168, 'Turbine rating (MW)': 5.0, 'Project ID with serial': 'WISDEM'}, {'Module': 'DevelopmentCost', 'Type of cost': 'Other', 'Cost / kW': 0.0, 'Cost / project': 0.0, 'Cost / turbine': 0.0, 'Number of turbines': 120, 'Rotor diameter (m)': 205.9925356168168, 'Turbine rating (MW)': 5.0, 'Project ID with serial': 'WISDEM'}, {'Module': 'ErectionCost', 'Type of cost': 'Equipment rental', 'Cost / kW': 8.187916326482735, 'Cost / project': 4912749.795889641, 'Cost / turbine': 40939.581632413676, 'Number of turbines': 120, 'Rotor diameter (m)': 205.9925356168168, 'Turbine rating (MW)': 5.0, 'Project ID with serial': 'WISDEM'}, {'Module': 'ErectionCost', 'Type of cost': 'Fuel', 'Cost / kW': 0.2492525, 'Cost / project': 149551.5, 'Cost / turbine': 1246.2625, 'Number of turbines': 120, 'Rotor diameter (m)': 205.9925356168168, 'Turbine rating (MW)': 5.0, 'Project ID with serial': 'WISDEM'}, {'Module': 'ErectionCost', 'Type of cost': 'Labor', 'Cost / kW': 25.722061274264984, 'Cost / project': 15433236.76455899, 'Cost / turbine': 128610.30637132491, 'Number of turbines': 120, 'Rotor diameter (m)': 205.9925356168168, 'Turbine rating (MW)': 5.0, 'Project ID with serial': 'WISDEM'}, {'Module': 'ErectionCost', 'Type of cost': 'Mobilization', 'Cost / kW': 5.550856666666666, 'Cost / project': 3330514.0, 'Cost / turbine': 27754.283333333333, 'Number of turbines': 120, 'Rotor diameter (m)': 205.9925356168168, 'Turbine rating (MW)': 5.0, 'Project ID with serial': 'WISDEM'}, {'Module': 'ErectionCost', 'Type of cost': 'Other', 'Cost / kW': 0.0, 'Cost / project': 0.0, 'Cost / turbine': 0.0, 'Number of turbines': 120, 'Rotor diameter (m)': 205.9925356168168, 'Turbine rating (MW)': 5.0, 'Project ID with serial': 'WISDEM'}, {'Module': 'ErectionCost', 'Type of cost': 'Materials', 'Cost / kW': 0.0, 'Cost / project': 0.0, 'Cost / turbine': 0.0, 'Number of turbines': 120, 'Rotor diameter (m)': 205.9925356168168, 'Turbine rating (MW)': 5.0, 'Project ID with serial': 'WISDEM'}, {'Module': 'ManagementCost', 'Type of cost': 'insurance', 'Cost / kW': 1.5991067991875874, 'Cost / project': 959464.0795125525, 'Cost / turbine': 7995.533995937937, 'Number of turbines': 120, 'Rotor diameter (m)': 205.9925356168168, 'Turbine rating (MW)': 5.0, 'Project ID with serial': 'WISDEM'}, {'Module': 'ManagementCost', 'Type of cost': 'Construction Permitting', 'Cost / kW': 1.1690790439858265, 'Cost / project': 701447.4263914959, 'Cost / turbine': 5845.3952199291325, 'Number of turbines': 120, 'Rotor diameter (m)': 205.9925356168168, 'Turbine rating (MW)': 5.0, 'Project ID with serial': 'WISDEM'}, {'Module': 'ManagementCost', 'Type of cost': 'Project Management', 'Cost / kW': 3.982776508125, 'Cost / project': 2389665.904875, 'Cost / turbine': 19913.882540625, 'Number of turbines': 120, 'Rotor diameter (m)': 205.9925356168168, 'Turbine rating (MW)': 5.0, 'Project ID with serial': 'WISDEM'}, {'Module': 'ManagementCost', 'Type of cost': 'Bonding', 'Cost / kW': 2.8555478556921203, 'Cost / project': 1713328.7134152723, 'Cost / turbine': 14277.739278460602, 'Number of turbines': 120, 'Rotor diameter (m)': 205.9925356168168, 'Turbine rating (MW)': 5.0, 'Project ID with serial': 'WISDEM'}, {'Module': 'ManagementCost', 'Type of cost': 'Markup Contingency', 'Cost / kW': 37.179233081111406, 'Cost / project': 22307539.848666843, 'Cost / turbine': 185896.16540555703, 'Number of turbines': 120, 'Rotor diameter (m)': 205.9925356168168, 'Turbine rating (MW)': 5.0, 'Project ID with serial': 'WISDEM'}, {'Module': 'ManagementCost', 'Type of cost': 'Engineering Foundation and Collections System (includes met mast)', 'Cost / kW': 7.80445, 'Cost / project': 4682670.0, 'Cost / turbine': 39022.25, 'Number of turbines': 120, 'Rotor diameter (m)': 205.9925356168168, 'Turbine rating (MW)': 5.0, 'Project ID with serial': 'WISDEM'}, {'Module': 'ManagementCost', 'Type of cost': 'Site Facility', 'Cost / kW': 3.23625, 'Cost / project': 1941750.0, 'Cost / turbine': 16181.25, 'Number of turbines': 120, 'Rotor diameter (m)': 205.9925356168168, 'Turbine rating (MW)': 5.0, 'Project ID with serial': 'WISDEM'}] | The costs by module, type and operation
landbosse.landbosse_details_by_module | output | n/a | [{'unit': '', 'type': 'variable', 'variable_df_key_col_name': 'wind_multiplier', 'value': 1.0, 'project_id_with_serial': 'WISDEM', 'module': 'FoundationCost'}, {'unit': 'kN', 'type': 'variable', 'variable_df_key_col_name': 'F_dead', 'value': 9855.451336866347, 'project_id_with_serial': 'WISDEM', 'module': 'FoundationCost'}, {'unit': 'kN', 'type': 'variable', 'variable_df_key_col_name': 'F_horiz', 'value': 1413.4618976097315, 'project_id_with_serial': 'WISDEM', 'module': 'FoundationCost'}, {'unit': 'kN_m', 'type': 'variable', 'variable_df_key_col_name': 'M_tot_kN', 'value': 152122.73662300923, 'project_id_with_serial': 'WISDEM', 'module': 'FoundationCost'}, {'unit': 'm', 'type': 'variable', 'variable_df_key_col_name': 'Radius_o', 'value': 9.725761557792053, 'project_id_with_serial': 'WISDEM', 'module': 'FoundationCost'}, {'unit': 'm', 'type': 'variable', 'variable_df_key_col_name': 'Radius_g', 'value': 0.0, 'project_id_with_serial': 'WISDEM', 'module': 'FoundationCost'}, {'unit': 'm', 'type': 'variable', 'variable_df_key_col_name': 'Radius_b', 'value': 10.901306587841956, 'project_id_with_serial': 'WISDEM', 'module': 'FoundationCost'}, {'unit': 'm', 'type': 'variable', 'variable_df_key_col_name': 'Radius', 'value': 10.901306587841956, 'project_id_with_serial': 'WISDEM', 'module': 'FoundationCost'}, {'unit': 'short_ton', 'type': 'variable', 'variable_df_key_col_name': 'steel_mass_short_ton_per_turbine', 'value': 45.152204151495305, 'project_id_with_serial': 'WISDEM', 'module': 'FoundationCost'}, {'unit': 'm^3', 'type': 'variable', 'variable_df_key_col_name': 'foundation_volume_concrete_m3_per_turbine', 'value': 396.4893234237382, 'project_id_with_serial': 'WISDEM', 'module': 'FoundationCost'}, {'unit': '', 'type': 'dataframe', 'variable_df_key_col_name': 'operation_data: Operation ID-Number of days-Number of crews-Number of workers', 'value': 'Backfill-93-2.0-1.0', 'project_id_with_serial': 'WISDEM', 'module': 'FoundationCost'}, {'unit': '', 'type': 'dataframe', 'variable_df_key_col_name': 'operation_data: Operation ID-Number of days-Number of crews-Number of workers', 'value': 'Concrete placement-307-4.0-3.0', 'project_id_with_serial': 'WISDEM', 'module': 'FoundationCost'}, {'unit': '', 'type': 'dataframe', 'variable_df_key_col_name': 'operation_data: Operation ID-Number of days-Number of crews-Number of workers', 'value': 'Excavation-152-2.0-nan', 'project_id_with_serial': 'WISDEM', 'module': 'FoundationCost'}, {'unit': '', 'type': 'dataframe', 'variable_df_key_col_name': 'operation_data: Operation ID-Number of days-Number of crews-Number of workers', 'value': 'Rebar installation-4335-49.0-1.0', 'project_id_with_serial': 'WISDEM', 'module': 'FoundationCost'}, {'unit': 'ton (short)', 'type': 'dataframe', 'variable_df_key_col_name': 'material_needs_per_turbine: Material type ID-Quantity of material', 'value': '0-Steel - rebar-4.52e+01', 'project_id_with_serial': 'WISDEM', 'module': 'FoundationCost'}, {'unit': 'cubic yards', 'type': 'dataframe', 'variable_df_key_col_name': 'material_needs_per_turbine: Material type ID-Quantity of material', 'value': '1-Concrete 5000 psi-5.11e+02', 'project_id_with_serial': 'WISDEM', 'module': 'FoundationCost'}, {'unit': 'cubic_yards', 'type': 'dataframe', 'variable_df_key_col_name': 'material_needs_per_turbine: Material type ID-Quantity of material', 'value': '2-Excavated dirt-1.26e+03', 'project_id_with_serial': 'WISDEM', 'module': 'FoundationCost'}, {'unit': 'cubic_yards', 'type': 'dataframe', 'variable_df_key_col_name': 'material_needs_per_turbine: Material type ID-Quantity of material', 'value': '3-Backfill-1.26e+03', 'project_id_with_serial': 'WISDEM', 'module': 'FoundationCost'}, {'unit': '', 'type': 'dataframe', 'variable_df_key_col_name': 'Type of Cost <--> Phase of Construction <--> Cost in USD ', 'value': 'Equipment rental <--> Foundation <--> 791629', 'last_number': 791628.039015918, 'project_id_with_serial': 'WISDEM', 'module': 'FoundationCost'}, {'unit': '', 'type': 'dataframe', 'variable_df_key_col_name': 'Type of Cost <--> Phase of Construction <--> Cost in USD ', 'value': 'Labor <--> Foundation <--> 8436767', 'last_number': 8436766.890261874, 'project_id_with_serial': 'WISDEM', 'module': 'FoundationCost'}, {'unit': '', 'type': 'dataframe', 'variable_df_key_col_name': 'Type of Cost <--> Phase of Construction <--> Cost in USD ', 'value': 'Materials <--> Foundation <--> 14650054', 'last_number': 14650053.946507722, 'project_id_with_serial': 'WISDEM', 'module': 'FoundationCost'}, {'unit': '', 'type': 'dataframe', 'variable_df_key_col_name': 'Type of Cost <--> Phase of Construction <--> Cost in USD ', 'value': 'Mobilization <--> Foundation <--> 1193923', 'last_number': 1193922.4437892758, 'project_id_with_serial': 'WISDEM', 'module': 'FoundationCost'}, {'unit': 'm^3', 'type': 'variable', 'variable_df_key_col_name': 'Total road volume', 'value': 226910.13860257008, 'project_id_with_serial': 'WISDEM', 'module': 'SitePreparationCost'}, {'unit': 'm', 'type': 'variable', 'variable_df_key_col_name': 'Depth to subgrade', 'value': 0.1, 'project_id_with_serial': 'WISDEM', 'module': 'SitePreparationCost'}, {'unit': 'ft', 'type': 'variable', 'variable_df_key_col_name': 'Crane path width', 'value': 13.7, 'project_id_with_serial': 'WISDEM', 'module': 'SitePreparationCost'}, {'unit': 'm', 'type': 'variable', 'variable_df_key_col_name': 'Road length', 'value': 176591.7821688084, 'project_id_with_serial': 'WISDEM', 'module': 'SitePreparationCost'}, {'unit': 'm', 'type': 'variable', 'variable_df_key_col_name': 'Road width', 'value': 6.0, 'project_id_with_serial': 'WISDEM', 'module': 'SitePreparationCost'}, {'unit': 'm', 'type': 'variable', 'variable_df_key_col_name': 'Road thickness', 'value': 0.2, 'project_id_with_serial': 'WISDEM', 'module': 'SitePreparationCost'}, {'unit': 'cubic yards', 'type': 'variable', 'variable_df_key_col_name': 'Material volume', 'value': 412534.0909414718, 'project_id_with_serial': 'WISDEM', 'module': 'SitePreparationCost'}, {'unit': 'cubic yards', 'type': 'variable', 'variable_df_key_col_name': 'Topsoil volume', 'value': 316433.31343813933, 'project_id_with_serial': 'WISDEM', 'module': 'SitePreparationCost'}, {'unit': 'cubic yards', 'type': 'variable', 'variable_df_key_col_name': 'Embankment volume crane', 'value': 316433.31343813933, 'project_id_with_serial': 'WISDEM', 'module': 'SitePreparationCost'}, {'unit': 'cubic yards', 'type': 'variable', 'variable_df_key_col_name': 'Embankment volume road', 'value': 277167.8657852315, 'project_id_with_serial': 'WISDEM', 'module': 'SitePreparationCost'}, {'unit': 'ft^2', 'type': 'variable', 'variable_df_key_col_name': 'Rough grading area', 'value': 114.0489770452102, 'project_id_with_serial': 'WISDEM', 'module': 'SitePreparationCost'}, {'unit': '', 'type': 'dataframe', 'variable_df_key_col_name': 'Type of Cost <--> Phase of Construction <--> Cost in USD ', 'value': 'Materials <--> Roads <--> 3285835', 'last_number': 3285834.034348823, 'project_id_with_serial': 'WISDEM', 'module': 'SitePreparationCost'}, {'unit': '', 'type': 'dataframe', 'variable_df_key_col_name': 'Type of Cost <--> Phase of Construction <--> Cost in USD ', 'value': 'Equipment rental <--> Roads <--> 1814898', 'last_number': 1814897.7591104205, 'project_id_with_serial': 'WISDEM', 'module': 'SitePreparationCost'}, {'unit': '', 'type': 'dataframe', 'variable_df_key_col_name': 'Type of Cost <--> Phase of Construction <--> Cost in USD ', 'value': 'Labor <--> Roads <--> 1963249', 'last_number': 1963248.0806489426, 'project_id_with_serial': 'WISDEM', 'module': 'SitePreparationCost'}, {'unit': '', 'type': 'dataframe', 'variable_df_key_col_name': 'Type of Cost <--> Phase of Construction <--> Cost in USD ', 'value': 'Other <--> Roads <--> 1718749', 'last_number': 1718748.1203636883, 'project_id_with_serial': 'WISDEM', 'module': 'SitePreparationCost'}, {'unit': '', 'type': 'dataframe', 'variable_df_key_col_name': 'Type of Cost <--> Phase of Construction <--> Cost in USD ', 'value': 'Mobilization <--> Roads <--> 233182', 'last_number': 233181.4282532283, 'project_id_with_serial': 'WISDEM', 'module': 'SitePreparationCost'}, {'unit': '', 'type': 'dataframe', 'variable_df_key_col_name': 'Type of Cost <--> Phase of Construction <--> Cost in USD ', 'value': 'Other <--> Substation <--> 10146960', 'last_number': 10146959.400482858, 'project_id_with_serial': 'WISDEM', 'module': 'SubstationCost'}, {'unit': '', 'type': 'dataframe', 'variable_df_key_col_name': 'Type of Cost <--> Phase of Construction <--> Cost in USD ', 'value': 'Other <--> Transport <--> 69986686.0', 'last_number': 69986685.35917357, 'project_id_with_serial': 'WISDEM', 'module': 'TransportCost'}, {'unit': '', 'type': 'dataframe', 'variable_df_key_col_name': 'Type of Cost <--> Phase of Construction <--> Cost in USD ', 'value': 'Other <--> Transmission and Distribution <--> 4076658', 'last_number': 4076657.812919537, 'project_id_with_serial': 'WISDEM', 'module': 'GridConnectionCost'}, {'unit': '', 'type': 'variable', 'variable_df_key_col_name': 'Total Number of Turbines', 'value': 120.0, 'project_id_with_serial': 'WISDEM', 'module': 'Collection Cost'}, {'unit': 'km', 'type': 'variable', 'variable_df_key_col_name': 'Total trench length', 'value': 388.65788542515514, 'project_id_with_serial': 'WISDEM', 'module': 'Collection Cost'}, {'unit': 'km', 'type': 'variable', 'variable_df_key_col_name': 'Total cable length', 'value': 388.65788542515514, 'project_id_with_serial': 'WISDEM', 'module': 'Collection Cost'}, {'unit': '', 'type': 'variable', 'variable_df_key_col_name': 'Number of Turbines Per String in Full String', 'value': 11.0, 'project_id_with_serial': 'WISDEM', 'module': 'Collection Cost'}, {'unit': '', 'type': 'variable', 'variable_df_key_col_name': 'Number of Full Strings', 'value': 10.0, 'project_id_with_serial': 'WISDEM', 'module': 'Collection Cost'}, {'unit': '', 'type': 'variable', 'variable_df_key_col_name': 'Number of Turbines in Partial String', 'value': 10.0, 'project_id_with_serial': 'WISDEM', 'module': 'Collection Cost'}, {'unit': '', 'type': 'variable', 'variable_df_key_col_name': 'Number of Partial Strings', 'value': 1.0, 'project_id_with_serial': 'WISDEM', 'module': 'Collection Cost'}, {'unit': '', 'type': 'variable', 'variable_df_key_col_name': 'Total number of strings full + partial', 'value': 11.0, 'project_id_with_serial': 'WISDEM', 'module': 'Collection Cost'}, {'unit': '', 'type': 'variable', 'variable_df_key_col_name': 'Trench Length to Substation (km)', 'value': 231.48558074952393, 'project_id_with_serial': 'WISDEM', 'module': 'Collection Cost'}, {'unit': '', 'type': 'variable', 'variable_df_key_col_name': 'Cable Length to Substation (km)', 'value': 231.48558074952393, 'project_id_with_serial': 'WISDEM', 'module': 'Collection Cost'}, {'unit': 'km', 'type': 'variable', 'variable_df_key_col_name': 'Array cable length for cable AWG 1/0', 'value': 2.883895498635435, 'project_id_with_serial': 'WISDEM', 'module': 'Collection Cost'}, {'unit': 'km', 'type': 'variable', 'variable_df_key_col_name': 'Total cable length for cable AWG 1/0', 'value': 31.722850484989788, 'project_id_with_serial': 'WISDEM', 'module': 'Collection Cost'}, {'unit': 'usd', 'type': 'variable', 'variable_df_key_col_name': 'Total cable cost for cable AWG 1/0', 'value': 624465.5607281455, 'project_id_with_serial': 'WISDEM', 'module': 'Collection Cost'}, {'unit': 'km', 'type': 'variable', 'variable_df_key_col_name': 'Array cable length for cable AWG 4/0', 'value': 2.883895498635435, 'project_id_with_serial': 'WISDEM', 'module': 'Collection Cost'}, {'unit': 'km', 'type': 'variable', 'variable_df_key_col_name': 'Total cable length for cable AWG 4/0', 'value': 31.722850484989788, 'project_id_with_serial': 'WISDEM', 'module': 'Collection Cost'}, {'unit': 'usd', 'type': 'variable', 'variable_df_key_col_name': 'Total cable cost for cable AWG 4/0', 'value': 936698.3410922182, 'project_id_with_serial': 'WISDEM', 'module': 'Collection Cost'}, {'unit': 'km', 'type': 'variable', 'variable_df_key_col_name': 'Array cable length for cable MCM 500', 'value': 2.883895498635435, 'project_id_with_serial': 'WISDEM', 'module': 'Collection Cost'}, {'unit': 'km', 'type': 'variable', 'variable_df_key_col_name': 'Total cable length for cable MCM 500', 'value': 31.722850484989788, 'project_id_with_serial': 'WISDEM', 'module': 'Collection Cost'}, {'unit': 'usd', 'type': 'variable', 'variable_df_key_col_name': 'Total cable cost for cable MCM 500', 'value': 1353008.714910982, 'project_id_with_serial': 'WISDEM', 'module': 'Collection Cost'}, {'unit': 'km', 'type': 'variable', 'variable_df_key_col_name': 'Array cable length for cable MCM1000', 'value': 4.325843247953152, 'project_id_with_serial': 'WISDEM', 'module': 'Collection Cost'}, {'unit': 'km', 'type': 'variable', 'variable_df_key_col_name': 'Total cable length for cable MCM1000', 'value': 47.58427572748467, 'project_id_with_serial': 'WISDEM', 'module': 'Collection Cost'}, {'unit': 'usd', 'type': 'variable', 'variable_df_key_col_name': 'Total cable cost for cable MCM1000', 'value': 2497862.242912581, 'project_id_with_serial': 'WISDEM', 'module': 'Collection Cost'}, {'unit': 'km', 'type': 'variable', 'variable_df_key_col_name': 'Array cable length for cable MCM1250', 'value': 1.4419477493177175, 'project_id_with_serial': 'WISDEM', 'module': 'Collection Cost'}, {'unit': 'km', 'type': 'variable', 'variable_df_key_col_name': 'Total cable length for cable MCM1250', 'value': 245.9050582427011, 'project_id_with_serial': 'WISDEM', 'module': 'Collection Cost'}, {'unit': 'usd', 'type': 'variable', 'variable_df_key_col_name': 'Total cable cost for cable MCM1250', 'value': 13715177.132959051, 'project_id_with_serial': 'WISDEM', 'module': 'Collection Cost'}, {'unit': '', 'type': 'list', 'variable_df_key_col_name': 'Number of turbines per cable type in full strings [AWG 1/0 , AWG 4/0 , MCM 500 , MCM1000 , MCM1250]', 'value': '[3.0, 2.0, 2.0, 3.0, 1.0]', 'project_id_with_serial': 'WISDEM', 'module': 'Collection Cost'}, {'unit': '', 'type': 'dataframe', 'variable_df_key_col_name': 'Labor type ID <--> Hourly rate USD per hour <--> Per diem USD per day <--> Operation <--> Crew type <--> Crew name <--> Number of workers <--> Per Diem Total <--> Hourly costs total <--> Crew total cost ', 'value': '0 <--> Construction manager <--> 112.2 <--> 149 <--> (50% burden) https://www.salary.com/tools/salary-calculator/construction-manager-ii-hourly; plus 20% for demanding specs, rigid inspec-tions, unreliable suppliers. <--> M0 <--> Management <--> Management - project size <--> 1 <--> 13410.0 <--> 100980.0 <--> 114390.0', 'project_id_with_serial': 'WISDEM', 'module': 'Collection Cost'}, {'unit': '', 'type': 'dataframe', 'variable_df_key_col_name': 'Labor type ID <--> Hourly rate USD per hour <--> Per diem USD per day <--> Operation <--> Crew type <--> Crew name <--> Number of workers <--> Per Diem Total <--> Hourly costs total <--> Crew total cost ', 'value': '1 <--> Logistics manager <--> 99.9 <--> 149 <--> (50 % burden) https://www.salary.com/research/salary/benchmark/logistics-manager-hourly-wages; plus 35% for demanding specs, rigid inspec-tions, unreliable suppliers. <--> M0 <--> Management <--> Management - project size <--> 1 <--> 13410.0 <--> 89910.0 <--> 103320.0', 'project_id_with_serial': 'WISDEM', 'module': 'Collection Cost'}, {'unit': '', 'type': 'dataframe', 'variable_df_key_col_name': 'Labor type ID <--> Hourly rate USD per hour <--> Per diem USD per day <--> Operation <--> Crew type <--> Crew name <--> Number of workers <--> Per Diem Total <--> Hourly costs total <--> Crew total cost ', 'value': '2 <--> Office admin <--> 44.56249999999999 <--> 149 <--> (35% burden) https://www.salary.com/tools/salary-calculator/administrative-assistant-ii-hourly ; 25% for work on a ladder or a scaffold, in a crawl space, in a congested area or remote from the material storage point; plus 20% for demanding specs, rigid inspec-tions, unreliable suppliers. <--> M0 <--> Management <--> Management - project size <--> 1 <--> 13410.0 <--> 40106.24999999999 <--> 53516.24999999999', 'project_id_with_serial': 'WISDEM', 'module': 'Collection Cost'}, {'unit': '', 'type': 'dataframe', 'variable_df_key_col_name': 'Labor type ID <--> Hourly rate USD per hour <--> Per diem USD per day <--> Operation <--> Crew type <--> Crew name <--> Number of workers <--> Per Diem Total <--> Hourly costs total <--> Crew total cost ', 'value': '3 <--> Project engineer <--> 93.5 <--> 149 <--> (50% burden) https://www.salary.com/tools/salary-calculator/project-engineer-iii-construction-hourly; plus 20% for demanding specs, rigid inspec-tions, unreliable suppliers. <--> M0 <--> Management <--> Management - project size <--> 1 <--> 13410.0 <--> 84150.0 <--> 97560.0', 'project_id_with_serial': 'WISDEM', 'module': 'Collection Cost'}, {'unit': '', 'type': 'dataframe', 'variable_df_key_col_name': 'Labor type ID <--> Hourly rate USD per hour <--> Per diem USD per day <--> Operation <--> Crew type <--> Crew name <--> Number of workers <--> Per Diem Total <--> Hourly costs total <--> Crew total cost ', 'value': '4 <--> Project manager <--> 119.0 <--> 149 <--> (50% burden) https://www.salary.com/tools/salary-calculator/project-manager-sr-construction-hourly?type=base; plus 20% for demanding specs, rigid inspec-tions, unreliable suppliers. <--> M0 <--> Management <--> Management - project size <--> 1 <--> 13410.0 <--> 107100.0 <--> 120510.0', 'project_id_with_serial': 'WISDEM', 'module': 'Collection Cost'}, {'unit': '', 'type': 'dataframe', 'variable_df_key_col_name': 'Labor type ID <--> Hourly rate USD per hour <--> Per diem USD per day <--> Operation <--> Crew type <--> Crew name <--> Number of workers <--> Per Diem Total <--> Hourly costs total <--> Crew total cost ', 'value': '5 <--> Safety or qc manager <--> 106.11764705882352 <--> 149 <--> (70% burden) https://www.salary.com/tools/salary-calculator/construction-site-safety-manager-hourly; plus 35% for demanding specs, rigid inspec-tions, unreliable suppliers. <--> M0 <--> Management <--> Management - project size <--> 1 <--> 13410.0 <--> 95505.88235294116 <--> 108915.88235294116', 'project_id_with_serial': 'WISDEM', 'module': 'Collection Cost'}, {'unit': '', 'type': 'dataframe', 'variable_df_key_col_name': 'Labor type ID <--> Hourly rate USD per hour <--> Per diem USD per day <--> Operation <--> Crew type <--> Crew name <--> Number of workers <--> Per Diem Total <--> Hourly costs total <--> Crew total cost ', 'value': '6 <--> Site manager <--> 112.2 <--> 149 <--> (50% burden) https://www.salary.com/tools/salary-calculator/construction-manager-ii-hourly; plus 20% for demanding specs, rigid inspec-tions, unreliable suppliers. <--> M0 <--> Management <--> Management - project size <--> 1 <--> 13410.0 <--> 100980.0 <--> 114390.0', 'project_id_with_serial': 'WISDEM', 'module': 'Collection Cost'}, {'unit': '', 'type': 'list', 'variable_df_key_col_name': 'Percent length of cable in partial string [AWG 1/0 , AWG 4/0 , MCM 500 , MCM1000 , MCM1250]', 'value': '[1. 1. 1. 1. 0.]', 'project_id_with_serial': 'WISDEM', 'module': 'Collection Cost'}, {'unit': '', 'type': 'dataframe', 'variable_df_key_col_name': 'Type of Cost <--> Phase of Construction <--> Cost in USD ', 'value': 'Equipment rental <--> Collection <--> 2699710', 'last_number': 2699709.882463039, 'project_id_with_serial': 'WISDEM', 'module': 'Collection Cost'}, {'unit': '', 'type': 'dataframe', 'variable_df_key_col_name': 'Type of Cost <--> Phase of Construction <--> Cost in USD ', 'value': 'Labor <--> Collection <--> 5038065', 'last_number': 5038064.759412771, 'project_id_with_serial': 'WISDEM', 'module': 'Collection Cost'}, {'unit': '', 'type': 'dataframe', 'variable_df_key_col_name': 'Type of Cost <--> Phase of Construction <--> Cost in USD ', 'value': 'Materials <--> Collection <--> 19127212', 'last_number': 19127211.992602978, 'project_id_with_serial': 'WISDEM', 'module': 'Collection Cost'}, {'unit': '', 'type': 'dataframe', 'variable_df_key_col_name': 'Type of Cost <--> Phase of Construction <--> Cost in USD ', 'value': 'Mobilization <--> Collection <--> 1343250', 'last_number': 1343249.3317239396, 'project_id_with_serial': 'WISDEM', 'module': 'Collection Cost'}, {'unit': '', 'type': 'dataframe', 'variable_df_key_col_name': 'Type of Cost - Phase of Construction - Cost in USD', 'value': 'Equipment rental - Development - 0', 'last_number': 'Development', 'project_id_with_serial': 'WISDEM', 'module': 'DevelopmentCost'}, {'unit': '', 'type': 'dataframe', 'variable_df_key_col_name': 'Type of Cost - Phase of Construction - Cost in USD', 'value': 'Labor - Development - 1000000', 'last_number': 'Development', 'project_id_with_serial': 'WISDEM', 'module': 'DevelopmentCost'}, {'unit': '', 'type': 'dataframe', 'variable_df_key_col_name': 'Type of Cost - Phase of Construction - Cost in USD', 'value': 'Materials - Development - 0', 'last_number': 'Development', 'project_id_with_serial': 'WISDEM', 'module': 'DevelopmentCost'}, {'unit': '', 'type': 'dataframe', 'variable_df_key_col_name': 'Type of Cost - Phase of Construction - Cost in USD', 'value': 'Mobilization - Development - 0', 'last_number': 'Development', 'project_id_with_serial': 'WISDEM', 'module': 'DevelopmentCost'}, {'unit': '', 'type': 'dataframe', 'variable_df_key_col_name': 'Type of Cost - Phase of Construction - Cost in USD', 'value': 'Other - Development - 0', 'last_number': 'Development', 'project_id_with_serial': 'WISDEM', 'module': 'DevelopmentCost'}, {'unit': '', 'type': 'dataframe', 'variable_df_key_col_name': '_number_of_equip: Operation-Crane name-Boom system-Number of equipment', 'value': 'Top-Big LR110000-Big PDW3B2 Derrick-3', 'last_number': 3, 'project_id_with_serial': 'WISDEM', 'module': 'ErectionCost'}, {'unit': '', 'type': 'dataframe', 'variable_df_key_col_name': '_number_of_equip: Operation-Crane name-Boom system-Number of equipment', 'value': 'Offload-LB 75-Hydraulic-2', 'last_number': 2, 'project_id_with_serial': 'WISDEM', 'module': 'ErectionCost'}, {'unit': '', 'type': 'dataframe', 'variable_df_key_col_name': '_number_of_equip: Operation-Crane name-Boom system-Number of equipment', 'value': 'Base-LR1600/2-HSL4DF + Derrick boom-5', 'last_number': 5, 'project_id_with_serial': 'WISDEM', 'module': 'ErectionCost'}, {'unit': '', 'type': 'dataframe', 'variable_df_key_col_name': 'erection_selected_detailed_data: Operation-Crane name-Boom system-Operational construct days over time construct days', 'value': 'Top-Big LR110000-Big PDW3B2 Derrick-3.0', 'last_number': 3.0, 'project_id_with_serial': 'WISDEM', 'module': 'ErectionCost'}, {'unit': '', 'type': 'dataframe', 'variable_df_key_col_name': 'erection_selected_detailed_data: Operation-Crane name-Boom system-Operational construct days over time construct days', 'value': 'Offload-LB 75-Hydraulic-1.0', 'last_number': 1.0, 'project_id_with_serial': 'WISDEM', 'module': 'ErectionCost'}, {'unit': '', 'type': 'dataframe', 'variable_df_key_col_name': 'erection_selected_detailed_data: Operation-Crane name-Boom system-Operational construct days over time construct days', 'value': 'Base-LR1600/2-HSL4DF + Derrick boom-2.0', 'last_number': 2.0, 'project_id_with_serial': 'WISDEM', 'module': 'ErectionCost'}, {'unit': '', 'type': 'dataframe', 'variable_df_key_col_name': 'component_name_topvbase: Operation - Top or Base', 'value': 'Nacelle - Top', 'project_id_with_serial': 'WISDEM', 'module': 'ErectionCost'}, {'unit': '', 'type': 'dataframe', 'variable_df_key_col_name': 'component_name_topvbase: Operation - Top or Base', 'value': 'Hub - Top', 'project_id_with_serial': 'WISDEM', 'module': 'ErectionCost'}, {'unit': '', 'type': 'dataframe', 'variable_df_key_col_name': 'component_name_topvbase: Operation - Top or Base', 'value': 'Blade 1 - Top', 'project_id_with_serial': 'WISDEM', 'module': 'ErectionCost'}, {'unit': '', 'type': 'dataframe', 'variable_df_key_col_name': 'component_name_topvbase: Operation - Top or Base', 'value': 'Blade 2 - Top', 'project_id_with_serial': 'WISDEM', 'module': 'ErectionCost'}, {'unit': '', 'type': 'dataframe', 'variable_df_key_col_name': 'component_name_topvbase: Operation - Top or Base', 'value': 'Blade 3 - Top', 'project_id_with_serial': 'WISDEM', 'module': 'ErectionCost'}, {'unit': '', 'type': 'dataframe', 'variable_df_key_col_name': 'component_name_topvbase: Operation - Top or Base', 'value': 'Tower 1 - Base', 'project_id_with_serial': 'WISDEM', 'module': 'ErectionCost'}, {'unit': '', 'type': 'dataframe', 'variable_df_key_col_name': 'component_name_topvbase: Operation - Top or Base', 'value': 'Tower 2 - Base', 'project_id_with_serial': 'WISDEM', 'module': 'ErectionCost'}, {'unit': '', 'type': 'dataframe', 'variable_df_key_col_name': 'component_name_topvbase: Operation - Top or Base', 'value': 'Tower 3 - Base', 'project_id_with_serial': 'WISDEM', 'module': 'ErectionCost'}, {'unit': '', 'type': 'dataframe', 'variable_df_key_col_name': 'component_name_topvbase: Operation - Top or Base', 'value': 'Tower 4 - Base', 'project_id_with_serial': 'WISDEM', 'module': 'ErectionCost'}, {'unit': '', 'type': 'dataframe', 'variable_df_key_col_name': 'component_name_topvbase: Operation - Top or Base', 'value': 'Tower 5 - Base', 'project_id_with_serial': 'WISDEM', 'module': 'ErectionCost'}, {'unit': '', 'type': 'dataframe', 'variable_df_key_col_name': 'component_name_topvbase: Operation - Top or Base', 'value': 'Tower 6 - Base', 'project_id_with_serial': 'WISDEM', 'module': 'ErectionCost'}, {'unit': '', 'type': 'dataframe', 'variable_df_key_col_name': 'component_name_topvbase: Operation - Top or Base', 'value': 'Tower 7 - Base', 'project_id_with_serial': 'WISDEM', 'module': 'ErectionCost'}, {'unit': '', 'type': 'dataframe', 'variable_df_key_col_name': 'component_name_topvbase: Operation - Top or Base', 'value': 'Tower 8 - Base', 'project_id_with_serial': 'WISDEM', 'module': 'ErectionCost'}, {'unit': '', 'type': 'dataframe', 'variable_df_key_col_name': 'component_name_topvbase: Operation - Top or Base', 'value': 'Tower 9 - Top', 'project_id_with_serial': 'WISDEM', 'module': 'ErectionCost'}, {'unit': '', 'type': 'dataframe', 'variable_df_key_col_name': 'component_name_topvbase: Operation - Top or Base', 'value': 'Tower 10 - Top', 'project_id_with_serial': 'WISDEM', 'module': 'ErectionCost'}, {'unit': '', 'type': 'dataframe', 'variable_df_key_col_name': 'crane_choice: Crew name - Boom system - Operation', 'value': 'Big LR110000 - Big PDW3B2 Derrick - Top', 'project_id_with_serial': 'WISDEM', 'module': 'ErectionCost'}, {'unit': '', 'type': 'dataframe', 'variable_df_key_col_name': 'crane_choice: Crew name - Boom system - Operation', 'value': 'LB 75 - Hydraulic - Offload', 'project_id_with_serial': 'WISDEM', 'module': 'ErectionCost'}, {'unit': '', 'type': 'dataframe', 'variable_df_key_col_name': 'crane_choice: Crew name - Boom system - Operation', 'value': 'LR1600/2 - HSL4DF + Derrick boom - Base', 'project_id_with_serial': 'WISDEM', 'module': 'ErectionCost'}, {'unit': '', 'type': 'dataframe', 'variable_df_key_col_name': 'crane_data_output: crane_boom_operation_concat - variable - value', 'value': 'Big LR110000-Big PDW3B2 Derrick-Top - Equipment rental cost USD - 3608698.806555168', 'last_number': 3608698.806555168, 'project_id_with_serial': 'WISDEM', 'module': 'ErectionCost'}, {'unit': '', 'type': 'dataframe', 'variable_df_key_col_name': 'crane_data_output: crane_boom_operation_concat - variable - value', 'value': 'LB 75-Hydraulic-Offload - Equipment rental cost USD - 58546.03577604611', 'last_number': 58546.03577604611, 'project_id_with_serial': 'WISDEM', 'module': 'ErectionCost'}, {'unit': '', 'type': 'dataframe', 'variable_df_key_col_name': 'crane_data_output: crane_boom_operation_concat - variable - value', 'value': 'LR1600/2-HSL4DF + Derrick boom-Base - Equipment rental cost USD - 1245504.9535584275', 'last_number': 1245504.9535584275, 'project_id_with_serial': 'WISDEM', 'module': 'ErectionCost'}, {'unit': '', 'type': 'dataframe', 'variable_df_key_col_name': 'crane_data_output: crane_boom_operation_concat - variable - value', 'value': 'Big LR110000-Big PDW3B2 Derrick-Top - Fuel cost USD - 106762.5', 'last_number': 106762.5, 'project_id_with_serial': 'WISDEM', 'module': 'ErectionCost'}, {'unit': '', 'type': 'dataframe', 'variable_df_key_col_name': 'crane_data_output: crane_boom_operation_concat - variable - value', 'value': 'LB 75-Hydraulic-Offload - Fuel cost USD - 5544.0', 'last_number': 5544.0, 'project_id_with_serial': 'WISDEM', 'module': 'ErectionCost'}, {'unit': '', 'type': 'dataframe', 'variable_df_key_col_name': 'crane_data_output: crane_boom_operation_concat - variable - value', 'value': 'LR1600/2-HSL4DF + Derrick boom-Base - Fuel cost USD - 37245.0', 'last_number': 37245.0, 'project_id_with_serial': 'WISDEM', 'module': 'ErectionCost'}, {'unit': '', 'type': 'dataframe', 'variable_df_key_col_name': 'crane_data_output: crane_boom_operation_concat - variable - value', 'value': 'Big LR110000-Big PDW3B2 Derrick-Top - Labor cost USD without management - 5512647.851021232', 'last_number': 5512647.851021232, 'project_id_with_serial': 'WISDEM', 'module': 'ErectionCost'}, {'unit': '', 'type': 'dataframe', 'variable_df_key_col_name': 'crane_data_output: crane_boom_operation_concat - variable - value', 'value': 'LB 75-Hydraulic-Offload - Labor cost USD without management - 882394.2315739277', 'last_number': 882394.2315739277, 'project_id_with_serial': 'WISDEM', 'module': 'ErectionCost'}, {'unit': '', 'type': 'dataframe', 'variable_df_key_col_name': 'crane_data_output: crane_boom_operation_concat - variable - value', 'value': 'LR1600/2-HSL4DF + Derrick boom-Base - Labor cost USD without management - 2882053.9219638295', 'last_number': 2882053.9219638295, 'project_id_with_serial': 'WISDEM', 'module': 'ErectionCost'}, {'unit': '', 'type': 'dataframe', 'variable_df_key_col_name': 'crane_data_output: crane_boom_operation_concat - variable - value', 'value': 'Big LR110000-Big PDW3B2 Derrick-Top - Mobilization cost USD - 2800000.0', 'last_number': 2800000.0, 'project_id_with_serial': 'WISDEM', 'module': 'ErectionCost'}, {'unit': '', 'type': 'dataframe', 'variable_df_key_col_name': 'crane_data_output: crane_boom_operation_concat - variable - value', 'value': 'LB 75-Hydraulic-Offload - Mobilization cost USD - 32160.0', 'last_number': 32160.0, 'project_id_with_serial': 'WISDEM', 'module': 'ErectionCost'}, {'unit': '', 'type': 'dataframe', 'variable_df_key_col_name': 'crane_data_output: crane_boom_operation_concat - variable - value', 'value': 'LR1600/2-HSL4DF + Derrick boom-Base - Mobilization cost USD - 498354.0', 'last_number': 498354.0, 'project_id_with_serial': 'WISDEM', 'module': 'ErectionCost'}, {'unit': '', 'type': 'dataframe', 'variable_df_key_col_name': 'crane_data_output: crane_boom_operation_concat - variable - value', 'value': 'Big LR110000-Big PDW3B2 Derrick-Top - Subtotal for hourly labor (non-management) USD - 4751257.851021232', 'last_number': 4751257.851021232, 'project_id_with_serial': 'WISDEM', 'module': 'ErectionCost'}, {'unit': '', 'type': 'dataframe', 'variable_df_key_col_name': 'crane_data_output: crane_boom_operation_concat - variable - value', 'value': 'LB 75-Hydraulic-Offload - Subtotal for hourly labor (non-management) USD - 757234.2315739277', 'last_number': 757234.2315739277, 'project_id_with_serial': 'WISDEM', 'module': 'ErectionCost'}, {'unit': '', 'type': 'dataframe', 'variable_df_key_col_name': 'crane_data_output: crane_boom_operation_concat - variable - value', 'value': 'LR1600/2-HSL4DF + Derrick boom-Base - Subtotal for hourly labor (non-management) USD - 2483627.9219638295', 'last_number': 2483627.9219638295, 'project_id_with_serial': 'WISDEM', 'module': 'ErectionCost'}, {'unit': '', 'type': 'dataframe', 'variable_df_key_col_name': 'crane_data_output: crane_boom_operation_concat - variable - value', 'value': 'Big LR110000-Big PDW3B2 Derrick-Top - Subtotal for per diem labor (non-management) USD - 761390.0', 'last_number': 761390.0, 'project_id_with_serial': 'WISDEM', 'module': 'ErectionCost'}, {'unit': '', 'type': 'dataframe', 'variable_df_key_col_name': 'crane_data_output: crane_boom_operation_concat - variable - value', 'value': 'LB 75-Hydraulic-Offload - Subtotal for per diem labor (non-management) USD - 125160.0', 'last_number': 125160.0, 'project_id_with_serial': 'WISDEM', 'module': 'ErectionCost'}, {'unit': '', 'type': 'dataframe', 'variable_df_key_col_name': 'crane_data_output: crane_boom_operation_concat - variable - value', 'value': 'LR1600/2-HSL4DF + Derrick boom-Base - Subtotal for per diem labor (non-management) USD - 398426.0', 'last_number': 398426.0, 'project_id_with_serial': 'WISDEM', 'module': 'ErectionCost'}, {'unit': '', 'type': 'dataframe', 'variable_df_key_col_name': 'crane_data_output: crane_boom_operat | The details from the run of LandBOSSE. This includes some costs, but mostly other things
landbosse.erection_crane_choice | output | n/a | Crane name Boom system Operation 0 Big LR110000 Big PDW3B2 Derrick Top 1 LB 75 Hydraulic Offload 2 LR1600/2 HSL4DF + Derrick boom Base | The crane choices for erection.
landbosse.erection_component_name_topvbase | output | n/a | Component Operation 0 Nacelle Top 1 Hub Top 2 Blade 1 Top 2 Blade 2 Top 2 Blade 3 Top 5 Tower 1 Base 5 Tower 2 Base 5 Tower 3 Base 5 Tower 4 Base 5 Tower 5 Base 5 Tower 6 Base 5 Tower 7 Base 5 Tower 8 Base 5 Tower 9 Top 5 Tower 10 Top | List of components and whether they are a topping or base operation
landbosse.erection_components | output | n/a | Component Mass tonne ... Multiplier tower drag Operation 0 Nacelle 178.691436 ... 0 Top 1 Hub 36.143740 ... 0 Top 2 Blade 1 50.075304 ... 0 Top 2 Blade 2 50.075304 ... 0 Top 2 Blade 3 50.075304 ... 0 Top 5 Tower 1 79.144596 ... 1 Base 5 Tower 2 79.144596 ... 1 Base 5 Tower 3 79.144596 ... 1 Base 5 Tower 4 79.144596 ... 1 Base 5 Tower 5 79.144596 ... 1 Base 5 Tower 6 79.144596 ... 1 Base 5 Tower 7 79.144596 ... 1 Base 5 Tower 8 79.144596 ... 1 Base 5 Tower 9 79.144596 ... 1 Top 5 Tower 10 79.144596 ... 1 Top [15 rows x 14 columns] | List of components with their values modified from the defaults.
tcons.constr_tower_f_NPmargin | output |  | [-0.15435718] | constraint on tower frequency such that ratio of 3P/f is above or below gamma with constraint <= 0
tcons.constr_tower_f_1Pmargin | output |  | [-0.06475681] | constraint on tower frequency such that ratio of 1P/f is above or below gamma with constraint <= 0
tcons.tip_deflection_ratio | output |  | [0.94470779]
tcons.blade_tip_tower_clearance | output | m | [18.74412918]
towerse.env.Px | output | N/m | [ 0. 200.57981058 276.28691207 330.12362348 373.42357347 410.34861831 442.80904546 471.96425219 498.56237545 523.11242539 545.97829372 567.43022163 587.67505992 606.87508118 625.1602129 642.63629243 659.3908134 675.49703308 691.01697611 706.00367503 720.50287126 734.55432635 748.1928472 761.44909733 774.35024638 782.27870863 789.76010624 796.81801493 792.28495298 787.02015865 781.04355249]
towerse.env.Py | output | N/m | [0. 0. 0. 0. 0. 0. 0. 0. 0. 0. 0. 0. 0. 0. 0. 0. 0. 0. 0. 0. 0. 0. 0. 0. 0. 0. 0. 0. 0. 0. 0.]
towerse.env.Pz | output | N/m | [0. 0. 0. 0. 0. 0. 0. 0. 0. 0. 0. 0. 0. 0. 0. 0. 0. 0. 0. 0. 0. 0. 0. 0. 0. 0. 0. 0. 0. 0. 0.]
towerse.env.qdyn | output | N/m**2 | [ 0. 51.1912008 67.54719441 79.44083838 89.12905738 97.45033102 104.82281468 111.48964509 117.60649629 123.27991343 128.58648269 133.58336862 138.3145332 142.81461646 147.11146867 151.22786488 155.18270221 158.99185833 162.66882101 166.22515911 169.67088113 173.01471227 176.26431164 179.42644454 182.50712073 185.51170648 188.44501619 191.31138801 194.11474667 196.85865617 199.54636403]
towerse.env.wind.U | output | m/s | [ 0. 9.14207147 10.50148245 11.38856128 12.06303562 12.61358717 13.08202161 13.49162371 13.85678917 14.18708314 14.48920683 14.76804983 15.0272967 15.26979767 15.49780596 15.7131358 15.91727093 16.11144141 16.29667907 16.47385853 16.64372805 16.80693308 16.96403454 17.11552319 17.261831 17.40334035 17.54039146 17.67328841 17.80230422 17.92768495 18.04965324]
towerse.env.windLoads.windLoads_Px | output | N/m | [ 0. 200.57981058 276.28691207 330.12362348 373.42357347 410.34861831 442.80904546 471.96425219 498.56237545 523.11242539 545.97829372 567.43022163 587.67505992 606.87508118 625.1602129 642.63629243 659.3908134 675.49703308 691.01697611 706.00367503 720.50287126 734.55432635 748.1928472 761.44909733 774.35024638 782.27870863 789.76010624 796.81801493 792.28495298 787.02015865 781.04355249]
towerse.env.windLoads.windLoads_Py | output | N/m | [0. 0. 0. 0. 0. 0. 0. 0. 0. 0. 0. 0. 0. 0. 0. 0. 0. 0. 0. 0. 0. 0. 0. 0. 0. 0. 0. 0. 0. 0. 0.]
towerse.env.windLoads.windLoads_Pz | output | N/m | [0. 0. 0. 0. 0. 0. 0. 0. 0. 0. 0. 0. 0. 0. 0. 0. 0. 0. 0. 0. 0. 0. 0. 0. 0. 0. 0. 0. 0. 0. 0.]
towerse.env.windLoads.windLoads_qdyn | output | N/m**2 | [ 0. 51.1912008 67.54719441 79.44083838 89.12905738 97.45033102 104.82281468 111.48964509 117.60649629 123.27991343 128.58648269 133.58336862 138.3145332 142.81461646 147.11146867 151.22786488 155.18270221 158.99185833 162.66882101 166.22515911 169.67088113 173.01471227 176.26431164 179.42644454 182.50712073 185.51170648 188.44501619 191.31138801 194.11474667 196.85865617 199.54636403]
towerse.env.windLoads.windLoads_z | output | m | [ 0. 4.56666667 9.13333333 13.7 18.26666667 22.83333333 27.4 31.96666667 36.53333333 41.1 45.66666667 50.23333333 54.8 59.36666667 63.93333333 68.5 73.06666667 77.63333333 82.2 86.76666667 91.33333333 95.9 100.46666667 105.03333333 109.6 114.16666667 118.73333333 123.3 127.86666667 132.43333333 137. ]
towerse.env.windLoads.windLoads_beta | output | deg | [0.]
towerse.g2e.Px | output | N/m | [0. 0. 0. 0. 0. 0. 0. 0. 0. 0. 0. 0. 0. 0. 0. 0. 0. 0. 0. 0. 0. 0. 0. 0. 0. 0. 0. 0. 0. 0. 0.]
towerse.g2e.Py | output | N/m | [0. 0. 0. 0. 0. 0. 0. 0. 0. 0. 0. 0. 0. 0. 0. 0. 0. 0. 0. 0. 0. 0. 0. 0. 0. 0. 0. 0. 0. 0. 0.]
towerse.g2e.Pz | output | N/m | [ 0. -200.57981058 -276.28691207 -330.12362348 -373.42357347 -410.34861831 -442.80904546 -471.96425219 -498.56237545 -523.11242539 -545.97829372 -567.43022163 -587.67505992 -606.87508118 -625.1602129 -642.63629243 -659.3908134 -675.49703308 -691.01697611 -706.00367503 -720.50287126 -734.55432635 -748.1928472 -761.44909733 -774.35024638 -782.27870863 -789.76010624 -796.81801493 -792.28495298 -787.02015865 -781.04355249]
towerse.g2e.qdyn | output | Pa | [ 0. 51.1912008 67.54719441 79.44083838 89.12905738 97.45033102 104.82281468 111.48964509 117.60649629 123.27991343 128.58648269 133.58336862 138.3145332 142.81461646 147.11146867 151.22786488 155.18270221 158.99185833 162.66882101 166.22515911 169.67088113 173.01471227 176.26431164 179.42644454 182.50712073 185.51170648 188.44501619 191.31138801 194.11474667 196.85865617 199.54636403]
towerse.post.axial_stress | output | Pa | [[1.61297812e+08] [1.56067375e+08] [1.50812065e+08] [1.62275914e+08] [1.56324794e+08] [1.50354172e+08] [1.62326125e+08] [1.55529291e+08] [1.48718684e+08] [1.59384185e+08] [1.51664270e+08] [1.43937372e+08] [1.53948047e+08] [1.45157259e+08] [1.36367605e+08] [1.46703259e+08] [1.36550303e+08] [1.26409367e+08] [1.36600686e+08] [1.24662320e+08] [1.12756200e+08] [1.20784161e+08] [1.06567542e+08] [9.24437342e+07] [9.41746535e+07] [7.85466748e+07] [6.29567736e+07] [5.28576558e+07] [3.90135308e+07] [2.96908223e+07]]
towerse.post.shear_stress | output | Pa | [[ 3437892.59292482] [ 3438285.69056504] [ 3438666.07340201] [ 3845372.81686359] [ 3845768.70246724] [ 3846150.01710561] [ 4336550.18064343] [ 4336946.51122246] [ 4337326.19150622] [ 4883634.86069054] [ 4884024.39755268] [ 4884395.03031674] [ 5533078.60075726] [ 5533455.38691677] [ 5533810.64695915] [ 6377622.8306846 ] [ 6377982.65216053] [ 6378317.58729514] [ 7509904.26523901] [ 7510240.32405484] [ 7510547.01763999] [ 9011881.39962706] [ 9012179.54897861] [ 9012442.38407015] [10808702.13053012] [10881150.88146491] [10954525.9300351 ] [12115416.26034237] [12394567.38289389] [12686742.45118036]]
towerse.post.hoop_stress | output | Pa | [[ -1227.50052659] [ -2847.1971819 ] [ -3524.58791448] [ -4528.62393839] [ -5012.44828402] [ -5434.06048637] [ -6564.15870555] [ -6952.08880916] [ -7309.8730654 ] [ -8619.80007131] [ -8972.42243437] [ -9305.35231998] [-10915.96566651] [-11257.5419337 ] [-11584.2200138 ] [-13733.49673092] [-14081.48335478] [-14417.01547741] [-17384.20634636] [-17754.31119909] [-18113.1836634 ] [-22185.9879903 ] [-22593.25726574] [-22989.79664577] [-27892.99858727] [-28169.99305254] [-28431.14423751] [-31051.11110528] [-30846.91208293] [-30615.30488979]]
towerse.post.hoop_stress_euro | output | Pa | [[0.] [0.] [0.] [0.] [0.] [0.] [0.] [0.] [0.] [0.] [0.] [0.] [0.] [0.] [0.] [0.] [0.] [0.] [0.] [0.] [0.] [0.] [0.] [0.] [0.] [0.] [0.] [0.] [0.] [0.]]
towerse.post.constr_stress | output |  | [[0.82107701] [0.79449297] [0.76778141] [0.82619704] [0.79595176] [0.76560931] [0.82664614] [0.79211066] [0.75750866] [0.81194331] [0.77273151] [0.73349042] [0.7846707 ] [0.74004503] [0.69543687] [0.74842051] [0.69693057] [0.64552656] [0.69806906] [0.63763978] [0.57743631] [0.61958913] [0.54794592] [0.47697216] [0.48850616] [0.4109742 ] [0.33455591] [0.28937245] [0.22659156] [0.18796392]]
towerse.post.constr_shell_buckling | output |  | [[0.04004545] [0.03891763] [0.03780059] [0.0432987 ] [0.04216201] [0.04104072] [0.04812171] [0.0469679 ] [0.0458307 ] [0.0543061 ] [0.05312087] [0.05195264] [0.06305606] [0.06180926] [0.06057882] [0.07708939] [0.07571858] [0.07436202] [0.09673811] [0.09530724] [0.09389754] [0.12889351] [0.12722755] [0.1255786 ] [0.17523976] [0.17368403] [0.17216427] [0.20326889] [0.20289182] [0.20267662]]
towerse.post.constr_global_buckling | output |  | [[1.37772701] [1.32651604] [1.27542608] [1.37640783] [1.31991693] [1.26362611] [1.36924462] [1.30657698] [1.24419455] [1.3385443 ] [1.26925191] [1.20033994] [1.28978678] [1.21286136] [1.13642777] [1.230579 ] [1.1438769 ] [1.05781316] [1.15417062] [1.05455266] [0.95581063] [1.03917428] [0.92301882] [0.80830071] [0.84497197] [0.72083917] [0.59814202] [0.53375663] [0.42983719] [0.35929302]]
towerse.tower.f1 | output | Hz | [0.21789225]
towerse.tower.f2 | output | Hz | [0.22036589]
towerse.tower.structural_frequencies | output | Hz | [0.21789225 0.22036589 0.77262659 0.99867966 1.14058503 2.34093649]
towerse.tower.fore_aft_modes | output |  | [[ 1.15644254e+00 -1.03071180e-01 -3.57082467e-03 -1.78659360e-02 -3.19346042e-02] [-5.73288862e+01 5.07214638e+01 8.39972613e+00 4.54274447e+00 -5.33504815e+00] [-4.86598312e+01 6.24498508e+01 5.58212254e+01 -8.34628307e+01 1.48515857e+01]]
towerse.tower.side_side_modes | output |  | [[ 1.14436666e+00 -9.54689344e-02 -1.27421895e-03 -1.84981806e-02 -2.91253262e-02] [ 6.58140704e+02 -5.39686931e+02 -8.75160295e+01 -5.64305006e+01 2.57372432e+01] [-4.19790493e+01 5.27495945e+01 4.10437886e+01 -5.79561676e+01 7.14183378e+00]]
towerse.tower.torsion_modes | output |  | [[ 7.01934067 -26.05515737 46.30620488 -38.30901767 12.03862949] [ 0. 0. 0. 0. 0. ] [ 0. 0. 0. 0. 0. ]]
towerse.tower.fore_aft_freqs | output | Hz | [0.22036589 1.14058503 2.47987313]
towerse.tower.side_side_freqs | output | Hz | [0.21789225 0.99867966 2.34093649]
towerse.tower.torsion_freqs | output | Hz | [6.90485318 0. 0. ]
towerse.tower.tower_deflection | output | m | [[0. ] [0.00317938] [0.01222875] [0.02695404] [0.04749454] [0.07393043] [0.10604249] [0.14397321] [0.18779334] [0.23725421] [0.29246445] [0.3534525 ] [0.41993748] [0.49200816] [0.56965808] [0.65256885] [0.7408316 ] [0.83441369] [0.93294879] [1.03652371] [1.14505962] [1.25812668] [1.37576875] [1.49781048] [1.62373861] [1.75346539] [1.88667337] [2.02279448] [2.1614178 ] [2.30199494] [2.44386133]]
towerse.tower.top_deflection | output | m | [2.44386133]
towerse.tower.tower_Fz | output | N | [[-9345511.00481506] [-8912773.63388353] [-8479743.42921448] [-8092013.08745594] [-7704101.39714378] [-7316032.86091645] [-6971392.47601368] [-6626626.06078809] [-6281744.02507375] [-5975009.2900195 ] [-5668174.37469559] [-5361245.2038084 ] [-5089858.44244535] [-4818386.9457228 ] [-4546834.61074038] [-4310723.9916669 ] [-4074539.09094239] [-3838282.69942336] [-3637072.81109429] [-3435796.2697497 ] [-3234455.18991727] [-3066037.13439791] [-2897558.28324001] [-2729020.30339675] [-2587827.47121284] [-2447440.39029197] [-2307861.02863777] [-2181159.68717592] [-2057025.30790559] [-1935461.17595879]]
towerse.tower.tower_Vx | output | N | [[2203543.30853721] [2203821.48544644] [2204090.70689428] [2204264.41043508] [2204515.0121884 ] [2204756.43694043] [2204823.21452677] [2205045.82098448] [2205259.12838686] [2205245.56229949] [2205439.99598634] [2205625.05475044] [2205532.27148765] [2205698.43705487] [2205855.18096948] [2205671.85214877] [2205809.71943545] [2205938.13793123] [2205671.2257244 ] [2205780.81400561] [2205880.93569624] [2205558.00487369] [2205639.33746886] [2205711.18514377] [2205393.24610102] [2205434.578821 ] [2205466.51416159] [2205309.19752902] [2205295.91048384] [2205272.50904226]]
towerse.tower.tower_Vy | output | N | [[43277.76770921] [43268.11756269] [43258.28116269] [43251.34124926] [43241.15877009] [43230.79782915] [43226.66120725] [43215.9634687 ] [43205.09215429] [43203.24919018] [43192.0449247 ] [43180.67068526] [43181.61776064] [43169.91243336] [43158.03981004] [43163.06180166] [43150.85682604] [43138.4863871 ] [43148.27533994] [43135.56607217] [43122.69241541] [43136.88183095] [43123.65656521] [43110.26733076] [43125.74265289] [43112.8164215 ] [43099.63760018] [43102.50079002] [43090.94057595] [43078.86937243]]
towerse.tower.tower_Mxx | output | N*m | [[10631551.60100853] [10826399.31325041] [11019529.78335281] [11210990.86503728] [11400798.01130513] [11589105.87688921] [11775964.05880352] [11961359.10295137] [12145456.7355932 ] [12328316.9842136 ] [12509911.74124931] [12690417.66103731] [12869898.85689312] [13048301.21461381] [13225812.03435868] [13402488.20183887] [13578225.81375328] [13753222.33250946] [13927520.58997449] [14100953.44111653] [14273728.04376039] [14445871.14120716] [14617153.67237969] [14787792.19712922] [14957807.14847833] [15126926.14013803] [15295327.13449657] [15463071.67417668] [15630019.51938552] [15796238.04563875]]
towerse.tower.tower_Myy | output | N*m | [[3.06433746e+08] [2.96287057e+08] [2.86093727e+08] [2.75857494e+08] [2.65581553e+08] [2.55272170e+08] [2.44932712e+08] [2.34565305e+08] [2.24175660e+08] [2.13766991e+08] [2.03340773e+08] [1.92902145e+08] [1.82454013e+08] [1.71997082e+08] [1.61535919e+08] [1.51072973e+08] [1.40607981e+08] [1.30144951e+08] [1.19685898e+08] [1.09229692e+08] [9.87798110e+07] [8.83379476e+07] [7.79024703e+07] [6.74763520e+07] [5.70611544e+07] [4.66553453e+07] [3.62611865e+07] [2.58803371e+07] [1.55128896e+07] [5.16034716e+06]]
towerse.tower.tower_Mzz | output | N*m | [[1125290.89363209] [1125285.9312595 ] [1125280.9617585 ] [1125287.46840608] [1125282.49085429] [1125277.51101847] [1125284.4736598 ] [1125279.48662888] [1125274.49781851] [1125280.93368202] [1125275.93723871] [1125270.93920795] [1125277.52072939] [1125272.51386386] [1125267.50547961] [1125275.27402707] [1125270.25442769] [1125265.23329391] [1125274.67859623] [1125269.64253331] [1125264.60484723] [1125275.74287471] [1125270.68518816] [1125265.62572137] [1125276.87031331] [1125272.35896616] [1125267.82126041] [1125271.53720175] [1125268.28931959] [1125265.00921448]]
towerse.tower.turbine_F | output | N | [[ 2203392.99508408] [ 43282.35411337] [-9777623.82916239]]
towerse.tower.turbine_M | output | N*m | [[1.04348401e+07] [3.16526873e+08] [1.12517862e+06]]
towerse.turbine_mass | output | kg | [1156507.04463228]
towerse.turbine_center_of_mass | output | m | [-2.01532399e+00 -2.71635710e-02 8.03130545e+01]
towerse.turbine_I_base | output | kg*m**2 | [ 1.03883199e+10 1.03170039e+10 1.39750574e+08 1.45286732e+01 -2.26145762e+04 4.81127800e+04]
rotorse.ccblade.CP | output |  | [0.45535193] | Rotor power coefficient
rotorse.ccblade.CM | output |  | [0.16715006] | Blade flapwise moment coefficient
rotorse.ccblade.local_airfoil_velocities | output | m/s | [ 8.4716591 9.88826898 11.94314316 14.37895546 17.09575837 19.94387238 22.82503183 25.7413827 28.70379862 31.7253743 34.77358896 37.8445544 40.92967803 44.02754256 47.12921378 50.23309175 53.34459621 56.46367989 59.58828395 62.71631281 66.78586657 68.97735777 72.10616902 75.23680977 78.3678691 81.51110546 84.65056488 87.78671917 90.9167728 93.11865999] | Local relative velocities for the airfoils
rotorse.ccblade.P | output | W | [0.] | Rotor aerodynamic power
rotorse.ccblade.T | output | N*m | [0.] | Rotor aerodynamic thrust
rotorse.ccblade.Q | output | N*m | [0.] | Rotor aerodynamic torque
rotorse.ccblade.M | output | N*m | [0.] | Blade root flapwise moment
rotorse.ccblade.a | output |  | [0.10715225 0.05354422 0.06770508 0.0819927 0.10565106 0.1396378 0.17941698 0.24010754 0.28861406 0.29838321 0.30592596 0.3086565 0.30759656 0.3009502 0.30196172 0.30372815 0.30583676 0.3025794 0.29465852 0.28523553 0.27438167 0.27018702 0.27024359 0.27110082 0.2695073 0.25745624 0.24218487 0.23351169 0.24160284 0.29265525] | Axial induction along blade span
rotorse.ccblade.ap | output |  | [-0.10715225 -0.04676133 0.00404812 0.01218428 0.02060625 0.02467342 0.02387246 0.02346693 0.0212061 0.01755322 0.0147748 0.01254663 0.01071889 0.00914131 0.00803218 0.00703716 0.0062796 0.00559147 0.00496746 0.00442377 0.003844 0.00358743 0.00330845 0.00307087 0.00282729 0.00259236 0.00230869 0.00208386 0.00197467 0.00208286] | Tangential induction along blade span
rotorse.ccblade.alpha | output | deg | [47.92155649 38.02600546 25.75598181 18.49231873 13.65286415 10.87200555 9.85168795 9.01257369 7.98571192 6.7166407 5.61895512 4.75809715 4.07286175 3.61639707 3.43175453 3.48358474 3.61065182 3.72111468 3.83524704 3.98588312 4.2890389 4.53884829 5.09736225 5.83595443 6.61611296 7.33092081 7.95748901 8.4983328 8.88660589 9.00429673] | Angles of attack along blade span
rotorse.ccblade.cl | output |  | [-2.28507779e-18 3.16860454e-02 4.68751562e-01 6.25853525e-01 7.79599696e-01 9.11474001e-01 1.00179331e+00 1.11993287e+00 1.14743059e+00 1.07394582e+00 1.00677290e+00 9.50831227e-01 8.98700037e-01 8.63697517e-01 8.48878567e-01 8.53289082e-01 8.64734064e-01 8.72781812e-01 8.79614936e-01 8.90533757e-01 9.18048111e-01 9.41710033e-01 9.97800942e-01 1.07036954e+00 1.15512731e+00 1.22896554e+00 1.30139607e+00 1.39343353e+00 1.48233826e+00 1.55091332e+00] | Lift coefficients along blade span
rotorse.ccblade.cd | output |  | [0.5 0.49895139 0.38759053 0.26444347 0.13058567 0.04937039 0.02738907 0.01738442 0.01308336 0.01247271 0.01141361 0.0103278 0.00954489 0.00943832 0.00877519 0.00969972 0.00961132 0.00947927 0.00932473 0.00916595 0.00897236 0.0088902 0.00886003 0.00885961 0.00951291 0.00836044 0.00925276 0.01076015 0.01230468 0.01422481] | Drag coefficients along blade span
rotorse.ccblade.cl_n_opt | output |  | [-2.28507779e-18 3.16860454e-02 4.68751562e-01 6.25853525e-01 7.79599696e-01 9.11474001e-01 1.00179331e+00 1.11993287e+00 1.14743059e+00 1.07394582e+00 1.00677290e+00 9.50831227e-01 8.98700037e-01 8.63697517e-01 8.48878567e-01 8.53289082e-01 8.64734064e-01 8.72781812e-01 8.79614936e-01 8.90533757e-01 9.11698644e-01 9.41710033e-01 9.97800942e-01 1.07036954e+00 1.15512731e+00 1.22896554e+00 1.30139607e+00 1.39343353e+00 1.48233826e+00 1.55091332e+00] | Lift coefficients along blade span
rotorse.ccblade.cd_n_opt | output |  | [0.5 0.49895139 0.38759053 0.26444347 0.13058567 0.04937039 0.02738907 0.01738442 0.01308336 0.01247271 0.01141361 0.0103278 0.00954489 0.00943832 0.00877519 0.00969972 0.00961132 0.00947927 0.00932473 0.00916595 0.00901704 0.0088902 0.00886003 0.00885961 0.00951291 0.00836044 0.00925276 0.01076015 0.01230468 0.01422481] | Drag coefficients along blade span
rotorse.ccblade.Px_b | output | N/m | [ 96.95329788 126.82152256 265.11119253 431.72213121 688.00740151 1063.72234652 1539.21886799 2204.72047252 2820.88749368 3227.81434321 3634.89108463 4020.35528471 4384.24907451 4702.73581491 5088.78254015 5487.87371655 5897.1623173 6250.73938395 6541.6665763 6797.34588964 7122.41482772 7308.5943152 7665.26761311 8015.1660141 8269.11800962 8189.44352533 7795.50792175 7138.81190914 5995.34404697 4175.56792997] | Distributed loads in blade-aligned x-direction
rotorse.ccblade.Py_b | output | N/m | [ 39.32231136 72.18371222 -15.78695727 -85.79368239 -224.85568731 -377.97293558 -479.89239219 -575.83647776 -621.51330671 -630.87505314 -639.69398957 -647.71168114 -653.9792098 -656.42716033 -664.38090102 -663.61868742 -669.3853926 -674.09337631 -677.35407711 -679.60431461 -682.4456622 -684.17288481 -689.80419497 -694.5106345 -689.36337582 -679.70427246 -634.48834679 -562.70377861 -447.17984635 -277.33895482] | Distributed loads in blade-aligned y-direction
rotorse.ccblade.Pz_b | output | N/m | [0. 0. 0. 0. 0. 0. 0. 0. 0. 0. 0. 0. 0. 0. 0. 0. 0. 0. 0. 0. 0. 0. 0. 0. 0. 0. 0. 0. 0. 0.] | Distributed loads in blade-aligned z-direction
rotorse.ccblade.Px_af | output | N/m | [ 77.65488171 96.99728574 257.8815425 438.85910016 721.92694918 1118.51070389 1595.4647431 2255.81604248 2864.92226064 3270.56303467 3676.87749635 4061.59257185 4424.65583257 4741.8627712 5125.66852495 5521.09936453 5927.03901053 6277.78905365 6566.20729063 6819.23796683 7139.88579108 7322.68487897 7671.57503969 8009.99845222 8250.13659386 8157.37354709 7753.47792213 7090.28896549 5947.33437843 4139.03065662] | Distributed loads in airfoil x-direction
rotorse.ccblade.Py_af | output | N/m | [ 70.11351858 109.0216192 63.4845057 33.87100115 -52.30434675 -152.65181229 -232.34389426 -321.98446167 -368.65360827 -346.7076624 -319.7084207 -293.68829975 -267.86100408 -247.70591578 -254.22803719 -273.14739263 -307.9103246 -339.86662665 -370.31332382 -404.68100966 -465.35572456 -511.79054671 -615.70595118 -751.76861493 -888.13326904 -993.0961513 -1027.666936 -1003.53046907 -879.39402296 -617.01673979] | Distributed loads in airfoil y-direction
rotorse.ccblade.Pz_af | output | N/m | [0. 0. 0. 0. 0. 0. 0. 0. 0. 0. 0. 0. 0. 0. 0. 0. 0. 0. 0. 0. 0. 0. 0. 0. 0. 0. 0. 0. 0. 0.] | Distributed loads in airfoil z-direction
rotorse.ccblade.LiftF | output | N/m | [-2.13162821e-14 9.24839472e+00 2.04675241e+02 4.05456011e+02 7.13873771e+02 1.12722706e+03 1.61169160e+03 2.27840496e+03 2.88835600e+03 3.28866690e+03 3.69051367e+03 4.07195663e+03 4.43250635e+03 4.74804472e+03 5.13169520e+03 5.52749488e+03 5.93466504e+03 6.28661139e+03 6.57627174e+03 6.83087330e+03 7.15469325e+03 7.34022081e+03 7.69593968e+03 8.04492369e+03 8.29752162e+03 8.21741189e+03 7.82108861e+03 7.16074112e+03 6.01179089e+03 4.18459214e+03] | Distributed lift force
rotorse.ccblade.DragF | output | N/m | [104.62402277 145.63191302 169.23716511 171.31835228 119.57635202 61.05674934 44.06371107 35.36707935 32.93393847 38.1942712 41.83872025 44.22902973 47.07663531 51.88571291 53.04836244 62.83350877 65.96243552 68.27875491 69.71457358 70.30773751 69.92499204 69.29527578 68.33655589 66.5890808 68.33325562 55.90162222 55.60691938 55.2955196 49.90301566 38.38061845] | Distributed drag force
rotorse.ccblade.L_n_opt | output | N/m | [-2.13162821e-14 9.24839472e+00 2.04675241e+02 4.05456011e+02 7.13873771e+02 1.12722706e+03 1.61169160e+03 2.27840496e+03 2.88835600e+03 3.28866690e+03 3.69051367e+03 4.07195663e+03 4.43250635e+03 4.74804472e+03 5.13169520e+03 5.52749488e+03 5.93466504e+03 6.28661139e+03 6.57627174e+03 6.83087330e+03 7.07996557e+03 7.34022081e+03 7.69593968e+03 8.04492369e+03 8.29752162e+03 8.21741189e+03 7.82108861e+03 7.16074112e+03 6.01179089e+03 4.18459214e+03] | Distributed lift force
rotorse.ccblade.D_n_opt | output | N/m | [104.62402277 145.63191302 169.23716511 171.31835228 119.57635202 61.05674934 44.06371107 35.36707935 32.93393847 38.1942712 41.83872025 44.22902973 47.07663531 51.88571291 53.04836244 62.83350877 65.96243552 68.27875491 69.71457358 70.30773751 70.01331792 69.29527578 68.33655589 66.5890808 68.33325562 55.90162222 55.60691938 55.2955196 49.90301566 38.38061845] | Distributed drag force
rotorse.re.precomp.z | output | m | [ 3. 6.44814717 9.89629433 13.3444415 16.79258866 20.24073583 23.68888299 27.13703016 30.58517733 34.03332449 37.48147166 40.92961882 44.37776599 47.82591316 51.27406032 54.72220749 58.17035465 61.61850182 65.06664898 68.51479615 72.99738747 75.41109048 78.85923765 82.30738481 85.75553198 89.20367915 92.65182631 96.09997348 99.54812064 102.99626781] | locations of properties along beam
rotorse.re.Tw_iner | output | deg | [ 32.07801864 -22.33431807 21.97403029 18.97725254 16.62327421 13.98549962 10.9327711 8.18957444 6.63255046 6.52439805 6.52942416 6.51624035 6.48851408 6.36779031 5.93962599 5.35611621 4.73010536 4.20597818 3.75479223 3.30296912 3.09892774 2.10999043 1.1368141 -0.07519816 -1.28341958 -2.30930181 -3.15543539 -3.85291368 -4.46686881 -4.57177729] | Orientation of the section principal inertia axes with respect the blade reference plane
rotorse.re.x_tc | output | m | [-6.97692885e-06 4.82675275e-03 1.14923337e-02 5.66315560e-02 4.51801673e-02 4.31183144e-02 4.67864923e-02 4.27912445e-02 3.86169651e-02 3.43446229e-02 2.89969746e-02 2.50645273e-02 2.28688116e-02 2.26703540e-02 2.33629270e-02 2.49161289e-02 2.67774573e-02 2.82500123e-02 2.97198922e-02 3.10506299e-02 2.72229041e-02 3.36921413e-02 3.52864553e-02 3.80435216e-02 3.84345597e-02 3.91937521e-02 3.96191448e-02 3.83239193e-02 3.39042099e-02 2.67688934e-02] | X-coordinate of the tension-center offset with respect to the XR-YR axes
rotorse.re.y_tc | output | m | [-1.45834643e-04 -7.02036200e-04 6.63973269e-02 -1.02562303e-01 -1.55758442e-01 -1.81864122e-01 -1.95669136e-01 -2.02396091e-01 -1.94888806e-01 -1.77726451e-01 -1.52050210e-01 -1.19601701e-01 -8.82596500e-02 -5.20751365e-02 -3.56302985e-02 -4.12927868e-02 -3.73265373e-02 -5.01482902e-02 -6.36240413e-02 -7.48966276e-02 -5.90343534e-02 -8.82964144e-02 -8.85225151e-02 -8.35530975e-02 -7.60515976e-02 -6.18862863e-02 -4.33606328e-02 -2.28198773e-02 -2.81540801e-04 -9.83902892e-03] | Chordwise offset of the section tension-center with respect to the XR-YR axes
rotorse.re.x_sc | output | m | [-6.97692884e-06 4.82794534e-03 1.15352398e-02 5.80091297e-02 4.64355017e-02 4.41461149e-02 4.75985190e-02 4.33282774e-02 3.90092380e-02 3.46711697e-02 2.93170582e-02 2.54160035e-02 2.32604107e-02 2.31041971e-02 2.38046049e-02 2.53114387e-02 2.69687201e-02 2.85301745e-02 2.99501329e-02 3.11966488e-02 2.72882806e-02 3.38173647e-02 3.54062880e-02 3.81667880e-02 3.85533308e-02 3.93083959e-02 3.97309159e-02 3.84320537e-02 3.40047198e-02 2.67688934e-02] | X-coordinate of the shear-center offset with respect to the XR-YR axes
rotorse.re.y_sc | output | m | [-1.45834643e-04 -1.22712467e-03 5.92767787e-02 -1.14875418e-01 -1.74644797e-01 -2.04298846e-01 -2.17014303e-01 -2.19254938e-01 -2.09512138e-01 -1.92887963e-01 -1.69813533e-01 -1.39651189e-01 -1.09617823e-01 -7.30441771e-02 -5.47876391e-02 -5.60152536e-02 -3.43050827e-02 -5.74505420e-02 -6.80407223e-02 -7.31718594e-02 -5.80609189e-02 -8.71911606e-02 -8.76409103e-02 -8.28597658e-02 -7.55119090e-02 -6.14584676e-02 -4.29979356e-02 -2.24867712e-02 8.86328163e-05 -9.83902892e-03] | Chordwise offset of the section shear-center with respect to the reference frame, XR-YR
rotorse.re.x_cg | output | m | [-6.97692884e-06 8.35459848e-04 -1.63141808e-03 9.73613426e-03 1.13237897e-02 2.02532106e-02 2.99827758e-02 3.26556457e-02 3.27107717e-02 3.07365750e-02 2.71982039e-02 2.41650462e-02 2.23474928e-02 2.15823244e-02 2.20889745e-02 2.31908196e-02 2.47356002e-02 2.56629227e-02 2.65233093e-02 2.71814047e-02 2.12636758e-02 2.84380332e-02 2.91331873e-02 2.98615472e-02 2.93229196e-02 2.93042834e-02 2.92964382e-02 2.82558822e-02 2.47585994e-02 1.91221898e-02] | X-coordinate of the center-of-mass offset with respect to the XR-YR axes
rotorse.re.y_cg | output | m | [-1.45834643e-04 -2.18459382e-03 3.93769769e-02 2.73333231e-04 4.44918361e-03 3.54305805e-02 6.71667399e-02 9.68941712e-02 1.34616103e-01 1.72518356e-01 2.07615332e-01 2.47861748e-01 2.79354197e-01 3.30028932e-01 3.37844461e-01 3.08332855e-01 2.99195741e-01 2.67282983e-01 2.32089749e-01 1.94438409e-01 5.94989752e-02 1.20901279e-01 8.83901257e-02 6.04069649e-02 3.46006929e-02 1.79554117e-02 9.37727906e-03 3.67231610e-03 1.11148359e-03 -2.34159263e-02] | Chordwise offset of the section center of mass with respect to the XR-YR axes
rotorse.re.precomp.flap_iner | output | kg/m | [5.52379497e+03 4.49651648e+03 2.95907655e+03 1.82022728e+03 9.49037531e+02 5.36340678e+02 3.59599403e+02 2.46270955e+02 1.81517428e+02 1.48516763e+02 1.28375532e+02 1.11986492e+02 9.90984186e+01 8.37177568e+01 6.89664253e+01 5.37000484e+01 4.09027439e+01 3.05675536e+01 2.23196923e+01 1.60625876e+01 2.58370366e+01 7.53715616e+00 4.80305112e+00 2.90958741e+00 1.60034905e+00 8.26557517e-01 3.94716347e-01 1.60266571e-01 5.03224632e-02 8.82093686e-03] | Section flap inertia about the Y_G axis per unit length.
rotorse.re.precomp.edge_iner | output | kg/m | [5.52402689e+03 4.44089758e+03 3.56327670e+03 2.77580896e+03 2.12219847e+03 1.71807975e+03 1.45557922e+03 1.26025910e+03 1.12508043e+03 1.03756274e+03 9.83300577e+02 9.29878058e+02 8.80714756e+02 7.93334609e+02 6.91430539e+02 5.49181684e+02 4.36168963e+02 3.32953505e+02 2.46697685e+02 1.78265660e+02 1.66470329e+02 8.60162529e+01 5.71028443e+01 3.64044131e+01 2.13894952e+01 1.20709543e+01 6.32264238e+00 2.83840051e+00 1.04423827e+00 1.75752619e-01] | Section lag inertia about the X_G axis per unit length
rotorse.blade_mass | output | kg | [50075.30374046] | mass of one blade
rotorse.blade_moment_of_inertia | output | kg*m**2 | [67416160.3006491] | mass moment of inertia of blade about hub
rotorse.mass_all_blades | output | kg | [150225.91122138] | mass of all blades
rotorse.I_all_blades | output | kg*m**2 | [2.02248481e+08 1.01124240e+08 1.01124240e+08 0.00000000e+00 0.00000000e+00 0.00000000e+00] | mass moments of inertia of all blades in hub c.s. order:Ixx, Iyy, Izz, Ixy, Ixz, Iyz
rotorse.re.sc_ss_mats | output |  | [[0. 0. 0. 0. 0. 0. 0. 0. 0. 0.] [1. 0. 0. 1. 0. 1. 0. 0. 0. 0.] [1. 0. 0. 1. 0. 1. 0. 0. 0. 0.] [1. 0. 0. 1. 0. 1. 0. 0. 0. 0.] [1. 0. 0. 1. 0. 1. 0. 0. 0. 0.] [1. 0. 0. 1. 0. 1. 0. 0. 0. 0.] [1. 0. 0. 1. 0. 1. 0. 0. 0. 0.] [1. 0. 0. 1. 0. 1. 0. 0. 0. 0.] [1. 0. 0. 1. 0. 1. 0. 0. 0. 0.] [1. 0. 0. 1. 0. 1. 0. 0. 0. 0.] [1. 0. 0. 1. 0. 1. 0. 0. 0. 0.] [1. 0. 0. 1. 0. 1. 0. 0. 0. 0.] [1. 0. 0. 1. 0. 1. 0. 0. 0. 0.] [1. 0. 0. 1. 0. 1. 0. 0. 0. 0.] [1. 0. 0. 1. 0. 1. 0. 0. 0. 0.] [1. 0. 0. 1. 0. 1. 0. 0. 0. 0.] [1. 0. 0. 1. 0. 1. 0. 0. 0. 0.] [1. 0. 0. 1. 0. 1. 0. 0. 0. 0.] [1. 0. 0. 1. 0. 1. 0. 0. 0. 0.] [1. 0. 0. 1. 0. 1. 0. 0. 0. 0.] [1. 0. 0. 1. 0. 1. 0. 0. 0. 0.] [1. 0. 0. 1. 0. 1. 0. 0. 0. 0.] [1. 0. 0. 1. 0. 1. 0. 0. 0. 0.] [1. 0. 0. 1. 0. 1. 0. 0. 0. 0.] [1. 0. 0. 1. 0. 1. 0. 0. 0. 0.] [1. 0. 0. 1. 0. 1. 0. 0. 0. 0.] [1. 0. 0. 1. 0. 1. 0. 0. 0. 0.] [1. 0. 0. 1. 0. 1. 0. 0. 0. 0.] [1. 0. 0. 1. 0. 1. 0. 0. 0. 0.] [1. 0. 0. 1. 0. 1. 0. 0. 0. 0.]] | spar cap, suction side, boolean of materials in each composite layer spanwise, passed as floats for differentiablity, used for Fatigue Analysis
rotorse.re.sc_ps_mats | output |  | [[0. 0. 0. 0. 0. 0. 0. 0. 0. 0.] [1. 0. 0. 1. 0. 1. 0. 0. 0. 0.] [1. 0. 0. 1. 0. 1. 0. 0. 0. 0.] [1. 0. 0. 1. 0. 1. 0. 0. 0. 0.] [1. 0. 0. 1. 0. 1. 0. 0. 0. 0.] [1. 0. 0. 1. 0. 1. 0. 0. 0. 0.] [1. 0. 0. 1. 0. 1. 0. 0. 0. 0.] [1. 0. 0. 1. 0. 1. 0. 0. 0. 0.] [1. 0. 0. 1. 0. 1. 0. 0. 0. 0.] [1. 0. 0. 1. 0. 1. 0. 0. 0. 0.] [1. 0. 0. 1. 0. 1. 0. 0. 0. 0.] [1. 0. 0. 1. 0. 1. 0. 0. 0. 0.] [1. 0. 0. 1. 0. 1. 0. 0. 0. 0.] [1. 0. 0. 1. 0. 1. 0. 0. 0. 0.] [1. 0. 0. 1. 0. 1. 0. 0. 0. 0.] [1. 0. 0. 1. 0. 1. 0. 0. 0. 0.] [1. 0. 0. 1. 0. 1. 0. 0. 0. 0.] [1. 0. 0. 1. 0. 1. 0. 0. 0. 0.] [1. 0. 0. 1. 0. 1. 0. 0. 0. 0.] [1. 0. 0. 1. 0. 1. 0. 0. 0. 0.] [1. 0. 0. 1. 0. 1. 0. 0. 0. 0.] [1. 0. 0. 1. 0. 1. 0. 0. 0. 0.] [1. 0. 0. 1. 0. 1. 0. 0. 0. 0.] [1. 0. 0. 1. 0. 1. 0. 0. 0. 0.] [1. 0. 0. 1. 0. 1. 0. 0. 0. 0.] [1. 0. 0. 1. 0. 1. 0. 0. 0. 0.] [1. 0. 0. 1. 0. 1. 0. 0. 0. 0.] [1. 0. 0. 1. 0. 1. 0. 0. 0. 0.] [1. 0. 0. 1. 0. 1. 0. 0. 0. 0.] [1. 0. 0. 1. 0. 1. 0. 0. 0. 0.]] | spar cap, pressure side, boolean of materials in each composite layer spanwise, passed as floats for differentiablity, used for Fatigue Analysis
rotorse.re.te_ss_mats | output |  | [[0. 0. 0. 0. 0. 0. 0. 0. 0. 0.] [0. 0. 0. 0. 0. 0. 0. 0. 0. 0.] [1. 0. 1. 0. 0. 1. 0. 0. 0. 0.] [1. 0. 1. 0. 0. 1. 0. 0. 0. 0.] [1. 0. 1. 0. 0. 1. 0. 0. 0. 0.] [1. 0. 1. 0. 0. 1. 0. 0. 0. 0.] [1. 0. 1. 0. 0. 1. 0. 0. 0. 0.] [1. 0. 1. 0. 0. 1. 0. 0. 0. 0.] [1. 0. 1. 0. 0. 1. 0. 0. 0. 0.] [1. 0. 1. 0. 0. 1. 0. 0. 0. 0.] [1. 0. 1. 0. 0. 1. 0. 0. 0. 0.] [1. 0. 1. 0. 0. 1. 0. 0. 0. 0.] [1. 0. 1. 0. 0. 1. 0. 0. 0. 0.] [1. 0. 1. 0. 0. 1. 0. 0. 0. 0.] [1. 0. 1. 0. 0. 1. 0. 0. 0. 0.] [1. 0. 1. 0. 0. 1. 0. 0. 0. 0.] [1. 0. 1. 0. 0. 1. 0. 0. 0. 0.] [1. 0. 1. 0. 0. 1. 0. 0. 0. 0.] [1. 0. 1. 0. 0. 1. 0. 0. 0. 0.] [1. 0. 1. 0. 0. 1. 0. 0. 0. 0.] [1. 0. 1. 0. 0. 1. 0. 0. 0. 0.] [1. 0. 1. 0. 0. 1. 0. 0. 0. 0.] [1. 0. 1. 0. 0. 1. 0. 0. 0. 0.] [1. 0. 1. 0. 0. 1. 0. 0. 0. 0.] [1. 0. 1. 0. 0. 1. 0. 0. 0. 0.] [1. 0. 1. 0. 0. 1. 0. 0. 0. 0.] [1. 0. 1. 0. 0. 1. 0. 0. 0. 0.] [1. 0. 1. 0. 0. 1. 0. 0. 0. 0.] [1. 0. 1. 0. 0. 1. 0. 0. 0. 0.] [0. 0. 0. 0. 0. 0. 0. 0. 0. 0.]] | trailing edge reinforcement, suction side, boolean of materials in each composite layer spanwise, passed as floats for differentiablity, used for Fatigue Analysis
rotorse.re.te_ps_mats | output |  | [[0. 0. 0. 0. 0. 0. 0. 0. 0. 0.] [0. 0. 0. 0. 0. 0. 0. 0. 0. 0.] [1. 0. 1. 0. 0. 1. 0. 0. 0. 0.] [1. 0. 1. 0. 0. 1. 0. 0. 0. 0.] [1. 0. 1. 0. 0. 1. 0. 0. 0. 0.] [1. 0. 1. 0. 0. 1. 0. 0. 0. 0.] [1. 0. 1. 0. 0. 1. 0. 0. 0. 0.] [1. 0. 1. 0. 0. 1. 0. 0. 0. 0.] [1. 0. 1. 0. 0. 1. 0. 0. 0. 0.] [1. 0. 1. 0. 0. 1. 0. 0. 0. 0.] [1. 0. 1. 0. 0. 1. 0. 0. 0. 0.] [1. 0. 1. 0. 0. 1. 0. 0. 0. 0.] [1. 0. 1. 0. 0. 1. 0. 0. 0. 0.] [1. 0. 1. 0. 0. 1. 0. 0. 0. 0.] [1. 0. 1. 0. 0. 1. 0. 0. 0. 0.] [1. 0. 1. 0. 0. 1. 0. 0. 0. 0.] [1. 0. 1. 0. 0. 1. 0. 0. 0. 0.] [1. 0. 1. 0. 0. 1. 0. 0. 0. 0.] [1. 0. 1. 0. 0. 1. 0. 0. 0. 0.] [1. 0. 1. 0. 0. 1. 0. 0. 0. 0.] [1. 0. 1. 0. 0. 1. 0. 0. 0. 0.] [1. 0. 1. 0. 0. 1. 0. 0. 0. 0.] [1. 0. 1. 0. 0. 1. 0. 0. 0. 0.] [1. 0. 1. 0. 0. 1. 0. 0. 0. 0.] [1. 0. 1. 0. 0. 1. 0. 0. 0. 0.] [1. 0. 1. 0. 0. 1. 0. 0. 0. 0.] [1. 0. 1. 0. 0. 1. 0. 0. 0. 0.] [1. 0. 1. 0. 0. 1. 0. 0. 0. 0.] [1. 0. 1. 0. 0. 1. 0. 0. 0. 0.] [0. 0. 0. 0. 0. 0. 0. 0. 0. 0.]] | trailing edge reinforcement, pressure side, boolean of materials in each composite layer spanwise, passed as floats for differentiablity, used for Fatigue Analysis
rotorse.wt_class.V_mean | output | m/s | [7.5]
rotorse.wt_class.V_extreme1 | output | m/s | [30.]
rotorse.wt_class.V_extreme50 | output | m/s | [52.5]
towerse.constr_d_to_t | output |  | [ 96.91496253 108.45985024 122.38290531 137.89480143 156.31602724 180.282286 212.42626375 255.07753082 302.31821512 316.59090065]
towerse.constr_taper | output |  | [1. 1. 1. 1. 1. 1. 1. 1. 0.98179869 0.93880853]
towerse.slope | output |  | [1. 1. 1. 1. 1. 1. 1. 1. 0.98179869 0.93880853]
towerse.thickness_slope | output |  | [0.89355612 0.88623366 0.8875092 0.88215395 0.8670626 0.84868172 0.83279097 0.83605997 0.91719931]
towerse.member.ca_usr_grid_full | output |  | [0. 0. 0. 0. 0. 0. 0. 0. 0. 0. 0. 0. 0. 0. 0. 0. 0. 0. 0. 0. 0. 0. 0. 0. 0. 0. 0. 0. 0. 0. 0.]
towerse.member.cd_usr_grid_full | output |  | [0. 0. 0. 0. 0. 0. 0. 0. 0. 0. 0. 0. 0. 0. 0. 0. 0. 0. 0. 0. 0. 0. 0. 0. 0. 0. 0. 0. 0. 0. 0.]
towerse.member.nu_full | output |  | [0.26103405 0.26103405 0.26103405 0.26103405 0.26103405 0.26103405 0.26103405 0.26103405 0.26103405 0.26103405 0.26103405 0.26103405 0.26103405 0.26103405 0.26103405 0.26103405 0.26103405 0.26103405 0.26103405 0.26103405 0.26103405 0.26103405 0.26103405 0.26103405 0.26103405 0.26103405 0.26103405 0.26103405 0.26103405 0.26103405]
towerse.member.nodes_r | output | m | [3. 3. 3. 3. 3. 3. 3. 3. 3. 3. 3. 3. 3. 3. 3. 3. 3. 3. 3. 3. 3. 3. 3. 3. 3. 2.98179869 2.96359738 2.94539607 2.88531836 2.82524066 2.76516296]
towerse.member.center_of_buoyancy | output | m | [0. 0. 0.]
towerse.member.displacement | output | m**3 | [0.]
towerse.member.buoyancy_force | output | N | [0.]
towerse.member.idx_cb | output |  | [0.]
towerse.member.Awater | output | m**2 | [0.]
towerse.member.Iwaterx | output | m**4 | [0.]
towerse.member.Iwatery | output | m**4 | [0.]
towerse.member.added_mass | output | kg | [0. 0. 0. 0. 0. 0.]
towerse.member.waterline_centroid | output | m | [0. 0.]
towerse.member.z_dim | output | m | [ 0. 4.56666667 9.13333333 13.7 18.26666667 22.83333333 27.4 31.96666667 36.53333333 41.1 45.66666667 50.23333333 54.8 59.36666667 63.93333333 68.5 73.06666667 77.63333333 82.2 86.76666667 91.33333333 95.9 100.46666667 105.03333333 109.6 114.16666667 118.73333333 123.3 127.86666667 132.43333333 137. ]
towerse.member.d_eff | output | m | [6. 6. 6. 6. 6. 6. 6. 6. 6. 6. 6. 6. 6. 6. 6. 6. 6. 6. 6. 6. 6. 6. 6. 6. 6. 5.96359738 5.92719475 5.89079213 5.77063673 5.65048132 5.53032592]
towerse.tower_section_height | output | m | [13.7 13.7 13.7 13.7 13.7 13.7 13.7 13.7 13.7 13.7]
towerse.member.sigma_ult | output | Pa | [4.5e+08 4.5e+08 4.5e+08 4.5e+08 4.5e+08 4.5e+08 4.5e+08 4.5e+08 4.5e+08 4.5e+08]
towerse.member.wohler_exp | output |  | [3. 3. 3. 3. 3. 3. 3. 3. 3. 3.]
towerse.member.wohler_A | output |  | [3.55346484e+10 3.55346484e+10 3.55346484e+10 3.55346484e+10 3.55346484e+10 3.55346484e+10 3.55346484e+10 3.55346484e+10 3.55346484e+10 3.55346484e+10]
towerse.member.ballast_density | output | kg/m**3 | []
towerse.member.ballast_unit_cost | output | USD/kg | []
towerse.z_param | output | m | [ 0. 13.7 27.4 41.1 54.8 68.5 82.2 95.9 109.6 123.3 137. ]
towerse.member.sec_loc | output |  | [0. 0.11111111 0.22222222 0.33333333 0.44444444 0.55555556 0.66666667 0.77777778 0.88888889 1. ] | normalized sectional location
towerse.member.str_tw | output | deg | [0. 0. 0. 0. 0. 0. 0. 0. 0. 0.] | structural twist of section
towerse.member.tw_iner | output | deg | [0. 0. 0. 0. 0. 0. 0. 0. 0. 0.] | inertial twist of section
towerse.member.mass_den | output | kg/m | [9639.07703025 8622.61477518 7649.74157786 6795.5079111 5999.84470102 5206.69361172 4422.55525651 3685.97686814 3055.5302826 2692.2359476 ] | sectional mass per unit length
towerse.member.foreaft_iner | output | kg*m | [42489.95080603 38092.8587395 33865.87425039 30139.47858934 26656.0659907 23171.6359823 19715.00747676 16457.35200697 13411.73964167 10905.28025034] | sectional fore-aft intertia per unit length about the Y_G inertia axis
towerse.member.sideside_iner | output | kg*m | [42489.95080603 38092.8587395 33865.87425039 30139.47858934 26656.0659907 23171.6359823 19715.00747676 16457.35200697 13411.73964167 10905.28025034] | sectional side-side intertia per unit length about the Y_G inertia axis
towerse.member.foreaft_stff | output | N*m**2 | [1.01821114e+12 9.12841091e+11 8.11547430e+11 7.22249667e+11 6.38774646e+11 5.55275245e+11 4.72442067e+11 3.94376995e+11 3.21393234e+11 2.61329505e+11] | sectional fore-aft bending stiffness per unit length about the Y_E elastic axis
towerse.member.sideside_stff | output | N*m**2 | [1.01821114e+12 9.12841091e+11 8.11547430e+11 7.22249667e+11 6.38774646e+11 5.55275245e+11 4.72442067e+11 3.94376995e+11 3.21393234e+11 2.61329505e+11] | sectional side-side bending stiffness per unit length about the Y_E elastic axis
towerse.member.tor_stff | output | N*m**2 | [8.07441433e+11 7.23882985e+11 6.43557112e+11 5.72743986e+11 5.06548295e+11 4.40333269e+11 3.74646560e+11 3.12740957e+11 2.54864834e+11 2.07234298e+11] | sectional torsional stiffness
towerse.member.axial_stff | output | N | [2.30986749e+11 2.06628679e+11 1.83315159e+11 1.62844666e+11 1.43777731e+11 1.24770995e+11 1.05980236e+11 8.83291845e+10 7.32214302e+10 6.45155990e+10] | sectional axial stiffness
towerse.member.cg_offst | output | m | [0. 0. 0. 0. 0. 0. 0. 0. 0. 0.] | offset from the sectional center of mass
towerse.member.sc_offst | output | m | [0. 0. 0. 0. 0. 0. 0. 0. 0. 0.] | offset from the sectional shear center
towerse.member.tc_offst | output | m | [0. 0. 0. 0. 0. 0. 0. 0. 0. 0.] | offset from the sectional tension center
towerse.member.axial_load2stress | output | m**2 | [[0. 0. 0.86585053 0.58926875 0.58926875 0. ] [0. 0. 0.96791985 0.65728855 0.65728855 0. ] [0. 0. 1.09101725 0.73932832 0.73932832 0. ] [0. 0. 1.22816427 0.83073766 0.83073766 0. ] [0. 0. 1.391036 0.93929839 0.93929839 0. ] [0. 0. 1.60293665 1.0805452 1.0805452 0. ] [0. 0. 1.88714431 1.26999698 1.26999698 0. ] [0. 0. 2.26425729 1.52138692 1.52138692 0. ] [0. 0. 2.73144077 1.84988215 1.84988215 0. ] [0. 0. 3.10002547 2.1851949 2.1851949 0. ]]
towerse.member.shear_load2stress | output | m**2 | [[1.41927333 1.41927333 0. 0. 0. 0.29463437] [1.5874111 1.5874111 0. 0. 0. 0.32864428] [1.79017882 1.79017882 0. 0. 0. 0.36966416] [2.01608074 2.01608074 0. 0. 0. 0.41536883] [2.28434708 2.28434708 0. 0. 0. 0.4696492 ] [2.63336006 2.63336006 0. 0. 0. 0.5402726 ] [3.10145671 3.10145671 0. 0. 0. 0.63499849] [3.72255939 3.72255939 0. 0. 0. 0.76069346] [4.4918757 4.4918757 0. 0. 0. 0.92494108] [5.09835809 5.09835809 0. 0. 0. 1.09259745]]
towerse.member.labor_hours | output | h | [1087.52950759]
towerse.tower_cost | output | USD | [2148240.64007646]
towerse.member.section_D | output | m | [6. 6. 6. 6. 6. 6. 6. 6. 6. 6. 6. 6. 6. 6. 6. 6. 6. 6. 6. 6. 6. 6. 6. 6. 5.98179869 5.94539607 5.90899344 5.83071443 5.71055903 5.59040362]
towerse.member.section_t | output | m | [0.06624364 0.06624364 0.06624364 0.05919241 0.05919241 0.05919241 0.05245831 0.05245831 0.05245831 0.04655723 0.04655723 0.04655723 0.04107064 0.04107064 0.04107064 0.03561082 0.03561082 0.03561082 0.03022225 0.03022225 0.03022225 0.02516882 0.02516882 0.02516882 0.02104264 0.02104264 0.02104264 0.0193003 0.0193003 0.0193003 ]
towerse.member.section_sigma_y | output | Pa | [3.45e+08 3.45e+08 3.45e+08 3.45e+08 3.45e+08 3.45e+08 3.45e+08 3.45e+08 3.45e+08 3.45e+08 3.45e+08 3.45e+08 3.45e+08 3.45e+08 3.45e+08 3.45e+08 3.45e+08 3.45e+08 3.45e+08 3.45e+08 3.45e+08 3.45e+08 3.45e+08 3.45e+08 3.45e+08 3.45e+08 3.45e+08 3.45e+08 3.45e+08 3.45e+08]
towerse.height_constraint | output | m | [3.]
towerse.transition_piece_height | output | m | [0.]
towerse.z_start | output | m | [0.]
af_3d.cl_corrected | output |  | [[[[ 0.00000000e+00] [ 0.00000000e+00] [ 0.00000000e+00] [ 0.00000000e+00] [ 0.00000000e+00]] [[ 0.00000000e+00] [ 0.00000000e+00] [ 0.00000000e+00] [ 0.00000000e+00] [ 0.00000000e+00]] [[ 0.00000000e+00] [ 0.00000000e+00] [ 0.00000000e+00] [ 0.00000000e+00] [ 0.00000000e+00]] ... [[ 0.00000000e+00] [ 0.00000000e+00] [ 0.00000000e+00] [ 0.00000000e+00] [ 0.00000000e+00]] [[ 0.00000000e+00] [ 0.00000000e+00] [ 0.00000000e+00] [ 0.00000000e+00] [ 0.00000000e+00]] [[ 0.00000000e+00] [ 0.00000000e+00] [ 0.00000000e+00] [ 0.00000000e+00] [ 0.00000000e+00]]] [[[ 0.00000000e+00] [ 0.00000000e+00] [ 0.00000000e+00] [ 0.00000000e+00] [ 0.00000000e+00]] [[ 2.26137991e-03] [ 1.94775724e-03] [ 1.92094234e-03] [ 1.93109733e-03] [ 1.89340473e-03]] [[ 4.52275988e-03] [ 3.89551453e-03] [ 3.84188473e-03] [ 3.86219472e-03] [ 3.78680952e-03]] ... [[-4.52275988e-03] [-3.89551453e-03] [-3.84188473e-03] [-3.86219472e-03] [-3.78680952e-03]] [[-2.26137991e-03] [-1.94775724e-03] [-1.92094234e-03] [-1.93109733e-03] [-1.89340473e-03]] [[-7.53598903e-19] [-7.53598903e-19] [-7.53598903e-19] [-7.53598903e-19] [-7.53598903e-19]]] [[[ 0.00000000e+00] [ 0.00000000e+00] [ 0.00000000e+00] [ 0.00000000e+00] [ 0.00000000e+00]] [[ 2.24911443e-02] [ 2.00611592e-02] [ 1.98552462e-02] [ 1.99331949e-02] [ 1.96440645e-02]] [[ 4.49822890e-02] [ 4.01223189e-02] [ 3.97104929e-02] [ 3.98663903e-02] [ 3.92881293e-02]] ... [[-4.49822890e-02] [-4.01223189e-02] [-3.97104929e-02] [-3.98663903e-02] [-3.92881293e-02]] [[-2.24911443e-02] [-2.00611592e-02] [-1.98552462e-02] [-1.99331949e-02] [-1.96440645e-02]] [[-6.25425624e-18] [-6.25425624e-18] [-6.25425624e-18] [-6.25425624e-18] [-6.25425624e-18]]] ... [[[ 0.00000000e+00] [ 0.00000000e+00] [ 0.00000000e+00] [ 0.00000000e+00] [ 0.00000000e+00]] [[ 1.81891218e-01] [ 1.86009734e-01] [ 1.87437603e-01] [ 1.94392998e-01] [ 1.98011589e-01]] [[ 3.63782435e-01] [ 3.72019469e-01] [ 3.74875206e-01] [ 3.88785996e-01] [ 3.96023178e-01]] ... [[-3.63782435e-01] [-3.72019469e-01] [-3.74875206e-01] [-3.88785996e-01] [-3.96023178e-01]] [[-1.81891218e-01] [-1.86009734e-01] [-1.87437603e-01] [-1.94392998e-01] [-1.98011589e-01]] [[ 1.38777878e-17] [ 0.00000000e+00] [ 6.93889390e-18] [ 1.38777878e-17] [ 0.00000000e+00]]] [[[ 0.00000000e+00] [ 0.00000000e+00] [ 0.00000000e+00] [ 0.00000000e+00] [ 0.00000000e+00]] [[ 1.91313607e-01] [ 1.96662846e-01] [ 1.98266810e-01] [ 2.04863588e-01] [ 2.08470811e-01]] [[ 3.82627215e-01] [ 3.93325692e-01] [ 3.96533620e-01] [ 4.09727176e-01] [ 4.16941622e-01]] ... [[-3.82627215e-01] [-3.93325692e-01] [-3.96533620e-01] [-4.09727176e-01] [-4.16941622e-01]] [[-1.91313607e-01] [-1.96662846e-01] [-1.98266810e-01] [-2.04863588e-01] [-2.08470811e-01]] [[ 1.38777878e-17] [-1.38777878e-17] [ 0.00000000e+00] [ 1.38777878e-17] [ 0.00000000e+00]]] [[[ 0.00000000e+00] [ 0.00000000e+00] [ 0.00000000e+00] [ 0.00000000e+00] [ 0.00000000e+00]] [[ 2.02449660e-01] [ 2.09583515e-01] [ 2.11419915e-01] [ 2.17381080e-01] [ 2.21043270e-01]] [[ 4.04899320e-01] [ 4.19167029e-01] [ 4.22839830e-01] [ 4.34762160e-01] [ 4.42086540e-01]] ... [[-4.04899320e-01] [-4.19167029e-01] [-4.22839830e-01] [-4.34762160e-01] [-4.42086540e-01]] [[-2.02449660e-01] [-2.09583515e-01] [-2.11419915e-01] [-2.17381080e-01] [-2.21043270e-01]] [[-2.77555756e-17] [-1.38777878e-17] [ 1.38777878e-17] [ 0.00000000e+00] [-4.16333634e-17]]]] | Lift coefficient corrected with CCBlade.Polar.
af_3d.cd_corrected | output |  | [[[[0.5 ] [0.5 ] [0.5 ] [0.5 ] [0.5 ]] [[0.5 ] [0.5 ] [0.5 ] [0.5 ] [0.5 ]] [[0.5 ] [0.5 ] [0.5 ] [0.5 ] [0.5 ]] ... [[0.5 ] [0.5 ] [0.5 ] [0.5 ] [0.5 ]] [[0.5 ] [0.5 ] [0.5 ] [0.5 ] [0.5 ]] [[0.5 ] [0.5 ] [0.5 ] [0.5 ] [0.5 ]]] [[[0.48317224] [0.48317224] [0.48317224] [0.48317224] [0.48317224]] [[0.48317224] [0.48317224] [0.48317224] [0.48317224] [0.48317224]] [[0.48317224] [0.48317224] [0.48317224] [0.48317224] [0.48317224]] ... [[0.48317224] [0.48317224] [0.48317224] [0.48317224] [0.48317224]] [[0.48317224] [0.48317224] [0.48317224] [0.48317224] [0.48317224]] [[0.48317224] [0.48317224] [0.48317224] [0.48317224] [0.48317224]]] [[[0.34328947] [0.34328947] [0.34328947] [0.34328947] [0.34328947]] [[0.34328947] [0.34328947] [0.34328947] [0.34328947] [0.34328947]] [[0.34328947] [0.34328947] [0.34328947] [0.34328947] [0.34328947]] ... [[0.34328947] [0.34328947] [0.34328947] [0.34328947] [0.34328947]] [[0.34328947] [0.34328947] [0.34328947] [0.34328947] [0.34328947]] [[0.34328947] [0.34328947] [0.34328947] [0.34328947] [0.34328947]]] ... [[[0.001 ] [0.001 ] [0.001 ] [0.001 ] [0.001 ]] [[0.001 ] [0.001 ] [0.001 ] [0.001 ] [0.001 ]] [[0.001 ] [0.001 ] [0.001 ] [0.001 ] [0.001 ]] ... [[0.001 ] [0.001 ] [0.001 ] [0.001 ] [0.001 ]] [[0.001 ] [0.001 ] [0.001 ] [0.001 ] [0.001 ]] [[0.001 ] [0.001 ] [0.001 ] [0.001 ] [0.001 ]]] [[[0.001 ] [0.001 ] [0.001 ] [0.001 ] [0.001 ]] [[0.001 ] [0.001 ] [0.001 ] [0.001 ] [0.001 ]] [[0.001 ] [0.001 ] [0.001 ] [0.001 ] [0.001 ]] ... [[0.001 ] [0.001 ] [0.001 ] [0.001 ] [0.001 ]] [[0.001 ] [0.001 ] [0.001 ] [0.001 ] [0.001 ]] [[0.001 ] [0.001 ] [0.001 ] [0.001 ] [0.001 ]]] [[[0.001 ] [0.001 ] [0.001 ] [0.001 ] [0.001 ]] [[0.001 ] [0.001 ] [0.001 ] [0.001 ] [0.001 ]] [[0.001 ] [0.001 ] [0.001 ] [0.001 ] [0.001 ]] ... [[0.001 ] [0.001 ] [0.001 ] [0.001 ] [0.001 ]] [[0.001 ] [0.001 ] [0.001 ] [0.001 ] [0.001 ]] [[0.001 ] [0.001 ] [0.001 ] [0.001 ] [0.001 ]]]] | Drag coefficient corrected with CCBlade.Polar.
af_3d.cm_corrected | output |  | [[[[ 0.00000000e+00] [ 0.00000000e+00] [ 0.00000000e+00] [ 0.00000000e+00] [ 0.00000000e+00]] [[ 0.00000000e+00] [ 0.00000000e+00] [ 0.00000000e+00] [ 0.00000000e+00] [ 0.00000000e+00]] [[ 0.00000000e+00] [ 0.00000000e+00] [ 0.00000000e+00] [ 0.00000000e+00] [ 0.00000000e+00]] ... [[ 0.00000000e+00] [ 0.00000000e+00] [ 0.00000000e+00] [ 0.00000000e+00] [ 0.00000000e+00]] [[ 0.00000000e+00] [ 0.00000000e+00] [ 0.00000000e+00] [ 0.00000000e+00] [ 0.00000000e+00]] [[ 0.00000000e+00] [ 0.00000000e+00] [ 0.00000000e+00] [ 0.00000000e+00] [ 0.00000000e+00]]] [[[ 0.00000000e+00] [ 0.00000000e+00] [ 0.00000000e+00] [ 0.00000000e+00] [ 0.00000000e+00]] [[ 6.01446903e-03] [ 6.01446903e-03] [ 6.01446903e-03] [ 6.01446903e-03] [ 6.01446903e-03]] [[ 1.03917777e-02] [ 1.03917777e-02] [ 1.03917777e-02] [ 1.03917777e-02] [ 1.03917777e-02]] ... [[-1.50454748e-02] [-1.50454748e-02] [-1.50454748e-02] [-1.50454748e-02] [-1.50454748e-02]] [[-8.95340984e-03] [-8.95340984e-03] [-8.95340984e-03] [-8.95340984e-03] [-8.95340984e-03]] [[ 0.00000000e+00] [ 0.00000000e+00] [ 0.00000000e+00] [ 0.00000000e+00] [ 0.00000000e+00]]] [[[ 0.00000000e+00] [ 0.00000000e+00] [ 0.00000000e+00] [ 0.00000000e+00] [ 0.00000000e+00]] [[ 5.29945751e-02] [ 5.29945751e-02] [ 5.29945751e-02] [ 5.29945751e-02] [ 5.29945751e-02]] [[ 9.32521557e-02] [ 9.32521557e-02] [ 9.32521557e-02] [ 9.32521557e-02] [ 9.32521557e-02]] ... [[-1.32558809e-01] [-1.32558809e-01] [-1.32558809e-01] [-1.32558809e-01] [-1.32558809e-01]] [[-7.74099366e-02] [-7.74099366e-02] [-7.74099366e-02] [-7.74099366e-02] [-7.74099366e-02]] [[ 0.00000000e+00] [ 0.00000000e+00] [ 0.00000000e+00] [ 0.00000000e+00] [ 0.00000000e+00]]] ... [[[ 0.00000000e+00] [ 0.00000000e+00] [ 0.00000000e+00] [ 0.00000000e+00] [ 0.00000000e+00]] [[ 1.20000000e-01] [ 1.20000000e-01] [ 1.20000000e-01] [ 1.20000000e-01] [ 1.20000000e-01]] [[ 2.40000000e-01] [ 2.40000000e-01] [ 2.40000000e-01] [ 2.40000000e-01] [ 2.40000000e-01]] ... [[-3.00000000e-01] [-3.00000000e-01] [-3.00000000e-01] [-3.00000000e-01] [-3.00000000e-01]] [[-1.50000000e-01] [-1.50000000e-01] [-1.50000000e-01] [-1.50000000e-01] [-1.50000000e-01]] [[-1.38777878e-17] [-1.38777878e-17] [-1.38777878e-17] [-1.38777878e-17] [-1.38777878e-17]]] [[[ 0.00000000e+00] [ 0.00000000e+00] [ 0.00000000e+00] [ 0.00000000e+00] [ 0.00000000e+00]] [[ 1.20000000e-01] [ 1.20000000e-01] [ 1.20000000e-01] [ 1.20000000e-01] [ 1.20000000e-01]] [[ 2.40000000e-01] [ 2.40000000e-01] [ 2.40000000e-01] [ 2.40000000e-01] [ 2.40000000e-01]] ... [[-3.00000000e-01] [-3.00000000e-01] [-3.00000000e-01] [-3.00000000e-01] [-3.00000000e-01]] [[-1.50000000e-01] [-1.50000000e-01] [-1.50000000e-01] [-1.50000000e-01] [-1.50000000e-01]] [[-1.38777878e-17] [-1.38777878e-17] [-1.38777878e-17] [-1.38777878e-17] [-1.38777878e-17]]] [[[ 0.00000000e+00] [ 0.00000000e+00] [ 0.00000000e+00] [ 0.00000000e+00] [ 0.00000000e+00]] [[ 1.20000000e-01] [ 1.20000000e-01] [ 1.20000000e-01] [ 1.20000000e-01] [ 1.20000000e-01]] [[ 2.40000000e-01] [ 2.40000000e-01] [ 2.40000000e-01] [ 2.40000000e-01] [ 2.40000000e-01]] ... [[-3.00000000e-01] [-3.00000000e-01] [-3.00000000e-01] [-3.00000000e-01] [-3.00000000e-01]] [[-1.50000000e-01] [-1.50000000e-01] [-1.50000000e-01] [-1.50000000e-01] [-1.50000000e-01]] [[-1.38777878e-17] [-1.38777878e-17] [-1.38777878e-17] [-1.38777878e-17] [-1.38777878e-17]]]] | Moment coefficient corrected with CCblade.Polar.
airfoils.ac | output |  | [0.5 0.316 0.316 0.282 0.266 0.265 0.228] | 1D array of the aerodynamic centers of each airfoil.
airfoils.r_thick | output |  | [1. 0.5 0.36 0.301 0.241 0.211 0.18 ] | 1D array of the relative thicknesses of each airfoil.
airfoils.aoa | output | rad | [-3.14159265 -3.08923278 -3.0368729 -2.98451302 -2.93215314 -2.87979327 -2.82743339 -2.77507351 -2.72271363 -2.67035376 -2.61799388 -2.565634 -2.51327412 -2.46091425 -2.40855437 -2.35619449 -2.30383461 -2.25147474 -2.19911486 -2.14675498 -2.0943951 -2.04203522 -1.98967535 -1.93731547 -1.88495559 -1.83259571 -1.78023584 -1.72787596 -1.67551608 -1.6231562 -1.57079633 -1.51843645 -1.46607657 -1.41371669 -1.36135682 -1.30899694 -1.25663706 -1.20427718 -1.15191731 -1.09955743 -1.04719755 -0.99483767 -0.9424778 -0.89011792 -0.83775804 -0.78539816 -0.73303829 -0.68067841 -0.62831853 -0.57595865 -0.52359878 -0.51302102 -0.50244327 -0.49186552 -0.48128776 -0.47071001 -0.46013226 -0.4495545 -0.43897675 -0.428399 -0.41782125 -0.40724349 -0.39666574 -0.38608799 -0.37551023 -0.36493248 -0.35435473 -0.34377697 -0.33319922 -0.32262147 -0.31204371 -0.30146596 -0.29088821 -0.28031046 -0.2697327 -0.25915495 -0.2485772 -0.23799944 -0.22742169 -0.21684394 -0.20626618 -0.19568843 -0.18511068 -0.17453293 -0.16395517 -0.15337742 -0.14279967 -0.13222191 -0.12164416 -0.11106641 -0.10048865 -0.0899109 -0.07933315 -0.06875539 -0.05817764 -0.04759989 -0.03702214 -0.02644438 -0.01586663 -0.00528888 0.00528888 0.01586663 0.02644438 0.03702214 0.04759989 0.05817764 0.06875539 0.07933315 0.0899109 0.10048865 0.11106641 0.12164416 0.13222191 0.14279967 0.15337742 0.16395517 0.17453293 0.18511068 0.19568843 0.20626618 0.21684394 0.22742169 0.23799944 0.2485772 0.25915495 0.2697327 0.28031046 0.29088821 0.30146596 0.31204371 0.32262147 0.33319922 0.34377697 0.35435473 0.36493248 0.37551023 0.38608799 0.39666574 0.40724349 0.41782125 0.428399 0.43897675 0.4495545 0.46013226 0.47071001 0.48128776 0.49186552 0.50244327 0.51302102 0.52359878 0.57595865 0.62831853 0.68067841 0.73303829 0.78539816 0.83775804 0.89011792 0.9424778 0.99483767 1.04719755 1.09955743 1.15191731 1.20427718 1.25663706 1.30899694 1.36135682 1.41371669 1.46607657 1.51843645 1.57079633 1.6231562 1.67551608 1.72787596 1.78023584 1.83259571 1.88495559 1.93731547 1.98967535 2.04203522 2.0943951 2.14675498 2.19911486 2.25147474 2.30383461 2.35619449 2.40855437 2.46091425 2.51327412 2.565634 2.61799388 2.67035376 2.72271363 2.77507351 2.82743339 2.87979327 2.93215314 2.98451302 3.0368729 3.08923278 3.14159265] | 1D array of the angles of attack used to define the polars of the airfoils. All airfoils defined in openmdao share this grid.
airfoils.Re | output |  | [ 3000000. 5280000. 6000000. 9000000. 12000000.] | 1D array of the Reynolds numbers used to define the polars of the airfoils. All airfoils defined in openmdao share this grid.
airfoils.cl | output |  | [[[[ 0.00000000e+00] [ 0.00000000e+00] [ 0.00000000e+00] [ 0.00000000e+00] [ 0.00000000e+00]] [[ 0.00000000e+00] [ 0.00000000e+00] [ 0.00000000e+00] [ 0.00000000e+00] [ 0.00000000e+00]] [[ 0.00000000e+00] [ 0.00000000e+00] [ 0.00000000e+00] [ 0.00000000e+00] [ 0.00000000e+00]] ... [[ 0.00000000e+00] [ 0.00000000e+00] [ 0.00000000e+00] [ 0.00000000e+00] [ 0.00000000e+00]] [[ 0.00000000e+00] [ 0.00000000e+00] [ 0.00000000e+00] [ 0.00000000e+00] [ 0.00000000e+00]] [[ 0.00000000e+00] [ 0.00000000e+00] [ 0.00000000e+00] [ 0.00000000e+00] [ 0.00000000e+00]]] [[[ 0.00000000e+00] [ 0.00000000e+00] [ 0.00000000e+00] [ 0.00000000e+00] [ 0.00000000e+00]] [[ 1.22100448e-01] [ 1.22100448e-01] [ 1.22100448e-01] [ 1.22100448e-01] [ 1.22100448e-01]] [[ 2.44200897e-01] [ 2.44200897e-01] [ 2.44200897e-01] [ 2.44200897e-01] [ 2.44200897e-01]] ... [[-2.44200897e-01] [-2.44200897e-01] [-2.44200897e-01] [-2.44200897e-01] [-2.44200897e-01]] [[-1.22100448e-01] [-1.22100448e-01] [-1.22100448e-01] [-1.22100448e-01] [-1.22100448e-01]] [[-1.34424078e-17] [-1.34424078e-17] [-1.34424078e-17] [-1.34424078e-17] [-1.34424078e-17]]] [[[ 0.00000000e+00] [ 0.00000000e+00] [ 0.00000000e+00] [ 0.00000000e+00] [ 0.00000000e+00]] [[ 1.57528665e-01] [ 1.63580197e-01] [ 1.64098095e-01] [ 1.63901955e-01] [ 1.64630025e-01]] [[ 3.15057330e-01] [ 3.27160395e-01] [ 3.28196190e-01] [ 3.27803910e-01] [ 3.29260050e-01]] ... [[-3.15057330e-01] [-3.27160395e-01] [-3.28196190e-01] [-3.27803910e-01] [-3.29260050e-01]] [[-1.57528665e-01] [-1.63580197e-01] [-1.64098095e-01] [-1.63901955e-01] [-1.64630025e-01]] [[ 0.00000000e+00] [ 2.64361049e-18] [ 2.80518940e-18] [ 0.00000000e+00] [ 1.10725984e-17]]] ... [[[ 0.00000000e+00] [ 0.00000000e+00] [ 0.00000000e+00] [ 0.00000000e+00] [ 0.00000000e+00]] [[ 1.81712160e-01] [ 1.89787656e-01] [ 1.91505405e-01] [ 1.95913725e-01] [ 2.00357430e-01]] [[ 3.63424320e-01] [ 3.79575312e-01] [ 3.83010810e-01] [ 3.91827450e-01] [ 4.00714860e-01]] ... [[-3.63424320e-01] [-3.79575312e-01] [-3.83010810e-01] [-3.91827450e-01] [-4.00714860e-01]] [[-1.81712160e-01] [-1.89787656e-01] [-1.91505405e-01] [-1.95913725e-01] [-2.00357430e-01]] [[-1.10725984e-17] [-8.80138702e-19] [ 0.00000000e+00] [ 0.00000000e+00] [ 0.00000000e+00]]] [[[ 0.00000000e+00] [ 0.00000000e+00] [ 0.00000000e+00] [ 0.00000000e+00] [ 0.00000000e+00]] [[ 1.74256425e-01] [ 1.77577080e-01] [ 1.78876950e-01] [ 1.85995005e-01] [ 1.89664125e-01]] [[ 3.48512850e-01] [ 3.55154161e-01] [ 3.57753900e-01] [ 3.71990010e-01] [ 3.79328250e-01]] ... [[-3.48512850e-01] [-3.55154161e-01] [-3.57753900e-01] [-3.71990010e-01] [-3.79328250e-01]] [[-1.74256425e-01] [-1.77577080e-01] [-1.78876950e-01] [-1.85995005e-01] [-1.89664125e-01]] [[ 0.00000000e+00] [ 0.00000000e+00] [ 0.00000000e+00] [ 1.10725984e-17] [ 0.00000000e+00]]] [[[ 0.00000000e+00] [ 0.00000000e+00] [ 0.00000000e+00] [ 0.00000000e+00] [ 0.00000000e+00]] [[ 2.02449660e-01] [ 2.09583515e-01] [ 2.11419915e-01] [ 2.17381080e-01] [ 2.21043270e-01]] [[ 4.04899320e-01] [ 4.19167029e-01] [ 4.22839830e-01] [ 4.34762160e-01] [ 4.42086540e-01]] ... [[-4.04899320e-01] [-4.19167029e-01] [-4.22839830e-01] [-4.34762160e-01] [-4.42086540e-01]] [[-2.02449660e-01] [-2.09583515e-01] [-2.11419915e-01] [-2.17381080e-01] [-2.21043270e-01]] [[-2.80518940e-18] [-1.05413865e-18] [ 0.00000000e+00] [ 1.38777878e-17] [-1.38777878e-17]]]] | 4D array with the lift coefficients of the airfoils. Dimension 0 is along the different airfoils defined in the yaml, dimension 1 is along the angles of attack, dimension 2 is along the Reynolds number, dimension 3 is along the number of tabs, which may describe multiple sets at the same station, for example in presence of a flap.
airfoils.cd | output |  | [[[[0.5 ] [0.5 ] [0.5 ] [0.5 ] [0.5 ]] [[0.5 ] [0.5 ] [0.5 ] [0.5 ] [0.5 ]] [[0.5 ] [0.5 ] [0.5 ] [0.5 ] [0.5 ]] ... [[0.5 ] [0.5 ] [0.5 ] [0.5 ] [0.5 ]] [[0.5 ] [0.5 ] [0.5 ] [0.5 ] [0.5 ]] [[0.5 ] [0.5 ] [0.5 ] [0.5 ] [0.5 ]]] [[[0.001] [0.001] [0.001] [0.001] [0.001]] [[0.001] [0.001] [0.001] [0.001] [0.001]] [[0.001] [0.001] [0.001] [0.001] [0.001]] ... [[0.001] [0.001] [0.001] [0.001] [0.001]] [[0.001] [0.001] [0.001] [0.001] [0.001]] [[0.001] [0.001] [0.001] [0.001] [0.001]]] [[[0.001] [0.001] [0.001] [0.001] [0.001]] [[0.001] [0.001] [0.001] [0.001] [0.001]] [[0.001] [0.001] [0.001] [0.001] [0.001]] ... [[0.001] [0.001] [0.001] [0.001] [0.001]] [[0.001] [0.001] [0.001] [0.001] [0.001]] [[0.001] [0.001] [0.001] [0.001] [0.001]]] ... [[[0.001] [0.001] [0.001] [0.001] [0.001]] [[0.001] [0.001] [0.001] [0.001] [0.001]] [[0.001] [0.001] [0.001] [0.001] [0.001]] ... [[0.001] [0.001] [0.001] [0.001] [0.001]] [[0.001] [0.001] [0.001] [0.001] [0.001]] [[0.001] [0.001] [0.001] [0.001] [0.001]]] [[[0.001] [0.001] [0.001] [0.001] [0.001]] [[0.001] [0.001] [0.001] [0.001] [0.001]] [[0.001] [0.001] [0.001] [0.001] [0.001]] ... [[0.001] [0.001] [0.001] [0.001] [0.001]] [[0.001] [0.001] [0.001] [0.001] [0.001]] [[0.001] [0.001] [0.001] [0.001] [0.001]]] [[[0.001] [0.001] [0.001] [0.001] [0.001]] [[0.001] [0.001] [0.001] [0.001] [0.001]] [[0.001] [0.001] [0.001] [0.001] [0.001]] ... [[0.001] [0.001] [0.001] [0.001] [0.001]] [[0.001] [0.001] [0.001] [0.001] [0.001]] [[0.001] [0.001] [0.001] [0.001] [0.001]]]] | 4D array with the drag coefficients of the airfoils. Dimension 0 is along the different airfoils defined in the yaml, dimension 1 is along the angles of attack, dimension 2 is along the Reynolds number, dimension 3 is along the number of tabs, which may describe multiple sets at the same station, for example in presence of a flap.
airfoils.cm | output |  | [[[[ 0.00000000e+00] [ 0.00000000e+00] [ 0.00000000e+00] [ 0.00000000e+00] [ 0.00000000e+00]] [[ 0.00000000e+00] [ 0.00000000e+00] [ 0.00000000e+00] [ 0.00000000e+00] [ 0.00000000e+00]] [[ 0.00000000e+00] [ 0.00000000e+00] [ 0.00000000e+00] [ 0.00000000e+00] [ 0.00000000e+00]] ... [[ 0.00000000e+00] [ 0.00000000e+00] [ 0.00000000e+00] [ 0.00000000e+00] [ 0.00000000e+00]] [[ 0.00000000e+00] [ 0.00000000e+00] [ 0.00000000e+00] [ 0.00000000e+00] [ 0.00000000e+00]] [[ 0.00000000e+00] [ 0.00000000e+00] [ 0.00000000e+00] [ 0.00000000e+00] [ 0.00000000e+00]]] [[[ 0.00000000e+00] [ 0.00000000e+00] [ 0.00000000e+00] [ 0.00000000e+00] [ 0.00000000e+00]] [[ 1.43186712e-01] [ 1.43186712e-01] [ 1.43186712e-01] [ 1.43186712e-01] [ 1.43186712e-01]] [[ 2.67081814e-01] [ 2.67081814e-01] [ 2.67081814e-01] [ 2.67081814e-01] [ 2.67081814e-01]] ... [[-3.58076394e-01] [-3.58076394e-01] [-3.58076394e-01] [-3.58076394e-01] [-3.58076394e-01]] [[-1.95896639e-01] [-1.95896639e-01] [-1.95896639e-01] [-1.95896639e-01] [-1.95896639e-01]] [[ 0.00000000e+00] [ 0.00000000e+00] [ 0.00000000e+00] [ 0.00000000e+00] [ 0.00000000e+00]]] [[[ 0.00000000e+00] [ 0.00000000e+00] [ 0.00000000e+00] [ 0.00000000e+00] [ 0.00000000e+00]] [[ 1.20000000e-01] [ 1.20000000e-01] [ 1.20000000e-01] [ 1.20000000e-01] [ 1.20000000e-01]] [[ 2.40000000e-01] [ 2.40000000e-01] [ 2.40000000e-01] [ 2.40000000e-01] [ 2.40000000e-01]] ... [[-3.00000000e-01] [-3.00000000e-01] [-3.00000000e-01] [-3.00000000e-01] [-3.00000000e-01]] [[-1.50000000e-01] [-1.50000000e-01] [-1.50000000e-01] [-1.50000000e-01] [-1.50000000e-01]] [[-1.92606959e-18] [-1.92606959e-18] [-1.92606959e-18] [-1.92606959e-18] [-1.92606959e-18]]] ... [[[ 0.00000000e+00] [ 0.00000000e+00] [ 0.00000000e+00] [ 0.00000000e+00] [ 0.00000000e+00]] [[ 1.20000000e-01] [ 1.20000000e-01] [ 1.20000000e-01] [ 1.20000000e-01] [ 1.20000000e-01]] [[ 2.40000000e-01] [ 2.40000000e-01] [ 2.40000000e-01] [ 2.40000000e-01] [ 2.40000000e-01]] ... [[-3.00000000e-01] [-3.00000000e-01] [-3.00000000e-01] [-3.00000000e-01] [-3.00000000e-01]] [[-1.50000000e-01] [-1.50000000e-01] [-1.50000000e-01] [-1.50000000e-01] [-1.50000000e-01]] [[-1.92606959e-18] [-1.92606959e-18] [-1.92606959e-18] [-1.92606959e-18] [-1.92606959e-18]]] [[[ 0.00000000e+00] [ 0.00000000e+00] [ 0.00000000e+00] [ 0.00000000e+00] [ 0.00000000e+00]] [[ 1.20000000e-01] [ 1.20000000e-01] [ 1.20000000e-01] [ 1.20000000e-01] [ 1.20000000e-01]] [[ 2.40000000e-01] [ 2.40000000e-01] [ 2.40000000e-01] [ 2.40000000e-01] [ 2.40000000e-01]] ... [[-3.00000000e-01] [-3.00000000e-01] [-3.00000000e-01] [-3.00000000e-01] [-3.00000000e-01]] [[-1.50000000e-01] [-1.50000000e-01] [-1.50000000e-01] [-1.50000000e-01] [-1.50000000e-01]] [[-1.92606959e-18] [-1.92606959e-18] [-1.92606959e-18] [-1.92606959e-18] [-1.92606959e-18]]] [[[ 0.00000000e+00] [ 0.00000000e+00] [ 0.00000000e+00] [ 0.00000000e+00] [ 0.00000000e+00]] [[ 1.20000000e-01] [ 1.20000000e-01] [ 1.20000000e-01] [ 1.20000000e-01] [ 1.20000000e-01]] [[ 2.40000000e-01] [ 2.40000000e-01] [ 2.40000000e-01] [ 2.40000000e-01] [ 2.40000000e-01]] ... [[-3.00000000e-01] [-3.00000000e-01] [-3.00000000e-01] [-3.00000000e-01] [-3.00000000e-01]] [[-1.50000000e-01] [-1.50000000e-01] [-1.50000000e-01] [-1.50000000e-01] [-1.50000000e-01]] [[-1.92606959e-18] [-1.92606959e-18] [-1.92606959e-18] [-1.92606959e-18] [-1.92606959e-18]]]] | 4D array with the moment coefficients of the airfoils. Dimension 0 is along the different airfoils defined in the yaml, dimension 1 is along the angles of attack, dimension 2 is along the Reynolds number, dimension 3 is along the number of tabs, which may describe multiple sets at the same station, for example in presence of a flap.
airfoils.coord_xy | output |  | [[[ 1.00000000e+00 0.00000000e+00] [ 9.99429684e-01 -2.22597407e-02] [ 9.98063018e-01 -4.44580349e-02] ... [ 9.98120489e-01 4.38394581e-02] [ 9.99443038e-01 2.19496514e-02] [ 1.00000000e+00 -3.99929253e-18]] [[ 1.00000000e+00 -9.70000080e-03] [ 9.72814821e-01 -1.34271661e-02] [ 9.46027311e-01 -1.93111175e-02] ... [ 9.53709610e-01 3.92185257e-02] [ 9.77051006e-01 2.52011977e-02] [ 1.00000000e+00 1.05000009e-02]] [[ 1.00000000e+00 -7.00000069e-04] [ 9.74085396e-01 -2.58383565e-03] [ 9.48123482e-01 -3.51119300e-03] ... [ 9.50802168e-01 2.72787770e-02] [ 9.75412980e-01 2.01917140e-02] [ 1.00000000e+00 1.29800013e-02]] ... [[ 1.00000000e+00 4.25000005e-03] [ 9.82343459e-01 -7.44795812e-04] [ 9.57832160e-01 2.09748789e-03] ... [ 9.52346202e-01 1.38691659e-02] [ 9.76159823e-01 9.05592971e-03] [ 1.00000000e+00 4.25000005e-03]] [[ 1.00000000e+00 9.40000193e-04] [ 9.76796386e-01 1.78959118e-03] [ 9.52789587e-01 3.69235436e-03] ... [ 9.52386679e-01 9.04801677e-03] [ 9.76167957e-01 4.91788955e-03] [ 1.00000000e+00 9.40000193e-04]] [[ 1.00000001e+00 0.00000000e+00] [ 9.76685172e-01 3.75162959e-03] [ 9.53182649e-01 5.77797312e-03] ... [ 9.52998468e-01 1.22858505e-02] [ 9.76506126e-01 6.21827841e-03] [ 1.00000001e+00 2.13114815e-20]]] | 3D array of the x and y airfoil coordinates of the n_af airfoils.
airfoils.name | output | n/a | ['circular', 'SNL-FFA-W3-500', 'FFA-W3-360', 'FFA-W3-301', 'FFA-W3-241', 'FFA-W3-211', 'NACA63-618'] | 1D array of names of airfoils.
blade.compute_coord_xy_dim.coord_xy_dim | output | m | [[[ 2.25000000e+00 -2.35261029e-15] [ 2.24743358e+00 -1.00168833e-01] [ 2.24128358e+00 -2.00061157e-01] ... [ 2.24154220e+00 1.97277562e-01] [ 2.24749367e+00 9.87734313e-02] [ 2.25000000e+00 -2.36822281e-15]] [[ 2.26653457e+00 -2.09482223e-03] [ 2.25961150e+00 -1.00159004e-01] [ 2.24937634e+00 -2.00314609e-01] ... [ 2.25197722e+00 1.98357067e-01] [ 2.26100026e+00 1.00320925e-01] [ 2.26653457e+00 1.37247743e-03]] [[ 2.34255457e+00 -1.76779614e-02] [ 2.29952894e+00 -9.75623303e-02] [ 2.25527561e+00 -1.94934552e-01] ... [ 2.27648519e+00 2.03707596e-01] [ 2.31141025e+00 1.10801383e-01] [ 2.34255457e+00 1.29991549e-02]] ... [[ 6.08030135e-01 3.20341427e-04] [ 5.83104348e-01 2.98144592e-03] [ 5.57537191e-01 4.95165937e-03] ... [ 5.57261644e-01 1.03229772e-02] [ 5.82624676e-01 5.29360597e-03] [ 6.08030135e-01 3.20341427e-04]] [[ 4.30939302e-01 5.99225592e-05] [ 4.12569959e-01 2.32451130e-03] [ 3.93859380e-01 3.91777916e-03] ... [ 3.93720270e-01 8.41838022e-03] [ 4.12324095e-01 4.24309009e-03] [ 4.30939302e-01 5.99225592e-05]] [[ 2.50000000e-01 8.81384494e-07] [ 2.38342582e-01 1.57346376e-03] [ 2.26591320e-01 2.61423076e-03] ... [ 2.26499230e-01 6.11683918e-03] [ 2.38253059e-01 3.08567359e-03] [ 2.50000000e-01 8.81384494e-07]]] | 3D array of the dimensional x and y airfoil coordinates of the airfoils interpolated along span for n_span stations. The origin is placed at the pitch axis.
blade.compute_coord_xy_dim.coord_xy_dim_twisted | output | m | [[[ 2.11428212 0.76961752] [ 2.14613347 0.67461293] [ 2.17452283 0.5786424 ] ... [ 2.03885525 0.95210248] [ 2.07814129 0.86157574] [ 2.11428212 0.76961752]] [[ 2.14764732 0.72442688] [ 2.17251845 0.62931674] [ 2.19492248 0.53116398] ... [ 2.0696142 0.90963948] [ 2.1095813 0.81966653] [ 2.14653607 0.72771128]] [[ 2.24257342 0.67730264] [ 2.22515309 0.5882563 ] [ 2.2117425 0.4821438 ] ... [ 2.11386684 0.86916546] [ 2.17475476 0.79078189] [ 2.23348264 0.70660184]] ... [[ 0.60688391 -0.03731848] [ 0.58217065 -0.03311952] [ 0.55677449 -0.02957043] ... [ 0.55683196 -0.02419236] [ 0.58183503 -0.0307821 ] [ 0.60688391 -0.03731848]] [[ 0.42981625 -0.03109144] [ 0.41165866 -0.02750492] [ 0.3931122 -0.02456329] ... [ 0.39329879 -0.02006441] [ 0.41155213 -0.02557359] [ 0.42981625 -0.03109144]] [[ 0.24916697 -0.02039168] [ 0.23767668 -0.01787344] [ 0.22604947 -0.01587758] ... [ 0.2262434 -0.01237914] [ 0.2377108 -0.01635896] [ 0.24916697 -0.02039168]]] | 3D array of the dimensional x and y airfoil coordinates of the airfoils interpolated along span for n_span stations. The origin is placed at the pitch axis.
blade.compute_coord_xy_dim.wetted_area | output | m**2 | [150.19370211] | The wetted (painted) surface area of the blade
blade.compute_coord_xy_dim.projected_area | output | m**2 | [151.29177473] | The projected surface area of the blade
blade.compute_reynolds.Re | output |  | [ 7651196.00447834 7813132.86973493 8174692.26018 8727214.6807532 9189191.56212061 9665893.71724684 10202526.2760865 10790151.28479297 11420900.50550146 12088025.20007996 12785832.76100282 13367363.45930089 13925164.15543122 14165958.59729226 14330398.4869631 14222504.04610143 14033005.97347633 13782383.05466408 13443816.36004606 13011694.78113213 12316472.17224656 11882617.94927213 11194696.79043032 10411497.71843628 9517667.80610745 8489452.30142846 7325739.57018197 6024734.270383 4580551.39541647 2998212.05865607]
blade.fatigue.sparU_sigma_ult | output | Pa | [1.2852e+09]
blade.fatigue.sparU_wohlerA | output | Pa | [1.2852e+09]
blade.fatigue.sparU_wohlerexp | output |  | [16.1]
blade.fatigue.sparL_sigma_ult | output | Pa | [1.2852e+09]
blade.fatigue.sparL_wohlerA | output | Pa | [1.2852e+09]
blade.fatigue.sparL_wohlerexp | output |  | [16.1]
blade.fatigue.teU_sigma_ult | output | Pa | [6.4023e+08]
blade.fatigue.teU_wohlerA | output | Pa | [6.4023e+08]
blade.fatigue.teU_wohlerexp | output |  | [10.]
blade.fatigue.teL_sigma_ult | output | Pa | [6.4023e+08]
blade.fatigue.teL_wohlerA | output | Pa | [6.4023e+08]
blade.fatigue.teL_wohlerexp | output |  | [10.]
blade.high_level_blade_props.rotor_diameter | output | m | [205.99253562] | Diameter of the rotor used in WISDEM. It is defined as two times the blade length plus the hub diameter.
blade.high_level_blade_props.r_blade | output | m | [ 3. 6.44814717 9.89629433 13.3444415 16.79258866 20.24073583 23.68888299 27.13703016 30.58517733 34.03332449 37.48147166 40.92961882 44.37776599 47.82591316 51.27406032 54.72220749 58.17035465 61.61850182 65.06664898 68.51479615 72.99738747 75.41109048 78.85923765 82.30738481 85.75553198 89.20367915 92.65182631 96.09997348 99.54812064 102.99626781] | 1D array of the dimensional spanwise grid defined along the rotor (hub radius to blade tip projected on the plane)
blade.high_level_blade_props.rotor_radius | output | m | [102.99626781] | Scalar of the rotor radius, defined ignoring prebend and sweep curvatures, and cone and uptilt angles.
blade.high_level_blade_props.blade_ref_axis | output | m | [[ 0.00000000e+00 0.00000000e+00 0.00000000e+00] [ 1.45896086e-02 0.00000000e+00 3.44814717e+00] [ 5.22230768e-02 0.00000000e+00 6.89629433e+00] [ 1.08141891e-01 0.00000000e+00 1.03444415e+01] [ 1.74250500e-01 0.00000000e+00 1.37925887e+01] [ 2.41136773e-01 0.00000000e+00 1.72407358e+01] [ 3.00085581e-01 0.00000000e+00 2.06888830e+01] [ 3.42651213e-01 0.00000000e+00 2.41370302e+01] [ 3.59821072e-01 0.00000000e+00 2.75851773e+01] [ 3.47586472e-01 0.00000000e+00 3.10333245e+01] [ 3.14508104e-01 0.00000000e+00 3.44814717e+01] [ 2.66858145e-01 0.00000000e+00 3.79296188e+01] [ 2.10870490e-01 0.00000000e+00 4.13777660e+01] [ 1.40477297e-01 0.00000000e+00 4.48259132e+01] [ 3.80470534e-02 0.00000000e+00 4.82740603e+01] [-9.07529186e-02 0.00000000e+00 5.17222075e+01] [-2.35123811e-01 0.00000000e+00 5.51703547e+01] [-3.94137332e-01 0.00000000e+00 5.86185018e+01] [-5.85777112e-01 0.00000000e+00 6.20666490e+01] [-8.05291806e-01 0.00000000e+00 6.55147962e+01] [-1.11555530e+00 0.00000000e+00 6.99973875e+01] [-1.29121723e+00 0.00000000e+00 7.24110905e+01] [-1.56372970e+00 0.00000000e+00 7.58592376e+01] [-1.85903588e+00 0.00000000e+00 7.93073848e+01] [-2.17067421e+00 0.00000000e+00 8.27555320e+01] [-2.49837779e+00 0.00000000e+00 8.62036791e+01] [-2.84335536e+00 0.00000000e+00 8.96518263e+01] [-3.20952152e+00 0.00000000e+00 9.30999735e+01] [-3.59684443e+00 0.00000000e+00 9.65481206e+01] [-4.00000000e+00 0.00000000e+00 9.99962678e+01]] | 2D array of the coordinates (x,y,z) of the blade reference axis scaled based on rotor diameter, defined along blade span. The coordinate system is the one of BeamDyn: it is placed at blade root with x pointing the suction side of the blade, y pointing the trailing edge and z along the blade span. A standard configuration will have negative x values (prebend), if swept positive y values, and positive z values.
blade.high_level_blade_props.prebend | output | m | [ 0. 0.01458961 0.05222308 0.10814189 0.1742505 0.24113677 0.30008558 0.34265121 0.35982107 0.34758647 0.3145081 0.26685814 0.21087049 0.1404773 0.03804705 -0.09075292 -0.23512381 -0.39413733 -0.58577711 -0.80529181 -1.1155553 -1.29121723 -1.5637297 -1.85903588 -2.17067421 -2.49837779 -2.84335536 -3.20952152 -3.59684443 -4. ] | Blade prebend at each section
blade.high_level_blade_props.prebendTip | output | m | [-4.] | Blade prebend at tip
blade.high_level_blade_props.presweep | output | m | [0. 0. 0. 0. 0. 0. 0. 0. 0. 0. 0. 0. 0. 0. 0. 0. 0. 0. 0. 0. 0. 0. 0. 0. 0. 0. 0. 0. 0. 0.] | Blade presweep at each section
blade.high_level_blade_props.presweepTip | output | m | [0.] | Blade presweep at tip
blade.high_level_blade_props.blade_length | output | m | [100.17549325] | Scalar of the 3D blade length computed along its axis, scaled based on the user defined rotor diameter.
blade.internal_structure_2d_fem.joint_position | output |  | [0.7] | Spanwise position of the segmentation joint.
blade.internal_structure_2d_fem.joint_mass | output | kg | [472.] | Mass of the joint.
blade.internal_structure_2d_fem.joint_nonmaterial_cost | output | USD | [18600.] | Cost of the joint.
blade.internal_structure_2d_fem.d_f | output | m | [0.03] | Diameter of the fastener
blade.internal_structure_2d_fem.sigma_max | output | Pa | [6.75e+08] | Max stress on bolt
blade.internal_structure_2d_fem.joint_bolt | output | n/a | M36 | Type of bolt: M30, M36, or M48
blade.internal_structure_2d_fem.reinforcement_layer_ss | output | n/a | joint_reinf_ss | Layer identifier for the reinforcement layer at the join where bolts are inserted, suction side
blade.internal_structure_2d_fem.reinforcement_layer_ps | output | n/a | joint_reinf_ps | Layer identifier for the reinforcement layer at the join where bolts are inserted, pressure side
blade.internal_structure_2d_fem.web_rotation | output | rad | [[-0.3491 -0.32625117 -0.30085553 -0.27319561 -0.24355395 -0.2057759 -0.15761451 -0.11369865 -0.08888556 -0.08740227 -0.08747036 -0.08755246 -0.08760935 -0.08649735 -0.08026523 -0.07090719 -0.06112253 -0.05334186 -0.04683973 -0.04037517 -0.03044013 -0.02356245 -0.0096627 0.00714598 0.02406408 0.03833817 0.05056212 0.06194147 0.07234987 0.08166095] [-0.3491 -0.32625117 -0.30085553 -0.27319561 -0.24355395 -0.2057759 -0.15761451 -0.11369865 -0.08888556 -0.08740227 -0.08747036 -0.08755246 -0.08760935 -0.08649735 -0.08026523 -0.07090719 -0.06112253 -0.05334186 -0.04683973 -0.04037517 -0.03044013 -0.02356245 -0.0096627 0.00714598 0.02406408 0.03833817 0.05056212 0.06194147 0.07234987 0.08166095]] | 2D array of the rotation angle of the shear webs in respect to the chord line. The first dimension represents each shear web, the second dimension represents each entry along blade span. If the rotation is equal to negative twist +- a constant, then the web is built straight.
blade.internal_structure_2d_fem.web_start_nd | output |  | [[0.19443411 0.19789619 0.1995814 0.29869742 0.31098567 0.32448251 0.33399992 0.34127527 0.34566252 0.34669277 0.34713247 0.35067402 0.35439919 0.36569812 0.37274312 0.38232289 0.39148885 0.39896527 0.40560235 0.41086001 0.41544218 0.4168685 0.41765577 0.4178254 0.41762105 0.41607536 0.41231162 0.40526033 0.3917786 0.24523263] [0.19443411 0.19789619 0.1995814 0.24103292 0.25044234 0.26086146 0.26853677 0.2740762 0.27663037 0.27598468 0.27477686 0.27596579 0.27726755 0.28439744 0.28696237 0.29046479 0.29309095 0.2937625 0.29314104 0.29067678 0.28457176 0.27993725 0.27169063 0.26196135 0.25052713 0.23573882 0.21583323 0.18757385 0.14241967 0.24523263]] | 2D array of the non-dimensional start point defined along the outer profile of a web. The TE suction side is 0, the TE pressure side is 1. The first dimension represents each web, the second dimension represents each entry along blade span.
blade.internal_structure_2d_fem.web_end_nd | output |  | [[0.69444351 0.69843353 0.70702196 0.62303187 0.62842173 0.63161008 0.63612392 0.64039419 0.64243713 0.64265738 0.64287487 0.63990423 0.63666324 0.6260501 0.62026719 0.61224547 0.6045373 0.59812347 0.59230543 0.58775308 0.58404968 0.58314037 0.58330853 0.58418287 0.58515575 0.58696589 0.59069424 0.59757143 0.61087894 0.75672069] [0.69444351 0.69843353 0.70702196 0.68025763 0.68810309 0.69451453 0.70133692 0.7078914 0.71197499 0.71396795 0.71585303 0.71515734 0.7142568 0.70752285 0.70604146 0.70386319 0.70248662 0.7027377 0.70407455 0.7072081 0.71426697 0.71950425 0.72886409 0.73974775 0.75193557 0.76675484 0.78613106 0.8134791 0.85758675 0.75672069]] | 2D array of the non-dimensional end point defined along the outer profile of a web. The TE suction side is 0, the TE pressure side is 1. The first dimension represents each web, the second dimension represents each entry along blade span.
blade.internal_structure_2d_fem.web_offset_y_pa | output | m | [[ 0.00000000e+00 0.00000000e+00 0.00000000e+00 -1.15000000e+00 -1.14866374e+00 -1.14462435e+00 -1.13783587e+00 -1.12825239e+00 -1.11582796e+00 -1.10051665e+00 -1.08227253e+00 -1.06104965e+00 -1.03680208e+00 -1.00948389e+00 -9.79049142e-01 -9.45451897e-01 -9.08646222e-01 -8.68586181e-01 -8.25225838e-01 -7.78519258e-01 -7.12722539e-01 -6.74883645e-01 -6.17862740e-01 -5.57311856e-01 -4.93185057e-01 -4.25436408e-01 -3.54019972e-01 -2.78889815e-01 -2.00000000e-01 4.16333634e-17] [ 0.00000000e+00 0.00000000e+00 0.00000000e+00 -4.50000000e-01 -4.46963200e-01 -4.38185600e-01 -4.24166400e-01 -4.05404800e-01 -3.82400000e-01 -3.55651200e-01 -3.25657600e-01 -2.92918400e-01 -2.57932800e-01 -2.21200000e-01 -1.83219200e-01 -1.44489600e-01 -1.05510400e-01 -6.67808000e-02 -2.88000000e-02 7.93280000e-03 5.29987456e-02 7.56576000e-02 1.05651200e-01 1.32400000e-01 1.55404800e-01 1.74166400e-01 1.88185600e-01 1.96963200e-01 2.00000000e-01 2.77555756e-17]] | 2D array of the offset along the y axis to set the position of the shear webs. Positive values move the web towards the trailing edge, negative values towards the leading edge. The first dimension represents each shear web, the second dimension represents each entry along blade span.
blade.internal_structure_2d_fem.layer_rotation | output | rad | [[ 0. 0. 0. 0. 0. 0. 0. 0. 0. 0. 0. 0. 0. 0. 0. 0. 0. 0. 0. 0. 0. 0. 0. 0. 0. 0. 0. 0. 0. 0. ] [ 0. 0. 0. 0. 0. 0. 0. 0. 0. 0. 0. 0. 0. 0. 0. 0. 0. 0. 0. 0. 0. 0. 0. 0. 0. 0. 0. 0. 0. 0. ] [-0.3491 -0.32625117 -0.30085553 -0.27319561 -0.24355395 -0.2057759 -0.15761451 -0.11369865 -0.08888556 -0.08740227 -0.08747036 -0.08755246 -0.08760935 -0.08649735 -0.08026523 -0.07090719 -0.06112253 -0.05334186 -0.04683973 -0.04037517 -0.03044013 -0.02356245 -0.0096627 0.00714598 0.02406408 0.03833817 0.05056212 0.06194147 0.07234987 0.08166095] [-0.3491 -0.32625117 -0.30085553 -0.27319561 -0.24355395 -0.2057759 -0.15761451 -0.11369865 -0.08888556 -0.08740227 -0.08747036 -0.08755246 -0.08760935 -0.08649735 -0.08026523 -0.07090719 -0.06112253 -0.05334186 -0.04683973 -0.04037517 -0.03044013 -0.02356245 -0.0096627 0.00714598 0.02406408 0.03833817 0.05056212 0.06194147 0.07234987 0.08166095] [-0.3491 -0.32625117 -0.30085553 -0.27319561 -0.24355395 -0.2057759 -0.15761451 -0.11369865 -0.08888556 -0.08740227 -0.08747036 -0.08755246 -0.08760935 -0.08649735 -0.08026523 -0.07090719 -0.06112253 -0.05334186 -0.04683973 -0.04037517 -0.03044013 -0.02356245 -0.0096627 0.00714598 0.02406408 0.03833817 0.05056212 0.06194147 0.07234987 0.08166095] [-0.3491 -0.32625117 -0.30085553 -0.27319561 -0.24355395 -0.2057759 -0.15761451 -0.11369865 -0.08888556 -0.08740227 -0.08747036 -0.08755246 -0.08760935 -0.08649735 -0.08026523 -0.07090719 -0.06112253 -0.05334186 -0.04683973 -0.04037517 -0.03044013 -0.02356245 -0.0096627 0.00714598 0.02406408 0.03833817 0.05056212 0.06194147 0.07234987 0.08166095] [ 0. 0. 0. 0. 0. 0. 0. 0. 0. 0. 0. 0. 0. 0. 0. 0. 0. 0. 0. 0. 0. 0. 0. 0. 0. 0. 0. 0. 0. 0. ] [ 0. 0. 0. 0. 0. 0. 0. 0. 0. 0. 0. 0. 0. 0. 0. 0. 0. 0. 0. 0. 0. 0. 0. 0. 0. 0. 0. 0. 0. 0. ] [ 0. 0. 0. 0. 0. 0. 0. 0. 0. 0. 0. 0. 0. 0. 0. 0. 0. 0. 0. 0. 0. 0. 0. 0. 0. 0. 0. 0. 0. 0. ] [ 0. 0. 0. 0. 0. 0. 0. 0. 0. 0. 0. 0. 0. 0. 0. 0. 0. 0. 0. 0. 0. 0. 0. 0. 0. 0. 0. 0. 0. 0. ] [ 0. 0. 0. 0. 0. 0. 0. 0. 0. 0. 0. 0. 0. 0. 0. 0. 0. 0. 0. 0. 0. 0. 0. 0. 0. 0. 0. 0. 0. 0. ] [ 0. 0. 0. 0. 0. 0. 0. 0. 0. 0. 0. 0. 0. 0. 0. 0. 0. 0. 0. 0. 0. 0. 0. 0. 0. 0. 0. 0. 0. 0. ] [ 0. 0. 0. 0. 0. 0. 0. 0. 0. 0. 0. 0. 0. 0. 0. 0. 0. 0. 0. 0. 0. 0. 0. 0. 0. 0. 0. 0. 0. 0. ] [ 0. 0. 0. 0. 0. 0. 0. 0. 0. 0. 0. 0. 0. 0. 0. 0. 0. 0. 0. 0. 0. 0. 0. 0. 0. 0. 0. 0. 0. 0. ] [ 0. 0. 0. 0. 0. 0. 0. 0. 0. 0. 0. 0. 0. 0. 0. 0. 0. 0. 0. 0. 0. 0. 0. 0. 0. 0. 0. 0. 0. 0. ] [ 0. 0. 0. 0. 0. 0. 0. 0. 0. 0. 0. 0. 0. 0. 0. 0. 0. 0. 0. 0. 0. 0. 0. 0. 0. 0. 0. 0. 0. 0. ] [ 0. 0. 0. 0. 0. 0. 0. 0. 0. 0. 0. 0. 0. 0. 0. 0. 0. 0. 0. 0. 0. 0. 0. 0. 0. 0. 0. 0. 0. 0. ] [ 0. 0. 0. 0. 0. 0. 0. 0. 0. 0. 0. 0. 0. 0. 0. 0. 0. 0. 0. 0. 0. 0. 0. 0. 0. 0. 0. 0. 0. 0. ] [ 0. 0. 0. 0. 0. 0. 0. 0. 0. 0. 0. 0. 0. 0. 0. 0. 0. 0. 0. 0. 0. 0. 0. 0. 0. 0. 0. 0. 0. 0. ] [ 0. 0. 0. 0. 0. 0. 0. 0. 0. 0. 0. 0. 0. 0. 0. 0. 0. 0. 0. 0. 0. 0. 0. 0. 0. 0. 0. 0. 0. 0. ]] | 2D array of the rotation angle of a layer in respect to the chord line. The first dimension represents each layer, the second dimension represents each entry along blade span. If the rotation is equal to negative twist +- a constant, then the layer is built straight.
blade.internal_structure_2d_fem.layer_start_nd | output |  | [[0. 0. 0. 0. 0. 0. 0. 0. 0. 0. 0. 0. 0. 0. 0. 0. 0. 0. 0. 0. 0. 0. 0. 0. 0. 0. 0. 0. 0. 0. ] [0. 0. 0. 0. 0. 0. 0. 0. 0. 0. 0. 0. 0. 0. 0. 0. 0. 0. 0. 0. 0. 0. 0. 0. 0. 0. 0. 0. 0. 0. ] [0.16613836 0.16946286 0.16968068 0.23759495 0.2439899 0.25193115 0.25766523 0.26174662 0.2633434 0.26210837 0.26061866 0.2616315 0.26295985 0.26995749 0.2725209 0.27588271 0.27838647 0.27891556 0.27802616 0.2750634 0.26774667 0.26207131 0.25166728 0.23859669 0.22787547 0.21289915 0.19074836 0.15633559 0.10381686 0.08009451] [0.66614777 0.6700002 0.67712123 0.62072086 0.62727502 0.63245959 0.63926867 0.64574535 0.64977998 0.65171232 0.65333451 0.65155042 0.64924268 0.63950434 0.63444037 0.62711273 0.61986479 0.61356165 0.60742732 0.60199085 0.59597957 0.59311662 0.58936694 0.58623052 0.58444769 0.58188815 0.57826958 0.57270573 0.57374879 0.59684729] [0.19443411 0.19789619 0.1995814 0.20542464 0.21272282 0.2220171 0.22991051 0.23619816 0.24018571 0.24176774 0.24321802 0.24714692 0.25147187 0.26147185 0.26715623 0.27388979 0.28019577 0.28503635 0.289098 0.2692474 0.15010342 0.26666678 0.29305679 0.29210644 0.29106461 0.28898449 0.28527264 0.2791944 0.26861133 0.24523263] [0.69444351 0.69843353 0.70702196 0.71607859 0.72704187 0.73490281 0.74127057 0.74679934 0.74912851 0.748806 0.74793476 0.74442439 0.74042431 0.73076654 0.7260795 0.72058973 0.71546943 0.71150765 0.70813245 0.68336649 0.561757 0.67870736 0.70762202 0.70993719 0.71208585 0.71470344 0.71851623 0.72434806 0.73434916 0.75672069] [0.48905595 0.48893839 0.48796411 0.48706864 0.48668455 0.48576547 0.48502104 0.48531088 0.48564258 0.4857924 0.48611936 0.48627169 0.48627317 0.48579129 0.48506303 0.48383156 0.48238805 0.48077685 0.47894774 0.47684624 0.47359139 0.47152324 0.46807164 0.4638829 0.45854522 0.4511866 0.44595877 0.44467843 0.44324233 0.44179699] [0. 0. 0. 0. 0. 0. 0. 0. 0. 0. 0. 0. 0. 0. 0. 0. 0. 0. 0. 0. 0. 0. 0. 0. 0. 0. 0. 0. 0. 0. ] [0.95925412 0.95895293 0.9565692 0.95388656 0.95056337 0.94780072 0.9455854 0.94397287 0.94256868 0.94189525 0.94165198 0.94093289 0.94012219 0.93775085 0.9348865 0.93047603 0.92519004 0.92487708 0.92502404 0.92507998 0.92496879 0.92485823 0.92470421 0.92478851 0.93005609 0.93027525 0.93045139 0.93065362 0.93081265 0.93112403] [0.04074588 0.04104707 0.0434308 0.04611344 0.04943663 0.05219928 0.0544146 0.05602713 0.05743132 0.05810475 0.05834802 0.05906711 0.05987781 0.06224915 0.0651135 0.06952397 0.07480996 0.07512292 0.07497596 0.07492002 0.07503121 0.07514177 0.07529579 0.07521149 0.06994391 0.06972475 0.06954861 0.06934638 0.06918735 0.06887597] [0.22272986 0.22632952 0.22948212 0.30080193 0.31138242 0.32272784 0.33028459 0.33580147 0.33842316 0.33783338 0.33690305 0.33920465 0.34192828 0.35209392 0.35827412 0.36697208 0.37551861 0.38277512 0.38964944 0.39578046 0.40279588 0.40631466 0.41134025 0.41753853 0.41993132 0.42260813 0.42604197 0.43129105 0.43340579 0.41037074] [0.51094271 0.51093158 0.51109232 0.51151394 0.51274861 0.51314609 0.51310658 0.51395159 0.51467968 0.51507905 0.51562235 0.51627311 0.5168142 0.51755755 0.51822809 0.51906037 0.51995391 0.52094453 0.52211804 0.52353357 0.52582167 0.52730935 0.52982516 0.53308866 0.53739617 0.54310325 0.54601304 0.54471542 0.54334969 0.54177825] [0.72273926 0.72686687 0.73692268 0.68392783 0.69466754 0.70325628 0.71188804 0.71980021 0.72485974 0.72743733 0.7296189 0.72912358 0.72821111 0.72164078 0.72019359 0.71820211 0.71699693 0.71742121 0.7190506 0.72270791 0.73102878 0.73735997 0.74903991 0.76192904 0.77438828 0.79040881 0.81299166 0.84716618 0.89494952 0.91659409] [0. 0. 0. 0. 0. 0. 0. 0. 0. 0. 0. 0. 0. 0. 0. 0.05 0.05 0.05 0.05 0.05 0.05 0.05 0.05 0.05 0.05 0.05 0.04 0.05 0.05 0.05 ] [0. 0. 0. 0. 0. 0. 0. 0. 0. 0. 0. 0. 0. 0. 0. 0. 0. 0. 0. 0. 0. 0. 0. 0. 0. 0. 0. 0. 0. 0. ] [0. 0. 0. 0. 0. 0. 0. 0. 0. 0. 0. 0. 0. 0. 0. 0. 0. 0. 0. 0. 0. 0. 0. 0. 0. 0. 0. 0. 0. 0. ] [0. 0. 0. 0. 0. 0. 0. 0. 0. 0. 0. 0. 0. 0. 0. 0. 0. 0. 0. 0. 0. 0. 0. 0. 0. 0. 0. 0. 0. 0. ] [0. 0. 0. 0. 0. 0. 0. 0. 0. 0. 0. 0. 0. 0. 0. 0. 0. 0. 0. 0. 0. 0. 0. 0. 0. 0. 0. 0. 0. 0. ] [0. 0. 0. 0. 0. 0. 0. 0. 0. 0. 0. 0. 0. 0. 0. 0. 0. 0. 0. 0. 0. 0. 0. 0. 0. 0. 0. 0. 0. 0. ] [0. 0. 0. 0. 0. 0. 0. 0. 0. 0. 0. 0. 0. 0. 0. 0. 0. 0. 0. 0. 0. 0. 0. 0. 0. 0. 0. 0. 0. 0. ]] | 2D array of the non-dimensional start point defined along the outer profile of a layer. The TE suction side is 0, the TE pressure side is 1. The first dimension represents each layer, the second dimension represents each entry along blade span.
blade.internal_structure_2d_fem.layer_end_nd | output |  | [[1. 1. 1. 1. 1. 1. 1. 1. 1. 1. 1. 1. 1. 1. 1. 1. 1. 1. 1. 1. 1. 1. 1. 1. 1. 1. 1. 1. 1. 1. ] [1. 1. 1. 1. 1. 1. 1. 1. 1. 1. 1. 1. 1. 1. 1. 1. 1. 1. 1. 1. 1. 1. 1. 1. 1. 1. 1. 1. 1. 1. ] [0.22272986 0.22632952 0.22948212 0.30080193 0.31138242 0.32272784 0.33028459 0.33580147 0.33842316 0.33783338 0.33690305 0.33920465 0.34192828 0.35209392 0.35827412 0.36697208 0.37551861 0.38277512 0.38964944 0.39578046 0.40279588 0.40631466 0.41134025 0.41753853 0.41993132 0.42260813 0.42604197 0.43129105 0.43340579 0.41037074] [0.72273926 0.72686687 0.73692268 0.68392783 0.69466754 0.70325628 0.71188804 0.71980021 0.72485974 0.72743733 0.7296189 0.72912358 0.72821111 0.72164078 0.72019359 0.71820211 0.71699693 0.71742121 0.7190506 0.72270791 0.73102878 0.73735997 0.74903991 0.76192904 0.77438828 0.79040881 0.81299166 0.84716618 0.89494952 0.91659409] [0.19443411 0.19789619 0.1995814 0.20542464 0.21272282 0.2220171 0.22991051 0.23619816 0.24018571 0.24176774 0.24321802 0.24714692 0.25147187 0.26147185 0.26715623 0.27388979 0.28019577 0.28503635 0.289098 0.31451629 0.43708299 0.32075803 0.29305679 0.29210644 0.29106461 0.28898449 0.28527264 0.2791944 0.26861133 0.24523263] [0.69444351 0.69843353 0.70702196 0.71607859 0.72704187 0.73490281 0.74127057 0.74679934 0.74912851 0.748806 0.74793476 0.74442439 0.74042431 0.73076654 0.7260795 0.72058973 0.71546943 0.71150765 0.70813245 0.72863539 0.84873656 0.73279862 0.70762202 0.70993719 0.71208585 0.71470344 0.71851623 0.72434806 0.73434916 0.75672069] [0.51094271 0.51093158 0.51109232 0.51151394 0.51274861 0.51314609 0.51310658 0.51395159 0.51467968 0.51507905 0.51562235 0.51627311 0.5168142 0.51755755 0.51822809 0.51906037 0.51995391 0.52094453 0.52211804 0.52353357 0.52582167 0.52730935 0.52982516 0.53308866 0.53739617 0.54310325 0.54601304 0.54471542 0.54334969 0.54177825] [0.04074588 0.04104707 0.0434308 0.04611344 0.04943663 0.05219928 0.0544146 0.05602713 0.05743132 0.05810475 0.05834802 0.05906711 0.05987781 0.06224915 0.0651135 0.06952397 0.07480996 0.07512292 0.07497596 0.07492002 0.07503121 0.07514177 0.07529579 0.07521149 0.06994391 0.06972475 0.06954861 0.06934638 0.06918735 0.06887597] [1. 1. 1. 1. 1. 1. 1. 1. 1. 1. 1. 1. 1. 1. 1. 1. 1. 1. 1. 1. 1. 1. 1. 1. 1. 1. 1. 1. 1. 1. ] [0.16613836 0.16946286 0.16968068 0.23759495 0.2439899 0.25193115 0.25766523 0.26174662 0.2633434 0.26210837 0.26061866 0.2616315 0.26295985 0.26995749 0.2725209 0.27588271 0.27838647 0.27891556 0.27802616 0.2750634 0.26774667 0.26207131 0.25166728 0.23859669 0.22787547 0.21289915 0.19074836 0.15633559 0.10381686 0.08009451] [0.48905595 0.48893839 0.48796411 0.48706864 0.48668455 0.48576547 0.48502104 0.48531088 0.48564258 0.4857924 0.48611936 0.48627169 0.48627317 0.48579129 0.48506303 0.48383156 0.48238805 0.48077685 0.47894774 0.47684624 0.47359139 0.47152324 0.46807164 0.4638829 0.45854522 0.4511866 0.44595877 0.44467843 0.44324233 0.44179699] [0.66614777 0.6700002 0.67712123 0.62072086 0.62727502 0.63245959 0.63926867 0.64574535 0.64977998 0.65171232 0.65333451 0.65155042 0.64924268 0.63950434 0.63444037 0.62711273 0.61986479 0.61356165 0.60742732 0.60199085 0.59597957 0.59311662 0.58936694 0.58623052 0.58444769 0.58188815 0.57826958 0.57270573 0.57374879 0.59684729] [0.95925412 0.95895293 0.9565692 0.95388656 0.95056337 0.94780072 0.9455854 0.94397287 0.94256868 0.94189525 0.94165198 0.94093289 0.94012219 0.93775085 0.9348865 0.93047603 0.92519004 0.92487708 0.92502404 0.92507998 0.92496879 0.92485823 0.92470421 0.92478851 0.93005609 0.93027525 0.93045139 0.93065362 0.93081265 0.93112403] [1. 1. 1. 1. 1. 1. 1. 1. 1. 1. 1. 1. 1. 1. 1. 0.95 0.95 0.95 0.95 0.95 0.95 0.95 0.95 0.95 0.95 0.95 0.95 0.95 0.95 0.95 ] [0. 0. 0. 0. 0. 0. 0. 0. 0. 0. 0. 0. 0. 0. 0. 0. 0. 0. 0. 0. 0. 0. 0. 0. 0. 0. 0. 0. 0. 0. ] [0. 0. 0. 0. 0. 0. 0. 0. 0. 0. 0. 0. 0. 0. 0. 0. 0. 0. 0. 0. 0. 0. 0. 0. 0. 0. 0. 0. 0. 0. ] [0. 0. 0. 0. 0. 0. 0. 0. 0. 0. 0. 0. 0. 0. 0. 0. 0. 0. 0. 0. 0. 0. 0. 0. 0. 0. 0. 0. 0. 0. ] [0. 0. 0. 0. 0. 0. 0. 0. 0. 0. 0. 0. 0. 0. 0. 0. 0. 0. 0. 0. 0. 0. 0. 0. 0. 0. 0. 0. 0. 0. ] [0. 0. 0. 0. 0. 0. 0. 0. 0. 0. 0. 0. 0. 0. 0. 0. 0. 0. 0. 0. 0. 0. 0. 0. 0. 0. 0. 0. 0. 0. ] [0. 0. 0. 0. 0. 0. 0. 0. 0. 0. 0. 0. 0. 0. 0. 0. 0. 0. 0. 0. 0. 0. 0. 0. 0. 0. 0. 0. 0. 0. ]] | 2D array of the non-dimensional end point defined along the outer profile of a layer. The TE suction side is 0, the TE pressure side is 1. The first dimension represents each layer, the second dimension represents each entry along blade span.
blade.internal_structure_2d_fem.layer_offset_y_pa | output | m | [[ 0. 0. 0. 0. 0. 0. 0. 0. 0. 0. 0. 0. 0. 0. 0. 0. 0. 0. 0. 0. 0. 0. 0. 0. 0. 0. 0. 0. 0. 0. ] [ 0. 0. 0. 0. 0. 0. 0. 0. 0. 0. 0. 0. 0. 0. 0. 0. 0. 0. 0. 0. 0. 0. 0. 0. 0. 0. 0. 0. 0. 0. ] [ 0. 0. 0. -0.8 -0.768 -0.736 -0.704 -0.672 -0.64 -0.608 -0.576 -0.544 -0.512 -0.48 -0.448 -0.416 -0.384 -0.352 -0.32 -0.288 -0.2464 -0.224 -0.192 -0.16 -0.128 -0.096 -0.064 -0.032 0. 0. ] [ 0. 0. 0. -0.8 -0.768 -0.736 -0.704 -0.672 -0.64 -0.608 -0.576 -0.544 -0.512 -0.48 -0.448 -0.416 -0.384 -0.352 -0.32 -0.288 -0.2464 -0.224 -0.192 -0.16 -0.128 -0.096 -0.064 -0.032 0. 0. ] [ 0. 0. 0. 0. 0. 0. 0. 0. 0. 0. 0. 0. 0. 0. 0. 0. 0. 0. 0. 0. 0. 0. 0. 0. 0. 0. 0. 0. 0. 0. ] [ 0. 0. 0. 0. 0. 0. 0. 0. 0. 0. 0. 0. 0. 0. 0. 0. 0. 0. 0. 0. 0. 0. 0. 0. 0. 0. 0. 0. 0. 0. ] [ 0. 0. 0. 0. 0. 0. 0. 0. 0. 0. 0. 0. 0. 0. 0. 0. 0. 0. 0. 0. 0. 0. 0. 0. 0. 0. 0. 0. 0. 0. ] [ 0. 0. 0. 0. 0. 0. 0. 0. 0. 0. 0. 0. 0. 0. 0. 0. 0. 0. 0. 0. 0. 0. 0. 0. 0. 0. 0. 0. 0. 0. ] [ 0. 0. 0. 0. 0. 0. 0. 0. 0. 0. 0. 0. 0. 0. 0. 0. 0. 0. 0. 0. 0. 0. 0. 0. 0. 0. 0. 0. 0. 0. ] [ 0. 0. 0. 0. 0. 0. 0. 0. 0. 0. 0. 0. 0. 0. 0. 0. 0. 0. 0. 0. 0. 0. 0. 0. 0. 0. 0. 0. 0. 0. ] [ 0. 0. 0. 0. 0. 0. 0. 0. 0. 0. 0. 0. 0. 0. 0. 0. 0. 0. 0. 0. 0. 0. 0. 0. 0. 0. 0. 0. 0. 0. ] [ 0. 0. 0. 0. 0. 0. 0. 0. 0. 0. 0. 0. 0. 0. 0. 0. 0. 0. 0. 0. 0. 0. 0. 0. 0. 0. 0. 0. 0. 0. ] [ 0. 0. 0. 0. 0. 0. 0. 0. 0. 0. 0. 0. 0. 0. 0. 0. 0. 0. 0. 0. 0. 0. 0. 0. 0. 0. 0. 0. 0. 0. ] [ 0. 0. 0. 0. 0. 0. 0. 0. 0. 0. 0. 0. 0. 0. 0. 0. 0. 0. 0. 0. 0. 0. 0. 0. 0. 0. 0. 0. 0. 0. ] [ 0. 0. 0. 0. 0. 0. 0. 0. 0. 0. 0. 0. 0. 0. 0. 0. 0. 0. 0. 0. 0. 0. 0. 0. 0. 0. 0. 0. 0. 0. ] [ 0. 0. 0. 0. 0. 0. 0. 0. 0. 0. 0. 0. 0. 0. 0. 0. 0. 0. 0. 0. 0. 0. 0. 0. 0. 0. 0. 0. 0. 0. ] [ 0. 0. 0. 0. 0. 0. 0. 0. 0. 0. 0. 0. 0. 0. 0. 0. 0. 0. 0. 0. 0. 0. 0. 0. 0. 0. 0. 0. 0. 0. ] [ 0. 0. 0. 0. 0. 0. 0. 0. 0. 0. 0. 0. 0. 0. 0. 0. 0. 0. 0. 0. 0. 0. 0. 0. 0. 0. 0. 0. 0. 0. ] [ 0. 0. 0. 0. 0. 0. 0. 0. 0. 0. 0. 0. 0. 0. 0. 0. 0. 0. 0. 0. 0. 0. 0. 0. 0. 0. 0. 0. 0. 0. ] [ 0. 0. 0. 0. 0. 0. 0. 0. 0. 0. 0. 0. 0. 0. 0. 0. 0. 0. 0. 0. 0. 0. 0. 0. 0. 0. 0. 0. 0. 0. ]] | 2D array of the offset along the y axis to set the position of a layer. Positive values move the layer towards the trailing edge, negative values towards the leading edge. The first dimension represents each layer, the second dimension represents each entry along blade span.
blade.internal_structure_2d_fem.layer_width | output | m | [[0.00000000e+00 0.00000000e+00 0.00000000e+00 0.00000000e+00 0.00000000e+00 0.00000000e+00 0.00000000e+00 0.00000000e+00 0.00000000e+00 0.00000000e+00 0.00000000e+00 0.00000000e+00 0.00000000e+00 0.00000000e+00 0.00000000e+00 0.00000000e+00 0.00000000e+00 0.00000000e+00 0.00000000e+00 0.00000000e+00 0.00000000e+00 0.00000000e+00 0.00000000e+00 0.00000000e+00 0.00000000e+00 0.00000000e+00 0.00000000e+00 0.00000000e+00 0.00000000e+00 0.00000000e+00] [0.00000000e+00 0.00000000e+00 0.00000000e+00 0.00000000e+00 0.00000000e+00 0.00000000e+00 0.00000000e+00 0.00000000e+00 0.00000000e+00 0.00000000e+00 0.00000000e+00 0.00000000e+00 0.00000000e+00 0.00000000e+00 0.00000000e+00 0.00000000e+00 0.00000000e+00 0.00000000e+00 0.00000000e+00 0.00000000e+00 0.00000000e+00 0.00000000e+00 0.00000000e+00 0.00000000e+00 0.00000000e+00 0.00000000e+00 0.00000000e+00 0.00000000e+00 0.00000000e+00 0.00000000e+00] [8.00000000e-01 8.00000000e-01 8.00000000e-01 8.00000000e-01 8.00000000e-01 8.00000000e-01 8.00000000e-01 8.00000000e-01 8.00000000e-01 8.00000000e-01 8.00000000e-01 8.00000000e-01 8.00000000e-01 8.00000000e-01 8.00000000e-01 8.00000000e-01 8.00000000e-01 8.00000000e-01 8.00000000e-01 8.00000000e-01 8.00000000e-01 8.00000000e-01 8.00000000e-01 8.00000000e-01 7.53600000e-01 7.05900000e-01 6.58700000e-01 6.11000000e-01 5.38300000e-01 3.41900000e-01] [8.00000000e-01 8.00000000e-01 8.00000000e-01 8.00000000e-01 8.00000000e-01 8.00000000e-01 8.00000000e-01 8.00000000e-01 8.00000000e-01 8.00000000e-01 8.00000000e-01 8.00000000e-01 8.00000000e-01 8.00000000e-01 8.00000000e-01 8.00000000e-01 8.00000000e-01 8.00000000e-01 8.00000000e-01 8.00000000e-01 8.00000000e-01 8.00000000e-01 8.00000000e-01 7.85500000e-01 7.45300000e-01 7.01900000e-01 6.57100000e-01 6.09900000e-01 5.24600000e-01 3.31000000e-01] [0.00000000e+00 0.00000000e+00 0.00000000e+00 0.00000000e+00 0.00000000e+00 0.00000000e+00 0.00000000e+00 0.00000000e+00 0.00000000e+00 0.00000000e+00 0.00000000e+00 0.00000000e+00 0.00000000e+00 0.00000000e+00 0.00000000e+00 0.00000000e+00 0.00000000e+00 0.00000000e+00 0.00000000e+00 3.00000000e-01 1.70000000e+00 3.00000000e-01 1.38777878e-17 0.00000000e+00 0.00000000e+00 0.00000000e+00 0.00000000e+00 0.00000000e+00 0.00000000e+00 0.00000000e+00] [0.00000000e+00 0.00000000e+00 0.00000000e+00 0.00000000e+00 0.00000000e+00 0.00000000e+00 0.00000000e+00 0.00000000e+00 0.00000000e+00 0.00000000e+00 0.00000000e+00 0.00000000e+00 0.00000000e+00 0.00000000e+00 0.00000000e+00 0.00000000e+00 0.00000000e+00 0.00000000e+00 0.00000000e+00 3.00000000e-01 1.70000000e+00 3.00000000e-01 1.38777878e-17 0.00000000e+00 0.00000000e+00 0.00000000e+00 0.00000000e+00 0.00000000e+00 0.00000000e+00 0.00000000e+00] [3.09400000e-01 3.09400000e-01 3.09400000e-01 3.09400000e-01 3.09400000e-01 3.09400000e-01 3.09400000e-01 3.09400000e-01 3.09400000e-01 3.09400000e-01 3.09400000e-01 3.09400000e-01 3.09400000e-01 3.09400000e-01 3.09400000e-01 3.09400000e-01 3.09400000e-01 3.09400000e-01 3.09400000e-01 3.09400000e-01 3.09400000e-01 3.09400000e-01 3.09400000e-01 3.09400000e-01 3.09400000e-01 3.09400000e-01 2.80100000e-01 2.22300000e-01 1.63500000e-01 1.03500000e-01] [5.76000000e-01 5.77450000e-01 5.81000000e-01 5.83650000e-01 5.86850000e-01 5.89850000e-01 5.99450000e-01 6.05250000e-01 6.11950000e-01 6.13850000e-01 6.11900000e-01 6.09150000e-01 6.06600000e-01 6.06300000e-01 6.07450000e-01 6.10600000e-01 6.16150000e-01 5.78650000e-01 5.37350000e-01 4.96500000e-01 4.44467378e-01 4.16750000e-01 3.77250000e-01 3.36250000e-01 2.74450000e-01 2.34700000e-01 1.94700000e-01 1.54100000e-01 1.13000000e-01 7.13000000e-02] [5.76000000e-01 5.77450000e-01 5.81000000e-01 5.83650000e-01 5.86850000e-01 5.89850000e-01 5.99450000e-01 6.05250000e-01 6.11950000e-01 6.13850000e-01 6.11900000e-01 6.09150000e-01 6.06600000e-01 6.06300000e-01 6.07450000e-01 6.10600000e-01 6.16150000e-01 5.78650000e-01 5.37350000e-01 4.96500000e-01 4.44467378e-01 4.16750000e-01 3.77250000e-01 3.36250000e-01 2.74450000e-01 2.34700000e-01 1.94700000e-01 1.54100000e-01 1.13000000e-01 7.13000000e-02] [0.00000000e+00 0.00000000e+00 0.00000000e+00 0.00000000e+00 0.00000000e+00 0.00000000e+00 0.00000000e+00 0.00000000e+00 0.00000000e+00 0.00000000e+00 0.00000000e+00 0.00000000e+00 0.00000000e+00 0.00000000e+00 0.00000000e+00 0.00000000e+00 0.00000000e+00 0.00000000e+00 0.00000000e+00 0.00000000e+00 0.00000000e+00 0.00000000e+00 0.00000000e+00 0.00000000e+00 0.00000000e+00 0.00000000e+00 0.00000000e+00 0.00000000e+00 0.00000000e+00 0.00000000e+00] [0.00000000e+00 0.00000000e+00 0.00000000e+00 0.00000000e+00 0.00000000e+00 0.00000000e+00 0.00000000e+00 0.00000000e+00 0.00000000e+00 0.00000000e+00 0.00000000e+00 0.00000000e+00 0.00000000e+00 0.00000000e+00 0.00000000e+00 0.00000000e+00 0.00000000e+00 0.00000000e+00 0.00000000e+00 0.00000000e+00 0.00000000e+00 0.00000000e+00 0.00000000e+00 0.00000000e+00 0.00000000e+00 0.00000000e+00 0.00000000e+00 0.00000000e+00 0.00000000e+00 0.00000000e+00] [0.00000000e+00 0.00000000e+00 0.00000000e+00 0.00000000e+00 0.00000000e+00 0.00000000e+00 0.00000000e+00 0.00000000e+00 0.00000000e+00 0.00000000e+00 0.00000000e+00 0.00000000e+00 0.00000000e+00 0.00000000e+00 0.00000000e+00 0.00000000e+00 0.00000000e+00 0.00000000e+00 0.00000000e+00 0.00000000e+00 0.00000000e+00 0.00000000e+00 0.00000000e+00 0.00000000e+00 0.00000000e+00 0.00000000e+00 0.00000000e+00 0.00000000e+00 0.00000000e+00 0.00000000e+00] [0.00000000e+00 0.00000000e+00 0.00000000e+00 0.00000000e+00 0.00000000e+00 0.00000000e+00 0.00000000e+00 0.00000000e+00 0.00000000e+00 0.00000000e+00 0.00000000e+00 0.00000000e+00 0.00000000e+00 0.00000000e+00 0.00000000e+00 0.00000000e+00 0.00000000e+00 0.00000000e+00 0.00000000e+00 0.00000000e+00 0.00000000e+00 0.00000000e+00 0.00000000e+00 0.00000000e+00 0.00000000e+00 0.00000000e+00 0.00000000e+00 0.00000000e+00 0.00000000e+00 0.00000000e+00] [0.00000000e+00 0.00000000e+00 0.00000000e+00 0.00000000e+00 0.00000000e+00 0.00000000e+00 0.00000000e+00 0.00000000e+00 0.00000000e+00 0.00000000e+00 0.00000000e+00 0.00000000e+00 0.00000000e+00 0.00000000e+00 0.00000000e+00 0.00000000e+00 0.00000000e+00 0.00000000e+00 0.00000000e+00 0.00000000e+00 0.00000000e+00 0.00000000e+00 0.00000000e+00 0.00000000e+00 0.00000000e+00 0.00000000e+00 0.00000000e+00 0.00000000e+00 0.00000000e+00 0.00000000e+00] [0.00000000e+00 0.00000000e+00 0.00000000e+00 0.00000000e+00 0.00000000e+00 0.00000000e+00 0.00000000e+00 0.00000000e+00 0.00000000e+00 0.00000000e+00 0.00000000e+00 0.00000000e+00 0.00000000e+00 0.00000000e+00 0.00000000e+00 0.00000000e+00 0.00000000e+00 0.00000000e+00 0.00000000e+00 0.00000000e+00 0.00000000e+00 0.00000000e+00 0.00000000e+00 0.00000000e+00 0.00000000e+00 0.00000000e+00 0.00000000e+00 0.00000000e+00 0.00000000e+00 0.00000000e+00] [0.00000000e+00 0.00000000e+00 0.00000000e+00 0.00000000e+00 0.00000000e+00 0.00000000e+00 0.00000000e+00 0.00000000e+00 0.00000000e+00 0.00000000e+00 0.00000000e+00 0.00000000e+00 0.00000000e+00 0.00000000e+00 0.00000000e+00 0.00000000e+00 0.00000000e+00 0.00000000e+00 0.00000000e+00 0.00000000e+00 0.00000000e+00 0.00000000e+00 0.00000000e+00 0.00000000e+00 0.00000000e+00 0.00000000e+00 0.00000000e+00 0.00000000e+00 0.00000000e+00 0.00000000e+00] [0.00000000e+00 0.00000000e+00 0.00000000e+00 0.00000000e+00 0.00000000e+00 0.00000000e+00 0.00000000e+00 0.00000000e+00 0.00000000e+00 0.00000000e+00 0.00000000e+00 0.00000000e+00 0.00000000e+00 0.00000000e+00 0.00000000e+00 0.00000000e+00 0.00000000e+00 0.00000000e+00 0.00000000e+00 0.00000000e+00 0.00000000e+00 0.00000000e+00 0.00000000e+00 0.00000000e+00 0.00000000e+00 0.00000000e+00 0.00000000e+00 0.00000000e+00 0.00000000e+00 0.00000000e+00] [0.00000000e+00 0.00000000e+00 0.00000000e+00 0.00000000e+00 0.00000000e+00 0.00000000e+00 0.00000000e+00 0.00000000e+00 0.00000000e+00 0.00000000e+00 0.00000000e+00 0.00000000e+00 0.00000000e+00 0.00000000e+00 0.00000000e+00 0.00000000e+00 0.00000000e+00 0.00000000e+00 0.00000000e+00 0.00000000e+00 0.00000000e+00 0.00000000e+00 0.00000000e+00 0.00000000e+00 0.00000000e+00 0.00000000e+00 0.00000000e+00 0.00000000e+00 0.00000000e+00 0.00000000e+00] [0.00000000e+00 0.00000000e+00 0.00000000e+00 0.00000000e+00 0.00000000e+00 0.00000000e+00 0.00000000e+00 0.00000000e+00 0.00000000e+00 0.00000000e+00 0.00000000e+00 0.00000000e+00 0.00000000e+00 0.00000000e+00 0.00000000e+00 0.00000000e+00 0.00000000e+00 0.00000000e+00 0.00000000e+00 0.00000000e+00 0.00000000e+00 0.00000000e+00 0.00000000e+00 0.00000000e+00 0.00000000e+00 0.00000000e+00 0.00000000e+00 0.00000000e+00 0.00000000e+00 0.00000000e+00] [0.00000000e+00 0.00000000e+00 0.00000000e+00 0.00000000e+00 0.00000000e+00 0.00000000e+00 0.00000000e+00 0.00000000e+00 0.00000000e+00 0.00000000e+00 0.00000000e+00 0.00000000e+00 0.00000000e+00 0.00000000e+00 0.00000000e+00 0.00000000e+00 0.00000000e+00 0.00000000e+00 0.00000000e+00 0.00000000e+00 0.00000000e+00 0.00000000e+00 0.00000000e+00 0.00000000e+00 0.00000000e+00 0.00000000e+00 0.00000000e+00 0.00000000e+00 0.00000000e+00 0.00000000e+00]] | 2D array of the width along the outer profile of a layer. The first dimension represents each layer, the second dimension represents each entry along blade span.
blade.interp_airfoils.r_thick_interp | output |  | [1. 0.9904762 0.90583552 0.76920637 0.62433185 0.51495506 0.45652477 0.40898037 0.37373472 0.35299758 0.33854388 0.32716954 0.31781339 0.30941425 0.30091105 0.29250549 0.28490061 0.27785301 0.27111927 0.26445597 0.25549867 0.250367 0.2424545 0.23345852 0.22353126 0.21373557 0.20477992 0.19617537 0.18790426 0.18 ] | 1D array of the relative thicknesses of the blade defined along span.
blade.interp_airfoils.ac_interp | output |  | [0.5 0.49575018 0.45884901 0.40205541 0.34747208 0.31720171 0.316 0.316 0.316 0.31553758 0.31111337 0.30358636 0.29491462 0.28705623 0.28196904 0.2789807 0.27622217 0.27372193 0.27150848 0.26961032 0.26766091 0.26687382 0.26609246 0.26570208 0.26548576 0.2651602 0.26287948 0.25487265 0.24264125 0.228 ] | 1D array of the aerodynamic center of the blade defined along span.
blade.interp_airfoils.cl_interp | output |  | [[[[ 0.00000000e+00] [ 0.00000000e+00] [ 0.00000000e+00] [ 0.00000000e+00] [ 0.00000000e+00]] [[ 0.00000000e+00] [ 0.00000000e+00] [ 0.00000000e+00] [ 0.00000000e+00] [ 0.00000000e+00]] [[ 0.00000000e+00] [ 0.00000000e+00] [ 0.00000000e+00] [ 0.00000000e+00] [ 0.00000000e+00]] ... [[ 0.00000000e+00] [ 0.00000000e+00] [ 0.00000000e+00] [ 0.00000000e+00] [ 0.00000000e+00]] [[ 0.00000000e+00] [ 0.00000000e+00] [ 0.00000000e+00] [ 0.00000000e+00] [ 0.00000000e+00]] [[ 0.00000000e+00] [ 0.00000000e+00] [ 0.00000000e+00] [ 0.00000000e+00] [ 0.00000000e+00]]] [[[ 0.00000000e+00] [ 0.00000000e+00] [ 0.00000000e+00] [ 0.00000000e+00] [ 0.00000000e+00]] [[ 2.26137991e-03] [ 1.94775724e-03] [ 1.92094234e-03] [ 1.93109733e-03] [ 1.89340473e-03]] [[ 4.52275988e-03] [ 3.89551453e-03] [ 3.84188473e-03] [ 3.86219472e-03] [ 3.78680952e-03]] ... [[-4.52275988e-03] [-3.89551453e-03] [-3.84188473e-03] [-3.86219472e-03] [-3.78680952e-03]] [[-2.26137991e-03] [-1.94775724e-03] [-1.92094234e-03] [-1.93109733e-03] [-1.89340473e-03]] [[-7.53598903e-19] [-7.53598903e-19] [-7.53598903e-19] [-7.53598903e-19] [-7.53598903e-19]]] [[[ 0.00000000e+00] [ 0.00000000e+00] [ 0.00000000e+00] [ 0.00000000e+00] [ 0.00000000e+00]] [[ 2.24911443e-02] [ 2.00611592e-02] [ 1.98552462e-02] [ 1.99331949e-02] [ 1.96440645e-02]] [[ 4.49822890e-02] [ 4.01223189e-02] [ 3.97104929e-02] [ 3.98663903e-02] [ 3.92881293e-02]] ... [[-4.49822890e-02] [-4.01223189e-02] [-3.97104929e-02] [-3.98663903e-02] [-3.92881293e-02]] [[-2.24911443e-02] [-2.00611592e-02] [-1.98552462e-02] [-1.99331949e-02] [-1.96440645e-02]] [[-6.25425624e-18] [-6.25425624e-18] [-6.25425624e-18] [-6.25425624e-18] [-6.25425624e-18]]] ... [[[ 0.00000000e+00] [ 0.00000000e+00] [ 0.00000000e+00] [ 0.00000000e+00] [ 0.00000000e+00]] [[ 1.81891218e-01] [ 1.86009734e-01] [ 1.87437603e-01] [ 1.94392998e-01] [ 1.98011589e-01]] [[ 3.63782435e-01] [ 3.72019469e-01] [ 3.74875206e-01] [ 3.88785996e-01] [ 3.96023178e-01]] ... [[-3.63782435e-01] [-3.72019469e-01] [-3.74875206e-01] [-3.88785996e-01] [-3.96023178e-01]] [[-1.81891218e-01] [-1.86009734e-01] [-1.87437603e-01] [-1.94392998e-01] [-1.98011589e-01]] [[-3.06780898e-19] [-2.47779670e-19] [ 0.00000000e+00] [ 1.29721666e-17] [-3.98810863e-18]]] [[[ 0.00000000e+00] [ 0.00000000e+00] [ 0.00000000e+00] [ 0.00000000e+00] [ 0.00000000e+00]] [[ 1.91313607e-01] [ 1.96662846e-01] [ 1.98266810e-01] [ 2.04863588e-01] [ 2.08470811e-01]] [[ 3.82627215e-01] [ 3.93325692e-01] [ 3.96533620e-01] [ 4.09727176e-01] [ 4.16941622e-01]] ... [[-3.82627215e-01] [-3.93325692e-01] [-3.96533620e-01] [-4.09727176e-01] [-4.16941622e-01]] [[-1.91313607e-01] [-1.96662846e-01] [-1.98266810e-01] [-2.04863588e-01] [-2.08470811e-01]] [[-1.16003931e-18] [-5.93069651e-19] [ 0.00000000e+00] [ 1.36426336e-17] [-8.66895539e-18]]] [[[ 0.00000000e+00] [ 0.00000000e+00] [ 0.00000000e+00] [ 0.00000000e+00] [ 0.00000000e+00]] [[ 2.02449660e-01] [ 2.09583515e-01] [ 2.11419915e-01] [ 2.17381080e-01] [ 2.21043270e-01]] [[ 4.04899320e-01] [ 4.19167029e-01] [ 4.22839830e-01] [ 4.34762160e-01] [ 4.42086540e-01]] ... [[-4.04899320e-01] [-4.19167029e-01] [-4.22839830e-01] [-4.34762160e-01] [-4.42086540e-01]] [[-2.02449660e-01] [-2.09583515e-01] [-2.11419915e-01] [-2.17381080e-01] [-2.21043270e-01]] [[-2.80518940e-18] [-1.05413865e-18] [ 0.00000000e+00] [ 1.38777878e-17] [-1.38777878e-17]]]] | 4D array with the lift coefficients of the airfoils. Dimension 0 is along the blade span for n_span stations, dimension 1 is along the angles of attack, dimension 2 is along the Reynolds number, dimension 3 is along the number of tabs, which may describe multiple sets at the same station, for example in presence of a flap.
blade.interp_airfoils.cd_interp | output |  | [[[[0.5 ] [0.5 ] [0.5 ] [0.5 ] [0.5 ]] [[0.5 ] [0.5 ] [0.5 ] [0.5 ] [0.5 ]] [[0.5 ] [0.5 ] [0.5 ] [0.5 ] [0.5 ]] ... [[0.5 ] [0.5 ] [0.5 ] [0.5 ] [0.5 ]] [[0.5 ] [0.5 ] [0.5 ] [0.5 ] [0.5 ]] [[0.5 ] [0.5 ] [0.5 ] [0.5 ] [0.5 ]]] [[[0.48317224] [0.48317224] [0.48317224] [0.48317224] [0.48317224]] [[0.48317224] [0.48317224] [0.48317224] [0.48317224] [0.48317224]] [[0.48317224] [0.48317224] [0.48317224] [0.48317224] [0.48317224]] ... [[0.48317224] [0.48317224] [0.48317224] [0.48317224] [0.48317224]] [[0.48317224] [0.48317224] [0.48317224] [0.48317224] [0.48317224]] [[0.48317224] [0.48317224] [0.48317224] [0.48317224] [0.48317224]]] [[[0.34328947] [0.34328947] [0.34328947] [0.34328947] [0.34328947]] [[0.34328947] [0.34328947] [0.34328947] [0.34328947] [0.34328947]] [[0.34328947] [0.34328947] [0.34328947] [0.34328947] [0.34328947]] ... [[0.34328947] [0.34328947] [0.34328947] [0.34328947] [0.34328947]] [[0.34328947] [0.34328947] [0.34328947] [0.34328947] [0.34328947]] [[0.34328947] [0.34328947] [0.34328947] [0.34328947] [0.34328947]]] ... [[[0.001 ] [0.001 ] [0.001 ] [0.001 ] [0.001 ]] [[0.001 ] [0.001 ] [0.001 ] [0.001 ] [0.001 ]] [[0.001 ] [0.001 ] [0.001 ] [0.001 ] [0.001 ]] ... [[0.001 ] [0.001 ] [0.001 ] [0.001 ] [0.001 ]] [[0.001 ] [0.001 ] [0.001 ] [0.001 ] [0.001 ]] [[0.001 ] [0.001 ] [0.001 ] [0.001 ] [0.001 ]]] [[[0.001 ] [0.001 ] [0.001 ] [0.001 ] [0.001 ]] [[0.001 ] [0.001 ] [0.001 ] [0.001 ] [0.001 ]] [[0.001 ] [0.001 ] [0.001 ] [0.001 ] [0.001 ]] ... [[0.001 ] [0.001 ] [0.001 ] [0.001 ] [0.001 ]] [[0.001 ] [0.001 ] [0.001 ] [0.001 ] [0.001 ]] [[0.001 ] [0.001 ] [0.001 ] [0.001 ] [0.001 ]]] [[[0.001 ] [0.001 ] [0.001 ] [0.001 ] [0.001 ]] [[0.001 ] [0.001 ] [0.001 ] [0.001 ] [0.001 ]] [[0.001 ] [0.001 ] [0.001 ] [0.001 ] [0.001 ]] ... [[0.001 ] [0.001 ] [0.001 ] [0.001 ] [0.001 ]] [[0.001 ] [0.001 ] [0.001 ] [0.001 ] [0.001 ]] [[0.001 ] [0.001 ] [0.001 ] [0.001 ] [0.001 ]]]] | 4D array with the drag coefficients of the airfoils. Dimension 0 is along the blade span for n_span stations, dimension 1 is along the angles of attack, dimension 2 is along the Reynolds number, dimension 3 is along the number of tabs, which may describe multiple sets at the same station, for example in presence of a flap.
blade.interp_airfoils.cm_interp | output |  | [[[[ 0.00000000e+00] [ 0.00000000e+00] [ 0.00000000e+00] [ 0.00000000e+00] [ 0.00000000e+00]] [[ 0.00000000e+00] [ 0.00000000e+00] [ 0.00000000e+00] [ 0.00000000e+00] [ 0.00000000e+00]] [[ 0.00000000e+00] [ 0.00000000e+00] [ 0.00000000e+00] [ 0.00000000e+00] [ 0.00000000e+00]] ... [[ 0.00000000e+00] [ 0.00000000e+00] [ 0.00000000e+00] [ 0.00000000e+00] [ 0.00000000e+00]] [[ 0.00000000e+00] [ 0.00000000e+00] [ 0.00000000e+00] [ 0.00000000e+00] [ 0.00000000e+00]] [[ 0.00000000e+00] [ 0.00000000e+00] [ 0.00000000e+00] [ 0.00000000e+00] [ 0.00000000e+00]]] [[[ 0.00000000e+00] [ 0.00000000e+00] [ 0.00000000e+00] [ 0.00000000e+00] [ 0.00000000e+00]] [[ 6.01446903e-03] [ 6.01446903e-03] [ 6.01446903e-03] [ 6.01446903e-03] [ 6.01446903e-03]] [[ 1.03917777e-02] [ 1.03917777e-02] [ 1.03917777e-02] [ 1.03917777e-02] [ 1.03917777e-02]] ... [[-1.50454748e-02] [-1.50454748e-02] [-1.50454748e-02] [-1.50454748e-02] [-1.50454748e-02]] [[-8.95340984e-03] [-8.95340984e-03] [-8.95340984e-03] [-8.95340984e-03] [-8.95340984e-03]] [[ 0.00000000e+00] [ 0.00000000e+00] [ 0.00000000e+00] [ 0.00000000e+00] [ 0.00000000e+00]]] [[[ 0.00000000e+00] [ 0.00000000e+00] [ 0.00000000e+00] [ 0.00000000e+00] [ 0.00000000e+00]] [[ 5.29945751e-02] [ 5.29945751e-02] [ 5.29945751e-02] [ 5.29945751e-02] [ 5.29945751e-02]] [[ 9.32521557e-02] [ 9.32521557e-02] [ 9.32521557e-02] [ 9.32521557e-02] [ 9.32521557e-02]] ... [[-1.32558809e-01] [-1.32558809e-01] [-1.32558809e-01] [-1.32558809e-01] [-1.32558809e-01]] [[-7.74099366e-02] [-7.74099366e-02] [-7.74099366e-02] [-7.74099366e-02] [-7.74099366e-02]] [[ 0.00000000e+00] [ 0.00000000e+00] [ 0.00000000e+00] [ 0.00000000e+00] [ 0.00000000e+00]]] ... [[[ 0.00000000e+00] [ 0.00000000e+00] [ 0.00000000e+00] [ 0.00000000e+00] [ 0.00000000e+00]] [[ 1.20000000e-01] [ 1.20000000e-01] [ 1.20000000e-01] [ 1.20000000e-01] [ 1.20000000e-01]] [[ 2.40000000e-01] [ 2.40000000e-01] [ 2.40000000e-01] [ 2.40000000e-01] [ 2.40000000e-01]] ... [[-3.00000000e-01] [-3.00000000e-01] [-3.00000000e-01] [-3.00000000e-01] [-3.00000000e-01]] [[-1.50000000e-01] [-1.50000000e-01] [-1.50000000e-01] [-1.50000000e-01] [-1.50000000e-01]] [[-1.92606959e-18] [-1.92606959e-18] [-1.92606959e-18] [-1.92606959e-18] [-1.92606959e-18]]] [[[ 0.00000000e+00] [ 0.00000000e+00] [ 0.00000000e+00] [ 0.00000000e+00] [ 0.00000000e+00]] [[ 1.20000000e-01] [ 1.20000000e-01] [ 1.20000000e-01] [ 1.20000000e-01] [ 1.20000000e-01]] [[ 2.40000000e-01] [ 2.40000000e-01] [ 2.40000000e-01] [ 2.40000000e-01] [ 2.40000000e-01]] ... [[-3.00000000e-01] [-3.00000000e-01] [-3.00000000e-01] [-3.00000000e-01] [-3.00000000e-01]] [[-1.50000000e-01] [-1.50000000e-01] [-1.50000000e-01] [-1.50000000e-01] [-1.50000000e-01]] [[-1.92606959e-18] [-1.92606959e-18] [-1.92606959e-18] [-1.92606959e-18] [-1.92606959e-18]]] [[[ 0.00000000e+00] [ 0.00000000e+00] [ 0.00000000e+00] [ 0.00000000e+00] [ 0.00000000e+00]] [[ 1.20000000e-01] [ 1.20000000e-01] [ 1.20000000e-01] [ 1.20000000e-01] [ 1.20000000e-01]] [[ 2.40000000e-01] [ 2.40000000e-01] [ 2.40000000e-01] [ 2.40000000e-01] [ 2.40000000e-01]] ... [[-3.00000000e-01] [-3.00000000e-01] [-3.00000000e-01] [-3.00000000e-01] [-3.00000000e-01]] [[-1.50000000e-01] [-1.50000000e-01] [-1.50000000e-01] [-1.50000000e-01] [-1.50000000e-01]] [[-1.92606959e-18] [-1.92606959e-18] [-1.92606959e-18] [-1.92606959e-18] [-1.92606959e-18]]]] | 4D array with the moment coefficients of the airfoils. Dimension 0 is along the blade span for n_span stations, dimension 1 is along the angles of attack, dimension 2 is along the Reynolds number, dimension 3 is along the number of tabs, which may describe multiple sets at the same station, for example in presence of a flap.
blade.interp_airfoils.coord_xy_interp | output |  | [[[ 1.00000000e+00 -5.22802288e-16] [ 9.99429684e-01 -2.22597407e-02] [ 9.98063018e-01 -4.44580349e-02] ... [ 9.98120489e-01 4.38394581e-02] [ 9.99443038e-01 2.19496514e-02] [ 1.00000000e+00 -5.26271735e-16]] [[ 1.00000000e+00 -4.63811846e-04] [ 9.98467173e-01 -2.21760738e-02] [ 9.96201019e-01 -4.43513952e-02] ... [ 9.96776877e-01 4.39179785e-02] [ 9.98774657e-01 2.22119245e-02] [ 1.00000000e+00 3.03878429e-04]] [[ 1.00000000e+00 -3.84926541e-03] [ 9.90631439e-01 -2.12435866e-02] [ 9.80995553e-01 -4.24457781e-02] ... [ 9.85613808e-01 4.43560536e-02] [ 9.93218520e-01 2.41263074e-02] [ 1.00000000e+00 2.83048459e-03]] ... [[ 1.00000000e+00 2.99243424e-04] [ 9.76715850e-01 2.78508494e-03] [ 9.52832571e-01 4.62553820e-03] ... [ 9.52575171e-01 9.64309571e-03] [ 9.76267770e-01 4.94496385e-03] [ 1.00000000e+00 2.99243424e-04]] [[ 1.00000000e+00 7.60311480e-05] [ 9.76692547e-01 2.94939444e-03] [ 9.52952126e-01 4.97097005e-03] ... [ 9.52775619e-01 1.06814382e-02] [ 9.76380589e-01 5.38373218e-03] [ 1.00000000e+00 7.60311480e-05]] [[ 1.00000000e+00 1.76276899e-06] [ 9.76685164e-01 3.14692752e-03] [ 9.53182640e-01 5.22846152e-03] ... [ 9.52998460e-01 1.22336784e-02] [ 9.76506117e-01 6.17134718e-03] [ 1.00000000e+00 1.76276899e-06]]] | 3D array of the non-dimensional x and y airfoil coordinates of the airfoils interpolated along span for n_span stations. The leading edge is place at x=0 and y=0.
blade.opt_var.s_opt_twist | output |  | [0. 0.03448276 0.06896552 0.10344828 0.13793103 0.17241379 0.20689655 0.24137931 0.27586207 0.31034483 0.34482759 0.37931034 0.4137931 0.44827586 0.48275862 0.51724138 0.55172414 0.5862069 0.62068966 0.65517241 0.68965517 0.72413793 0.75862069 0.79310345 0.82758621 0.86206897 0.89655172 0.93103448 0.96551724 1. ]
blade.opt_var.s_opt_chord | output |  | [0. 0.03448276 0.06896552 0.10344828 0.13793103 0.17241379 0.20689655 0.24137931 0.27586207 0.31034483 0.34482759 0.37931034 0.4137931 0.44827586 0.48275862 0.51724138 0.55172414 0.5862069 0.62068966 0.65517241 0.68965517 0.72413793 0.75862069 0.79310345 0.82758621 0.86206897 0.89655172 0.93103448 0.96551724 1. ]
blade.opt_var.twist_opt | output | rad | [ 0.3491 0.32625117 0.30085553 0.27319561 0.24355395 0.2057759 0.15761451 0.11369865 0.08888556 0.08740227 0.08747036 0.08755246 0.08760935 0.08649735 0.08026523 0.07090719 0.06112253 0.05334186 0.04683973 0.04037517 0.03298558 0.02356245 0.0096627 -0.00714598 -0.02406408 -0.03833817 -0.05056212 -0.06194147 -0.07234987 -0.08166095]
blade.opt_var.chord_opt | output | m | [4.5 4.51653455 4.59255455 4.72026865 4.75 4.75 4.75 4.75 4.75 4.75 4.75 4.7 4.64 4.48 4.30815493 4.07109567 3.83078655 3.59377787 3.3535724 3.10972681 2.86394905 2.61780457 2.37255549 2.12536608 1.87360817 1.6133977 1.34551447 1.07050448 0.78813172 0.5 ]
blade.opt_var.af_position | output |  | [0. 0.02 0.18 0.29632121 0.4824137 0.76458948 0.87235063 1. ]
blade.opt_var.s_opt_layer_0 | output |  | [0. 0.03448276 0.06896552 0.10344828 0.13793103 0.17241379 0.20689655 0.24137931 0.27586207 0.31034483 0.34482759 0.37931034 0.4137931 0.44827586 0.48275862 0.51724138 0.55172414 0.5862069 0.62068966 0.65517241 0.68965517 0.72413793 0.75862069 0.79310345 0.82758621 0.86206897 0.89655172 0.93103448 0.96551724 1. ]
blade.opt_var.layer_0_opt | output | m | [0.001 0.001 0.001 0.001 0.001 0.001 0.001 0.001 0.001 0.001 0.001 0.001 0.001 0.001 0.001 0.001 0.001 0.001 0.001 0.001 0.001 0.001 0.001 0.001 0.001 0.001 0.001 0.001 0.001 0.001]
blade.opt_var.s_opt_layer_1 | output |  | [0. 0.03448276 0.06896552 0.10344828 0.13793103 0.17241379 0.20689655 0.24137931 0.27586207 0.31034483 0.34482759 0.37931034 0.4137931 0.44827586 0.48275862 0.51724138 0.55172414 0.5862069 0.62068966 0.65517241 0.68965517 0.72413793 0.75862069 0.79310345 0.82758621 0.86206897 0.89655172 0.93103448 0.96551724 1. ]
blade.opt_var.layer_1_opt | output | m | [0.041 0.033 0.026 0.02 0.015 0.011 0.00828454 0.00651243 0.00536208 0.00470248 0.00440263 0.00433155 0.00435823 0.00435168 0.00430703 0.0042194 0.00408392 0.00389572 0.00364992 0.00334165 0.00298133 0.00257936 0.00214615 0.00169212 0.00122768 0.001 0.001 0.001 0.001 0.001 ]
blade.opt_var.s_opt_layer_2 | output |  | [0. 0.33333333 0.66666667 1. ]
blade.opt_var.layer_2_opt | output | m | [0. 0.04469581 0.0237435 0.00587381]
blade.opt_var.s_opt_layer_3 | output |  | [0. 0.33333333 0.66666667 1. ]
blade.opt_var.layer_3_opt | output | m | [0. 0.04131143 0.02046282 0.00195611]
blade.opt_var.s_opt_layer_4 | output |  | [0. 0.03448276 0.06896552 0.10344828 0.13793103 0.17241379 0.20689655 0.24137931 0.27586207 0.31034483 0.34482759 0.37931034 0.4137931 0.44827586 0.48275862 0.51724138 0.55172414 0.5862069 0.62068966 0.65517241 0.68965517 0.72413793 0.75862069 0.79310345 0.82758621 0.86206897 0.89655172 0.93103448 0.96551724 1. ]
blade.opt_var.layer_4_opt | output | m | [ 0.00000000e+00 0.00000000e+00 0.00000000e+00 0.00000000e+00 0.00000000e+00 0.00000000e+00 0.00000000e+00 0.00000000e+00 0.00000000e+00 0.00000000e+00 0.00000000e+00 0.00000000e+00 0.00000000e+00 0.00000000e+00 0.00000000e+00 0.00000000e+00 0.00000000e+00 0.00000000e+00 0.00000000e+00 1.00000000e-03 4.34756148e-02 1.00000000e-03 -8.13151629e-20 0.00000000e+00 0.00000000e+00 0.00000000e+00 0.00000000e+00 0.00000000e+00 0.00000000e+00 0.00000000e+00]
blade.opt_var.s_opt_layer_5 | output |  | [0. 0.03448276 0.06896552 0.10344828 0.13793103 0.17241379 0.20689655 0.24137931 0.27586207 0.31034483 0.34482759 0.37931034 0.4137931 0.44827586 0.48275862 0.51724138 0.55172414 0.5862069 0.62068966 0.65517241 0.68965517 0.72413793 0.75862069 0.79310345 0.82758621 0.86206897 0.89655172 0.93103448 0.96551724 1. ]
blade.opt_var.layer_5_opt | output | m | [ 0.00000000e+00 0.00000000e+00 0.00000000e+00 0.00000000e+00 0.00000000e+00 0.00000000e+00 0.00000000e+00 0.00000000e+00 0.00000000e+00 0.00000000e+00 0.00000000e+00 0.00000000e+00 0.00000000e+00 0.00000000e+00 0.00000000e+00 0.00000000e+00 0.00000000e+00 0.00000000e+00 0.00000000e+00 1.00000000e-03 4.34756148e-02 1.00000000e-03 -8.13151629e-20 0.00000000e+00 0.00000000e+00 0.00000000e+00 0.00000000e+00 0.00000000e+00 0.00000000e+00 0.00000000e+00]
blade.opt_var.s_opt_layer_6 | output |  | [0. 0.03448276 0.06896552 0.10344828 0.13793103 0.17241379 0.20689655 0.24137931 0.27586207 0.31034483 0.34482759 0.37931034 0.4137931 0.44827586 0.48275862 0.51724138 0.55172414 0.5862069 0.62068966 0.65517241 0.68965517 0.72413793 0.75862069 0.79310345 0.82758621 0.86206897 0.89655172 0.93103448 0.96551724 1. ]
blade.opt_var.layer_6_opt | output | m | [0. 0. 0.00665003 0.00814812 0.00964621 0.0111443 0.01260256 0.01398116 0.01524026 0.01634003 0.01724065 0.01790228 0.01832761 0.01851932 0.01848012 0.01821267 0.01771968 0.01700382 0.01610578 0.01506624 0.01392586 0.01272533 0.01150532 0.01030652 0.00912537 0.00795837 0.00680196 0.00565261 0.0045068 0.003361 ]
blade.opt_var.s_opt_layer_7 | output |  | [0. 0.03448276 0.06896552 0.10344828 0.13793103 0.17241379 0.20689655 0.24137931 0.27586207 0.31034483 0.34482759 0.37931034 0.4137931 0.44827586 0.48275862 0.51724138 0.55172414 0.5862069 0.62068966 0.65517241 0.68965517 0.72413793 0.75862069 0.79310345 0.82758621 0.86206897 0.89655172 0.93103448 0.96551724 1. ]
blade.opt_var.layer_7_opt | output | m | [ 0.00000000e+00 0.00000000e+00 2.33432275e-02 2.51480648e-02 2.69529021e-02 2.87577394e-02 3.05625767e-02 3.23674140e-02 3.39953792e-02 3.52696003e-02 3.60132052e-02 3.60493218e-02 3.52010780e-02 3.32916017e-02 3.05938669e-02 2.73808473e-02 2.39255169e-02 2.05008494e-02 1.73798187e-02 1.48353987e-02 1.27714875e-02 1.10919834e-02 9.70078471e-03 8.50178952e-03 7.39889612e-03 6.29600271e-03 5.19310930e-03 4.09021589e-03 2.98732248e-03 -2.16840434e-19]
blade.opt_var.s_opt_layer_8 | output |  | [0. 0.03448276 0.06896552 0.10344828 0.13793103 0.17241379 0.20689655 0.24137931 0.27586207 0.31034483 0.34482759 0.37931034 0.4137931 0.44827586 0.48275862 0.51724138 0.55172414 0.5862069 0.62068966 0.65517241 0.68965517 0.72413793 0.75862069 0.79310345 0.82758621 0.86206897 0.89655172 0.93103448 0.96551724 1. ]
blade.opt_var.layer_8_opt | output | m | [ 0.00000000e+00 0.00000000e+00 2.33432275e-02 2.51480648e-02 2.69529021e-02 2.87577394e-02 3.05625767e-02 3.23674140e-02 3.39953792e-02 3.52696003e-02 3.60132052e-02 3.60493218e-02 3.52010780e-02 3.32916017e-02 3.05938669e-02 2.73808473e-02 2.39255169e-02 2.05008494e-02 1.73798187e-02 1.48353987e-02 1.27714875e-02 1.10919834e-02 9.70078471e-03 8.50178952e-03 7.39889612e-03 6.29600271e-03 5.19310930e-03 4.09021589e-03 2.98732248e-03 -2.16840434e-19]
blade.opt_var.s_opt_layer_9 | output |  | [0. 0.03448276 0.06896552 0.10344828 0.13793103 0.17241379 0.20689655 0.24137931 0.27586207 0.31034483 0.34482759 0.37931034 0.4137931 0.44827586 0.48275862 0.51724138 0.55172414 0.5862069 0.62068966 0.65517241 0.68965517 0.72413793 0.75862069 0.79310345 0.82758621 0.86206897 0.89655172 0.93103448 0.96551724 1. ]
blade.opt_var.layer_9_opt | output | m | [0. 0. 0.01864022 0.02290439 0.02716855 0.03128208 0.03509432 0.03845464 0.04121238 0.04321692 0.0443176 0.04463178 0.04427681 0.04337004 0.04202882 0.04037051 0.03851246 0.03646388 0.03423398 0.03183196 0.02926705 0.02654845 0.02368537 0.02070189 0.01762209 0.01447005 0.01126986 0.00804558 0.00482131 0.00159703]
blade.opt_var.s_opt_layer_10 | output |  | [0. 0.03448276 0.06896552 0.10344828 0.13793103 0.17241379 0.20689655 0.24137931 0.27586207 0.31034483 0.34482759 0.37931034 0.4137931 0.44827586 0.48275862 0.51724138 0.55172414 0.5862069 0.62068966 0.65517241 0.68965517 0.72413793 0.75862069 0.79310345 0.82758621 0.86206897 0.89655172 0.93103448 0.96551724 1. ]
blade.opt_var.layer_10_opt | output | m | [0. 0. 0.01067832 0.01302775 0.01537718 0.0177266 0.02007603 0.02234366 0.02444771 0.02630638 0.02783787 0.0289604 0.02959217 0.02979168 0.02961743 0.02912793 0.02838168 0.02743718 0.02635293 0.02511064 0.02369203 0.0220788 0.02025266 0.01819533 0.01588852 0.0133738 0.01069276 0.00788698 0.00499804 0.00206752]
blade.opt_var.s_opt_layer_11 | output |  | [0. 0.03448276 0.06896552 0.10344828 0.13793103 0.17241379 0.20689655 0.24137931 0.27586207 0.31034483 0.34482759 0.37931034 0.4137931 0.44827586 0.48275862 0.51724138 0.55172414 0.5862069 0.62068966 0.65517241 0.68965517 0.72413793 0.75862069 0.79310345 0.82758621 0.86206897 0.89655172 0.93103448 0.96551724 1. ]
blade.opt_var.layer_11_opt | output | m | [0. 0. 0.01171413 0.01476495 0.01781576 0.02086658 0.02391739 0.02696821 0.03001902 0.03295299 0.03565325 0.03800297 0.03988528 0.04118335 0.04178032 0.04172736 0.04107568 0.03987644 0.03818083 0.03604003 0.03350522 0.03064208 0.02751627 0.02419345 0.02073929 0.01721947 0.01369965 0.01017983 0.00666001 0.00314019]
blade.opt_var.s_opt_layer_12 | output |  | [0. 0.03448276 0.06896552 0.10344828 0.13793103 0.17241379 0.20689655 0.24137931 0.27586207 0.31034483 0.34482759 0.37931034 0.4137931 0.44827586 0.48275862 0.51724138 0.55172414 0.5862069 0.62068966 0.65517241 0.68965517 0.72413793 0.75862069 0.79310345 0.82758621 0.86206897 0.89655172 0.93103448 0.96551724 1. ]
blade.opt_var.layer_12_opt | output | m | [0. 0. 0.03598738 0.04397734 0.05196731 0.05963021 0.066639 0.07266661 0.07738598 0.08047006 0.08159179 0.08099669 0.07893026 0.07563804 0.07136553 0.06635826 0.06086173 0.05503573 0.04904003 0.04303439 0.03717859 0.03163241 0.02655561 0.02186997 0.01749725 0.01335922 0.00937765 0.00547432 0.00157099 0.001 ]
blade.opt_var.s_opt_layer_13 | output |  | [0. 0.03448276 0.06896552 0.10344828 0.13793103 0.17241379 0.20689655 0.24137931 0.27586207 0.31034483 0.34482759 0.37931034 0.4137931 0.44827586 0.48275862 0.51724138 0.55172414 0.5862069 0.62068966 0.65517241 0.68965517 0.72413793 0.75862069 0.79310345 0.82758621 0.86206897 0.89655172 0.93103448 0.96551724 1. ]
blade.opt_var.layer_13_opt | output | m | [0.041 0.033 0.026 0.02 0.01531562 0.01261405 0.01008929 0.00782972 0.00592376 0.00445981 0.00352627 0.00301625 0.00282289 0.00283929 0.0029586 0.00307391 0.00307837 0.00299303 0.00283898 0.00263728 0.00240901 0.00217523 0.00195702 0.00175179 0.00155694 0.00136987 0.00118799 0.00100871 0.001 0.001 ]
blade.opt_var.s_opt_layer_14 | output |  | [0. 0.03448276 0.06896552 0.10344828 0.13793103 0.17241379 0.20689655 0.24137931 0.27586207 0.31034483 0.34482759 0.37931034 0.4137931 0.44827586 0.48275862 0.51724138 0.55172414 0.5862069 0.62068966 0.65517241 0.68965517 0.72413793 0.75862069 0.79310345 0.82758621 0.86206897 0.89655172 0.93103448 0.96551724 1. ]
blade.opt_var.layer_14_opt | output | m | [0.00000000e+00 0.00000000e+00 0.00000000e+00 2.16422907e-03 2.21016153e-03 2.25609398e-03 2.30202643e-03 2.34795888e-03 2.38578561e-03 2.40740088e-03 2.40469897e-03 2.36957416e-03 2.29392070e-03 2.16963289e-03 2.01292217e-03 1.84000000e-03 1.66707783e-03 1.51036711e-03 1.38607930e-03 1.31042584e-03 1.27530103e-03 1.27259912e-03 1.29421439e-03 1.33204112e-03 1.37797357e-03 1.42390602e-03 1.46983847e-03 1.51577093e-03 1.56170338e-03 1.08420217e-19]
blade.opt_var.s_opt_layer_15 | output |  | [0. 0.03448276 0.06896552 0.10344828 0.13793103 0.17241379 0.20689655 0.24137931 0.27586207 0.31034483 0.34482759 0.37931034 0.4137931 0.44827586 0.48275862 0.51724138 0.55172414 0.5862069 0.62068966 0.65517241 0.68965517 0.72413793 0.75862069 0.79310345 0.82758621 0.86206897 0.89655172 0.93103448 0.96551724 1. ]
blade.opt_var.layer_15_opt | output | m | [0.00000000e+00 0.00000000e+00 0.00000000e+00 3.74890612e-02 3.61172335e-02 3.47454058e-02 3.33630956e-02 3.19598202e-02 3.05250972e-02 2.90484440e-02 2.75193780e-02 2.59274168e-02 2.43374498e-02 2.28143666e-02 2.14230569e-02 2.02284101e-02 1.92953159e-02 1.86886639e-02 1.83467902e-02 1.82080313e-02 2.00000000e-02 2.00000000e-02 2.00000000e-02 2.00000000e-02 2.00000000e-02 2.00000000e-02 2.00000000e-02 2.00000000e-02 2.00000000e-02 5.20417043e-18]
blade.opt_var.s_opt_layer_16 | output |  | [0. 0.03448276 0.06896552 0.10344828 0.13793103 0.17241379 0.20689655 0.24137931 0.27586207 0.31034483 0.34482759 0.37931034 0.4137931 0.44827586 0.48275862 0.51724138 0.55172414 0.5862069 0.62068966 0.65517241 0.68965517 0.72413793 0.75862069 0.79310345 0.82758621 0.86206897 0.89655172 0.93103448 0.96551724 1. ]
blade.opt_var.layer_16_opt | output | m | [0.00000000e+00 0.00000000e+00 0.00000000e+00 2.07236417e-03 2.11829662e-03 2.16422907e-03 2.21016153e-03 2.25609398e-03 2.30202643e-03 2.34795888e-03 2.38578561e-03 2.40740088e-03 2.40469897e-03 2.36957416e-03 2.29392070e-03 2.16963289e-03 2.01292217e-03 1.84000000e-03 1.66707783e-03 1.51036711e-03 1.38607930e-03 1.31042584e-03 1.27530103e-03 1.27259912e-03 1.29421439e-03 1.33204112e-03 1.37797357e-03 1.42390602e-03 1.46983847e-03 1.08420217e-19]
blade.opt_var.s_opt_layer_17 | output |  | [0. 0.03448276 0.06896552 0.10344828 0.13793103 0.17241379 0.20689655 0.24137931 0.27586207 0.31034483 0.34482759 0.37931034 0.4137931 0.44827586 0.48275862 0.51724138 0.55172414 0.5862069 0.62068966 0.65517241 0.68965517 0.72413793 0.75862069 0.79310345 0.82758621 0.86206897 0.89655172 0.93103448 0.96551724 1. ]
blade.opt_var.layer_17_opt | output | m | [0.00000000e+00 0.00000000e+00 0.00000000e+00 2.51759997e-03 2.44512991e-03 2.37265986e-03 2.30018980e-03 2.22771975e-03 2.15449048e-03 2.07974278e-03 2.00271744e-03 1.92265525e-03 1.83879698e-03 1.75038343e-03 1.66146746e-03 1.57610193e-03 1.49833970e-03 1.43223365e-03 1.38183663e-03 1.35120150e-03 1.33703462e-03 1.33604234e-03 1.34493101e-03 1.36040697e-03 1.37917659e-03 1.39794620e-03 1.41671582e-03 1.43548543e-03 1.45425505e-03 2.16840434e-19]
blade.opt_var.s_opt_layer_18 | output |  | [0. 0.03448276 0.06896552 0.10344828 0.13793103 0.17241379 0.20689655 0.24137931 0.27586207 0.31034483 0.34482759 0.37931034 0.4137931 0.44827586 0.48275862 0.51724138 0.55172414 0.5862069 0.62068966 0.65517241 0.68965517 0.72413793 0.75862069 0.79310345 0.82758621 0.86206897 0.89655172 0.93103448 0.96551724 1. ]
blade.opt_var.layer_18_opt | output | m | [0.00000000e+00 0.00000000e+00 0.00000000e+00 3.77066146e-02 3.63461220e-02 3.49856293e-02 3.36139152e-02 3.22197581e-02 3.07919366e-02 2.93192293e-02 2.77904146e-02 2.61942712e-02 2.45955568e-02 2.30590296e-02 2.16494473e-02 2.04315680e-02 2.00000000e-02 2.00000000e-02 2.00000000e-02 2.00000000e-02 2.00000000e-02 2.00000000e-02 2.00000000e-02 2.00000000e-02 2.00000000e-02 2.00000000e-02 2.00000000e-02 2.00000000e-02 2.00000000e-02 5.20417043e-18]
blade.opt_var.s_opt_layer_19 | output |  | [0. 0.03448276 0.06896552 0.10344828 0.13793103 0.17241379 0.20689655 0.24137931 0.27586207 0.31034483 0.34482759 0.37931034 0.4137931 0.44827586 0.48275862 0.51724138 0.55172414 0.5862069 0.62068966 0.65517241 0.68965517 0.72413793 0.75862069 0.79310345 0.82758621 0.86206897 0.89655172 0.93103448 0.96551724 1. ]
blade.opt_var.layer_19_opt | output | m | [0.00000000e+00 0.00000000e+00 0.00000000e+00 2.66254008e-03 2.59007002e-03 2.51759997e-03 2.44512991e-03 2.37265986e-03 2.30018980e-03 2.22771975e-03 2.15449048e-03 2.07974278e-03 2.00271744e-03 1.92265525e-03 1.83879698e-03 1.75038343e-03 1.66146746e-03 1.57610193e-03 1.49833970e-03 1.43223365e-03 1.38183663e-03 1.35120150e-03 1.33703462e-03 1.33604234e-03 1.34493101e-03 1.36040697e-03 1.37917659e-03 1.39794620e-03 1.41671582e-03 3.25260652e-19]
blade.outer_shape_bem.af_position | output |  | [0. 0.02 0.18 0.29632121 0.4824137 0.76458948 0.87235063 1. ] | 1D array of the non dimensional positions of the airfoils af_used defined along blade span.
blade.outer_shape_bem.s | output |  | [0. 0.03448276 0.06896552 0.10344828 0.13793103 0.17241379 0.20689655 0.24137931 0.27586207 0.31034483 0.34482759 0.37931034 0.4137931 0.44827586 0.48275862 0.51724138 0.55172414 0.5862069 0.62068966 0.65517241 0.7 0.72413793 0.75862069 0.79310345 0.82758621 0.86206897 0.89655172 0.93103448 0.96551724 1. ] | 1D array of the non-dimensional spanwise grid defined along blade axis (0-blade root, 1-blade tip)
blade.outer_shape_bem.chord | output | m | [4.5 4.51653455 4.59255455 4.72026865 4.75 4.75 4.75 4.75 4.75 4.75 4.75 4.7 4.64 4.48 4.30815493 4.07109567 3.83078655 3.59377787 3.3535724 3.10972681 2.79010443 2.61780457 2.37255549 2.12536608 1.87360817 1.6133977 1.34551447 1.07050448 0.78813172 0.5 ] | 1D array of the chord values defined along blade span.
blade.outer_shape_bem.twist | output | rad | [ 0.3491 0.32625117 0.30085553 0.27319561 0.24355395 0.2057759 0.15761451 0.11369865 0.08888556 0.08740227 0.08747036 0.08755246 0.08760935 0.08649735 0.08026523 0.07090719 0.06112253 0.05334186 0.04683973 0.04037517 0.03044013 0.02356245 0.0096627 -0.00714598 -0.02406408 -0.03833817 -0.05056212 -0.06194147 -0.07234987 -0.08166095] | 1D array of the twist values defined along blade span. The twist is defined positive for negative rotations around the z axis (the same as in BeamDyn).
blade.outer_shape_bem.pitch_axis | output |  | [0.5 0.49816955 0.48992341 0.47666778 0.47368421 0.47368421 0.47368421 0.47368421 0.47368421 0.47368421 0.47368421 0.46808511 0.4612069 0.44196429 0.43251806 0.42095775 0.41010371 0.40195138 0.39522149 0.39116278 0.39008436 0.39134099 0.39523274 0.40007425 0.40504215 0.41113787 0.41946139 0.43201533 0.45321411 0.5 ] | 1D array of the chordwise position of the pitch axis (0-LE, 1-TE), defined along blade span.
blade.outer_shape_bem.r_thick_yaml_interp | output |  | [0. 0. 0. 0. 0. 0. 0. 0. 0. 0. 0. 0. 0. 0. 0. 0. 0. 0. 0. 0. 0. 0. 0. 0. 0. 0. 0. 0. 0. 0.] | 1D array of the relative thickness values defined along blade span.
blade.outer_shape_bem.ref_axis | output | m | [[ 0.00000000e+00 0.00000000e+00 0.00000000e+00] [ 1.45896086e-02 0.00000000e+00 3.44814717e+00] [ 5.22230768e-02 0.00000000e+00 6.89629433e+00] [ 1.08141891e-01 0.00000000e+00 1.03444415e+01] [ 1.74250500e-01 0.00000000e+00 1.37925887e+01] [ 2.41136773e-01 0.00000000e+00 1.72407358e+01] [ 3.00085581e-01 0.00000000e+00 2.06888830e+01] [ 3.42651213e-01 0.00000000e+00 2.41370302e+01] [ 3.59821072e-01 0.00000000e+00 2.75851773e+01] [ 3.47586472e-01 0.00000000e+00 3.10333245e+01] [ 3.14508104e-01 0.00000000e+00 3.44814717e+01] [ 2.66858145e-01 0.00000000e+00 3.79296188e+01] [ 2.10870490e-01 0.00000000e+00 4.13777660e+01] [ 1.40477297e-01 0.00000000e+00 4.48259132e+01] [ 3.80470534e-02 0.00000000e+00 4.82740603e+01] [-9.07529186e-02 0.00000000e+00 5.17222075e+01] [-2.35123811e-01 0.00000000e+00 5.51703547e+01] [-3.94137332e-01 0.00000000e+00 5.86185018e+01] [-5.85777112e-01 0.00000000e+00 6.20666490e+01] [-8.05291806e-01 0.00000000e+00 6.55147962e+01] [-1.11555530e+00 0.00000000e+00 6.99973875e+01] [-1.29121723e+00 0.00000000e+00 7.24110905e+01] [-1.56372970e+00 0.00000000e+00 7.58592376e+01] [-1.85903588e+00 0.00000000e+00 7.93073848e+01] [-2.17067421e+00 0.00000000e+00 8.27555320e+01] [-2.49837779e+00 0.00000000e+00 8.62036791e+01] [-2.84335536e+00 0.00000000e+00 8.96518263e+01] [-3.20952152e+00 0.00000000e+00 9.30999735e+01] [-3.59684443e+00 0.00000000e+00 9.65481206e+01] [-4.00000000e+00 0.00000000e+00 9.99962678e+01]] | 2D array of the coordinates (x,y,z) of the blade reference axis, defined along blade span. The coordinate system is the one of BeamDyn: it is placed at blade root with x pointing the suction side of the blade, y pointing the trailing edge and z along the blade span. A standard configuration will have negative x values (prebend), if swept positive y values, and positive z values.
blade.pa.twist_param | output | rad | [ 0.3491 0.32625117 0.30085553 0.27319561 0.24355395 0.2057759 0.15761451 0.11369865 0.08888556 0.08740227 0.08747036 0.08755246 0.08760935 0.08649735 0.08026523 0.07090719 0.06112253 0.05334186 0.04683973 0.04037517 0.03044013 0.02356245 0.0096627 -0.00714598 -0.02406408 -0.03833817 -0.05056212 -0.06194147 -0.07234987 -0.08166095] | 1D array of the twist values defined along blade span. The twist is the result of the parameterization.
blade.pa.chord_param | output | m | [4.5 4.51653455 4.59255455 4.72026865 4.75 4.75 4.75 4.75 4.75 4.75 4.75 4.7 4.64 4.48 4.30815493 4.07109567 3.83078655 3.59377787 3.3535724 3.10972681 2.79010443 2.61780457 2.37255549 2.12536608 1.87360817 1.6133977 1.34551447 1.07050448 0.78813172 0.5 ] | 1D array of the chord values defined along blade span. The chord is the result of the parameterization.
blade.pa.max_chord_constr | output |  | [0.94736842 0.95084938 0.96685359 0.99374077 1. 1. 1. 1. 1. 1. 1. 0.98947368 0.97684211 0.94315789 0.90697999 0.85707277 0.80648138 0.75658481 0.70601524 0.65467933 0.60293621 0.55111675 0.49948537 0.44744549 0.39444383 0.33966267 0.2832662 0.22536936 0.16592247 0.10526316] | 1D array of the ratio between chord values and maximum chord along blade span.
blade.ps.layer_thickness_param | output | m | [[ 1.00000000e-03 1.00000000e-03 1.00000000e-03 1.00000000e-03 1.00000000e-03 1.00000000e-03 1.00000000e-03 1.00000000e-03 1.00000000e-03 1.00000000e-03 1.00000000e-03 1.00000000e-03 1.00000000e-03 1.00000000e-03 1.00000000e-03 1.00000000e-03 1.00000000e-03 1.00000000e-03 1.00000000e-03 1.00000000e-03 1.00000000e-03 1.00000000e-03 1.00000000e-03 1.00000000e-03 1.00000000e-03 1.00000000e-03 1.00000000e-03 1.00000000e-03 1.00000000e-03 1.00000000e-03] [ 4.10000000e-02 3.30000000e-02 2.60000000e-02 2.00000000e-02 1.50000000e-02 1.10000000e-02 8.28454072e-03 6.51243402e-03 5.36207752e-03 4.70247504e-03 4.40263040e-03 4.33154742e-03 4.35822991e-03 4.35168169e-03 4.30702965e-03 4.21940069e-03 4.08392168e-03 3.89571952e-03 3.64992111e-03 3.34165333e-03 2.86491152e-03 2.57935592e-03 2.14614940e-03 1.69211977e-03 1.22767857e-03 1.00000000e-03 1.00000000e-03 1.00000000e-03 1.00000000e-03 1.00000000e-03] [ 0.00000000e+00 7.78193248e-03 1.50365645e-02 2.16850400e-02 2.76485026e-02 3.28480962e-02 3.72049647e-02 4.06402518e-02 4.30751013e-02 4.44306571e-02 4.46449340e-02 4.39262735e-02 4.24754139e-02 4.04425783e-02 3.79779900e-02 3.52318721e-02 3.23544477e-02 2.94959401e-02 2.68065724e-02 2.44365678e-02 2.18277265e-02 2.04570456e-02 1.85237383e-02 1.66203486e-02 1.47476896e-02 1.29065742e-02 1.10978153e-02 9.32222585e-03 7.58061873e-03 5.87380689e-03] [ 0.00000000e+00 7.25433122e-03 1.39944773e-02 2.01524778e-02 2.56603721e-02 3.04501999e-02 3.44540004e-02 3.76038134e-02 3.98316783e-02 4.10696345e-02 4.12612787e-02 4.05525027e-02 3.91203565e-02 3.71115642e-02 3.46728500e-02 3.19509379e-02 2.90925522e-02 2.62444171e-02 2.35532565e-02 2.11657948e-02 1.85124099e-02 1.71131586e-02 1.51336905e-02 1.31775357e-02 1.12451572e-02 9.33701773e-03 7.45358011e-03 5.59530720e-03 3.76266180e-03 1.95610677e-03] [ 0.00000000e+00 0.00000000e+00 0.00000000e+00 0.00000000e+00 0.00000000e+00 0.00000000e+00 0.00000000e+00 0.00000000e+00 0.00000000e+00 0.00000000e+00 0.00000000e+00 0.00000000e+00 0.00000000e+00 0.00000000e+00 0.00000000e+00 0.00000000e+00 0.00000000e+00 0.00000000e+00 0.00000000e+00 1.00000000e-03 3.44239839e-02 1.00000000e-03 -8.13151629e-20 0.00000000e+00 0.00000000e+00 0.00000000e+00 0.00000000e+00 0.00000000e+00 0.00000000e+00 0.00000000e+00] [ 0.00000000e+00 0.00000000e+00 0.00000000e+00 0.00000000e+00 0.00000000e+00 0.00000000e+00 0.00000000e+00 0.00000000e+00 0.00000000e+00 0.00000000e+00 0.00000000e+00 0.00000000e+00 0.00000000e+00 0.00000000e+00 0.00000000e+00 0.00000000e+00 0.00000000e+00 0.00000000e+00 0.00000000e+00 1.00000000e-03 3.44239839e-02 1.00000000e-03 -8.13151629e-20 0.00000000e+00 0.00000000e+00 0.00000000e+00 0.00000000e+00 0.00000000e+00 0.00000000e+00 0.00000000e+00] [ 0.00000000e+00 0.00000000e+00 6.65003373e-03 8.14812366e-03 9.64621359e-03 1.11443035e-02 1.26025620e-02 1.39811575e-02 1.52402586e-02 1.63400338e-02 1.72406517e-02 1.79022807e-02 1.83276090e-02 1.85193246e-02 1.84801155e-02 1.82126698e-02 1.77196757e-02 1.70038210e-02 1.61057826e-02 1.50662370e-02 1.35708454e-02 1.27253309e-02 1.15053236e-02 1.03065158e-02 9.12537420e-03 7.95836553e-03 6.80195656e-03 5.65261407e-03 4.50680481e-03 3.36099555e-03] [ 0.00000000e+00 0.00000000e+00 2.33432275e-02 2.51480648e-02 2.69529021e-02 2.87577394e-02 3.05625767e-02 3.23674140e-02 3.39953792e-02 3.52696003e-02 3.60132052e-02 3.60493218e-02 3.52010780e-02 3.32916017e-02 3.05938669e-02 2.73808473e-02 2.39255169e-02 2.05008494e-02 1.73798187e-02 1.48353987e-02 1.22323494e-02 1.10919834e-02 9.70078471e-03 8.50178952e-03 7.39889612e-03 6.29600271e-03 5.19310930e-03 4.09021589e-03 2.98732248e-03 -6.50521303e-19] [ 0.00000000e+00 0.00000000e+00 2.33432275e-02 2.51480648e-02 2.69529021e-02 2.87577394e-02 3.05625767e-02 3.23674140e-02 3.39953792e-02 3.52696003e-02 3.60132052e-02 3.60493218e-02 3.52010780e-02 3.32916017e-02 3.05938669e-02 2.73808473e-02 2.39255169e-02 2.05008494e-02 1.73798187e-02 1.48353987e-02 1.22323494e-02 1.10919834e-02 9.70078471e-03 8.50178952e-03 7.39889612e-03 6.29600271e-03 5.19310930e-03 4.09021589e-03 2.98732248e-03 -6.50521303e-19] [ 0.00000000e+00 0.00000000e+00 1.86402175e-02 2.29043857e-02 2.71685539e-02 3.12820798e-02 3.50943212e-02 3.84546359e-02 4.12123815e-02 4.32169158e-02 4.43175966e-02 4.46317757e-02 4.42768050e-02 4.33700364e-02 4.20288217e-02 4.03705128e-02 3.85124616e-02 3.64638788e-02 3.42339751e-02 3.18319613e-02 2.84675254e-02 2.65484460e-02 2.36853660e-02 2.07018877e-02 1.76220907e-02 1.44700547e-02 1.12698594e-02 8.04558436e-03 4.82130936e-03 1.59703436e-03] [ 0.00000000e+00 0.00000000e+00 1.06783227e-02 1.30277497e-02 1.53771767e-02 1.77266036e-02 2.00760306e-02 2.23436643e-02 2.44477114e-02 2.63063787e-02 2.78378729e-02 2.89604006e-02 2.95921686e-02 2.97916789e-02 2.96174332e-02 2.91279335e-02 2.83816816e-02 2.74371794e-02 2.63529289e-02 2.51106409e-02 2.32295708e-02 2.20787956e-02 2.02526601e-02 1.81953304e-02 1.58885175e-02 1.33738018e-02 1.06927639e-02 7.88698432e-03 4.99804368e-03 2.06752250e-03] [ 0.00000000e+00 0.00000000e+00 1.17141324e-02 1.47649473e-02 1.78157623e-02 2.08665773e-02 2.39173922e-02 2.69682072e-02 3.00190222e-02 3.29529872e-02 3.56532524e-02 3.80029677e-02 3.98852833e-02 4.11833493e-02 4.17803156e-02 4.17273646e-02 4.10756783e-02 3.98764390e-02 3.81808288e-02 3.60400301e-02 3.26797937e-02 3.06420809e-02 2.75162660e-02 2.41934479e-02 2.07392943e-02 1.72194730e-02 1.36996517e-02 1.01798304e-02 6.66000904e-03 3.14018771e-03] [ 0.00000000e+00 0.00000000e+00 3.59873815e-02 4.39773438e-02 5.19673061e-02 5.96302097e-02 6.66389959e-02 7.26666060e-02 7.73859813e-02 8.04700630e-02 8.15917924e-02 8.09966867e-02 7.89302631e-02 7.56380387e-02 7.13655306e-02 6.63582560e-02 6.08617321e-02 5.50357312e-02 4.90400260e-02 4.30343888e-02 3.54771595e-02 3.16324086e-02 2.65556105e-02 2.18699671e-02 1.74972473e-02 1.33592202e-02 9.37765500e-03 5.47432071e-03 1.57098642e-03 1.00000000e-03] [ 4.10000000e-02 3.30000000e-02 2.60000000e-02 2.00000000e-02 1.53156219e-02 1.26140524e-02 1.00892854e-02 7.82972209e-03 5.92376367e-03 4.45981139e-03 3.52626648e-03 3.01625067e-03 2.82288569e-03 2.83929329e-03 2.95859519e-03 3.07391313e-03 3.07836885e-03 2.99303427e-03 2.83898133e-03 2.63728196e-03 2.33877707e-03 2.17523163e-03 1.95702453e-03 1.75179189e-03 1.55693882e-03 1.36987043e-03 1.18799183e-03 1.00870812e-03 1.00000000e-03 1.00000000e-03] [ 0.00000000e+00 0.00000000e+00 0.00000000e+00 2.16422907e-03 2.21016153e-03 2.25609398e-03 2.30202643e-03 2.34795888e-03 2.38578561e-03 2.40740088e-03 2.40469897e-03 2.36957416e-03 2.29392070e-03 2.16963289e-03 2.01292217e-03 1.84000000e-03 1.66707783e-03 1.51036711e-03 1.38607930e-03 1.31042584e-03 1.27397979e-03 1.27259912e-03 1.29421439e-03 1.33204112e-03 1.37797357e-03 1.42390602e-03 1.46983847e-03 1.51577093e-03 1.56170338e-03 1.08420217e-19] [ 0.00000000e+00 0.00000000e+00 0.00000000e+00 3.74890612e-02 3.61172335e-02 3.47454058e-02 3.33630956e-02 3.19598202e-02 3.05250972e-02 2.90484440e-02 2.75193780e-02 2.59274168e-02 2.43374498e-02 2.28143666e-02 2.14230569e-02 2.02284101e-02 1.92953159e-02 1.86886639e-02 1.83467902e-02 1.82080313e-02 2.00000000e-02 2.00000000e-02 2.00000000e-02 2.00000000e-02 2.00000000e-02 2.00000000e-02 2.00000000e-02 2.00000000e-02 2.00000000e-02 6.93889390e-18] [ 0.00000000e+00 0.00000000e+00 0.00000000e+00 2.07236417e-03 2.11829662e-03 2.16422907e-03 2.21016153e-03 2.25609398e-03 2.30202643e-03 2.34795888e-03 2.38578561e-03 2.40740088e-03 2.40469897e-03 2.36957416e-03 2.29392070e-03 2.16963289e-03 2.01292217e-03 1.84000000e-03 1.66707783e-03 1.51036711e-03 1.35893442e-03 1.31042584e-03 1.27530103e-03 1.27259912e-03 1.29421439e-03 1.33204112e-03 1.37797357e-03 1.42390602e-03 1.46983847e-03 1.08420217e-19] [ 0.00000000e+00 0.00000000e+00 0.00000000e+00 2.51759997e-03 2.44512991e-03 2.37265986e-03 2.30018980e-03 2.22771975e-03 2.15449048e-03 2.07974278e-03 2.00271744e-03 1.92265525e-03 1.83879698e-03 1.75038343e-03 1.66146746e-03 1.57610193e-03 1.49833970e-03 1.43223365e-03 1.38183663e-03 1.35120150e-03 1.33654766e-03 1.33604234e-03 1.34493101e-03 1.36040697e-03 1.37917659e-03 1.39794620e-03 1.41671582e-03 1.43548543e-03 1.45425505e-03 2.16840434e-19] [ 0.00000000e+00 0.00000000e+00 0.00000000e+00 3.77066146e-02 3.63461220e-02 3.49856293e-02 3.36139152e-02 3.22197581e-02 3.07919366e-02 2.93192293e-02 2.77904146e-02 2.61942712e-02 2.45955568e-02 2.30590296e-02 2.16494473e-02 2.04315680e-02 2.00000000e-02 2.00000000e-02 2.00000000e-02 2.00000000e-02 2.00000000e-02 2.00000000e-02 2.00000000e-02 2.00000000e-02 2.00000000e-02 2.00000000e-02 2.00000000e-02 2.00000000e-02 2.00000000e-02 6.93889390e-18] [ 0.00000000e+00 0.00000000e+00 0.00000000e+00 2.66254008e-03 2.59007002e-03 2.51759997e-03 2.44512991e-03 2.37265986e-03 2.30018980e-03 2.22771975e-03 2.15449048e-03 2.07974278e-03 2.00271744e-03 1.92265525e-03 1.83879698e-03 1.75038343e-03 1.66146746e-03 1.57610193e-03 1.49833970e-03 1.43223365e-03 1.37083839e-03 1.35120150e-03 1.33703462e-03 1.33604234e-03 1.34493101e-03 1.36040697e-03 1.37917659e-03 1.39794620e-03 1.41671582e-03 6.50521303e-19]] | 2D array of the thickness of the layers of the blade structure after the parametrization. The first dimension represents each layer, the second dimension represents each entry along blade span.
bos.plant_turbine_spacing | output |  | [7.] | Distance between turbines in rotor diameters
bos.plant_row_spacing | output |  | [7.] | Distance between turbine rows in rotor diameters
bos.commissioning_pct | output |  | [0.01]
bos.decommissioning_pct | output |  | [0.15]
bos.distance_to_substation | output | km | [50.]
bos.distance_to_interconnection | output | km | [8.]
bos.interconnect_voltage | output | kV | [130.]
configuration.rated_power | output | W | [5000000.] | Electrical rated power of the generator.
configuration.lifetime | output | year | [25.] | Turbine design lifetime.
configuration.rotor_diameter_user | output | m | [205.99253562] | Diameter of the rotor specified by the user. It is defined as two times the blade length plus the hub diameter.
configuration.hub_height_user | output | m | [140.] | Height of the hub center over the ground (land-based) or the mean sea level (offshore) specified by the user.
configuration.ws_class | output | n/a | III | IEC wind turbine class. I - offshore, II coastal, III - land-based, IV - low wind speed site.
configuration.turb_class | output | n/a | A | IEC wind turbine category. A - high turbulence intensity (land-based), B - mid turbulence, C - low turbulence (offshore).
configuration.gearbox_type | output | n/a | constant_eff | Gearbox configuration (geared, direct-drive, etc.).
configuration.rotor_orientation | output | n/a | upwind | Rotor orientation, either upwind or downwind.
configuration.upwind | output | n/a | TRUE | Convenient boolean for upwind (True) or downwind (False).
configuration.n_blades | output | n/a | 3 | Number of blades of the rotor.
control.V_in | output | m/s | [4.] | Cut in wind speed. This is the wind speed where region II begins.
control.V_out | output | m/s | [25.] | Cut out wind speed. This is the wind speed where region III ends.
control.minOmega | output | rad/s | [0.] | Minimum allowed rotor speed.
control.maxOmega | output | rad/s | [2.] | Maximum allowed rotor speed.
control.max_TS | output | m/s | [85.] | Maximum allowed blade tip speed.
control.max_pitch_rate | output | rad/s | [0.03488889] | Maximum allowed blade pitch rate
control.max_torque_rate | output | N*m/s | [4500000.] | Maximum allowed generator torque rate
control.rated_TSR | output |  | [10.5] | Constant tip speed ratio in region II.
control.rated_pitch | output | rad | [0.] | Constant pitch angle in region II.
costs.offset_tcc_per_kW | output | USD/kW | [0.] | Offset to turbine capital cost
costs.bos_per_kW | output | USD/kW | [441.] | Balance of station/plant capital cost
costs.opex_per_kW | output | USD/kW/year | [43.] | Average annual operational expenditures of the turbine
costs.wake_loss_factor | output |  | [0.15] | The losses in AEP due to waked conditions
costs.fixed_charge_rate | output |  | [0.0578] | Fixed charge rate for coe calculation
costs.labor_rate | output | USD/h | [58.8]
costs.painting_rate | output | USD/m**2 | [30.]
costs.blade_mass_cost_coeff | output | USD/kg | [14.6]
costs.hub_mass_cost_coeff | output | USD/kg | [3.9]
costs.pitch_system_mass_cost_coeff | output | USD/kg | [22.1]
costs.spinner_mass_cost_coeff | output | USD/kg | [11.1]
costs.lss_mass_cost_coeff | output | USD/kg | [11.9]
costs.bearing_mass_cost_coeff | output | USD/kg | [4.5]
costs.gearbox_torque_cost | output | USD/kN/m | [50.]
costs.hss_mass_cost_coeff | output | USD/kg | [6.8]
costs.generator_mass_cost_coeff | output | USD/kg | [12.4]
costs.bedplate_mass_cost_coeff | output | USD/kg | [2.9]
costs.yaw_mass_cost_coeff | output | USD/kg | [8.3]
costs.converter_mass_cost_coeff | output | USD/kg | [18.8]
costs.transformer_mass_cost_coeff | output | USD/kg | [18.8]
costs.hvac_mass_cost_coeff | output | USD/kg | [124.]
costs.cover_mass_cost_coeff | output | USD/kg | [5.7]
costs.elec_connec_machine_rating_cost_coeff | output | USD/kW | [41.85]
costs.platforms_mass_cost_coeff | output | USD/kg | [17.1]
costs.tower_mass_cost_coeff | output | USD/kg | [2.9]
costs.controls_machine_rating_cost_coeff | output | USD/kW | [21.15]
costs.crane_cost | output | USD | [12000.]
costs.electricity_price | output | USD/kW/h | [0.04]
costs.reserve_margin_price | output | USD/kW/year | [120.]
costs.capacity_credit | output |  | [1.]
costs.benchmark_price | output | USD/kW/h | [0.071]
costs.turbine_number | output | n/a | 120 | Number of turbines at plant
env.rho_air | output | kg/m**3 | [1.225] | Density of air
env.mu_air | output | kg/m/s | [1.81e-05] | Dynamic viscosity of air
env.shear_exp | output |  | [0.2] | Shear exponent of the wind.
env.speed_sound_air | output | m/s | [340.] | Speed of sound in air.
env.weibull_k | output |  | [2.] | Shape parameter of the Weibull probability density function of the wind.
env.rho_water | output | kg/m**3 | [1025.] | Density of ocean water
env.mu_water | output | kg/m/s | [0.0013351] | Dynamic viscosity of ocean water
env.water_depth | output | m | [0.] | Water depth for analysis. Values > 0 mean offshore
env.Hsig_wave | output | m | [0.] | Significant wave height
env.Tsig_wave | output | s | [0.] | Significant wave period
env.G_soil | output | N/m**2 | [1.4e+08] | Shear stress of soil
env.nu_soil | output |  | [0.4] | Poisson ratio of soil
generator.generator_radius_user | output | m | [0.]
generator.generator_mass_user | output | kg | [0.]
generator.generator_efficiency_user | output |  | [[0. 0.95 ] [0.05263158 0.95 ] [0.10526316 0.95 ] [0.15789474 0.95 ] [0.21052632 0.95 ] [0.26315789 0.95 ] [0.31578947 0.95 ] [0.36842105 0.95 ] [0.42105263 0.95 ] [0.47368421 0.95 ] [0.52631579 0.95 ] [0.57894737 0.95 ] [0.63157895 0.95 ] [0.68421053 0.95 ] [0.73684211 0.95 ] [0.78947368 0.95 ] [0.84210526 0.95 ] [0.89473684 0.95 ] [0.94736842 0.95 ] [1. 0.95 ]]
high_level_tower_props.tower_ref_axis | output | m | [[ 0. 0. 0. ] [ 0. 0. 13.7] [ 0. 0. 27.4] [ 0. 0. 41.1] [ 0. 0. 54.8] [ 0. 0. 68.5] [ 0. 0. 82.2] [ 0. 0. 95.9] [ 0. 0. 109.6] [ 0. 0. 123.3] [ 0. 0. 137. ]] | 2D array of the coordinates (x,y,z) of the tower reference axis. The coordinate system is the global coordinate system of OpenFAST: it is placed at tower base with x pointing downwind, y pointing on the side and z pointing vertically upwards. A standard tower configuration will have zero x and y values and positive z values.
high_level_tower_props.hub_height | output | m | [140.] | Height of the hub in the global reference system, i.e. distance rotor center to ground.
hub.radius | output | m | [3.] | Radius of the hub. It defines the distance of the blade root from the rotor center along the coned line.
hub.cone | output | rad | [0.03490659] | Cone angle of the rotor. It defines the angle between the rotor plane and the blade pitch axis. A standard machine has positive values.
hub.flange_t2shell_t | output |  | [4.]
hub.flange_OD2hub_D | output |  | [0.5]
hub.flange_ID2flange_OD | output |  | [0.8]
hub.hub_stress_concentration | output |  | [2.5]
hub.clearance_hub_spinner | output | m | [0.75]
hub.spin_hole_incr | output |  | [1.2]
hub.pitch_system_scaling_factor | output |  | [0.54]
hub.hub_in2out_circ | output |  | [1.2]
hub.n_front_brackets | output | n/a | 3
hub.n_rear_brackets | output | n/a | 3
hub.hub_material | output | n/a | steel
hub.spinner_material | output | n/a | glass_biax
materials.ply_t | output | m | [0. 0. 0.005 0.005 0.001 0.001 0. 0. 0. 0. ] | 1D array of the ply thicknesses of the materials. Non-composite materials are kept at 0.
materials.fvf | output |  | [0. 0. 0.57 0.69230769 0.57 0.57 0. 0. 0. 0. ] | 1D array of the non-dimensional fiber volume fraction of the composite materials. Non-composite materials are kept at 0.
materials.fwf | output |  | [0. 0. 0.74506827 0.77884615 0.74506827 0.74506827 0. 0. 0. 0. ] | 1D array of the non-dimensional fiber weight- fraction of the composite materials. Non-composite materials are kept at 0.
materials.E | output | Pa | [[3.44000e+09 3.44000e+09 3.44000e+09] [4.56000e+06 4.56000e+06 4.56000e+06] [4.37000e+10 1.65000e+10 1.54500e+10] [1.57599e+11 9.10000e+09 9.10000e+09] [1.10231e+10 1.10231e+10 1.60477e+10] [2.82114e+10 1.62388e+10 1.58355e+10] [1.42500e+08 1.42500e+08 1.42500e+08] [1.00000e+06 1.00000e+06 1.00000e+06] [2.00000e+11 2.00000e+11 2.00000e+11] [2.10000e+11 2.10000e+11 2.10000e+11]] | 2D array of the Youngs moduli of the materials. Each row represents a material, the three columns represent E11, E22 and E33.
materials.G | output | Pa | [[1.32300e+09 1.32300e+09 1.32300e+09] [1.45000e+06 1.45000e+06 1.45000e+06] [3.26500e+09 3.49500e+09 3.48000e+09] [4.13100e+09 4.13100e+09 2.68900e+09] [1.32314e+10 3.48748e+09 3.48748e+09] [8.24822e+09 3.49124e+09 3.49124e+09] [5.40000e+10 5.40000e+10 5.40000e+10] [3.12500e+05 3.12500e+05 3.12500e+05] [7.93000e+10 7.93000e+10 7.93000e+10] [8.39000e+10 8.39000e+10 8.39000e+10]] | 2D array of the shear moduli of the materials. Each row represents a material, the three columns represent G12, G13 and G23.
materials.nu | output |  | [[0.3 0.3 0.3 ] [0.3 0.3 0.3 ] [0.262 0.264 0.35 ] [0.3133 0.3133 0.47066 ] [0.688074 0.117173 0.117173] [0.497511 0.18091 0.27481 ] [0.3194 0.3194 0.3194 ] [0.3 0.3 0.3 ] [0.3 0.3 0.3 ] [0.283 0.283 0.283 ]] | 2D array of the Poisson ratio of the materials. Each row represents a material, the three columns represent nu12, nu13 and nu23.
materials.Xt | output | Pa | [[0.0000e+00 0.0000e+00 0.0000e+00] [6.1510e+07 6.1510e+07 6.1510e+07] [6.4023e+08 3.8100e+07 0.0000e+00] [1.2852e+09 3.8100e+07 0.0000e+00] [4.6210e+07 4.6210e+07 4.6210e+07] [4.3563e+08 7.6440e+07 0.0000e+00] [2.0830e+06 2.0830e+06 2.0830e+06] [0.0000e+00 0.0000e+00 0.0000e+00] [4.5000e+08 4.5000e+08 4.5000e+08] [1.7900e+09 1.7900e+09 1.7900e+09]] | 2D array of the Ultimate Tensile Strength (UTS) of the materials. Each row represents a material, the three columns represent Xt12, Xt13 and Xt23.
materials.Xc | output | Pa | [[0.0000e+00 0.0000e+00 0.0000e+00] [6.5360e+07 6.5360e+07 6.5360e+07] [3.7069e+08 8.2180e+07 0.0000e+00] [8.7821e+08 8.2180e+07 0.0000e+00] [7.0690e+07 7.0690e+07 7.0690e+07] [3.4310e+08 1.7471e+08 0.0000e+00] [1.5630e+06 1.5630e+06 1.5630e+06] [0.0000e+00 0.0000e+00 0.0000e+00] [4.5000e+08 4.5000e+08 4.5000e+08] [1.7900e+09 1.7900e+09 1.7900e+09]] | 2D array of the Ultimate Compressive Strength (UCS) of the materials. Each row represents a material, the three columns represent Xc12, Xc13 and Xc23.
materials.S | output | Pa | [[0.0000e+00 0.0000e+00 0.0000e+00] [3.6610e+07 3.6610e+07 3.6610e+07] [3.0170e+07 1.8970e+07 6.2100e+06] [3.0170e+07 1.8970e+07 6.2100e+06] [1.2446e+08 1.8970e+07 6.2100e+06] [8.5060e+07 1.8970e+07 6.2100e+06] [1.2500e+06 1.2500e+06 1.2500e+06] [0.0000e+00 0.0000e+00 0.0000e+00] [0.0000e+00 0.0000e+00 0.0000e+00] [0.0000e+00 0.0000e+00 0.0000e+00]] | 2D array of the Ultimate Shear Strength (USS) of the materials. Each row represents a material, the three columns represent S12, S13 and S23.
materials.sigma_y | output | Pa | [0.00e+00 0.00e+00 0.00e+00 0.00e+00 0.00e+00 0.00e+00 0.00e+00 0.00e+00 3.45e+08 1.65e+09] | Yield stress of the material (in the principle direction for composites).
materials.wohler_exp | output |  | [ 1. 1. 10. 16.1 10. 10. 1. 1. 3. 1. ] | Exponent of S-N Wohler fatigue curve in the form of S = A*N^-(1/m).
materials.wohler_intercept | output |  | [0.00000000e+00 6.53600000e+07 6.40230000e+08 1.28520000e+09 7.06900000e+07 4.35630000e+08 2.08300000e+06 0.00000000e+00 3.55346484e+10 1.79000000e+09] | Stress-intercept (A) of S-N Wohler fatigue curve in the form of S = A*N^-(1/m), taken as ultimate stress unless otherwise specified.
materials.unit_cost | output | USD/kg | [ 7.23 7.23 1.87 20.08 3. 2.86 13. 3.63 0.7 2. ] | 1D array of the unit costs of the materials.
materials.waste | output |  | [0.25 0.25 0.05 0.05 0.15 0.15 0.2 0. 0. 0. ] | 1D array of the non-dimensional waste fraction of the materials.
materials.roll_mass | output | kg | [ 0. 0. 0. 0. 181.4368 181.4368 0. 0. 0. 0. ] | 1D array of the roll mass of the composite fabrics. Non-composite materials are kept at 0.
materials.orth | output | n/a | [0. 0. 1. 1. 1. 1. 0. 0. 0. 0.] | 1D array of flags to set whether a material is isotropic (0) or orthtropic (1). Each entry represents a material.
nacelle.uptilt | output | rad | [0.06981317] | Nacelle uptilt angle. A standard machine has positive values.
nacelle.distance_tt_hub | output | m | [3.] | Vertical distance from tower top plane to hub flange
nacelle.overhang | output | m | [7.] | Horizontal distance from tower top edge to hub flange
nacelle.gearbox_efficiency | output |  | [0.95] | Efficiency of the gearbox. Set to 1.0 for direct-drive
nacelle.gearbox_mass_user | output | kg | [0.] | User override of gearbox mass.
nacelle.gearbox_torque_density | output | N*m/kg | [200.] | Torque density of the gearbox.
nacelle.gearbox_radius_user | output | m | [0.] | User override of gearbox radius (only used if gearbox_mass_user is > 0).
nacelle.gearbox_length_user | output | m | [0.] | User override of gearbox length (only used if gearbox_mass_user is > 0).
nacelle.gear_ratio | output |  | [96.76] | Total gear ratio of drivetrain (use 1.0 for direct)
nacelle.distance_hub_mb | output | m | [1.912] | Distance from hub flange to first main bearing along shaft
nacelle.distance_mb_mb | output | m | [0.368] | Distance from first to second main bearing along shaft
nacelle.L_generator | output | m | [2.] | Generator length along shaft
nacelle.lss_diameter | output | m | [0.577 0.577] | Diameter of low speed shaft
nacelle.lss_wall_thickness | output | m | [0.288 0.288] | Thickness of low speed shaft
nacelle.damping_ratio | output |  | [0.005] | Damping ratio for the drivetrain system
nacelle.brake_mass_user | output | kg | [0.] | Override regular regression-based calculation of brake mass with this value
nacelle.hvac_mass_coeff | output | kg/kW/m | [0.08] | Regression-based scaling coefficient on machine rating to get HVAC system mass
nacelle.converter_mass_user | output | kg | [0.] | Override regular regression-based calculation of converter mass with this value
nacelle.transformer_mass_user | output | kg | [0.] | Override regular regression-based calculation of transformer mass with this value
nacelle.hss_length | output | m | [1.5] | Length of high speed shaft
nacelle.hss_diameter | output | m | [0.288 0.288] | Diameter of high speed shaft
nacelle.hss_wall_thickness | output | m | [0.144 0.144] | Wall thickness of high speed shaft
nacelle.bedplate_flange_width | output | m | [1.] | Bedplate I-beam flange width
nacelle.bedplate_flange_thickness | output | m | [0.05] | Bedplate I-beam flange thickness
nacelle.bedplate_web_thickness | output | m | [0.05] | Bedplate I-beam web thickness
nacelle.mb1Type | output | n/a | CARB | Type of main bearing: CARB / CRB / SRB / TRB
nacelle.mb2Type | output | n/a | SRB | Type of main bearing: CARB / CRB / SRB / TRB
nacelle.uptower | output | n/a | TRUE | If power electronics are located uptower (True) or at tower base (False)
nacelle.lss_material | output | n/a | steel | Material name identifier for the low speed shaft
nacelle.hss_material | output | n/a | steel | Material name identifier for the high speed shaft
nacelle.bedplate_material | output | n/a | steel | Material name identifier for the bedplate
nacelle.gear_configuration | output | n/a | eep | 3-letter string of Es or Ps to denote epicyclic or parallel gear configuration
nacelle.planet_numbers | output | n/a | [3, 3, 1] | Number of planets for epicyclic stages (use 0 for parallel)
tower.ref_axis | output | m | [[ 0. 0. 0. ] [ 0. 0. 13.7] [ 0. 0. 27.4] [ 0. 0. 41.1] [ 0. 0. 54.8] [ 0. 0. 68.5] [ 0. 0. 82.2] [ 0. 0. 95.9] [ 0. 0. 109.6] [ 0. 0. 123.3] [ 0. 0. 137. ]] | 2D array of the coordinates (x,y,z) of the tower reference axis. The coordinate system is the global coordinate system of OpenFAST: it is placed at tower base with x pointing downwind, y pointing on the side and z pointing vertically upwards. A standard tower configuration will have zero x and y values and positive z values.
tower.diameter | output | m | [6. 6. 6. 6. 6. 6. 6. 6. 6. 5.89079213 5.53032592] | 1D array of the outer diameter values defined along the tower axis.
tower.cd | output |  | [1. 1. 1. 1. 1. 1. 1. 1. 1. 1. 1.] | 1D array of the drag coefficients defined along the tower height.
tower.layer_thickness | output | m | [[0.06515525 0.05866464 0.05197538 0.04607753 0.04094533 0.03582223 0.03074005 0.02575014 0.02129438 0.01803766 0.01803766]] | 2D array of the thickness of the layers of the tower structure. The first dimension represents each layer, the second dimension represents each piecewise-constant entry of the tower sections.
tower.outfitting_factor | output |  | [1.07] | Multiplier that accounts for secondary structure mass inside of tower
tower.layer_name | output | n/a | ['tower_wall'] | 1D array of the names of the layers modeled in the tower structure.
tower.layer_mat | output | n/a | ['steel'] | 1D array of the names of the materials of each layer modeled in the tower structure.
tower_grid.s | output |  | [0. 0.1 0.2 0.3 0.4 0.5 0.6 0.7 0.8 0.9 1. ] | 1D array of the non-dimensional grid defined along the tower axis (0-tower base, 1-tower top)
tower_grid.height | output | m | [137.] | Scalar of the tower height computed along the z axis.
tower_grid.length | output | m | [137.] | Scalar of the tower length computed along its curved axis. A standard straight tower will be as high as long.
tower_grid.foundation_height | output | m | [0.] | Foundation height in respect to the ground level.
drivese.bear1.mb_max_defl_ang | output | rad | [0.00872665]
drivese.bear1.mb_mass | output | kg | [1480.55356999]
drivese.bear1.mb_I | output | kg*m**2 | [134.02030141 70.60698288 70.60698288]
drivese.bear2.mb_max_defl_ang | output | rad | [0.078]
drivese.bear2.mb_mass | output | kg | [1349.62411874]
drivese.bear2.mb_I | output | kg*m**2 | [118.75932276 61.52201828 61.52201828]
drivese.mb1_deflection | output | m | [9.51069455e-05]
drivese.mb2_deflection | output | m | [6.10776949e-05]
drivese.stator_deflection | output | m | [0.00035818]
drivese.mb1_angle | output | rad | [0.00015038]
drivese.mb2_angle | output | rad | [0.00015153]
drivese.stator_angle | output | rad | [0.00014975]
drivese.base_F | output | N | [[ 2203392.99508417] [ 43282.35411342] [-1935461.17595878]]
drivese.base_M | output | N*m | [[15796231.714693 ] [ 5160343.03278247] [ 1125178.61835908]]
drivese.bedplate_axial_stress | output | Pa | [[5.74185847e+04] [8.48991628e+05] [3.95797270e+05] [1.44093391e+06] [3.37594125e+06] [2.32618648e+07] [2.21857833e+07] [6.26828683e+06] [5.82097304e+06] [5.24778730e+04] [1.77439945e+00] [5.74173513e+04] [3.43281834e+05] [1.19126024e+06] [2.23639656e+06] [5.01434834e+06] [3.13510767e+07] [3.11003066e+07] [6.22631202e+06] [5.80698037e+06] [5.24787477e+04] [2.03684834e+00]]
drivese.bedplate_shear_stress | output | Pa | [[2.89701859e+05] [5.77424759e+05] [7.93960404e+05] [1.01123544e+06] [1.46189233e+06] [8.02520447e+06] [7.99443492e+06] [6.56695427e+06] [6.51364852e+06] [2.76957876e+05] [3.37201945e+00] [2.89695645e+05] [5.92861469e+06] [6.14529062e+06] [6.36256283e+06] [6.81260570e+06] [5.58342584e+06] [5.55299800e+06] [6.56694420e+06] [6.51363971e+06] [2.76952027e+05] [1.41668910e+00]]
drivese.bedplate_bending_stress | output | Pa | [[0.] [0.] [0.] [0.] [0.] [0.] [0.] [0.] [0.] [0.] [0.] [0.] [0.] [0.] [0.] [0.] [0.] [0.] [0.] [0.] [0.] [0.]]
drivese.constr_bedplate_vonmises | output |  | [[2.56918196e-03] [6.67350698e-03] [7.27945939e-03] [1.15375066e-02] [2.14669366e-02] [1.37848645e-01] [1.33035531e-01] [6.60650713e-02] [6.45796249e-02] [2.45479742e-03] [3.10512922e-08] [2.56912685e-03] [5.22654171e-02] [5.44833921e-02] [5.72023877e-02] [6.52199563e-02] [1.66896674e-01] [1.65598713e-01] [6.59622005e-02] [6.45469495e-02] [2.45474667e-03] [1.62223475e-08]]
drivese.constr_mb1_defl | output |  | [0.01723273]
drivese.constr_mb2_defl | output |  | [0.00194268]
drivese.constr_stator_deflection | output |  | [6.28609921]
drivese.constr_stator_angle | output |  | [0.26281635]
drivese.drivetrain_spring_constant | output | N*m/rad | [3.62183459e+08]
drivese.drivetrain_damping_coefficient | output | N*m*s/rad | [2708509.51044709]
drivese.stage_ratios | output |  | [0. 0. 0.]
drivese.D_gearbox | output | m | [2.47191043]
drivese.generator_efficiency | output |  | [0.95 0.95 0.95 0.95 0.95 0.95 0.95 0.95 0.95 0.95 0.95 0.95 0.95 0.95 0.95 0.95 0.95 0.95 0.95 0.95]
drivese.hss_axial_stress | output | Pa | [[6.86152282e+05] [1.38711450e-02]]
drivese.hss_shear_stress | output | Pa | [[86720340.86769722] [83826251.58173823]]
drivese.hss_bending_stress | output | Pa | [[0.] [0.]]
drivese.constr_hss_vonmises | output |  | [[0.76408938] [0.73858197]]
drivese.hub_system_cost | output | USD | [11180.99867847]
drivese.constr_hub_diameter | output | m | [-0.23538291]
drivese.spinner.spinner_diameter | output | m | [7.5]
drivese.L_lss | output | m | [2.38]
drivese.constr_length | output | m | [2.17556703]
drivese.torq_deflection | output | m | [0.00037966]
drivese.torq_angle | output | rad | [1.51178357e-06]
drivese.lss_axial_stress | output | Pa | [[1.83470562e+06] [3.16040502e+08] [3.13086998e+08] [3.54283775e+08]]
drivese.lss_shear_stress | output | Pa | [[1.01145815e+09] [1.01148973e+09] [1.01152131e+09] [1.01163923e+09]]
drivese.constr_lss_vonmises | output |  | [[8.91182827] [9.05594853] [9.05356729] [9.09379214]]
drivese.lss_axial_load2stress | output | m**2 | [ 3.82436907 0. 0. 0. 53.02402191 53.02402191]
drivese.lss_shear_load2stress | output | m**2 | [ 0. 4.29987073 4.29987073 26.51201095 0. 0. ]
drivese.constr_shaft_deflection | output |  | [6.66304694]
drivese.constr_shaft_angle | output |  | [0.00265318]
drivese.hub_E | output | Pa | [2.e+11]
drivese.hub_G | output | Pa | [7.93e+10]
drivese.hub_rho | output | kg/m**3 | [7800.]
drivese.hub_Xy | output | Pa | [3.45e+08]
drivese.hub_wohler_exp | output |  | [3.]
drivese.hub_wohler_A | output |  | [3.55346484e+10]
drivese.hub_mat_cost | output | USD/kg | [0.7]
drivese.spinner_rho | output | kg/m**3 | [1940.]
drivese.spinner_Xt | output | Pa | [46210000.]
drivese.spinner_mat_cost | output | USD/kg | [3.]
drivese.lss_Xt | output | Pa | [4.5e+08]
drivese.lss_wohler_exp | output |  | [3.]
drivese.lss_wohler_A | output |  | [3.55346484e+10]
drivese.lss_cost | output | USD/kg | [0.7]
drivese.hss_Xt | output | Pa | [4.5e+08]
drivese.hss_wohler_exp | output |  | [3.]
drivese.hss_wohler_A | output |  | [3.55346484e+10]
drivese.hss_cost | output | USD/kg | [0.7]
drivese.bedplate_mat_cost | output | USD/kg | [0.7]
drivese.cover_length | output | m | [9.84284162]
drivese.cover_height | output | m | [4.08096352]
drivese.cover_width | output | m | [3.39887684]
drivese.mean_bearing_mass | output | kg | [1415.08884437]
drivese.total_bedplate_mass | output | kg | [28022.72936555]
drivese.above_yaw_mass | output | kg | [160973.20915921]
drivese.above_yaw_cm | output | m | [-0.04703897 -0.19515584 1.36442264]
drivese.nacelle_I | output | kg*m**2 | [ 9.55872982e+05 1.40690107e+06 1.97184653e+06 1.34572708e+03 -4.35522406e+04 9.49974603e+03]
drivese.above_yaw_I | output | kg*m**2 | [ 9.28557241e+05 1.38010114e+06 1.97126709e+06 1.47772264e+03 -4.44750811e+04 5.67105394e+03]
drivese.above_yaw_I_TT | output | kg*m**2 | [ 1.23436367e+06 1.68013296e+06 1.97775406e+06 4.32009983e-12 -3.41436544e+04 4.85342019e+04]
drivese.rotor_mass | output | kg | [186369.65077285]
drivese.rna_mass | output | kg | [365061.08655302]
drivese.rna_cm | output | m | [-6.38451064 -0.08605371 2.15191798]
drivese.rna_I_TT | output | kg*m**2 | [ 2.05007396e+08 1.33691432e+08 1.32765839e+08 1.45286732e+01 -2.26145762e+04 4.81127800e+04]
drivese.hss_rpm | output | rpm | [ 9.676 49.30061045 88.92522091 128.54983136 168.17444181 207.79905226 247.42366272 287.04827317 326.67288362 366.29749407 405.92210453 445.54671498 485.17132543 524.79593589 564.42054634 604.04515679 643.66976724 683.2943777 722.91898815 762.5435986 ]
rotorse.rc_in.sect_perimeter | output | m | [14.13639991 14.067995 13.37760306 12.65683147 11.87075318 11.29996378 11.01634508 10.8028031 10.65533525 10.56454047 10.48707403 10.31284639 10.13063124 9.73989212 9.32909514 8.78258257 8.23620319 7.70270953 7.16696369 6.62706686 5.92376668] | Perimeter of the section along the blade span
rotorse.rc_in.layer_volume | output | m**3 | [0.71414744 7.96811048 1.78518866 1.63156014 0.13258918 0.13258918 0.29862668 1.07142784 1.07142784 4.59362663 2.07591487 2.31092941 8.97862931 7.77091223 0.20796411 2.80514418 0.21088612 0.20216897 2.89300481 0.21663554] | Volumes of each layer used in the blade, ignoring the scrap factor
rotorse.rc_in.mat_volume | output | m**3 | [ 0.71414744 0. 2.44148236 3.4167488 0.83765474 16.00420106 23.65724921 0. 0. 0. ] | Volumes of each material used in the blade, ignoring the scrap factor. For laminates, this is the wet volume
rotorse.rc_in.mat_mass | output | kg | [ 881.97209068 200.26255571 4736.47577421 5466.79808093 1625.05019092 31048.15006336 3075.44239696 0. 0. 0. ] | Masses of each material used in the blade, ignoring the scrap factor. For laminates, this is the wet mass.
rotorse.rc_in.mat_cost | output | USD | [ 6376.65821564 1447.89827781 6599.22590332 85496.51675651 3632.32000146 66160.35552717 39980.7511605 39007.67821665 0. 0. ] | Costs of each material used in the blade, ignoring the scrap factor. For laminates, this is the cost of the dry fabric.
rotorse.rc_in.mat_cost_scrap | output | USD | [ 7970.82276955 1447.89827781 6929.18719848 89771.34259433 4177.16800168 76084.40885625 47976.90139259 39007.67821665 0. 0. ] | Same as mat_cost, now including the scrap factor.
rotorse.rc_in.total_labor_hours | output | h | [1855.35197078] | Total amount of labor hours per blade.
rotorse.rc_in.total_skin_mold_gating_ct | output | h | [23.9999] | Total amount of gating cycle time per blade. This is the cycle time required in the main mold that cannot be parallelized unless the number of molds is increased.
rotorse.rc_in.total_non_gating_ct | output | h | [205.78789798] | Total amount of non-gating cycle time per blade. This cycle time can happen in parallel.
rotorse.rc_in.total_metallic_parts_cost | output | USD | [6482.0816564] | Cost of the metallic parts (bolts, nuts, lightining protection system), excluding the blade joint.
rotorse.rc_in.total_consumable_cost_w_waste | output | USD | [9160.00796628] | Cost of the consumables including the waste.
rotorse.rc_in.total_blade_mat_cost_w_waste | output | USD | [289007.49693004] | Total blade material costs including the waste per blade.
rotorse.rc_in.total_cost_labor | output | USD | [109772.2132873] | Total labor costs per blade.
rotorse.rc_in.total_cost_utility | output | USD | [2051.48712555] | Total utility costs per blade.
rotorse.rc_in.blade_variable_cost | output | USD | [400831.1973429] | Total blade variable costs per blade (material, labor, utility).
rotorse.rc_in.total_cost_equipment | output | USD | [10667.0831607] | Total equipment cost per blade.
rotorse.rc_in.total_cost_tooling | output | USD | [21232.44840565] | Total tooling cost per blade.
rotorse.rc_in.total_cost_building | output | USD | [1174.09812666] | Total builting cost per blade.
rotorse.rc_in.total_maintenance_cost | output | USD | [9072.94276118] | Total maintenance cost per blade.
rotorse.rc_in.total_labor_overhead | output | USD | [32931.66398619] | Total labor overhead cost per blade.
rotorse.rc_in.cost_capital | output | USD | [20801.08452734] | Cost of capital per blade.
rotorse.rc_in.blade_fixed_cost | output | USD | [95879.32096771] | Total blade fixed cost per blade (equipment, tooling, building, maintenance, labor, capital).
rotorse.rc_in.total_blade_cost | output | USD | [496710.51831061] | Total blade cost (variable and fixed)
rotorse.rc_out.sect_perimeter | output | m | [5.92376668 5.54618293 5.01024056 4.47072636 3.92385851 3.36609329 2.79948094 2.22217811 1.63324664 1.03519409] | Perimeter of the section along the blade span
rotorse.rc_out.layer_volume | output | m**3 | [0.10615492 0.17884151 0.29863772 0.22391278 0.07163332 0.07163332 0.07227528 0.06161732 0.06161732 0.32600776 0.08415456 0.12637239 0.35475023 0.15922508 0.01265794 0.18586824 0.01230427 0.01267019 0.18541547 0.01254956] | Volumes of each layer used in the blade, ignoring the scrap factor
rotorse.rc_out.mat_volume | output | m**3 | [0.10615492 0. 0.19550992 0.5225505 0.05018196 0.48133323 1.26256865 0. 0. 0. ] | Volumes of each material used in the blade, ignoring the scrap factor. For laminates, this is the wet volume
rotorse.rc_out.mat_mass | output | kg | [131.10132321 95.20678878 379.28924815 836.08080544 97.35300749 933.78646091 164.13392451 0. 0. 0. ] | Masses of each material used in the blade, ignoring the scrap factor. For laminates, this is the wet mass.
rotorse.rc_out.mat_cost | output | USD | [ 947.86256683 688.34508289 528.45523772 13075.66065795 217.6039105 1989.80113515 2133.74101861 1976.40983428 0. 0. ] | Costs of each material used in the blade, ignoring the scrap factor. For laminates, this is the cost of the dry fabric.
rotorse.rc_out.mat_cost_scrap | output | USD | [ 1184.82820853 688.34508289 554.87799961 13729.44369084 250.24449707 2288.27130543 2560.48922233 1976.40983428 0. 0. ] | Same as mat_cost, now including the scrap factor.
rotorse.rc_out.total_labor_hours | output | h | [346.73938337] | Total amount of labor hours per blade.
rotorse.rc_out.total_skin_mold_gating_ct | output | h | [23.9999] | Total amount of gating cycle time per blade. This is the cycle time required in the main mold that cannot be parallelized unless the number of molds is increased.
rotorse.rc_out.total_non_gating_ct | output | h | [69.13901098] | Total amount of non-gating cycle time per blade. This cycle time can happen in parallel.
rotorse.rc_out.total_metallic_parts_cost | output | USD | [3428.76681457] | Cost of the metallic parts (bolts, nuts, lightining protection system), excluding the blade joint.
rotorse.rc_out.total_consumable_cost_w_waste | output | USD | [2900.32802337] | Cost of the consumables including the waste.
rotorse.rc_out.total_blade_mat_cost_w_waste | output | USD | [29562.00467893] | Total blade material costs including the waste per blade.
rotorse.rc_out.total_cost_labor | output | USD | [20428.12539736] | Total labor costs per blade.
rotorse.rc_out.total_cost_utility | output | USD | [162.74738332] | Total utility costs per blade.
rotorse.rc_out.blade_variable_cost | output | USD | [50152.87745961] | Total blade variable costs per blade (material, labor, utility).
rotorse.rc_out.total_cost_equipment | output | USD | [1499.38880574] | Total equipment cost per blade.
rotorse.rc_out.total_cost_tooling | output | USD | [2507.42397883] | Total tooling cost per blade.
rotorse.rc_out.total_cost_building | output | USD | [179.35547606] | Total builting cost per blade.
rotorse.rc_out.total_maintenance_cost | output | USD | [1216.16993017] | Total maintenance cost per blade.
rotorse.rc_out.total_labor_overhead | output | USD | [6128.43761921] | Total labor overhead cost per blade.
rotorse.rc_out.cost_capital | output | USD | [2771.69619682] | Cost of capital per blade.
rotorse.rc_out.blade_fixed_cost | output | USD | [14302.47200682] | Total blade fixed cost per blade (equipment, tooling, building, maintenance, labor, capital).
rotorse.rc_out.total_blade_cost | output | USD | [64455.34946643] | Total blade cost (variable and fixed)
rotorse.rp.AEP | output | kW*h | [24655459.32742696] | annual energy production
rotorse.rp.cdf.F | output | m/s | [0.20020685 0.209702 0.21932723 0.22907501 0.23893779 0.24890799 0.25897806 0.26914044 0.27938758 0.28971197 0.30010612 0.3105626 0.32107402 0.33163306 0.34223247 0.35286505 0.36352373 0.37420149 0.38489144 0.39558676 0.40628078 0.41696693 0.42763876 0.43828996 0.44891435 0.4595059 0.47005871 0.48056704 0.4910253 0.50142806 0.51177006 0.52204619 0.53225151 0.54238125 0.55243083 0.56239582 0.57227198 0.58205524 0.59174171 0.60132768 0.61080961 0.62018417 0.62944816 0.63859861 0.64763269 0.65654776 0.66534137 0.67401122 0.68255519 0.69097135 0.69925792 0.70741329 0.71543601 0.7233248 0.73107854 0.73869625 0.74617713 0.75352049 0.76072582 0.76779275 0.77472102 0.78151053 0.7881613 0.79467349 0.80104736 0.80728332 0.81338185 0.81934359 0.82516925 0.83085965 0.83641573 0.84183848 0.84712902 0.85228853 0.85731828 0.86221962 0.86699395 0.87164277 0.87616762 0.88057011 0.88485189 0.88901468 0.89306024 0.89699037 0.90080692 0.90451177 0.90810682 0.91159401 0.91497532 0.91825273 0.92142824 0.92450388 0.92748168 0.93036368 0.93315194 0.93584852 0.93845545 0.94097481 0.94340863 0.94575898 0.94802787 0.95021734 0.95232939 0.95436604 0.95632926 0.95822101 0.96004324 0.96179787 0.96348681 0.96511193 0.96667509 0.96817811 0.96962278 0.97101089 0.97234416 0.97362432 0.97485305 0.97603198 0.97716275 0.97824694 0.9792861 0.98028175 0.98123538 0.98214844 0.98302236 0.98385851 0.98465825 0.9854229 0.98615375 0.98685205 0.98751901 0.98815582 0.98876363 0.98934357 0.98989672 0.99042413 0.99092684 0.99140582 0.99186205 0.99229646 0.99270995 0.99310338 0.99347762 0.99383346 0.9941717 0.9944931 0.9947984 0.9950883 0.99536348 0.99562461 0.99587231 0.99610721 0.99632987 0.99654088 0.99674077 0.99693006 0.99710926 0.99727884 0.99743927 0.99759099 0.99773443 0.99786999 0.99799806 0.99811902 0.99823321 0.99834099 0.99844268 0.99853859 0.99862903 0.99871426 0.99879457 0.99887022 0.99894144 0.99900849 0.99907158 0.99913092 0.99918672 0.99923918 0.99928848 0.99933478 0.99937827 0.9994191 0.99945741 0.99949335 0.99952706 0.99955867 0.99958829 0.99961604 0.99964203 0.99966637 0.99968915 0.99971046 0.9997304 0.99974904 0.99976646 0.99978275 0.99979796 0.99981216 0.99982542 0.99983779] | magnitude of wind speed at each z location
rotorse.rp.gust.V_gust | output | m/s | [18.12801937] | gust wind speed
rotorse.rp.powercurve.pitch | output | deg | [ 0. 0. 0. 0. 0. 0. 0. 0. 0. 1.46831356 4.58413873 7.02153258 9.33765831 11.63745032 13.95478009 16.29612067 18.65131331 20.99926059 23.31211088 25.55839713] | rotor pitch schedule
rotorse.rp.powercurve.P_aero | output | W | [ 588903.37581948 1308002.1162892 2202146.17823413 3092588.35122253 3789013.68004681 4139654.93738179 4212389.78715535 4743472.43668701 5540176.35396662 5540166.32337281 5540166.195906 5540167.62433196 5540166.25875428 5540171.62134843 5540169.21694435 5540166.09292196 5540167.131103 5540179.66326482 5540181.96063629 5540180.86733716] | rotor mechanical power
rotorse.rp.powercurve.T | output | N | [ 243830.59497788 415106.97326328 587552.32025562 736897.46589425 843777.37865998 895071.11168997 905526.98686334 980152.95275778 1054281.29746821 952415.89048371 766854.6575622 650762.2962004 561950.77894132 491732.62903639 436239.93255809 393010.76682923 359960.67943681 335057.64438008 316540.29528153 302889.27465649] | rotor aerodynamic thrust
rotorse.rp.powercurve.Q | output | N*m | [1444163.09069473 2460655.42218119 3484460.01359267 4371077.38840979 5005502.23402589 5309937.81830799 5371986.91347036 5814679.15100553 6713146.91128186 6713134.75700272 6713134.60254853 6713136.33340198 6713134.67870311 6713141.17666996 6713138.26320354 6713134.47776063 6713135.73574619 6713150.92122731 6713153.7050001 6713152.38022681] | rotor aerodynamic torque
rotorse.rp.powercurve.M | output | N*m | [ 5567552.38330486 9476251.66907362 13410129.6857051 16816842.20123453 19255032.49132413 20425257.30182508 20663805.03500723 22366362.5966965 23937025.76691546 21541028.76813009 16995877.92185295 13970372.09745274 11494224.79347032 9377846.29430393 7550492.81327872 5978589.14772533 4636690.01372283 3494646.12692899 2523559.36563857 1694566.6470647 ] | blade root moment
rotorse.rp.powercurve.Cp | output |  | [0.4084326 0.40953901 0.41027394 0.41065869 0.41081888 0.4108656 0.4108729 0.41090769 0.41075639 0.3902205 0.29634094 0.21484563 0.1517008 0.10601906 0.07421833 0.05247872 0.03768579 0.02757863 0.02060731 0.01573839] | rotor electrical power coefficient
rotorse.rp.powercurve.Cp_aero | output |  | [0.4525569 0.45378283 0.45459716 0.45502348 0.45520097 0.45525274 0.45526083 0.45529938 0.45513174 0.43237729 0.32835561 0.2380561 0.16808953 0.11747264 0.08223638 0.05814817 0.0417571 0.03055804 0.02283359 0.01743866] | rotor aerodynamic power coefficient
rotorse.rp.powercurve.Ct_aero | output |  | [0.74950983 0.75091275 0.75191711 0.75246198 0.75268904 0.75275364 0.75276415 0.75283073 0.72996476 0.63726938 0.42710095 0.29250258 0.20028414 0.1380197 0.09653595 0.06902657 0.05069865 0.03832278 0.02981253 0.02383488] | rotor aerodynamic thrust coefficient
rotorse.rp.powercurve.Cq_aero | output |  | [0.0431855 0.04330248 0.04338019 0.04342087 0.04343781 0.04344275 0.04344352 0.0434472 0.04521724 0.04369727 0.03637269 0.02935387 0.02327588 0.01833033 0.01445179 0.01147017 0.00919813 0.00746958 0.00615076 0.00513911] | rotor aerodynamic torque coefficient
rotorse.rp.powercurve.Cm_aero | output |  | [0.16648917 0.16676257 0.16695097 0.16705308 0.16709541 0.16710729 0.1671092 0.16712114 0.16123084 0.1402153 0.092086 0.06108686 0.03985295 0.02560635 0.01625442 0.01021511 0.00635305 0.00388842 0.00231215 0.00129724] | rotor aerodynamic moment coefficient
rotorse.rp.powercurve.ax_induct_rotor | output |  | [0.26439172 0.26517234 0.2657486 0.26609563 0.26626717 0.26632853 0.26633932 0.26640112 0.25440321 0.21195582 0.13586379 0.09413824 0.06699085 0.04870891 0.03614395 0.02733302 0.02103842 0.01647552 0.01313046 0.01066183] | rotor aerodynamic induction
rotorse.rp.powercurve.V_R25 | output | m/s | [8.0952381] | region 2.5 transition wind speed
rotorse.rp.powercurve.rated_V | output | m/s | [8.42814233] | rated wind speed
rotorse.rp.powercurve.rated_Omega | output | rpm | [7.88077303] | rotor rotation speed at rated
rotorse.rp.powercurve.rated_pitch | output | deg | [0.] | pitch setting at rated
rotorse.rp.powercurve.rated_T | output | N | [1054281.29746821] | rotor aerodynamic thrust at rated
rotorse.rp.powercurve.rated_Q | output | N*m | [6713146.91128186] | rotor aerodynamic torque at rated
rotorse.rp.powercurve.rated_mech | output | W | [5540176.35396662] | Mechanical shaft power at rated
rotorse.rp.powercurve.ax_induct_regII | output |  | [0.10715225 0.05356129 0.06841293 0.08565354 0.10287506 0.13969905 0.17883105 0.23878279 0.28619985 0.29479648 0.30119288 0.30475048 0.30443873 0.29833962 0.29953613 0.30131752 0.30350139 0.30041946 0.29269243 0.28353395 0.27305708 0.26909308 0.26956493 0.27095212 0.2690715 0.25653892 0.24187739 0.23314925 0.2410716 0.29254443] | rotor axial induction at cut-in wind speed along blade span
rotorse.rp.powercurve.tang_induct_regII | output |  | [-0.10715225 -0.0467055 0.00478899 0.01443219 0.01998288 0.02469585 0.02376111 0.02332325 0.02104042 0.01735637 0.01458013 0.01240001 0.01060246 0.0090517 0.00795953 0.00697846 0.00622976 0.00554947 0.00493171 0.00439393 0.00382125 0.00356851 0.0032958 0.00306564 0.00282375 0.00258146 0.0023068 0.00208095 0.0019716 0.00208251] | rotor tangential induction at cut-in wind speed along blade span
rotorse.rp.powercurve.aoa_regII | output | deg | [47.92155649 38.02399184 25.71319894 18.3271136 13.74024925 10.87010917 9.86612405 9.04041134 8.03061814 6.7771216 5.6917855 4.81364354 4.11466691 3.64868462 3.4598671 3.50984499 3.63468461 3.74218967 3.85349176 4.0009442 4.30010667 4.54772354 5.10265441 5.83708296 6.61923842 7.33728521 7.9595411 8.50067576 8.88992639 9.00497335] | angle of attack distribution along blade span at cut-in wind speed
rotorse.rp.powercurve.L_D | output |  | [-4.57015557e-18 6.41936188e-02 1.23653476e+00 2.56726991e+00 5.87154864e+00 1.85242174e+01 3.57253119e+01 6.18903359e+01 8.28557392e+01 7.98972612e+01 8.18989745e+01 8.56364189e+01 8.74256554e+01 8.58578902e+01 9.12487335e+01 8.42149897e+01 8.64439254e+01 8.87399516e+01 9.11276452e+01 9.40443954e+01 9.92990275e+01 1.02993218e+02 1.10018098e+02 1.19102503e+02 1.21071552e+02 1.43535608e+02 1.40661470e+02 1.29021812e+02 1.20321725e+02 1.09052613e+02] | Lift over drag distribution along blade span at cut-in wind speed
rotorse.rp.powercurve.Cp_regII | output |  | [0.45378283] | power coefficient at cut-in wind speed
rotorse.rp.powercurve.Ct_regII | output |  | [0.75091275] | thrust coefficient at cut-in wind speed
rotorse.rp.powercurve.cl_regII | output |  | [-2.28507779e-18 3.20256939e-02 4.77800411e-01 6.61935120e-01 7.60535032e-01 9.11851226e-01 9.99137585e-01 1.11565270e+00 1.14166845e+00 1.06642508e+00 9.97920756e-01 9.44074532e-01 8.93507275e-01 8.59383338e-01 8.44969928e-01 8.49432404e-01 8.61003679e-01 8.69221187e-01 8.76165860e-01 8.87310176e-01 9.15258410e-01 9.39273001e-01 9.96189016e-01 1.06998700e+00 1.15389235e+00 1.22589762e+00 1.30016523e+00 1.39173578e+00 1.47970854e+00 1.55045563e+00] | lift coefficient distribution along blade span at cut-in wind speed
rotorse.rp.powercurve.cd_regII | output |  | [0.5 0.49889217 0.38640273 0.2578362 0.12952887 0.04922482 0.02796722 0.01802628 0.01377899 0.01334745 0.01218478 0.01102422 0.0102202 0.01000937 0.00926007 0.01008648 0.00996026 0.00979515 0.00961471 0.00943501 0.00921719 0.00911976 0.00905477 0.00898375 0.00953066 0.00854072 0.00924322 0.01078683 0.01229793 0.0142175 ] | drag coefficient distribution along blade span at cut-in wind speed
rotorse.rp.powercurve.rated_efficiency | output |  | [0.9025] | Efficiency at rated conditions
rotorse.rp.powercurve.V_spline | output | m/s | [ 4. 4.10552764 4.21105528 4.31658291 4.42211055 4.52763819 4.63316583 4.73869347 4.84422111 4.94974874 5.05527638 5.16080402 5.26633166 5.3718593 5.47738693 5.58291457 5.68844221 5.79396985 5.89949749 6.00502513 6.11055276 6.2160804 6.32160804 6.42713568 6.53266332 6.63819095 6.74371859 6.84924623 6.95477387 7.06030151 7.16582915 7.27135678 7.37688442 7.48241206 7.5879397 7.69346734 7.79899497 7.90452261 8.01005025 8.11557789 8.22110553 8.32663317 8.4321608 8.53768844 8.64321608 8.74874372 8.85427136 8.95979899 9.06532663 9.17085427 9.27638191 9.38190955 9.48743719 9.59296482 9.69849246 9.8040201 9.90954774 10.01507538 10.12060302 10.22613065 10.33165829 10.43718593 10.54271357 10.64824121 10.75376884 10.85929648 10.96482412 11.07035176 11.1758794 11.28140704 11.38693467 11.49246231 11.59798995 11.70351759 11.80904523 11.91457286 12.0201005 12.12562814 12.23115578 12.33668342 12.44221106 12.54773869 12.65326633 12.75879397 12.86432161 12.96984925 13.07537688 13.18090452 13.28643216 13.3919598 13.49748744 13.60301508 13.70854271 13.81407035 13.91959799 14.02512563 14.13065327 14.2361809 14.34170854 14.44723618 14.55276382 14.65829146 14.7638191 14.86934673 14.97487437 15.08040201 15.18592965 15.29145729 15.39698492 15.50251256 15.6080402 15.71356784 15.81909548 15.92462312 16.03015075 16.13567839 16.24120603 16.34673367 16.45226131 16.55778894 16.66331658 16.76884422 16.87437186 16.9798995 17.08542714 17.19095477 17.29648241 17.40201005 17.50753769 17.61306533 17.71859296 17.8241206 17.92964824 18.03517588 18.14070352 18.24623116 18.35175879 18.45728643 18.56281407 18.66834171 18.77386935 18.87939698 18.98492462 19.09045226 19.1959799 19.30150754 19.40703518 19.51256281 19.61809045 19.72361809 19.82914573 19.93467337 20.04020101 20.14572864 20.25125628 20.35678392 20.46231156 20.5678392 20.67336683 20.77889447 20.88442211 20.98994975 21.09547739 21.20100503 21.30653266 21.4120603 21.51758794 21.62311558 21.72864322 21.83417085 21.93969849 22.04522613 22.15075377 22.25628141 22.36180905 22.46733668 22.57286432 22.67839196 22.7839196 22.88944724 22.99497487 23.10050251 23.20603015 23.31155779 23.41708543 23.52261307 23.6281407 23.73366834 23.83919598 23.94472362 24.05025126 24.15577889 24.26130653 24.36683417 24.47236181 24.57788945 24.68341709 24.78894472 24.89447236 25. ] | wind vector
rotorse.rp.powercurve.P_spline | output | W | [ 531485.29667708 573077.75054124 618095.93860867 666348.50922525 717644.11073682 771791.39148924 828598.99982837 887875.58410007 949429.79265019 1013070.27382459 1078605.67596913 1145844.64742967 1215011.74045238 1288418.29357898 1366165.93045156 1447912.66460255 1533316.50956438 1622035.47886949 1713727.58605031 1808050.84463928 1904663.26816884 2003272.80287914 2105997.4625425 2213720.39108938 2325904.52980888 2442012.81999009 2561508.20292209 2683853.61989399 2808558.17903697 2937917.49969857 3072649.31789538 3211628.55277739 3353730.12349458 3498844.57011471 3649802.10021672 3804242.52332948 3963733.32339374 4126419.84035452 4294081.74415743 4505165.20365192 4738887.00060041 4926652.85356742 5000000.00504103 5000000.09899463 5000000.10450877 5000000.0934328 5000000.07584915 5000000.05466086 5000000.03277094 5000000.01308243 4999999.99849836 4999999.99192175 5000000.01811457 5000000.10686748 5000000.2437438 5000000.41362209 5000000.60138092 5000000.79189887 5000000.97005451 5000001.12072642 5000001.22879317 5000001.27913333 5000001.2664938 5000001.20986882 5000001.1180198 5000000.99910657 5000000.86128899 5000000.7127269 5000000.56158014 5000000.41600856 5000000.28417201 5000000.17423033 5000000.09434337 5000000.05267097 5000000.07292453 5000000.21818047 5000000.47632624 5000000.8267372 5000001.24878875 5000001.72185624 5000002.22531507 5000002.7385406 5000003.24090823 5000003.71179332 5000004.13057124 5000004.47661739 5000004.72930713 5000004.86801585 5000004.88472029 5000004.85422461 5000004.79497547 5000004.70997437 5000004.60222284 5000004.47472241 5000004.33047461 5000004.17248095 5000004.00374296 5000003.82726217 5000003.6460401 5000003.46307827 5000003.28137822 5000003.10394146 5000002.93376951 5000002.77386391 5000002.61994479 5000002.44860769 5000002.26093657 5000002.06048328 5000001.85079963 5000001.63543746 5000001.4179486 5000001.20188487 5000000.9907981 5000000.78824013 5000000.59776278 5000000.42291787 5000000.26725725 5000000.13433274 5000000.02769617 4999999.95089936 4999999.90749415 4999999.89921176 4999999.90448152 4999999.91596344 4999999.93350459 4999999.95695201 4999999.98615278 5000000.02095394 5000000.06120258 5000000.10674573 5000000.15743047 5000000.21310385 5000000.27361294 5000000.33880479 5000000.40852646 5000000.48262502 5000000.56094753 5000000.64334104 5000000.72965262 5000000.81972932 5000000.95948379 5000001.22800543 5000001.61317908 5000002.10076022 5000002.67650431 5000003.32616684 5000004.03550327 5000004.79026906 5000005.5762197 5000006.37911064 5000007.18469737 5000007.97873536 5000008.74698006 5000009.47518696 5000010.14911152 5000010.75450921 5000011.27713552 5000011.70274589 5000012.01709581 5000012.21655637 5000012.38886159 5000012.55630493 5000012.71843001 5000012.87478042 5000013.02489979 5000013.16833172 5000013.30461981 5000013.43330767 5000013.55393893 5000013.66605717 5000013.76920602 5000013.86292908 5000013.94676996 5000014.02027226 5000014.08297961 5000014.1344356 5000014.17418384 5000014.20176795 5000014.21673153 5000014.21934338 5000014.21745953 5000014.21302015 5000014.2056188 5000014.19484904 5000014.18030442 5000014.1615785 5000014.13826485 5000014.10995701 5000014.07624855 5000014.03673302 5000013.99100398 5000013.938655 5000013.87927961 5000013.8124714 5000013.7378239 5000013.65493069 5000013.56338531 5000013.46278133 5000013.3527123 5000013.23277179] | rotor electrical power
rotorse.rp.powercurve.Omega_spline | output | rpm | [3.89402903 3.99676095 4.09949287 4.20222479 4.30495671 4.40768864 4.51042056 4.61315248 4.7158844 4.81861632 4.92134824 5.02408017 5.12681209 5.22954401 5.33227593 5.43500785 5.53773977 5.64047169 5.74320362 5.84593554 5.94866746 6.05139938 6.1541313 6.25686322 6.35959515 6.46232707 6.56505899 6.66779091 6.77052283 6.87325475 6.97598668 7.0787186 7.18145052 7.28418244 7.38691436 7.48965199 7.60722039 7.72317735 7.79295042 7.82804048 7.85603597 7.87444171 7.88077303 7.88077303 7.88077303 7.88077303 7.88077303 7.88077303 7.88077303 7.88077303 7.88077303 7.88077303 7.88077303 7.88077303 7.88077303 7.88077303 7.88077303 7.88077303 7.88077303 7.88077303 7.88077303 7.88077303 7.88077303 7.88077303 7.88077303 7.88077303 7.88077303 7.88077303 7.88077303 7.88077303 7.88077303 7.88077303 7.88077303 7.88077303 7.88077303 7.88077303 7.88077303 7.88077303 7.88077303 7.88077303 7.88077303 7.88077303 7.88077303 7.88077303 7.88077303 7.88077303 7.88077303 7.88077303 7.88077303 7.88077303 7.88077303 7.88077303 7.88077303 7.88077303 7.88077303 7.88077303 7.88077303 7.88077303 7.88077303 7.88077303 7.88077303 7.88077303 7.88077303 7.88077303 7.88077303 7.88077303 7.88077303 7.88077303 7.88077303 7.88077303 7.88077303 7.88077303 7.88077303 7.88077303 7.88077303 7.88077303 7.88077303 7.88077303 7.88077303 7.88077303 7.88077303 7.88077303 7.88077303 7.88077303 7.88077303 7.88077303 7.88077303 7.88077303 7.88077303 7.88077303 7.88077303 7.88077303 7.88077303 7.88077303 7.88077303 7.88077303 7.88077303 7.88077303 7.88077303 7.88077303 7.88077303 7.88077303 7.88077303 7.88077303 7.88077303 7.88077303 7.88077303 7.88077303 7.88077303 7.88077303 7.88077303 7.88077303 7.88077303 7.88077303 7.88077303 7.88077303 7.88077303 7.88077303 7.88077303 7.88077303 7.88077303 7.88077303 7.88077303 7.88077303 7.88077303 7.88077303 7.88077303 7.88077303 7.88077303 7.88077303 7.88077303 7.88077303 7.88077303 7.88077303 7.88077303 7.88077303 7.88077303 7.88077303 7.88077303 7.88077303 7.88077303 7.88077303 7.88077303 7.88077303 7.88077303 7.88077303 7.88077303 7.88077303 7.88077303 7.88077303 7.88077303 7.88077303 7.88077303 7.88077303 7.88077303 7.88077303 7.88077303 7.88077303 7.88077303 7.88077303] | omega
rotorse.rs.aero_gust.loads_r | output | m | [ 3. 6.44814717 9.89629433 13.3444415 16.79258866 20.24073583 23.68888299 27.13703016 30.58517733 34.03332449 37.48147166 40.92961882 44.37776599 47.82591316 51.27406032 54.72220749 58.17035465 61.61850182 65.06664898 68.51479615 72.99738747 75.41109048 78.85923765 82.30738481 85.75553198 89.20367915 92.65182631 96.09997348 99.54812064 102.99626781]
rotorse.rs.aero_gust.loads_Px | output | N/m | [ 373.21267731 455.78364451 691.68026 1107.2363467 1670.38500495 2205.90784303 2711.80002625 3297.35186158 3980.48479176 4797.055457 5716.41375077 6717.7722531 8018.90529687 9426.93730959 10785.41102782 11449.95956729 12095.30044941 12590.94042076 12911.33932748 13073.02668674 13080.90134404 13022.26576943 12910.45398328 12611.00123041 12000.24225449 10927.14022495 9672.27700004 8257.94981036 6580.60213961 4445.98832061]
rotorse.rs.aero_gust.loads_Py | output | N/m | [ 67.59461658 107.01034149 -63.15017227 -470.39961699 -987.05543341 -1322.61883277 -1453.6721437 -1559.95831757 -1742.8257292 -2071.83771442 -2413.99980517 -2753.97280926 -3192.72572959 -3633.46841351 -3960.60922235 -4000.10744701 -4023.40163551 -4002.11653817 -3933.69509576 -3826.07861002 -3641.4906632 -3529.00782348 -3363.13693228 -3156.34746827 -2871.97319347 -2508.81560924 -2119.82232968 -1729.2850463 -1316.6509372 -850.5549129 ]
rotorse.rs.aero_gust.loads_Pz | output | N/m | [0. 0. 0. 0. 0. 0. 0. 0. 0. 0. 0. 0. 0. 0. 0. 0. 0. 0. 0. 0. 0. 0. 0. 0. 0. 0. 0. 0. 0. 0.]
rotorse.rs.aero_hub_loads.P | output | W | [31396458.7903148] | Rotor aerodynamic power
rotorse.rs.aero_hub_loads.Mb | output | N/m | [48162610.56438805] | Aerodynamic blade root flapwise moment
rotorse.rs.aero_hub_loads.Fhub | output | N | [2209973.855709 43282.35353777 17165.84167995] | Aerodynamic forces at hub center in the hub c.s.
rotorse.rs.aero_hub_loads.Mhub | output | N*m | [38043742.09179908 4988680.69221008 2635802.63966615] | Aerodynamic moments at hub center in the hub c.s.
rotorse.rs.aero_hub_loads.CP | output |  | [0.25920222] | Rotor aerodynamic power coefficient
rotorse.rs.aero_hub_loads.CMb | output |  | [0.07012146] | Aerodynamic blade root flapwise moment coefficient
rotorse.rs.aero_hub_loads.CFhub | output |  | [0.33074672 0.00647768 0.00256906] | Aerodynamic force coefficients at hub center in the hub c.s.
rotorse.rs.aero_hub_loads.CMhub | output |  | [0.05538908 0.00726318 0.00383755] | Aerodynamic moment coefficients at hub center in the hub c.s.
rotorse.rs.bjs.t_reinf_joint | output | m | [0.] | Required reinforcement layer thickness at joint. [float]
rotorse.rs.bjs.w_reinf_joint | output | m | [0.] | Required reinforcement layer width at joint. [float]
rotorse.rs.bjs.w_reinf_ratio_joint | output |  | [1.] | Ratio of joint-required to nominal reinforcement layer width
rotorse.rs.bjs.t_reinf_ratio_joint | output |  | [1.43837907] | Ratio of joint-required to nominal reinforcement layer thickness
rotorse.rs.bjs.L_transition_joint | output | m | [0.12072603] | Required length to accommodate reinforcement layer size increase at joint. [float]
rotorse.rs.bjs.n_joint_bolt | output |  | [38.18617998] | Required number of bolts for joint. [float]
rotorse.rs.bjs.joint_mass | output | kg | [432.43929274] | Mass of bolts + inserts minus mass of reinforcement layer cutouts at joint. [float]
rotorse.rs.bjs.joint_material_cost | output | USD | [1864.008758] | cost of joint metallic parts (bolts, washers, and inserts)
rotorse.rs.bjs.joint_total_cost | output | USD | [20464.008758] | Total cost of the bolted joint (metallic parts and nonmaterial costs)
rotorse.rs.brs.d_r | output | m | [5.57670056] | Root fastener circle diameter
rotorse.rs.brs.ratio | output |  | [1.25080196] | Ratio of recommended diameter over actual diameter. It can be constrained to be smaller than 1
rotorse.rs.constr.constr_max_strainU_spar | output |  | [2.22528325e-01 7.81630891e-01 5.75119511e-01 1.01328375e-04] | constraint for maximum strain in spar cap suction side
rotorse.rs.constr.constr_max_strainL_spar | output |  | [2.22528325e-01 7.53867349e-01 6.41209285e-01 1.66626067e-04] | constraint for maximum strain in spar cap pressure side
rotorse.rs.constr.constr_max_strainU_te | output |  | [1.94712284e-01 1.91460105e-01 1.64713119e-01 1.43832338e-01 3.73201000e-02 1.91890880e-03 3.21028755e-02 6.03679896e-02 8.50826775e-02 9.67513225e-02 8.79222317e-02 7.66725406e-02 6.67702979e-02 5.89659104e-02 5.29562623e-02 8.06199833e-02 8.64021223e-02 9.67493142e-02 1.08166666e-01 1.18550472e-01 1.01992398e-01 1.34315271e-01 1.36032115e-01 1.37134618e-01 1.45692491e-01 1.48108912e-01 1.48105758e-01 1.16404286e-01 5.95694784e-02 9.57147597e-05] | constraint for maximum strain in trailing edge suction side
rotorse.rs.constr.constr_max_strainL_te | output |  | [1.94712284e-01 1.91460105e-01 4.50366374e-02 9.72379154e-03 1.25066429e-01 1.83695469e-01 2.19879618e-01 2.31478573e-01 2.37587345e-01 2.36124903e-01 2.16082898e-01 1.95679432e-01 1.77364220e-01 1.64358031e-01 1.54587033e-01 1.66776543e-01 1.69497735e-01 1.76640134e-01 1.84250961e-01 1.89493465e-01 1.52945271e-01 1.91103402e-01 1.84922208e-01 1.78829826e-01 1.78193495e-01 1.73179263e-01 1.61099081e-01 1.34908682e-01 7.12448853e-02 9.57147597e-05] | constraint for maximum strain in trailing edge pressure side
rotorse.rs.constr.constr_flap_f_margin | output |  | [-0.15233344 -1.06089872 -2.41840959 -4.06099818 -6.40298534] | constraint on flap blade frequency such that ratio of 3P/f is above or below gamma with constraint <= 0
rotorse.rs.constr.constr_edge_f_margin | output |  | [ -0.40396099 -2.11786253 -4.58264145 -8.21052744 -12.26513931] | constraint on edge blade frequency such that ratio of 3P/f is above or below gamma with constraint <= 0
rotorse.rs.curvature.s | output | m | [ 3. 6.44817803 9.89653056 13.34513111 16.79391195 20.24270777 23.69135879 27.13976867 30.58795858 34.03612746 37.48443328 40.93290967 44.38151134 47.83037696 51.28004518 54.73059707 58.18176525 61.63357697 65.08704547 68.54217291 73.03548887 75.45557551 78.91447446 82.37524383 85.83744505 89.30112929 92.76649052 96.23402516 99.70385771 103.17549325] | cumulative path length along blade
rotorse.rs.curvature.blades_cg_hubcc | output | m | [0.93876673] | cg of all blades relative to hub along shaft axis. Distance is should be interpreted as negative for upwind and positive for downwind turbines
rotorse.rs.frame.root_F | output | N | [-851601.73000376 -241564.71955096 483105.83110901] | Blade root forces in blade c.s.
rotorse.rs.frame.root_M | output | N*m | [ 13448899.02739706 -50019765.06291512 -0. ] | Blade root moment in blade c.s.
rotorse.rs.frame.flap_mode_shapes | output |  | [[-5.36926366e-02 2.35468233e+00 -2.52003933e+00 1.45657613e+00 -2.37526501e-01] [-2.16440132e-01 -7.73357430e-01 5.33258530e-01 3.22962668e-03 1.45330941e+00] [ 6.56188993e-01 -1.79454830e+00 1.46427475e+01 -3.66543027e+01 2.41499146e+01] [ 8.99636883e+00 -8.86131063e+01 2.73724583e+02 -3.36274619e+02 1.43166774e+02] [ 3.10313109e+01 -2.28540441e+02 5.88744984e+02 -6.37544036e+02 2.47308182e+02]] | 6-degree polynomial coefficients of mode shapes in the flap direction (x^2..x^6, no linear or constant term)
rotorse.rs.frame.edge_mode_shapes | output |  | [[ 4.02974555e-01 3.56707100e+00 -7.42413390e+00 6.54456050e+00 -2.09047216e+00] [-1.13227850e+00 1.71744166e+00 -2.48391262e+00 3.93419437e+00 -1.03544489e+00] [-3.02780663e-01 1.64428933e+01 -5.48150984e+01 5.64412032e+01 -1.67662174e+01] [-3.63009145e+00 3.69165164e+00 4.31059370e+01 -9.70421681e+01 5.48746708e+01] [ 2.42265576e+01 -1.84426999e+02 4.87111031e+02 -5.38316129e+02 2.12405540e+02]] | 6-degree polynomial coefficients of mode shapes in the edge direction (x^2..x^6, no linear or constant term)
rotorse.rs.frame.tors_mode_shapes | output |  | [[ 14.92782341 -55.1339368 94.79938198 -78.64612702 25.05285843] [ 0. 0. 0. 0. 0. ] [ 0. 0. 0. 0. 0. ] [ 0. 0. 0. 0. 0. ] [ 0. 0. 0. 0. 0. ]] | 6-degree polynomial coefficients of mode shapes in the torsional direction (x^2..x^6, no linear or constant term)
rotorse.rs.frame.all_mode_shapes | output |  | [[-5.36926366e-02 2.35468233e+00 -2.52003933e+00 1.45657613e+00 -2.37526501e-01] [ 4.02974555e-01 3.56707100e+00 -7.42413390e+00 6.54456050e+00 -2.09047216e+00] [-2.16440132e-01 -7.73357430e-01 5.33258530e-01 3.22962668e-03 1.45330941e+00] [-1.13227850e+00 1.71744166e+00 -2.48391262e+00 3.93419437e+00 -1.03544489e+00] [ 6.56188993e-01 -1.79454830e+00 1.46427475e+01 -3.66543027e+01 2.41499146e+01] [-3.02780663e-01 1.64428933e+01 -5.48150984e+01 5.64412032e+01 -1.67662174e+01] [ 8.99636883e+00 -8.86131063e+01 2.73724583e+02 -3.36274619e+02 1.43166774e+02] [-3.63009145e+00 3.69165164e+00 4.31059370e+01 -9.70421681e+01 5.48746708e+01] [ 3.10313109e+01 -2.28540441e+02 5.88744984e+02 -6.37544036e+02 2.47308182e+02] [ 2.42265576e+01 -1.84426999e+02 4.87111031e+02 -5.38316129e+02 2.12405540e+02]] | 6-degree polynomial coefficients of mode shapes in the edge direction (x^2..x^6, no linear or constant term)
rotorse.rs.frame.flap_mode_freqs | output | Hz | [0.6070801 1.61659708 3.12494249 4.95004093 7.55224888] | Frequencies associated with mode shapes in the flap direction
rotorse.rs.frame.edge_mode_freqs | output | Hz | [ 0.88666627 2.79100131 5.52964456 9.56062899 14.06575329] | Frequencies associated with mode shapes in the edge direction
rotorse.rs.frame.tors_mode_freqs | output | Hz | [22.20118475 0. 0. 0. 0. ] | Frequencies associated with mode shapes in the torsional direction
rotorse.rs.frame.freqs | output | Hz | [ 0.6070801 0.88666627 1.61659708 2.79100131 3.12494249 4.95004093 5.52964456 7.55224888 9.56062899 10.67643435] | ration of 2nd and 1st natural frequencies, should be ratio of edgewise to flapwise
rotorse.rs.frame.freq_distance | output |  | [1.46054246] | ration of 2nd and 1st natural frequencies, should be ratio of edgewise to flapwise
rotorse.rs.frame.dx | output | m | [-0.00000000e+00 3.89843370e-03 1.59204032e-02 3.77396092e-02 7.28544556e-02 1.26727181e-01 2.05677034e-01 3.15087902e-01 4.59380525e-01 6.41890484e-01 8.64097231e-01 1.12625449e+00 1.42831947e+00 1.77045710e+00 2.15363935e+00 2.58006522e+00 3.05329772e+00 3.57795308e+00 4.15923643e+00 4.80275919e+00 5.73524522e+00 6.28022298e+00 7.12426033e+00 8.05603608e+00 9.08488650e+00 1.02231129e+01 1.14839683e+01 1.28769364e+01 1.43991534e+01 1.60044575e+01] | deflection of blade section in airfoil x-direction
rotorse.rs.frame.dy | output | m | [ 0.00000000e+00 -1.16038347e-03 -4.91025331e-03 -1.21732848e-02 -2.43277796e-02 -4.31044564e-02 -6.99563262e-02 -1.05262367e-01 -1.48699892e-01 -1.99894069e-01 -2.58621426e-01 -3.24685915e-01 -3.97843327e-01 -4.77865261e-01 -5.64581224e-01 -6.57888674e-01 -7.57762170e-01 -8.64233447e-01 -9.77402660e-01 -1.09742528e+00 -1.26330992e+00 -1.35676002e+00 -1.49548664e+00 -1.63979297e+00 -1.78817456e+00 -1.93871612e+00 -2.08911619e+00 -2.23679799e+00 -2.37918437e+00 -2.51653783e+00] | deflection of blade section in airfoil y-direction
rotorse.rs.frame.dz | output | m | [-0.00000000e+00 -5.74881837e-05 -1.28534046e-04 -2.11220117e-04 -3.07273783e-04 -4.12511170e-04 -5.21656671e-04 -6.31435979e-04 -7.40008210e-04 -8.46132000e-04 -9.49098977e-04 -1.04862248e-03 -1.14464074e-03 -1.23735724e-03 -1.32717896e-03 -1.41475311e-03 -1.50066000e-03 -1.58525075e-03 -1.66890584e-03 -1.75124484e-03 -1.83113807e-03 -1.86139115e-03 -1.90860158e-03 -1.95022492e-03 -1.98692231e-03 -2.01900934e-03 -2.04585794e-03 -2.06665413e-03 -2.08067259e-03 -2.08644079e-03] | deflection of blade section in airfoil z-direction
rotorse.rs.frame.EI11 | output | N*m**2 | [7.98077480e+10 6.42543570e+10 4.92519878e+10 3.51004219e+10 2.27873054e+10 1.58298858e+10 1.26823713e+10 1.01953343e+10 8.47737098e+09 7.48614686e+09 6.74713148e+09 6.01768376e+09 5.34989604e+09 4.55732046e+09 3.75734786e+09 2.94347773e+09 2.25916718e+09 1.70505985e+09 1.26364542e+09 9.23675721e+08 8.29562021e+08 4.61557088e+08 3.07776453e+08 1.92742366e+08 1.08511784e+08 5.61848814e+07 2.61650000e+07 1.01731597e+07 2.85684928e+06 4.05745096e+05] | stiffness w.r.t principal axis 1
rotorse.rs.frame.EI22 | output | N*m**2 | [7.98110996e+10 7.24716945e+10 5.81406306e+10 4.65071459e+10 3.69992275e+10 3.09975893e+10 2.71256598e+10 2.42194482e+10 2.23294196e+10 2.11445891e+10 2.03433096e+10 1.94892050e+10 1.85348331e+10 1.69973930e+10 1.48410769e+10 1.18804056e+10 9.48298188e+09 7.16467391e+09 5.25184036e+09 3.76949376e+09 3.15077913e+09 1.83526741e+09 1.24441632e+09 8.22627846e+08 4.95224099e+08 2.91662448e+08 1.62585011e+08 8.22161731e+07 3.47285057e+07 5.89641911e+06] | stiffness w.r.t principal axis 2
rotorse.rs.frame.alpha | output | deg | [12.07607196 69.32784734 43.22258798 20.80835139 14.25087393 9.88760631 7.50132753 5.32478222 4.05658529 3.77378919 3.57046498 3.31652087 3.07293667 2.77074647 2.45527809 2.20434328 1.92492753 1.70585845 1.51311222 1.31460518 1.27785292 0.77696857 0.36077456 -0.16407446 -0.58130996 -0.81552817 -0.87323327 -0.80145999 -1.11150227 -1.43321375] | Angle between blade c.s. and principal axes
rotorse.rs.frame.M1 | output | N*m | [-3.66254509e+07 -3.44435232e+07 -2.33422835e+07 -3.55895270e+07 -3.79103123e+07 -3.62489481e+07 -3.38577577e+07 -3.11466519e+07 -2.83317721e+07 -2.56116742e+07 -2.30253060e+07 -2.05360724e+07 -1.81513997e+07 -1.58836278e+07 -1.37440962e+07 -1.17477682e+07 -9.90610766e+06 -8.22814773e+06 -6.71877099e+06 -5.37757624e+06 -3.89325754e+06 -3.19209042e+06 -2.31844231e+06 -1.59986301e+06 -1.03247157e+06 -6.07531594e+05 -3.09997265e+05 -1.22216534e+05 -2.56861118e+04 4.80815397e+00] | distribution along blade span of bending moment w.r.t principal axis 1
rotorse.rs.frame.M2 | output | N*m | [ 3.66255094e+07 3.45044172e+07 3.93242180e+07 2.36511394e+07 1.20021060e+07 6.56840643e+06 2.68429169e+06 -1.53427778e+05 -1.91252273e+06 -2.36184597e+06 -2.18440289e+06 -1.97749336e+06 -1.77728899e+06 -1.59558847e+06 -1.46757423e+06 -1.37295141e+06 -1.27316116e+06 -1.14530459e+06 -9.91223910e+05 -8.34269834e+05 -6.31837074e+05 -5.54673425e+05 -4.40310517e+05 -3.38559579e+05 -2.42929537e+05 -1.55227550e+05 -8.39136441e+04 -3.45964660e+04 -7.74969588e+03 1.33980257e-01] | distribution along blade span of bending moment w.r.t principal axis 2
rotorse.rs.frame.F2 | output | N | [ 6.34492846e+05 6.32630405e+05 4.61579282e+05 7.34973433e+05 8.27979043e+05 8.42451307e+05 8.40116895e+05 8.27890756e+05 8.09355245e+05 7.88971577e+05 7.67031211e+05 7.41551240e+05 7.11741074e+05 6.76811069e+05 6.36475327e+05 5.92254429e+05 5.45802890e+05 4.97657350e+05 4.48541337e+05 3.98941230e+05 3.28003038e+05 2.92654865e+05 2.45855961e+05 1.98403117e+05 1.53216958e+05 1.11840151e+05 7.51905038e+04 4.36862434e+04 1.79206104e+04 -8.32061635e+02] | distribution along blade span of force w.r.t principal axis 2
rotorse.rs.frame.F3 | output | N | [4.83105831e+05 5.30546671e+05 5.55535810e+05 5.64912197e+05 5.63677797e+05 5.55425695e+05 5.42469706e+05 5.26054870e+05 5.06882013e+05 4.85197528e+05 4.60951338e+05 4.34071374e+05 4.04597413e+05 3.72941667e+05 3.39811334e+05 3.06321396e+05 2.73415496e+05 2.41747641e+05 2.12049654e+05 1.84590552e+05 1.21241698e+05 8.88897046e+04 6.89678519e+04 5.17359017e+04 3.72715753e+04 2.54791766e+04 1.59721461e+04 8.58880496e+03 3.22991912e+03 9.09494702e-11] | axial resultant along blade span
rotorse.rs.strains.strainU_spar | output |  | [ 7.78849137e-04 -1.12342475e-03 -1.65900988e-03 -1.96177447e-03 -2.45957086e-03 -2.77855038e-03 -2.87485981e-03 -2.93612095e-03 -2.92915617e-03 -2.82491205e-03 -2.69110615e-03 -2.57289988e-03 -2.45315978e-03 -2.38595491e-03 -2.34351540e-03 -2.35026170e-03 -2.36354785e-03 -2.37027032e-03 -2.36449891e-03 -2.14104552e-03 -1.64134931e-03 -1.98032843e-03 -2.03780653e-03 -1.89785668e-03 -1.80620475e-03 -1.65632763e-03 -1.40925387e-03 -1.03600229e-03 -5.04201555e-04 3.54649312e-07] | strain in spar cap on upper surface at location xu,yu_strain with loads P_strain
rotorse.rs.strains.strainL_spar | output |  | [ 7.78849137e-04 1.09553774e-03 1.71573283e-03 1.95228592e-03 2.32088567e-03 2.64852353e-03 2.74678571e-03 2.83161847e-03 2.82672622e-03 2.71883782e-03 2.59838467e-03 2.49447019e-03 2.39171465e-03 2.34131873e-03 2.31963242e-03 2.34911999e-03 2.38608338e-03 2.42081361e-03 2.44710804e-03 2.43509717e-03 1.69072493e-03 2.33922513e-03 2.28611790e-03 2.21090936e-03 2.15682753e-03 2.03666321e-03 1.79963930e-03 1.39312661e-03 7.17965838e-04 -5.83191233e-07] | strain in spar cap on lower surface at location xl,yl_strain with loads P_strain
rotorse.rs.strains.strainU_te | output |  | [ 7.78849137e-04 -7.65840421e-04 -6.58852475e-04 -5.75329352e-04 -1.49280400e-04 -7.67563520e-06 1.28411502e-04 2.41471958e-04 3.40330710e-04 3.87005290e-04 3.51688927e-04 3.06690163e-04 2.67081192e-04 2.35863642e-04 2.11825049e-04 3.22479933e-04 3.45608489e-04 3.86997257e-04 4.32666662e-04 4.74201890e-04 3.88099900e-04 5.37261085e-04 5.44128458e-04 5.48538470e-04 5.82769962e-04 5.92435649e-04 5.92423034e-04 4.65617143e-04 2.38277913e-04 -3.82859039e-07] | strain in trailing-edge panels on upper surface at location xu,yu_te with loads P_te
rotorse.rs.strains.strainL_te | output |  | [ 7.78849137e-04 -7.65840421e-04 -1.80146550e-04 -3.88951662e-05 5.00265718e-04 7.34781877e-04 8.79518472e-04 9.25914293e-04 9.50349381e-04 9.44499613e-04 8.64331593e-04 7.82717727e-04 7.09456881e-04 6.57432123e-04 6.18348133e-04 6.67106172e-04 6.77990940e-04 7.06560537e-04 7.37003844e-04 7.57973859e-04 5.67923252e-04 7.64413608e-04 7.39688831e-04 7.15319304e-04 7.12773979e-04 6.92717051e-04 6.44396323e-04 5.39634730e-04 2.84979541e-04 -3.82859039e-07] | strain in trailing-edge panels on lower surface at location xl,yl_te with loads P_te
rotorse.rs.strains.axial_root_sparU_load2stress | output | m**2 | [ 0.00000000e+00 0.00000000e+00 -8.52281546e-01 7.86786828e-01 9.19968655e-06 0.00000000e+00] | Linear conversion factors between loads [Fx-z; Mx-z] and axial stress in the upper spar cap at blade root
rotorse.rs.strains.axial_root_sparL_load2stress | output | m**2 | [ 0.00000000e+00 0.00000000e+00 -8.52281546e-01 7.86786828e-01 9.19968655e-06 0.00000000e+00] | Linear conversion factors between loads [Fx-z; Mx-z] and axial stress in the lower spar cap at blade root
rotorse.rs.strains.axial_maxc_teU_load2stress | output | m**2 | [ 0. 0. -1.03979475 -1.30740732 -0.01637381 0. ] | Linear conversion factors between loads [Fx-z; Mx-z] and axial stress in the upper trailing edge at blade max chord
rotorse.rs.strains.axial_maxc_teL_load2stress | output | m**2 | [ 0. 0. -1.03979475 -1.35539027 -0.34180645 0. ] | Linear conversion factors between loads [Fx-z; Mx-z] and axial stress in the lower trailing edge at blade max chord
rotorse.rs.tip_pos.tip_deflection | output | m | [15.61527758] | deflection at tip in yaw x-direction
rotorse.rs.tot_loads_gust.Px_af | output | N/m | [ 1278.06280726 1331.54629147 1560.29123781 2003.95019717 2529.72526538 3016.26466247 3454.2570724 3995.23214715 4688.24319132 5574.02267197 6572.17693361 7649.23809668 9039.54609827 10554.20970815 12002.73627594 12664.43522269 13280.44806001 13744.16685546 14031.98161021 14134.99353643 15733.00863608 13891.0100206 13659.83418464 13226.79690443 12464.65431893 11272.21832864 9923.41947317 8423.17554143 6674.2052394 4459.95420742] | total distributed loads in airfoil x-direction
rotorse.rs.tot_loads_gust.Py_af | output | N/m | [ 537.15982984 563.4868819 417.99756315 72.99303546 -388.46894555 -721.5377423 -922.92256687 -1113.87590224 -1331.9151349 -1591.34993615 -1846.92284798 -2093.13574591 -2411.03660617 -2731.90858405 -3007.92502799 -3110.67692833 -3218.18208602 -3273.98147029 -3280.27895942 -3258.18617248 -3164.11554611 -3202.6209245 -3231.29893264 -3250.9480687 -3172.81324867 -2943.02851693 -2624.7120247 -2255.01996723 -1803.82667758 -1218.41460206] | total distributed loads in airfoil y-direction
rotorse.rs.tot_loads_gust.Pz_af | output | N/m | [-17576.8664126 -9939.85577247 -4554.39108968 -884.11742846 1600.09608206 3186.30323261 4328.45309265 5192.50946309 5928.16626484 6649.30790639 7414.01120904 8176.95459933 8918.58548698 9442.43704557 9773.87990378 9651.01512068 9435.12470295 8932.92115729 8292.55825475 7634.32072198 20630.07559632 6176.87421754 5378.23596247 4616.67136791 3772.95340243 3066.8954007 2447.38965598 1835.10946798 1273.16121295 600.26227057] | total distributed loads in airfoil z-direction
rotorse.split.blade_length_inner | output | m | [70.12284527] | Length of inner blade portion
rotorse.split.s_inner | output |  | [0. 0.04926108 0.09852217 0.14778325 0.19704433 0.24630542 0.2955665 0.34482759 0.39408867 0.44334975 0.49261084 0.54187192 0.591133 0.64039409 0.68965517 0.73891626 0.78817734 0.83743842 0.88669951 0.93596059 1. ] | Inner blade nondimensional span location
rotorse.split.chord_inner | output | m | [4.5 4.51653455 4.59255455 4.72026865 4.75 4.75 4.75 4.75 4.75 4.75 4.75 4.7 4.64 4.48 4.30815493 4.07109567 3.83078655 3.59377787 3.3535724 3.10972681 2.79010443] | Inner blade chord distribution
rotorse.split.coord_xy_interp_inner | output |  | [[[ 1.00000000e+00 -5.22802288e-16] [ 9.99429684e-01 -2.22597407e-02] [ 9.98063018e-01 -4.44580349e-02] ... [ 9.98120489e-01 4.38394581e-02] [ 9.99443038e-01 2.19496514e-02] [ 1.00000000e+00 -5.26271735e-16]] [[ 1.00000000e+00 -4.63811846e-04] [ 9.98467173e-01 -2.21760738e-02] [ 9.96201019e-01 -4.43513952e-02] ... [ 9.96776877e-01 4.39179785e-02] [ 9.98774657e-01 2.22119245e-02] [ 1.00000000e+00 3.03878429e-04]] [[ 1.00000000e+00 -3.84926541e-03] [ 9.90631439e-01 -2.12435866e-02] [ 9.80995553e-01 -4.24457781e-02] ... [ 9.85613808e-01 4.43560536e-02] [ 9.93218520e-01 2.41263074e-02] [ 1.00000000e+00 2.83048459e-03]] ... [[ 1.00000000e+00 -2.46260310e-03] [ 9.78938056e-01 -5.76963289e-04] [ 9.54288397e-01 1.19753987e-03] ... [ 9.52128888e-01 1.73475440e-02] [ 9.76059052e-01 1.20792142e-02] [ 1.00000000e+00 6.85491322e-03]] [[ 1.00000000e+00 -2.72690256e-04] [ 9.80063869e-01 7.15954847e-04] [ 9.55470003e-01 1.86879457e-03] ... [ 9.52197935e-01 1.66394787e-02] [ 9.76093200e-01 1.14596333e-02] [ 1.00000000e+00 6.31813343e-03]] [[ 1.00000000e+00 2.29180864e-03] [ 9.81362427e-01 2.41480801e-03] [ 9.56820273e-01 2.87220682e-03] ... [ 9.52274818e-01 1.56425947e-02] [ 9.76130200e-01 1.05873203e-02] [ 1.00000000e+00 5.56536480e-03]]] | Inner blade 3D array of the non-dimensional x and y airfoil coordinates of the airfoils interpolated along span for n_span stations.
rotorse.split.web_start_nd_inner | output |  | [[0.19443411 0.19789619 0.1995814 0.29869742 0.31098567 0.32448251 0.33399992 0.34127527 0.34566252 0.34669277 0.34713247 0.35067402 0.35439919 0.36569812 0.37274312 0.38232289 0.39148885 0.39896527 0.40560235 0.41086001 0.41544218] [0.19443411 0.19789619 0.1995814 0.24103292 0.25044234 0.26086146 0.26853677 0.2740762 0.27663037 0.27598468 0.27477686 0.27596579 0.27726755 0.28439744 0.28696237 0.29046479 0.29309095 0.2937625 0.29314104 0.29067678 0.28457176]] | Inner blade 2D array of the non-dimensional start point defined along the outer profile of a web. The TE suction side is 0, the TE pressure side is 1. The first dimension represents each web, the second dimension represents each entry along blade span.
rotorse.split.web_end_nd_inner | output |  | [[0.69444351 0.69843353 0.70702196 0.62303187 0.62842173 0.63161008 0.63612392 0.64039419 0.64243713 0.64265738 0.64287487 0.63990423 0.63666324 0.6260501 0.62026719 0.61224547 0.6045373 0.59812347 0.59230543 0.58775308 0.58404968] [0.69444351 0.69843353 0.70702196 0.68025763 0.68810309 0.69451453 0.70133692 0.7078914 0.71197499 0.71396795 0.71585303 0.71515734 0.7142568 0.70752285 0.70604146 0.70386319 0.70248662 0.7027377 0.70407455 0.7072081 0.71426697]] | Inner blade 2D array of the non-dimensional end point defined along the outer profile of a web. The TE suction side is 0, the TE pressure side is 1. The first dimension represents each web, the second dimension represents each entry along blade span.
rotorse.split.layer_thickness_inner | output | m | [[0.001 0.001 0.001 0.001 0.001 0.001 0.001 0.001 0.001 0.001 0.001 0.001 0.001 0.001 0.001 0.001 0.001 0.001 0.001 0.001 0.001 ] [0.041 0.033 0.026 0.02 0.015 0.011 0.00828454 0.00651243 0.00536208 0.00470248 0.00440263 0.00433155 0.00435823 0.00435168 0.00430703 0.0042194 0.00408392 0.00389572 0.00364992 0.00334165 0.00286491] [0. 0.00778193 0.01503656 0.02168504 0.0276485 0.0328481 0.03720496 0.04064025 0.0430751 0.04443066 0.04464493 0.04392627 0.04247541 0.04044258 0.03797799 0.03523187 0.03235445 0.02949594 0.02680657 0.02443657 0.02182773] [0. 0.00725433 0.01399448 0.02015248 0.02566037 0.0304502 0.034454 0.03760381 0.03983168 0.04106963 0.04126128 0.0405525 0.03912036 0.03711156 0.03467285 0.03195094 0.02909255 0.02624442 0.02355326 0.02116579 0.01851241] [0. 0. 0. 0. 0. 0. 0. 0. 0. 0. 0. 0. 0. 0. 0. 0. 0. 0. 0. 0.001 0.03442398] [0. 0. 0. 0. 0. 0. 0. 0. 0. 0. 0. 0. 0. 0. 0. 0. 0. 0. 0. 0.001 0.03442398] [0. 0. 0.00665003 0.00814812 0.00964621 0.0111443 0.01260256 0.01398116 0.01524026 0.01634003 0.01724065 0.01790228 0.01832761 0.01851932 0.01848012 0.01821267 0.01771968 0.01700382 0.01610578 0.01506624 0.01357085] [0. 0. 0.02334323 0.02514806 0.0269529 0.02875774 0.03056258 0.03236741 0.03399538 0.0352696 0.03601321 0.03604932 0.03520108 0.0332916 0.03059387 0.02738085 0.02392552 0.02050085 0.01737982 0.0148354 0.01223235] [0. 0. 0.02334323 0.02514806 0.0269529 0.02875774 0.03056258 0.03236741 0.03399538 0.0352696 0.03601321 0.03604932 0.03520108 0.0332916 0.03059387 0.02738085 0.02392552 0.02050085 0.01737982 0.0148354 0.01223235] [0. 0. 0.01864022 0.02290439 0.02716855 0.03128208 0.03509432 0.03845464 0.04121238 0.04321692 0.0443176 0.04463178 0.04427681 0.04337004 0.04202882 0.04037051 0.03851246 0.03646388 0.03423398 0.03183196 0.02846753] [0. 0. 0.01067832 0.01302775 0.01537718 0.0177266 0.02007603 0.02234366 0.02444771 0.02630638 0.02783787 0.0289604 0.02959217 0.02979168 0.02961743 0.02912793 0.02838168 0.02743718 0.02635293 0.02511064 0.02322957] [0. 0. 0.01171413 0.01476495 0.01781576 0.02086658 0.02391739 0.02696821 0.03001902 0.03295299 0.03565325 0.03800297 0.03988528 0.04118335 0.04178032 0.04172736 0.04107568 0.03987644 0.03818083 0.03604003 0.03267979] [0. 0. 0.03598738 0.04397734 0.05196731 0.05963021 0.066639 0.07266661 0.07738598 0.08047006 0.08159179 0.08099669 0.07893026 0.07563804 0.07136553 0.06635826 0.06086173 0.05503573 0.04904003 0.04303439 0.03547716] [0.041 0.033 0.026 0.02 0.01531562 0.01261405 0.01008929 0.00782972 0.00592376 0.00445981 0.00352627 0.00301625 0.00282289 0.00283929 0.0029586 0.00307391 0.00307837 0.00299303 0.00283898 0.00263728 0.00233878] [0. 0. 0. 0.00216423 0.00221016 0.00225609 0.00230203 0.00234796 0.00238579 0.0024074 0.0024047 0.00236957 0.00229392 0.00216963 0.00201292 0.00184 0.00166708 0.00151037 0.00138608 0.00131043 0.00127398] [0. 0. 0. 0.03748906 0.03611723 0.03474541 0.0333631 0.03195982 0.0305251 0.02904844 0.02751938 0.02592742 0.02433745 0.02281437 0.02142306 0.02022841 0.01929532 0.01868866 0.01834679 0.01820803 0.02 ] [0. 0. 0. 0.00207236 0.0021183 0.00216423 0.00221016 0.00225609 0.00230203 0.00234796 0.00238579 0.0024074 0.0024047 0.00236957 0.00229392 0.00216963 0.00201292 0.00184 0.00166708 0.00151037 0.00135893] [0. 0. 0. 0.0025176 0.00244513 0.00237266 0.00230019 0.00222772 0.00215449 0.00207974 0.00200272 0.00192266 0.0018388 0.00175038 0.00166147 0.0015761 0.00149834 0.00143223 0.00138184 0.0013512 0.00133655] [0. 0. 0. 0.03770661 0.03634612 0.03498563 0.03361392 0.03221976 0.03079194 0.02931923 0.02779041 0.02619427 0.02459556 0.02305903 0.02164945 0.02043157 0.02 0.02 0.02 0.02 0.02 ] [0. 0. 0. 0.00266254 0.00259007 0.0025176 0.00244513 0.00237266 0.00230019 0.00222772 0.00215449 0.00207974 0.00200272 0.00192266 0.0018388 0.00175038 0.00166147 0.0015761 0.00149834 0.00143223 0.00137084]] | Inner blade 2D array of the thickness of the layers of the blade structure. The first dimension represents each layer, the second dimension represents each entry along blade span.
rotorse.split.layer_start_nd_inner | output |  | [[0. 0. 0. 0. 0. 0. 0. 0. 0. 0. 0. 0. 0. 0. 0. 0. 0. 0. 0. 0. 0. ] [0. 0. 0. 0. 0. 0. 0. 0. 0. 0. 0. 0. 0. 0. 0. 0. 0. 0. 0. 0. 0. ] [0.16613836 0.16946286 0.16968068 0.23759495 0.2439899 0.25193115 0.25766523 0.26174662 0.2633434 0.26210837 0.26061866 0.2616315 0.26295985 0.26995749 0.2725209 0.27588271 0.27838647 0.27891556 0.27802616 0.2750634 0.26774667] [0.66614777 0.6700002 0.67712123 0.62072086 0.62727502 0.63245959 0.63926867 0.64574535 0.64977998 0.65171232 0.65333451 0.65155042 0.64924268 0.63950434 0.63444037 0.62711273 0.61986479 0.61356165 0.60742732 0.60199085 0.59597957] [0.19443411 0.19789619 0.1995814 0.20542464 0.21272282 0.2220171 0.22991051 0.23619816 0.24018571 0.24176774 0.24321802 0.24714692 0.25147187 0.26147185 0.26715623 0.27388979 0.28019577 0.28503635 0.289098 0.2692474 0.15010342] [0.69444351 0.69843353 0.70702196 0.71607859 0.72704187 0.73490281 0.74127057 0.74679934 0.74912851 0.748806 0.74793476 0.74442439 0.74042431 0.73076654 0.7260795 0.72058973 0.71546943 0.71150765 0.70813245 0.68336649 0.561757 ] [0.48905595 0.48893839 0.48796411 0.48706864 0.48668455 0.48576547 0.48502104 0.48531088 0.48564258 0.4857924 0.48611936 0.48627169 0.48627317 0.48579129 0.48506303 0.48383156 0.48238805 0.48077685 0.47894774 0.47684624 0.47359139] [0. 0. 0. 0. 0. 0. 0. 0. 0. 0. 0. 0. 0. 0. 0. 0. 0. 0. 0. 0. 0. ] [0.95925412 0.95895293 0.9565692 0.95388656 0.95056337 0.94780072 0.9455854 0.94397287 0.94256868 0.94189525 0.94165198 0.94093289 0.94012219 0.93775085 0.9348865 0.93047603 0.92519004 0.92487708 0.92502404 0.92507998 0.92496879] [0.04074588 0.04104707 0.0434308 0.04611344 0.04943663 0.05219928 0.0544146 0.05602713 0.05743132 0.05810475 0.05834802 0.05906711 0.05987781 0.06224915 0.0651135 0.06952397 0.07480996 0.07512292 0.07497596 0.07492002 0.07503121] [0.22272986 0.22632952 0.22948212 0.30080193 0.31138242 0.32272784 0.33028459 0.33580147 0.33842316 0.33783338 0.33690305 0.33920465 0.34192828 0.35209392 0.35827412 0.36697208 0.37551861 0.38277512 0.38964944 0.39578046 0.40279588] [0.51094271 0.51093158 0.51109232 0.51151394 0.51274861 0.51314609 0.51310658 0.51395159 0.51467968 0.51507905 0.51562235 0.51627311 0.5168142 0.51755755 0.51822809 0.51906037 0.51995391 0.52094453 0.52211804 0.52353357 0.52582167] [0.72273926 0.72686687 0.73692268 0.68392783 0.69466754 0.70325628 0.71188804 0.71980021 0.72485974 0.72743733 0.7296189 0.72912358 0.72821111 0.72164078 0.72019359 0.71820211 0.71699693 0.71742121 0.7190506 0.72270791 0.73102878] [0. 0. 0. 0. 0. 0. 0. 0. 0. 0. 0. 0. 0. 0. 0. 0.05 0.05 0.05 0.05 0.05 0.05 ] [0. 0. 0. 0. 0. 0. 0. 0. 0. 0. 0. 0. 0. 0. 0. 0. 0. 0. 0. 0. 0. ] [0. 0. 0. 0. 0. 0. 0. 0. 0. 0. 0. 0. 0. 0. 0. 0. 0. 0. 0. 0. 0. ] [0. 0. 0. 0. 0. 0. 0. 0. 0. 0. 0. 0. 0. 0. 0. 0. 0. 0. 0. 0. 0. ] [0. 0. 0. 0. 0. 0. 0. 0. 0. 0. 0. 0. 0. 0. 0. 0. 0. 0. 0. 0. 0. ] [0. 0. 0. 0. 0. 0. 0. 0. 0. 0. 0. 0. 0. 0. 0. 0. 0. 0. 0. 0. 0. ] [0. 0. 0. 0. 0. 0. 0. 0. 0. 0. 0. 0. 0. 0. 0. 0. 0. 0. 0. 0. 0. ]] | Inner blade 2D array of the non-dimensional start point defined along the outer profile of a layer. The TE suction side is 0, the TE pressure side is 1. The first dimension represents each layer, the second dimension represents each entry along blade span.
rotorse.split.layer_end_nd_inner | output |  | [[1. 1. 1. 1. 1. 1. 1. 1. 1. 1. 1. 1. 1. 1. 1. 1. 1. 1. 1. 1. 1. ] [1. 1. 1. 1. 1. 1. 1. 1. 1. 1. 1. 1. 1. 1. 1. 1. 1. 1. 1. 1. 1. ] [0.22272986 0.22632952 0.22948212 0.30080193 0.31138242 0.32272784 0.33028459 0.33580147 0.33842316 0.33783338 0.33690305 0.33920465 0.34192828 0.35209392 0.35827412 0.36697208 0.37551861 0.38277512 0.38964944 0.39578046 0.40279588] [0.72273926 0.72686687 0.73692268 0.68392783 0.69466754 0.70325628 0.71188804 0.71980021 0.72485974 0.72743733 0.7296189 0.72912358 0.72821111 0.72164078 0.72019359 0.71820211 0.71699693 0.71742121 0.7190506 0.72270791 0.73102878] [0.19443411 0.19789619 0.1995814 0.20542464 0.21272282 0.2220171 0.22991051 0.23619816 0.24018571 0.24176774 0.24321802 0.24714692 0.25147187 0.26147185 0.26715623 0.27388979 0.28019577 0.28503635 0.289098 0.31451629 0.43708299] [0.69444351 0.69843353 0.70702196 0.71607859 0.72704187 0.73490281 0.74127057 0.74679934 0.74912851 0.748806 0.74793476 0.74442439 0.74042431 0.73076654 0.7260795 0.72058973 0.71546943 0.71150765 0.70813245 0.72863539 0.84873656] [0.51094271 0.51093158 0.51109232 0.51151394 0.51274861 0.51314609 0.51310658 0.51395159 0.51467968 0.51507905 0.51562235 0.51627311 0.5168142 0.51755755 0.51822809 0.51906037 0.51995391 0.52094453 0.52211804 0.52353357 0.52582167] [0.04074588 0.04104707 0.0434308 0.04611344 0.04943663 0.05219928 0.0544146 0.05602713 0.05743132 0.05810475 0.05834802 0.05906711 0.05987781 0.06224915 0.0651135 0.06952397 0.07480996 0.07512292 0.07497596 0.07492002 0.07503121] [1. 1. 1. 1. 1. 1. 1. 1. 1. 1. 1. 1. 1. 1. 1. 1. 1. 1. 1. 1. 1. ] [0.16613836 0.16946286 0.16968068 0.23759495 0.2439899 0.25193115 0.25766523 0.26174662 0.2633434 0.26210837 0.26061866 0.2616315 0.26295985 0.26995749 0.2725209 0.27588271 0.27838647 0.27891556 0.27802616 0.2750634 0.26774667] [0.48905595 0.48893839 0.48796411 0.48706864 0.48668455 0.48576547 0.48502104 0.48531088 0.48564258 0.4857924 0.48611936 0.48627169 0.48627317 0.48579129 0.48506303 0.48383156 0.48238805 0.48077685 0.47894774 0.47684624 0.47359139] [0.66614777 0.6700002 0.67712123 0.62072086 0.62727502 0.63245959 0.63926867 0.64574535 0.64977998 0.65171232 0.65333451 0.65155042 0.64924268 0.63950434 0.63444037 0.62711273 0.61986479 0.61356165 0.60742732 0.60199085 0.59597957] [0.95925412 0.95895293 0.9565692 0.95388656 0.95056337 0.94780072 0.9455854 0.94397287 0.94256868 0.94189525 0.94165198 0.94093289 0.94012219 0.93775085 0.9348865 0.93047603 0.92519004 0.92487708 0.92502404 0.92507998 0.92496879] [1. 1. 1. 1. 1. 1. 1. 1. 1. 1. 1. 1. 1. 1. 1. 0.95 0.95 0.95 0.95 0.95 0.95 ] [0. 0. 0. 0. 0. 0. 0. 0. 0. 0. 0. 0. 0. 0. 0. 0. 0. 0. 0. 0. 0. ] [0. 0. 0. 0. 0. 0. 0. 0. 0. 0. 0. 0. 0. 0. 0. 0. 0. 0. 0. 0. 0. ] [0. 0. 0. 0. 0. 0. 0. 0. 0. 0. 0. 0. 0. 0. 0. 0. 0. 0. 0. 0. 0. ] [0. 0. 0. 0. 0. 0. 0. 0. 0. 0. 0. 0. 0. 0. 0. 0. 0. 0. 0. 0. 0. ] [0. 0. 0. 0. 0. 0. 0. 0. 0. 0. 0. 0. 0. 0. 0. 0. 0. 0. 0. 0. 0. ] [0. 0. 0. 0. 0. 0. 0. 0. 0. 0. 0. 0. 0. 0. 0. 0. 0. 0. 0. 0. 0. ]] | Inner blade 2D array of the non-dimensional end point defined along the outer profile of a layer. The TE suction side is 0, the TE pressure side is 1. The first dimension represents each layer, the second dimension represents each entry along blade span.
rotorse.split.blade_length_outer | output | m | [30.05264797] | Length of outer blade portion
rotorse.split.s_outer | output |  | [0. 0.08045977 0.1954023 0.31034483 0.42528736 0.54022989 0.65517241 0.77011494 0.88505747 1. ] | Outer blade nondimensional span location
rotorse.split.chord_outer | output | m | [2.79010443 2.61780457 2.37255549 2.12536608 1.87360817 1.6133977 1.34551447 1.07050448 0.78813172 0.5 ] | Outer blade chord distribution
rotorse.split.coord_xy_interp_outer | output |  | [[[1.00000000e+00 2.29180864e-03] [9.81362427e-01 2.41480801e-03] [9.56820273e-01 2.87220682e-03] ... [9.52274818e-01 1.56425947e-02] [9.76130200e-01 1.05873203e-02] [1.00000000e+00 5.56536480e-03]] [[1.00000000e+00 3.37948426e-03] [9.81907667e-01 3.41070179e-03] [9.57383654e-01 3.55340084e-03] ... [9.52308532e-01 1.50382979e-02] [9.76145533e-01 1.00604661e-02] [1.00000000e+00 5.11552050e-03]] [[1.00000000e+00 4.23111514e-03] [9.82331973e-01 4.21406208e-03] [9.57820373e-01 4.20422714e-03] ... [9.52342585e-01 1.40441932e-02] [9.76158891e-01 9.19923406e-03] [1.00000000e+00 4.39165819e-03]] ... [[1.00000000e+00 2.99243424e-04] [9.76715850e-01 2.78508494e-03] [9.52832571e-01 4.62553820e-03] ... [9.52575171e-01 9.64309571e-03] [9.76267770e-01 4.94496385e-03] [1.00000000e+00 2.99243424e-04]] [[1.00000000e+00 7.60311480e-05] [9.76692547e-01 2.94939444e-03] [9.52952126e-01 4.97097005e-03] ... [9.52775619e-01 1.06814382e-02] [9.76380589e-01 5.38373218e-03] [1.00000000e+00 7.60311480e-05]] [[1.00000000e+00 1.76276899e-06] [9.76685164e-01 3.14692752e-03] [9.53182640e-01 5.22846152e-03] ... [9.52998460e-01 1.22336784e-02] [9.76506117e-01 6.17134718e-03] [1.00000000e+00 1.76276899e-06]]] | Outer blade 3D array of the non-dimensional x and y airfoil coordinates of the airfoils interpolated along span for n_span stations.
rotorse.split.web_start_nd_outer | output |  | [[0.41544218 0.4168685 0.41765577 0.4178254 0.41762105 0.41607536 0.41231162 0.40526033 0.3917786 0.24523263] [0.28457176 0.27993725 0.27169063 0.26196135 0.25052713 0.23573882 0.21583323 0.18757385 0.14241967 0.24523263]] | Outer blade 2D array of the non-dimensional start point defined along the outer profile of a web. The TE suction side is 0, the TE pressure side is 1. The first dimension represents each web, the second dimension represents each entry along blade span.
rotorse.split.web_end_nd_outer | output |  | [[0.58404968 0.58314037 0.58330853 0.58418287 0.58515575 0.58696589 0.59069424 0.59757143 0.61087894 0.75672069] [0.71426697 0.71950425 0.72886409 0.73974775 0.75193557 0.76675484 0.78613106 0.8134791 0.85758675 0.75672069]] | Outer blade 2D array of the non-dimensional end point defined along the outer profile of a web. The TE suction side is 0, the TE pressure side is 1. The first dimension represents each web, the second dimension represents each entry along blade span.
rotorse.split.layer_thickness_outer | output | m | [[ 1.00000000e-03 1.00000000e-03 1.00000000e-03 1.00000000e-03 1.00000000e-03 1.00000000e-03 1.00000000e-03 1.00000000e-03 1.00000000e-03 1.00000000e-03] [ 2.86491152e-03 2.57935592e-03 2.14614940e-03 1.69211977e-03 1.22767857e-03 1.00000000e-03 1.00000000e-03 1.00000000e-03 1.00000000e-03 1.00000000e-03] [ 2.18277265e-02 2.04570456e-02 1.85237383e-02 1.66203486e-02 1.47476896e-02 1.29065742e-02 1.10978153e-02 9.32222585e-03 7.58061873e-03 5.87380689e-03] [ 1.85124099e-02 1.71131586e-02 1.51336905e-02 1.31775357e-02 1.12451572e-02 9.33701773e-03 7.45358011e-03 5.59530720e-03 3.76266180e-03 1.95610677e-03] [ 3.44239839e-02 1.00000000e-03 -8.13151629e-20 0.00000000e+00 0.00000000e+00 0.00000000e+00 0.00000000e+00 0.00000000e+00 0.00000000e+00 0.00000000e+00] [ 3.44239839e-02 1.00000000e-03 -8.13151629e-20 0.00000000e+00 0.00000000e+00 0.00000000e+00 0.00000000e+00 0.00000000e+00 0.00000000e+00 0.00000000e+00] [ 1.35708454e-02 1.27253309e-02 1.15053236e-02 1.03065158e-02 9.12537420e-03 7.95836553e-03 6.80195656e-03 5.65261407e-03 4.50680481e-03 3.36099555e-03] [ 1.22323494e-02 1.10919834e-02 9.70078471e-03 8.50178952e-03 7.39889612e-03 6.29600271e-03 5.19310930e-03 4.09021589e-03 2.98732248e-03 -6.50521303e-19] [ 1.22323494e-02 1.10919834e-02 9.70078471e-03 8.50178952e-03 7.39889612e-03 6.29600271e-03 5.19310930e-03 4.09021589e-03 2.98732248e-03 -6.50521303e-19] [ 2.84675254e-02 2.65484460e-02 2.36853660e-02 2.07018877e-02 1.76220907e-02 1.44700547e-02 1.12698594e-02 8.04558436e-03 4.82130936e-03 1.59703436e-03] [ 2.32295708e-02 2.20787956e-02 2.02526601e-02 1.81953304e-02 1.58885175e-02 1.33738018e-02 1.06927639e-02 7.88698432e-03 4.99804368e-03 2.06752250e-03] [ 3.26797937e-02 3.06420809e-02 2.75162660e-02 2.41934479e-02 2.07392943e-02 1.72194730e-02 1.36996517e-02 1.01798304e-02 6.66000904e-03 3.14018771e-03] [ 3.54771595e-02 3.16324086e-02 2.65556105e-02 2.18699671e-02 1.74972473e-02 1.33592202e-02 9.37765500e-03 5.47432071e-03 1.57098642e-03 1.00000000e-03] [ 2.33877707e-03 2.17523163e-03 1.95702453e-03 1.75179189e-03 1.55693882e-03 1.36987043e-03 1.18799183e-03 1.00870812e-03 1.00000000e-03 1.00000000e-03] [ 1.27397979e-03 1.27259912e-03 1.29421439e-03 1.33204112e-03 1.37797357e-03 1.42390602e-03 1.46983847e-03 1.51577093e-03 1.56170338e-03 1.08420217e-19] [ 2.00000000e-02 2.00000000e-02 2.00000000e-02 2.00000000e-02 2.00000000e-02 2.00000000e-02 2.00000000e-02 2.00000000e-02 2.00000000e-02 6.93889390e-18] [ 1.35893442e-03 1.31042584e-03 1.27530103e-03 1.27259912e-03 1.29421439e-03 1.33204112e-03 1.37797357e-03 1.42390602e-03 1.46983847e-03 1.08420217e-19] [ 1.33654766e-03 1.33604234e-03 1.34493101e-03 1.36040697e-03 1.37917659e-03 1.39794620e-03 1.41671582e-03 1.43548543e-03 1.45425505e-03 2.16840434e-19] [ 2.00000000e-02 2.00000000e-02 2.00000000e-02 2.00000000e-02 2.00000000e-02 2.00000000e-02 2.00000000e-02 2.00000000e-02 2.00000000e-02 6.93889390e-18] [ 1.37083839e-03 1.35120150e-03 1.33703462e-03 1.33604234e-03 1.34493101e-03 1.36040697e-03 1.37917659e-03 1.39794620e-03 1.41671582e-03 6.50521303e-19]] | Outer blade 2D array of the thickness of the layers of the blade structure. The first dimension represents each layer, the second dimension represents each entry along blade span.
rotorse.split.layer_start_nd_outer | output |  | [[0. 0. 0. 0. 0. 0. 0. 0. 0. 0. ] [0. 0. 0. 0. 0. 0. 0. 0. 0. 0. ] [0.26774667 0.26207131 0.25166728 0.23859669 0.22787547 0.21289915 0.19074836 0.15633559 0.10381686 0.08009451] [0.59597957 0.59311662 0.58936694 0.58623052 0.58444769 0.58188815 0.57826958 0.57270573 0.57374879 0.59684729] [0.15010342 0.26666678 0.29305679 0.29210644 0.29106461 0.28898449 0.28527264 0.2791944 0.26861133 0.24523263] [0.561757 0.67870736 0.70762202 0.70993719 0.71208585 0.71470344 0.71851623 0.72434806 0.73434916 0.75672069] [0.47359139 0.47152324 0.46807164 0.4638829 0.45854522 0.4511866 0.44595877 0.44467843 0.44324233 0.44179699] [0. 0. 0. 0. 0. 0. 0. 0. 0. 0. ] [0.92496879 0.92485823 0.92470421 0.92478851 0.93005609 0.93027525 0.93045139 0.93065362 0.93081265 0.93112403] [0.07503121 0.07514177 0.07529579 0.07521149 0.06994391 0.06972475 0.06954861 0.06934638 0.06918735 0.06887597] [0.40279588 0.40631466 0.41134025 0.41753853 0.41993132 0.42260813 0.42604197 0.43129105 0.43340579 0.41037074] [0.52582167 0.52730935 0.52982516 0.53308866 0.53739617 0.54310325 0.54601304 0.54471542 0.54334969 0.54177825] [0.73102878 0.73735997 0.74903991 0.76192904 0.77438828 0.79040881 0.81299166 0.84716618 0.89494952 0.91659409] [0.05 0.05 0.05 0.05 0.05 0.05 0.04 0.05 0.05 0.05 ] [0. 0. 0. 0. 0. 0. 0. 0. 0. 0. ] [0. 0. 0. 0. 0. 0. 0. 0. 0. 0. ] [0. 0. 0. 0. 0. 0. 0. 0. 0. 0. ] [0. 0. 0. 0. 0. 0. 0. 0. 0. 0. ] [0. 0. 0. 0. 0. 0. 0. 0. 0. 0. ] [0. 0. 0. 0. 0. 0. 0. 0. 0. 0. ]] | Outer blade 2D array of the non-dimensional start point defined along the outer profile of a layer. The TE suction side is 0, the TE pressure side is 1. The first dimension represents each layer, the second dimension represents each entry along blade span.
rotorse.split.layer_end_nd_outer | output |  | [[1. 1. 1. 1. 1. 1. 1. 1. 1. 1. ] [1. 1. 1. 1. 1. 1. 1. 1. 1. 1. ] [0.40279588 0.40631466 0.41134025 0.41753853 0.41993132 0.42260813 0.42604197 0.43129105 0.43340579 0.41037074] [0.73102878 0.73735997 0.74903991 0.76192904 0.77438828 0.79040881 0.81299166 0.84716618 0.89494952 0.91659409] [0.43708299 0.32075803 0.29305679 0.29210644 0.29106461 0.28898449 0.28527264 0.2791944 0.26861133 0.24523263] [0.84873656 0.73279862 0.70762202 0.70993719 0.71208585 0.71470344 0.71851623 0.72434806 0.73434916 0.75672069] [0.52582167 0.52730935 0.52982516 0.53308866 0.53739617 0.54310325 0.54601304 0.54471542 0.54334969 0.54177825] [0.07503121 0.07514177 0.07529579 0.07521149 0.06994391 0.06972475 0.06954861 0.06934638 0.06918735 0.06887597] [1. 1. 1. 1. 1. 1. 1. 1. 1. 1. ] [0.26774667 0.26207131 0.25166728 0.23859669 0.22787547 0.21289915 0.19074836 0.15633559 0.10381686 0.08009451] [0.47359139 0.47152324 0.46807164 0.4638829 0.45854522 0.4511866 0.44595877 0.44467843 0.44324233 0.44179699] [0.59597957 0.59311662 0.58936694 0.58623052 0.58444769 0.58188815 0.57826958 0.57270573 0.57374879 0.59684729] [0.92496879 0.92485823 0.92470421 0.92478851 0.93005609 0.93027525 0.93045139 0.93065362 0.93081265 0.93112403] [0.95 0.95 0.95 0.95 0.95 0.95 0.95 0.95 0.95 0.95 ] [0. 0. 0. 0. 0. 0. 0. 0. 0. 0. ] [0. 0. 0. 0. 0. 0. 0. 0. 0. 0. ] [0. 0. 0. 0. 0. 0. 0. 0. 0. 0. ] [0. 0. 0. 0. 0. 0. 0. 0. 0. 0. ] [0. 0. 0. 0. 0. 0. 0. 0. 0. 0. ] [0. 0. 0. 0. 0. 0. 0. 0. 0. 0. ]] | Outer blade 2D array of the non-dimensional end point defined along the outer profile of a layer. The TE suction side is 0, the TE pressure side is 1. The first dimension represents each layer, the second dimension represents each entry along blade span.
rotorse.stall_check.no_stall_constraint | output |  | [0. 0. 0. 0. 0. 0. 0. 0.80626394 0.76369157 0.67931336 0.58594255 0.50629773 0.44843241 0.40653769 0.39197097 0.39479765 0.40233607 0.40926573 0.41677801 0.42681568 0.44698962 0.46350767 0.50013934 0.55271084 0.61524694 0.66779022 0.71096451 0.75158551 0.7863201 0.80647002] | Constraint, ratio between angle of attack plus a margin and stall angle
rotorse.stall_check.stall_angle_along_span | output | deg | [1.00000000e-06 5.43088786e+01 4.33830942e+01 3.53406176e+01 2.85478926e+01 1.91830705e+01 1.61684360e+01 1.49314621e+01 1.44415713e+01 1.43901333e+01 1.48309312e+01 1.54295215e+01 1.58618219e+01 1.63502005e+01 1.64761060e+01 1.64847313e+01 1.64861498e+01 1.64696852e+01 1.64398786e+01 1.63987234e+01 1.63278842e+01 1.62802306e+01 1.61973712e+01 1.59855216e+01 1.56319779e+01 1.54772757e+01 1.54126247e+01 1.52996082e+01 1.51187977e+01 1.48837046e+01] | Stall angle along blade span
rotorse.total_bc.total_blade_cost | output | USD | [581629.87653504] | Total blade cost (variable and fixed). For segmented blades, this is the total of inner+outer+joint