## Sheet1
variables | type | units | values | description
financese.machine_rating | input | kW | [5000.]
financese.offset_tcc_per_kW | input | USD/kW | [0.]
financese.opex_per_kW | input | USD/kW/year | [144.]
financese.plant_aep_in | input | kW*h | [0.]
financese.wake_loss_factor | input |  | [0.15]
financese.fixed_charge_rate | input |  | [0.075]
financese.electricity_price | input | USD/kW/h | [0.04]
financese.reserve_margin_price | input | USD/kW/year | [120.]
financese.capacity_credit | input |  | [1.]
financese.benchmark_price | input | USD/kW/h | [0.071]
financese.turbine_number | input | n/a | 120
landbosse.blade_drag_coefficient | input |  | [-1.]
landbosse.blade_lever_arm | input | m | [-1.]
landbosse.blade_install_cycle_time | input | h | [-1.]
landbosse.blade_offload_hook_height | input | m | [-1.]
landbosse.blade_offload_cycle_time | input | h | [-1.]
landbosse.blade_drag_multiplier | input |  | [-1.]
landbosse.tower_section_length_m | input | m | [30.]
landbosse.crane_breakdown_fraction | input |  | [0.] | 0 means the crane is never broken down. 1 means it is broken down every turbine.
landbosse.construct_duration | input |  | [9.] | Total project construction time (months)
landbosse.wind_shear_exponent | input |  | [0.2] | Wind shear exponent
landbosse.turbine_rating_MW | input | MW | [5.] | Turbine rating MW
landbosse.fuel_cost_usd_per_gal | input |  | [1.5] | Fuel cost USD/gal
landbosse.breakpoint_between_base_and_topping_percent | input |  | [0.8] | Breakpoint between base and topping (percent)
landbosse.turbine_spacing_rotor_diameters | input |  | [7.] | Turbine spacing (times rotor diameter)
landbosse.depth | input | m | [2.36] | Foundation depth m
landbosse.bearing_pressure_n_m2 | input |  | [191521.] | Bearing Pressure (n/m2)
landbosse.road_length_adder_m | input | m | [5000.] | Road length adder (m)
landbosse.fraction_new_roads | input |  | [0.33] | Percent of roads that will be constructed (0.0 - 1.0)
landbosse.road_quality | input |  | [0.6] | Road Quality (0-1)
landbosse.line_frequency_hz | input | Hz | [60.] | Line Frequency (Hz)
landbosse.row_spacing_rotor_diameters | input |  | [7.] | Row spacing (times rotor diameter)
landbosse.trench_len_to_substation_km | input | km | [50.] | Combined Homerun Trench Length to Substation (km)
landbosse.distance_to_interconnect_mi | input | mi | [4.97096954] | Distance to interconnect (miles)
landbosse.interconnect_voltage_kV | input | kV | [130.] | Interconnect Voltage (kV)
landbosse.critical_speed_non_erection_wind_delays_m_per_s | input | m/s | [15.] | Non-Erection Wind Delay Critical Speed (m/s)
landbosse.critical_height_non_erection_wind_delays_m | input | m | [10.] | Non-Erection Wind Delay Critical Height (m)
landbosse.road_width_ft | input | ft | [20.] | Road width (ft)
landbosse.road_thickness | input |  | [8.] | Road thickness (in)
landbosse.crane_width | input | m | [12.2] | Crane width (m)
landbosse.overtime_multiplier | input |  | [1.4] | Overtime multiplier
landbosse.markup_contingency | input |  | [0.03] | Markup contingency
landbosse.markup_warranty_management | input |  | [0.0002] | Markup warranty management
landbosse.markup_sales_and_use_tax | input |  | [0.] | Markup sales and use tax
landbosse.markup_overhead | input |  | [0.05] | Markup overhead
landbosse.markup_profit_margin | input |  | [0.05] | Markup profit margin
landbosse.Mass tonne | input | t | [1.]
landbosse.development_labor_cost_usd | input | USD | [1000000.] | The cost of labor in the development phase
landbosse.labor_cost_multiplier | input |  | [1.] | Labor cost multiplier
landbosse.commissioning_pct | input |  | [0.01]
landbosse.decommissioning_pct | input |  | [0.15]
landbosse.road_distributed_winnd | input | n/a | FALSE
landbosse.num_turbines | input | n/a | 120 | Number of turbines in project
landbosse.number_of_blades | input | n/a | 3 | Number of blades on the rotor
landbosse.user_defined_home_run_trench | input | n/a | 0 | Flag for user-defined home run trench length (0 = no; 1 = yes)
landbosse.allow_same_flag | input | n/a | FALSE | Allow same crane for base and topping (True or False)
landbosse.hour_day | input | n/a | {'long': 24, 'normal': 10} | Dictionary of normal and long hours for construction in a day in the form of {'long': 24, 'normal': 10}
landbosse.time_construct | input | n/a | normal | One of the keys in the hour_day dictionary to specify how many hours per day construction happens.
landbosse.user_defined_distance_to_grid_connection | input | n/a | FALSE | Flag for user-defined home run trench length (True or False)
landbosse.rate_of_deliveries | input | n/a | 10 | Rate of deliveries (turbines per week)
landbosse.new_switchyard | input | n/a | TRUE | New Switchyard (True or False)
landbosse.num_hwy_permits | input | n/a | 10 | Number of highway permits
landbosse.num_access_roads | input | n/a | 2 | Number of access roads
landbosse.site_facility_building_area_df | input | n/a | Size Min (MW) Size Max (MW) Building area (sq. ft.) 0 0 200 3000 1 200 500 5000 2 500 800 7000 3 800 1000 9000 4 1000 5000 12000 | site_facility_building_area DataFrame
landbosse.components | input | n/a | Component Mass tonne ... Multplier drag rotor Multiplier tower drag 0 Nacelle GE 1.5SLE 50.0 ... 1.000000 0 1 Hub 15.4 ... 0.000000 0 2 Blade 1 5.2 ... 0.666667 0 3 Blade 2 5.2 ... 0.666667 0 4 Blade 3 5.2 ... 0.666667 0 5 Tower section 1 59.8 ... 0.000000 1 6 Tower section 2 39.3 ... 0.000000 1 7 Tower section 3 30.9 ... 0.000000 1 [8 rows x 13 columns] | Dataframe of components for tower, blade, nacelle
landbosse.crane_specs | input | n/a | Equipment name Crane name ... Hook Height m Mobilization cost USD 0 Offload crane LB 75 ... 12.5 8040 1 Offload crane Big LB 2580 ... 48.0 406100 2 Offload crane LB 258 ... 48.0 40610 3 Crawler crane M999 ... 57.0 68709 4 Crawler crane LR1500 ... 94.0 184398 5 Crawler crane LR1500 ... 100.0 184398 6 Crawler crane LR1500 ... 106.0 184398 7 Crawler crane LR1500 ... 112.0 184398 8 Crawler crane LR1500 ... 94.0 184398 9 Crawler crane LR1500 ... 100.0 184398 10 Crawler crane LR1500 ... 112.0 184398 11 Crawler crane LR1500 ... 130.0 184398 12 Crawler crane LR1500 ... 142.0 184398 13 Crawler crane LR1600/2 ... 93.0 249177 14 Crawler crane LR1600/2 ... 114.0 249177 15 Crawler crane LR1600/2 ... 117.0 249177 16 Crawler crane LR1600/2 ... 135.0 249177 17 Crawler crane LR1600/2 ... 147.0 249177 18 Crawler crane LR1600/2 ... 152.0 249177 19 Crawler crane LR1600/2 ... 164.0 249177 20 Crawler crane LR1750/2 ... 101.0 360193 21 Crawler crane LR1500/2 ... 109.0 360193 22 Crawler crane LR1750/2 ... 136.0 360193 23 Crawler crane LR1750/2 ... 147.0 360193 24 Crawler crane LR1500/2 ... 152.0 360193 25 Crawler crane LR1750/2 ... 154.0 360193 26 Crawler crane LR1750/2 ... 165.0 360193 27 Crawler crane LR11000 ... 114.0 579224 28 Crawler crane LR11000 ... 120.0 1000000 29 Crawler crane LR11000 ... 132.0 1000000 30 Crawler crane LR11000 ... 136.0 1000000 31 Crawler crane LR11000 ... 147.0 1000000 32 Crawler crane LR11000 ... 152.0 1000000 33 Crawler crane LR11000 ... 174.0 1000000 34 Crawler crane LR11000 ... 192.0 1000000 35 Crawler crane LR11000 ... 198.0 1000000 36 Crawler crane LR11000 ... 147.0 1000000 37 Crawler crane LR11000 ... 174.0 1000000 38 Crawler crane Big LR110000 ... 300.0 1400000 [39 rows x 16 columns] | Dataframe of specifications of cranes
landbosse.weather_window | input | n/a | Date UTC Temp C Pressure atm ... Hour Time window Season 0 2012-01-01 12:00:00+00:00 2.444 0.952053 ... 5 long winter 1 2012-01-01 13:00:00+00:00 1.655 0.952275 ... 6 long winter 2 2012-01-01 14:00:00+00:00 2.512 0.952485 ... 7 long winter 3 2012-01-01 15:00:00+00:00 2.589 0.953325 ... 8 normal winter 4 2012-01-01 16:00:00+00:00 1.534 0.954406 ... 9 normal winter ... ... ... ... ... ... ... ... 8779 2013-01-01 07:00:00+00:00 -8.496 0.970703 ... 0 long winter 8780 2013-01-01 08:00:00+00:00 -8.584 0.970879 ... 1 long winter 8781 2013-01-01 09:00:00+00:00 -9.121 0.970915 ... 2 long winter 8782 2013-01-01 10:00:00+00:00 -9.941 0.970998 ... 3 long winter 8783 2013-01-01 11:00:00+00:00 -10.568 0.971338 ... 4 long winter [8784 rows x 11 columns] | Dataframe of wind toolkit data
landbosse.crew | input | n/a | Crew type ID Operation ... Labor type ID Number of workers 0 M0 Management ... Project manager 1 1 M0 Management ... Site manager 1 2 M0 Management ... Construction manager 1 3 M0 Management ... Project engineer 1 4 M0 Management ... Safety or qc manager 1 .. ... ... ... ... ... 74 C4 Base ... Rigger foreman 1 75 C0 Base ... Crane operator 2 76 C0 Base ... Oiler 2 77 C0 Base ... Iron worker 3 78 C0 Base ... Rigger foreman 1 [79 rows x 5 columns] | Dataframe of crew configurations
landbosse.crew_price | input | n/a | Labor type ID ... Notes/References 0 Crane operator ... 2017 National Construction Estimator: Page 30... 1 Oiler ... (35% burden) https://www.ziprecruiter.com/Sala... 2 Rigger ... 2017 National Construction Estimator: Page 30... 3 Truck driver ... 2017 National Construction Estimator: Page 30... 4 Iron worker ... 2017 National Construction Estimator: Page 30... 5 Project manager ... (50% burden) https://www.salary.com/tools/sala... 6 Site manager ... (50% burden) https://www.salary.com/tools/sala... 7 Construction manager ... (50% burden) https://www.salary.com/tools/sala... 8 Project engineer ... (50% burden) https://www.salary.com/tools/sala... 9 Safety or qc manager ... (70% burden) https://www.salary.com/tools/sala... 10 Logistics manager ... (50 % burden) https://www.salary.com/research/... 11 Rigger foreman ... 2017 National Construction Estimator: Page 30... 12 Rigger ... 2017 National Construction Estimator: Page 30... 13 Operator ... 2017 National Construction Estimator: Page 30... 14 Oiler ... (35% burden) https://www.ziprecruiter.com/Sala... 15 Electrician ... 2017 National Construction Estimator: Page 30... 16 Tool room ... 2017 National Construction Estimator: Page 30... 17 QC/QA tech ... (50% burden for QC/QC Manager) https://www.zip... 18 Office admin ... (35% burden) https://www.salary.com/tools/sala... 19 RSMeans ... NaN [20 rows x 4 columns] | Dataframe of costs per hour for each type of worker.
landbosse.equip | input | n/a | Equipment ID Operation ... Crane capacity tonne Number of equipment 0 E1 Base ... 500 1 1 E1 Base ... 50 1 2 E1 Top ... 500 1 3 E1 Top ... 50 2 4 E2 Top ... 600 1 5 E2 Top ... 50 2 6 E2 Top ... 100 2 7 E3 Top ... 750 1 8 E3 Top ... 100 2 9 E4 Top ... 1000 1 10 E4 Top ... 100 2 11 ST1 Top ... 200 1 12 ST1 Top ... 100 2 13 OL1 Offload ... 75 2 14 OL2 Offload ... 200 2 15 B1 Base ... 275 1 16 B1 Base ... 50 1 17 E2 Base ... 600 1 18 E2 Base ... 50 2 19 E2 Base ... 100 2 20 E3 Base ... 750 1 21 E3 Base ... 100 2 22 E4 Base ... 1000 1 23 E4 Base ... 100 2 24 ST1 Base ... 200 1 25 ST1 Base ... 100 2 26 OL2 Base ... 200 2 [27 rows x 5 columns] | Collections of equipment to perform erection operations.
landbosse.equip_price | input | n/a | Equipment name ... Fuel consumption gal per day 0 Mobile crane ... 44.0 1 Mobile crane ... 64.0 2 Crawler crane ... 76.0 3 Crawler crane ... 72.0 4 Crawler crane ... 97.0 5 Crawler crane ... 113.0 6 Crawler crane ... 130.0 7 Crawler crane ... 154.0 8 Crawler crane ... 195.0 9 Crawler crane ... 252.0 10 Truck crane ... NaN 11 RT ... NaN 12 Offload crane ... 44.0 13 Offload crane ... 64.0 [14 rows x 5 columns] | Prices for various type of equipment.
landbosse.rsmeans | input | n/a | Operation ID ... Source 0 Concrete placement ... Source 2017 National Construction Estimator: ... 1 Rebar installation ... Source: 2017 National Construction Estimator: ... 2 Survey ... NaN 3 Clear and grub ... NaN 4 Topsoil stripping and stockpiling ... 2017 National Construction Estimator: Page 599 5 Stormwater pollution prevention ... NaN 6 Culverts ... NaN 7 Compaction of soil (subgrade and crane path) ... http://www.get-a-quote.net/QuoteEngine/costboo... 8 Mass material movement (cut and fill) ... NaN 9 Placing road base (hauling) ... NaN 10 Rough grading road base ... http://www.get-a-quote.net/QuoteEngine/costboo... 11 Compacting road base ... http://www.get-a-quote.net/QuoteEngine/costboo... 12 Final grading ... NaN 13 Road maintanance ... NaN 14 Decompaction of crane paths ... NaN 15 Reseeding, planting, etc ... NaN 16 Concrete placement ... Source: 2017 National Construction Estimator: ... 17 Rebar installation ... Source: 2017 National Construction Estimator: ... 18 Survey ... NaN 19 Clear and grub ... NaN 20 Topsoil stripping and stockpiling ... 2017 National Construction Estimator: Page 599 21 Stormwater pollution prevention ... NaN 22 Culverts ... NaN 23 Compaction of soil (subgrade and crane path) ... http://www.get-a-quote.net/QuoteEngine/costboo... 24 Mass material movement (cut and fill) ... NaN 25 Placing road base (hauling) ... http://www.get-a-quote.net/QuoteEngine/costboo... 26 Rough grading road base ... http://www.get-a-quote.net/QuoteEngine/costboo... 27 Compacting road base ... http://www.get-a-quote.net/QuoteEngine/costboo... 28 Final grading ... NaN 29 Road maintanance ... NaN 30 Decompaction of crane paths ... NaN 31 Reseeding, planting, etc ... NaN 32 Excavation ... Source: 2017 National Construction Estimator: ... 33 Excavation ... Source: 2017 National Construction Estimator: ... 34 Backfill ... Source: 2017 National Construction Estimator: ... 35 Backfill ... Source: 2017 National Construction Estimator: ... 36 Collection ... Source: 2017 National Construction Estimator: ... 37 Collection ... Source: 2017 National Construction Estimator: ... 38 Collection ... Source: 2017 National Construction Estimator: ... 39 Collection ... Source: 2017 National Construction Estimator: ... 40 Collection ... Source: 2017 National Construction Estimator: ... 41 Collection ... Source: 2017 National Construction Estimator: ... [42 rows x 12 columns] | RSMeans price data
landbosse.cable_specs | input | n/a | Array Cable ... Notes 0 AWG 1/0 ... 2017 National Construction Estimator: Page 55... 1 AWG 4/0 ... 2017 National Construction Estimator: Page 55... 2 MCM 500 ... 2017 National Construction Estimator: Page 55... 3 MCM1000 ... (curve fitted) 2017 National Construction Esti... 4 MCM1250 ... (curve fitted) 2017 National Construction Esti... [5 rows x 9 columns] | cable specs for collection system
landbosse.material_price | input | n/a | Material type ID ... Notes 0 unique identifier for the material ... NaN 1 Concrete 3000 psi ... http://gsiconcrete.com/pricing/ 2 Concrete 5000 psi ... http://gsiconcrete.com/pricing/ 3 Concrete 8000 psi ... Curve fit http://gsiconcrete.com/pricing/ 4 Steel - rebar ... https://www.steelsupplylp.com/sku/102775?gclid... 5 Road base - 3/4 inch crushed stone ... https://homeguide.com/costs/gravel-prices#yard 6 Excavated dirt ... NaN 7 Backfill ... NaN [8 rows x 4 columns] | Prices of materials for foundations and roads
landbosse.project_data | input | n/a | {'components': Component Mass tonne ... Multiplier tower drag Operation 0 Nacelle 117.646004 ... 0 Top 1 Hub 11.545006 ... 0 Top 2 Blade 1 16.419867 ... 0 Top 2 Blade 2 16.419867 ... 0 Top 2 Blade 3 16.419867 ... 0 Top 5 Tower 1 63.930744 ... 1 Base 5 Tower 2 63.930744 ... 1 Base 5 Tower 3 63.930744 ... 1 Base 5 Tower 4 63.930744 ... 1 Top [9 rows x 14 columns], 'cable_specs': Array Cable ... Notes 0 AWG 1/0 ... 2017 National Construction Estimator: Page 55... 1 AWG 4/0 ... 2017 National Construction Estimator: Page 55... 2 MCM 500 ... 2017 National Construction Estimator: Page 55... 3 MCM1000 ... (curve fitted) 2017 National Construction Esti... 4 MCM1250 ... (curve fitted) 2017 National Construction Esti... [5 rows x 9 columns], 'equip': Equipment ID Operation ... Crane capacity tonne Number of equipment 0 E1 Base ... 500 1 1 E1 Base ... 50 1 2 E1 Top ... 500 1 3 E1 Top ... 50 2 4 E2 Top ... 600 1 5 E2 Top ... 50 2 6 E2 Top ... 100 2 7 E3 Top ... 750 1 8 E3 Top ... 100 2 9 E4 Top ... 1000 1 10 E4 Top ... 100 2 11 ST1 Top ... 200 1 12 ST1 Top ... 100 2 13 OL1 Offload ... 75 2 14 OL2 Offload ... 200 2 15 B1 Base ... 275 1 16 B1 Base ... 50 1 17 E2 Base ... 600 1 18 E2 Base ... 50 2 19 E2 Base ... 100 2 20 E3 Base ... 750 1 21 E3 Base ... 100 2 22 E4 Base ... 1000 1 23 E4 Base ... 100 2 24 ST1 Base ... 200 1 25 ST1 Base ... 100 2 26 OL2 Base ... 200 2 [27 rows x 5 columns], 'crane_specs': Equipment name Crane name ... Hook Height m Mobilization cost USD 0 Offload crane LB 75 ... 12.5 8040 1 Offload crane Big LB 2580 ... 48.0 406100 2 Offload crane LB 258 ... 48.0 40610 3 Crawler crane M999 ... 57.0 68709 4 Crawler crane LR1500 ... 94.0 184398 5 Crawler crane LR1500 ... 100.0 184398 6 Crawler crane LR1500 ... 106.0 184398 7 Crawler crane LR1500 ... 112.0 184398 8 Crawler crane LR1500 ... 94.0 184398 9 Crawler crane LR1500 ... 100.0 184398 10 Crawler crane LR1500 ... 112.0 184398 11 Crawler crane LR1500 ... 130.0 184398 12 Crawler crane LR1500 ... 142.0 184398 13 Crawler crane LR1600/2 ... 93.0 249177 14 Crawler crane LR1600/2 ... 114.0 249177 15 Crawler crane LR1600/2 ... 117.0 249177 16 Crawler crane LR1600/2 ... 135.0 249177 17 Crawler crane LR1600/2 ... 147.0 249177 18 Crawler crane LR1600/2 ... 152.0 249177 19 Crawler crane LR1600/2 ... 164.0 249177 20 Crawler crane LR1750/2 ... 101.0 360193 21 Crawler crane LR1500/2 ... 109.0 360193 22 Crawler crane LR1750/2 ... 136.0 360193 23 Crawler crane LR1750/2 ... 147.0 360193 24 Crawler crane LR1500/2 ... 152.0 360193 25 Crawler crane LR1750/2 ... 154.0 360193 26 Crawler crane LR1750/2 ... 165.0 360193 27 Crawler crane LR11000 ... 114.0 579224 28 Crawler crane LR11000 ... 120.0 1000000 29 Crawler crane LR11000 ... 132.0 1000000 30 Crawler crane LR11000 ... 136.0 1000000 31 Crawler crane LR11000 ... 147.0 1000000 32 Crawler crane LR11000 ... 152.0 1000000 33 Crawler crane LR11000 ... 174.0 1000000 34 Crawler crane LR11000 ... 192.0 1000000 35 Crawler crane LR11000 ... 198.0 1000000 36 Crawler crane LR11000 ... 147.0 1000000 37 Crawler crane LR11000 ... 174.0 1000000 38 Crawler crane Big LR110000 ... 300.0 1400000 [39 rows x 16 columns], 'development': Type of cost Cost USD Phase of construction 0 Equipment rental 0 Development 1 Labor 1000000 Development 2 Materials 0 Development 3 Mobilization 0 Development 4 Other 0 Development, 'crew_price': Labor type ID ... Notes/References 0 Crane operator ... 2017 National Construction Estimator: Page 30... 1 Oiler ... (35% burden) https://www.ziprecruiter.com/Sala... 2 Rigger ... 2017 National Construction Estimator: Page 30... 3 Truck driver ... 2017 National Construction Estimator: Page 30... 4 Iron worker ... 2017 National Construction Estimator: Page 30... 5 Project manager ... (50% burden) https://www.salary.com/tools/sala... 6 Site manager ... (50% burden) https://www.salary.com/tools/sala... 7 Construction manager ... (50% burden) https://www.salary.com/tools/sala... 8 Project engineer ... (50% burden) https://www.salary.com/tools/sala... 9 Safety or qc manager ... (70% burden) https://www.salary.com/tools/sala... 10 Logistics manager ... (50 % burden) https://www.salary.com/research/... 11 Rigger foreman ... 2017 National Construction Estimator: Page 30... 12 Rigger ... 2017 National Construction Estimator: Page 30... 13 Operator ... 2017 National Construction Estimator: Page 30... 14 Oiler ... (35% burden) https://www.ziprecruiter.com/Sala... 15 Electrician ... 2017 National Construction Estimator: Page 30... 16 Tool room ... 2017 National Construction Estimator: Page 30... 17 QC/QA tech ... (50% burden for QC/QC Manager) https://www.zip... 18 Office admin ... (35% burden) https://www.salary.com/tools/sala... 19 RSMeans ... NaN [20 rows x 4 columns], 'crew': Crew type ID Operation ... Labor type ID Number of workers 0 M0 Management ... Project manager 1 1 M0 Management ... Site manager 1 2 M0 Management ... Construction manager 1 3 M0 Management ... Project engineer 1 4 M0 Management ... Safety or qc manager 1 .. ... ... ... ... ... 74 C4 Base ... Rigger foreman 1 75 C0 Base ... Crane operator 2 76 C0 Base ... Oiler 2 77 C0 Base ... Iron worker 3 78 C0 Base ... Rigger foreman 1 [79 rows x 5 columns], 'equip_price': Equipment name ... Fuel consumption gal per day 0 Mobile crane ... 44.0 1 Mobile crane ... 64.0 2 Crawler crane ... 76.0 3 Crawler crane ... 72.0 4 Crawler crane ... 97.0 5 Crawler crane ... 113.0 6 Crawler crane ... 130.0 7 Crawler crane ... 154.0 8 Crawler crane ... 195.0 9 Crawler crane ... 252.0 10 Truck crane ... NaN 11 RT ... NaN 12 Offload crane ... 44.0 13 Offload crane ... 64.0 [14 rows x 5 columns], 'material_price': Material type ID ... Notes 0 unique identifier for the material ... NaN 1 Concrete 3000 psi ... http://gsiconcrete.com/pricing/ 2 Concrete 5000 psi ... http://gsiconcrete.com/pricing/ 3 Concrete 8000 psi ... Curve fit http://gsiconcrete.com/pricing/ 4 Steel - rebar ... https://www.steelsupplylp.com/sku/102775?gclid... 5 Road base - 3/4 inch crushed stone ... https://homeguide.com/costs/gravel-prices#yard 6 Excavated dirt ... NaN 7 Backfill ... NaN [8 rows x 4 columns], 'rsmeans': Operation ID ... Source 0 Concrete placement ... Source 2017 National Construction Estimator: ... 1 Rebar installation ... Source: 2017 National Construction Estimator: ... 2 Survey ... NaN 3 Clear and grub ... NaN 4 Topsoil stripping and stockpiling ... 2017 National Construction Estimator: Page 599 5 Stormwater pollution prevention ... NaN 6 Culverts ... NaN 7 Compaction of soil (subgrade and crane path) ... http://www.get-a-quote.net/QuoteEngine/costboo... 8 Mass material movement (cut and fill) ... NaN 9 Placing road base (hauling) ... NaN 10 Rough grading road base ... http://www.get-a-quote.net/QuoteEngine/costboo... 11 Compacting road base ... http://www.get-a-quote.net/QuoteEngine/costboo... 12 Final grading ... NaN 13 Road maintanance ... NaN 14 Decompaction of crane paths ... NaN 15 Reseeding, planting, etc ... NaN 16 Concrete placement ... Source: 2017 National Construction Estimator: ... 17 Rebar installation ... Source: 2017 National Construction Estimator: ... 18 Survey ... NaN 19 Clear and grub ... NaN 20 Topsoil stripping and stockpiling ... 2017 National Construction Estimator: Page 599 21 Stormwater pollution prevention ... NaN 22 Culverts ... NaN 23 Compaction of soil (subgrade and crane path) ... http://www.get-a-quote.net/QuoteEngine/costboo... 24 Mass material movement (cut and fill) ... NaN 25 Placing road base (hauling) ... http://www.get-a-quote.net/QuoteEngine/costboo... 26 Rough grading road base ... http://www.get-a-quote.net/QuoteEngine/costboo... 27 Compacting road base ... http://www.get-a-quote.net/QuoteEngine/costboo... 28 Final grading ... NaN 29 Road maintanance ... NaN 30 Decompaction of crane paths ... NaN 31 Reseeding, planting, etc ... NaN 32 Excavation ... Source: 2017 National Construction Estimator: ... 33 Excavation ... Source: 2017 National Construction Estimator: ... 34 Backfill ... Source: 2017 National Construction Estimator: ... 35 Backfill ... Source: 2017 National Construction Estimator: ... 36 Collection ... Source: 2017 National Construction Estimator: ... 37 Collection ... Source: 2017 National Construction Estimator: ... 38 Collection ... Source: 2017 National Construction Estimator: ... 39 Collection ... Source: 2017 National Construction Estimator: ... 40 Collection ... Source: 2017 National Construction Estimator: ... 41 Collection ... Source: 2017 National Construction Estimator: ... [42 rows x 12 columns], 'site_facility_building_area': Size Min (MW) Size Max (MW) Building area (sq. ft.) 0 0 200 3000 1 200 500 5000 2 500 800 7000 3 800 1000 9000 4 1000 5000 12000, 'weather_window': Unnamed: 0 71444 ... 1 8760 0 NaT WTK data from NREL downloaded 2018-1-25 ... NaN NaN 1 NaT Temperature ... NaN NaN 2 NaT C ... NaN NaN 3 NaT 100 ... NaN NaN 4 2012-01-01 12:00:00 2.444 ... NaN NaN ... ... ... ... .. ... 8783 2013-01-01 07:00:00 -8.496 ... NaN NaN 8784 2013-01-01 08:00:00 -8.584 ... NaN NaN 8785 2013-01-01 09:00:00 -9.121 ... NaN NaN 8786 2013-01-01 10:00:00 -9.941 ... NaN NaN 8787 2013-01-01 11:00:00 -10.568 ... NaN NaN [8788 rows x 11 columns]} | Dictionary of all dataframes of data
outputs_2_screen.My_std | input | N*m | [0.]
outputs_2_screen.flp1_std | input | deg | [0.]
outputs_2_screen.PC_omega | input | rad/s | [0.]
outputs_2_screen.PC_zeta | input |  | [0.]
outputs_2_screen.VS_omega | input | rad/s | [0.]
outputs_2_screen.VS_zeta | input |  | [0.]
outputs_2_screen.Flp_omega | input | rad/s | [0.]
outputs_2_screen.Flp_zeta | input |  | [0.]
tcc.bearing_mass_cost_coeff | input | USD/kg | [4.5]
tcc.bedplate_mass_cost_coeff | input | USD/kg | [2.9]
tcc.blade_mass_cost_coeff | input | USD/kg | [14.6]
tcc.brake_mass_cost_coeff | input | USD/kg | [3.6254]
tcc.machine_rating | input | kW | [5000.]
tcc.controls_machine_rating_cost_coeff | input | USD/kW | [21.15]
tcc.converter_mass_cost_coeff | input | USD/kg | [18.8]
tcc.cover_mass_cost_coeff | input | USD/kg | [5.7]
tcc.elec_connec_machine_rating_cost_coeff | input | USD/kW | [41.85]
tcc.gearbox_torque_density | input | N*m/kg | [200.] | In 2024, modern 5-7MW gearboxes are able to reach 200 Nm/kg
tcc.gearbox_torque_cost | input | USD/kN/m | [50.] | In 2024, modern 5-7MW gearboxes cost approx $50/kNm
tcc.generator_mass_cost_coeff | input | USD/kg | [12.4]
tcc.hss_mass_cost_coeff | input | USD/kg | [6.8]
tcc.hub_assemblyCostMultiplier | input |  | [0.]
tcc.hub_overheadCostMultiplier | input |  | [0.]
tcc.hub_profitMultiplier | input |  | [0.]
tcc.hub_transportMultiplier | input |  | [0.]
tcc.hub_mass_cost_coeff | input | USD/kg | [3.9]
tcc.hvac_mass_cost_coeff | input | USD/kg | [124.]
tcc.lss_mass_cost_coeff | input | USD/kg | [11.9]
tcc.nacelle_assemblyCostMultiplier | input |  | [0.]
tcc.nacelle_overheadCostMultiplier | input |  | [0.]
tcc.nacelle_profitMultiplier | input |  | [0.]
tcc.nacelle_transportMultiplier | input |  | [0.]
tcc.main_bearing_number | input | n/a | 2
tcc.pitch_system_mass_cost_coeff | input | USD/kg | [22.1]
tcc.platforms_mass_cost_coeff | input | USD/kg | [17.1]
tcc.crane_cost | input | USD | [12000.]
tcc.crane | input | n/a | FALSE
tcc.blade_number | input | n/a | 3
tcc.spinner_mass_cost_coeff | input | USD/kg | [11.1]
tcc.tower_assemblyCostMultiplier | input |  | [0.]
tcc.tower_overheadCostMultiplier | input |  | [0.]
tcc.tower_profitMultiplier | input |  | [0.]
tcc.tower_transportMultiplier | input |  | [0.]
tcc.tower_mass_cost_coeff | input | USD/kg | [2.9]
tcc.transformer_mass_cost_coeff | input | USD/kg | [18.8]
tcc.turbine_assemblyCostMultiplier | input |  | [0.]
tcc.turbine_overheadCostMultiplier | input |  | [0.]
tcc.turbine_profitMultiplier | input |  | [0.]
tcc.turbine_transportMultiplier | input |  | [0.]
tcc.yaw_mass_cost_coeff | input | USD/kg | [8.3]
tcons.blade_number | input | n/a | 3
tcons.precone | input | deg | [2.49981486]
tcons.tilt | input | deg | [4.99962972]
tcons.overhang | input | m | [5.]
tcons.outer_diameter_full | input | m | [6. 5.645 5.29 4.935 4.58 4.225 3.87 ]
tcons.max_allowable_td_ratio | input |  | [1.4175]
tcons.rotor_orientation | input | n/a | upwind
towerse.env.distLoads.waveLoads_Px | input | N/m | [0. 0. 0. 0. 0. 0. 0. 0. 0. 0. 0. 0. 0. 0. 0. 0. 0. 0. 0.]
towerse.env.distLoads.waveLoads_Py | input | N/m | [0. 0. 0. 0. 0. 0. 0. 0. 0. 0. 0. 0. 0. 0. 0. 0. 0. 0. 0.]
towerse.env.distLoads.waveLoads_Pz | input | N/m | [0. 0. 0. 0. 0. 0. 0. 0. 0. 0. 0. 0. 0. 0. 0. 0. 0. 0. 0.]
towerse.env.distLoads.waveLoads_qdyn | input | N/m**2 | [0. 0. 0. 0. 0. 0. 0. 0. 0. 0. 0. 0. 0. 0. 0. 0. 0. 0. 0.]
towerse.env.distLoads.waveLoads_z | input | m | [0. 0. 0. 0. 0. 0. 0. 0. 0. 0. 0. 0. 0. 0. 0. 0. 0. 0. 0.]
towerse.env.distLoads.waveLoads_beta | input | deg | [0.]
towerse.yaw | input | deg | [0.]
towerse.z0 | input | m | [0.]
towerse.shearExp | input |  | [0.2]
towerse.beta_wind | input | deg | [0.]
towerse.rho_air | input | kg/m**3 | [1.225]
towerse.mu_air | input | kg/m/s | [1.81e-05]
towerse.cd_usr | input |  | [-1. -1. -1. -1. -1. -1. -1. -1. -1. -1. -1. -1. -1. -1. -1. -1. -1. -1. -1.]
towerse.s_all | input |  | [0. 0. 0. 0. 0. 0. 0. 0. 0. 0. 0. 0. 0. 0. 0. 0. 0. 0. 0.]
rotorse.ccblade.Uhub | input | m/s | [9.] | Undisturbed wind speed
rotorse.tsr | input |  | [7.01754386] | Tip speed ratio
rotorse.pitch | input | deg | [0.] | Pitch angle
rotorse.ccblade.s_opt_chord | input |  | [0. 0.03448276 0.06896552 0.10344828 0.13793103 0.17241379 0.20689655 0.24137931 0.27586207 0.31034483 0.34482759 0.37931034 0.4137931 0.44827586 0.48275862 0.51724138 0.55172414 0.5862069 0.62068966 0.65517241 0.68965517 0.72413793 0.75862069 0.79310345 0.82758621 0.86206897 0.89655172 0.93103448 0.96551724 1. ] | 1D array of the non-dimensional spanwise grid defined along blade axis to optimize the blade chord
rotorse.ccblade.s_opt_theta | input |  | [0. 0.03448276 0.06896552 0.10344828 0.13793103 0.17241379 0.20689655 0.24137931 0.27586207 0.31034483 0.34482759 0.37931034 0.4137931 0.44827586 0.48275862 0.51724138 0.55172414 0.5862069 0.62068966 0.65517241 0.68965517 0.72413793 0.75862069 0.79310345 0.82758621 0.86206897 0.89655172 0.93103448 0.96551724 1. ] | 1D array of the non-dimensional spanwise grid defined along blade axis to optimize the blade twist
rotorse.ccblade.aoa_op | input | rad | [3.14159265 3.14159265 3.14159265 3.14159265 3.14159265 3.14159265 3.14159265 3.14159265 3.14159265 3.14159265 3.14159265 3.14159265 3.14159265 3.14159265 3.14159265 3.14159265 3.14159265 3.14159265 3.14159265 3.14159265 3.14159265 3.14159265 3.14159265 3.14159265 3.14159265 3.14159265 3.14159265 3.14159265 3.14159265 3.14159265] | 1D array with the operational angles of attack for the airfoils along blade span.
rotorse.airfoils_aoa | input | deg | [-180. -177. -174. -171. -168. -165. -162. -159. -156. -153. -150. -147. -144. -141. -138. -135. -132. -129. -126. -123. -120. -117. -114. -111. -108. -105. -102. -99. -96. -93. -90. -87. -84. -81. -78. -75. -72. -69. -66. -63. -60. -57. -54. -51. -48. -45. -42. -39. -36. -33. -30. -29.39393939 -28.78787879 -28.18181818 -27.57575758 -26.96969697 -26.36363636 -25.75757576 -25.15151515 -24.54545455 -23.93939394 -23.33333333 -22.72727273 -22.12121212 -21.51515152 -20.90909091 -20.3030303 -19.6969697 -19.09090909 -18.48484848 -17.87878788 -17.27272727 -16.66666667 -16.06060606 -15.45454545 -14.84848485 -14.24242424 -13.63636364 -13.03030303 -12.42424242 -11.81818182 -11.21212121 -10.60606061 -10. -9.39393939 -8.78787879 -8.18181818 -7.57575758 -6.96969697 -6.36363636 -5.75757576 -5.15151515 -4.54545455 -3.93939394 -3.33333333 -2.72727273 -2.12121212 -1.51515152 -0.90909091 -0.3030303 0.3030303 0.90909091 1.51515152 2.12121212 2.72727273 3.33333333 3.93939394 4.54545455 5.15151515 5.75757576 6.36363636 6.96969697 7.57575758 8.18181818 8.78787879 9.39393939 10. 10.60606061 11.21212121 11.81818182 12.42424242 13.03030303 13.63636364 14.24242424 14.84848485 15.45454545 16.06060606 16.66666667 17.27272727 17.87878788 18.48484848 19.09090909 19.6969697 20.3030303 20.90909091 21.51515152 22.12121212 22.72727273 23.33333333 23.93939394 24.54545455 25.15151515 25.75757576 26.36363636 26.96969697 27.57575758 28.18181818 28.78787879 29.39393939 30. 33. 36. 39. 42. 45. 48. 51. 54. 57. 60. 63. 66. 69. 72. 75. 78. 81. 84. 87. 90. 93. 96. 99. 102. 105. 108. 111. 114. 117. 120. 123. 126. 129. 132. 135. 138. 141. 144. 147. 150. 153. 156. 159. 162. 165. 168. 171. 174. 177. 180. ] | angle of attack grid for polars
rotorse.airfoils_Re | input |  | [1000000.] | Reynolds numbers of polars
rotorse.precone | input | deg | [2.49981486] | precone angle
rotorse.tilt | input | deg | [4.99962972] | shaft tilt
rotorse.yaw | input | deg | [0.] | yaw error
rotorse.rho_air | input | kg/m**3 | [1.225] | density of air
rotorse.mu_air | input | kg/m/s | [1.81e-05] | dynamic viscosity of air
rotorse.shearExp | input |  | [0.2] | shear exponent
rotorse.nBlades | input | n/a | 3 | number of blades
rotorse.nSector | output | n/a | 4 | number of sectors to divide rotor face into in computing thrust and power
rotorse.tiploss | output | n/a | TRUE | include Prandtl tip loss model
rotorse.hubloss | output | n/a | TRUE | include Prandtl hub loss model
rotorse.wakerotation | output | n/a | TRUE | include effect of wake rotation (i.e., tangential induction factor is nonzero)
rotorse.usecd | output | n/a | TRUE | use drag coefficient in computing induction factors
rotorse.rc.layer_web | input |  | [0. 0. 0. 0. 0. 0. 0. 0. 0. 0. 0. 1. 1. 1. 2. 2. 2.] | 1D array of the web id the layer is associated to. If the layer is on the outer profile, this entry can simply stay equal to 0.
rotorse.rc.rho | input | kg/m**3 | [1235. 1920. 1850. 1780. 7800. 7850. 7200. 200. 1220. 1150. 1100.] | 1D array of the density of the materials. For composites, this is the density of the laminate.
rotorse.rc.unit_cost | input | USD/kg | [ 7.23 1.87 2.86 3. 0.7 0.9 0.5 13. 30. 3.63 9. ] | 1D array of the unit costs of the materials.
rotorse.rc.waste | input |  | [0.25 0.05 0.15 0.15 0. 0. 0. 0.2 0.05 0. 0. ] | 1D array of the non-dimensional waste fraction of the materials.
rotorse.rc.rho_fiber | input | kg/m**3 | [ 0. 2600. 2600. 2600. 0. 0. 0. 0. 1800. 0. 0.] | 1D array of the density of the fibers of the materials.
rotorse.rc.roll_mass | input | kg | [ 0. 0. 181.4368 181.4368 0. 0. 0. 0. 0. 0. 0. ] | 1D array of the roll mass of the composite fabrics. Non-composite materials are kept at 0.
rotorse.rc.flange_adhesive_squeezed | input |  | [0.2] | Extra width of the adhesive once squeezed
rotorse.rc.flange_thick | input | m | [0.008] | Average thickness of adhesive
rotorse.rc.flange_width | input | m | [0.05] | Average width of adhesive lines
rotorse.rc.t_bolt_unit_cost | input | USD | [25.] | Cost of one t-bolt
rotorse.rc.t_bolt_unit_mass | input | kg | [2.5] | Mass of one t-bolt
rotorse.rc.t_bolt_spacing | input | m | [0.15] | Spacing of t-bolts along blade root circumference
rotorse.rc.barrel_nut_unit_cost | input | USD | [12.] | Cost of one barrel nut
rotorse.rc.barrel_nut_unit_mass | input | kg | [1.9] | Mass of one barrel nut
rotorse.rc.LPS_unit_mass | input | kg/m | [1.] | Unit mass of the lightining protection system. Linear scaling based on the weight of 150 lbs for the 61.5 m NREL 5MW blade
rotorse.rc.LPS_unit_cost | input | USD/m | [40.] | Unit cost of the lightining protection system. Linear scaling based on the cost of 2500$ for the 61.5 m NREL 5MW blade
rotorse.rc.root_preform_length | input |  | [0.01] | Percentage of blade length starting from blade root that is preformed and later inserted into the mold
rotorse.rc.definition_layer | input | n/a | [ 1. 1. 1. 2. 2. 8. 7. 6. 6. 6. 1. 10. 10. 10. 10. 10. 10.] | 1D array of flags identifying how layers are specified in the yaml. 1) all around (skin, paint, ) 2) offset+rotation twist+width (spar caps) 3) offset+user defined rotation+width 4) midpoint TE+width (TE reinf) 5) midpoint LE+width (LE reinf) 6) layer position fixed to other layer (core fillers) 7) start and width 8) end and width 9) start and end nd 10) web layer
rotorse.rc.mat_name | input | n/a | ['Gelcoat', 'glassUD', 'glassTri', 'glassDB', 'steel', 'steel_drive', 'cast_iron', 'FOAM', 'CarbonUD', 'resin', 'adhesive'] | 1D array of names of materials.
rotorse.rc.orth | input | n/a | [0. 1. 1. 1. 0. 0. 0. 0. 1. 0. 0.] | 1D array of flags to set whether a material is isotropic (0) or orthtropic (1). Each entry represents a material.
rotorse.rc.component_id | input | n/a | [ 0. 5. 2. 3. -1. -1. -1. 1. 4. -1. -1.] | 1D array of flags to set whether a material is used in a blade: 0 - coating, 1 - sandwich filler , 2 - shell skin, 3 - shear webs, 4 - spar caps, 5 - TE/LE reinf.
rotorse.re.precomp.uptilt | input | deg | [4.99962972] | Nacelle uptilt angle. A standard machine has positive values.
rotorse.re.precomp.layer_web | input |  | [0. 0. 0. 0. 0. 0. 0. 0. 0. 0. 0. 1. 1. 1. 2. 2. 2.] | 1D array of the web id the layer is associated to. If the layer is on the outer profile, this entry can simply stay equal to 0.
rotorse.re.precomp.fiber_orientation | input | deg | [[0. 0. 0. 0. 0. 0. 0. 0. 0. 0. 0. 0. 0. 0. 0. 0. 0. 0. 0. 0. 0. 0. 0. 0. 0. 0. 0. 0. 0. 0.] [0. 0. 0. 0. 0. 0. 0. 0. 0. 0. 0. 0. 0. 0. 0. 0. 0. 0. 0. 0. 0. 0. 0. 0. 0. 0. 0. 0. 0. 0.] [0. 0. 0. 0. 0. 0. 0. 0. 0. 0. 0. 0. 0. 0. 0. 0. 0. 0. 0. 0. 0. 0. 0. 0. 0. 0. 0. 0. 0. 0.] [0. 0. 0. 0. 0. 0. 0. 0. 0. 0. 0. 0. 0. 0. 0. 0. 0. 0. 0. 0. 0. 0. 0. 0. 0. 0. 0. 0. 0. 0.] [0. 0. 0. 0. 0. 0. 0. 0. 0. 0. 0. 0. 0. 0. 0. 0. 0. 0. 0. 0. 0. 0. 0. 0. 0. 0. 0. 0. 0. 0.] [0. 0. 0. 0. 0. 0. 0. 0. 0. 0. 0. 0. 0. 0. 0. 0. 0. 0. 0. 0. 0. 0. 0. 0. 0. 0. 0. 0. 0. 0.] [0. 0. 0. 0. 0. 0. 0. 0. 0. 0. 0. 0. 0. 0. 0. 0. 0. 0. 0. 0. 0. 0. 0. 0. 0. 0. 0. 0. 0. 0.] [0. 0. 0. 0. 0. 0. 0. 0. 0. 0. 0. 0. 0. 0. 0. 0. 0. 0. 0. 0. 0. 0. 0. 0. 0. 0. 0. 0. 0. 0.] [0. 0. 0. 0. 0. 0. 0. 0. 0. 0. 0. 0. 0. 0. 0. 0. 0. 0. 0. 0. 0. 0. 0. 0. 0. 0. 0. 0. 0. 0.] [0. 0. 0. 0. 0. 0. 0. 0. 0. 0. 0. 0. 0. 0. 0. 0. 0. 0. 0. 0. 0. 0. 0. 0. 0. 0. 0. 0. 0. 0.] [0. 0. 0. 0. 0. 0. 0. 0. 0. 0. 0. 0. 0. 0. 0. 0. 0. 0. 0. 0. 0. 0. 0. 0. 0. 0. 0. 0. 0. 0.] [0. 0. 0. 0. 0. 0. 0. 0. 0. 0. 0. 0. 0. 0. 0. 0. 0. 0. 0. 0. 0. 0. 0. 0. 0. 0. 0. 0. 0. 0.] [0. 0. 0. 0. 0. 0. 0. 0. 0. 0. 0. 0. 0. 0. 0. 0. 0. 0. 0. 0. 0. 0. 0. 0. 0. 0. 0. 0. 0. 0.] [0. 0. 0. 0. 0. 0. 0. 0. 0. 0. 0. 0. 0. 0. 0. 0. 0. 0. 0. 0. 0. 0. 0. 0. 0. 0. 0. 0. 0. 0.] [0. 0. 0. 0. 0. 0. 0. 0. 0. 0. 0. 0. 0. 0. 0. 0. 0. 0. 0. 0. 0. 0. 0. 0. 0. 0. 0. 0. 0. 0.] [0. 0. 0. 0. 0. 0. 0. 0. 0. 0. 0. 0. 0. 0. 0. 0. 0. 0. 0. 0. 0. 0. 0. 0. 0. 0. 0. 0. 0. 0.] [0. 0. 0. 0. 0. 0. 0. 0. 0. 0. 0. 0. 0. 0. 0. 0. 0. 0. 0. 0. 0. 0. 0. 0. 0. 0. 0. 0. 0. 0.]] | 2D array of the orientation of the layers of the blade structure. The first dimension represents each layer, the second dimension represents each entry along blade span.
rotorse.re.precomp.E | input | Pa | [[3.440e+09 3.440e+09 3.440e+09] [4.180e+10 1.400e+10 2.630e+09] [2.770e+10 1.365e+10 7.200e+09] [1.360e+10 1.330e+10 1.180e+10] [2.000e+11 2.000e+11 2.000e+11] [2.050e+11 2.050e+11 2.050e+11] [1.180e+11 1.180e+11 1.180e+11] [9.846e+07 9.846e+07 9.846e+07] [1.145e+11 8.390e+09 5.990e+09] [1.000e+06 1.000e+06 1.000e+06] [4.560e+06 4.560e+06 4.560e+06]] | 2D array of the Youngs moduli of the materials. Each row represents a material, the three columns represent E11, E22 and E33.
rotorse.re.precomp.G | input | Pa | [[1.32300000e+09 1.32300000e+09 1.32300000e+09] [2.63000000e+09 2.63000000e+09 2.63000000e+09] [7.20000000e+09 7.20000000e+09 7.20000000e+09] [1.18000000e+10 1.18000000e+10 1.18000000e+10] [7.93000000e+10 7.93000000e+10 7.93000000e+10] [8.00000000e+10 8.00000000e+10 8.00000000e+10] [4.76000000e+10 4.76000000e+10 4.76000000e+10] [9.84600000e+07 9.84600000e+07 9.84600000e+07] [5.99000000e+09 5.99000000e+09 5.99000000e+09] [3.84615385e+05 3.84615385e+05 3.84615385e+05] [1.52000000e+06 1.52000000e+06 1.52000000e+06]] | 2D array of the shear moduli of the materials. Each row represents a material, the three columns represent G12, G13 and G23.
rotorse.re.precomp.nu | input |  | [[0.3 0.3 0.3 ] [0.28 0.28 0.28] [0.39 0.39 0.39] [0.49 0.49 0.49] [0.3 0.3 0.3 ] [0.3 0.3 0.3 ] [0.3 0.3 0.3 ] [0.3 0.3 0.3 ] [0.27 0.27 0.27] [0.3 0.3 0.3 ] [0.49 0.49 0.49]] | 2D array of the Poisson ratio of the materials. Each row represents a material, the three columns represent nu12, nu13 and nu23.
rotorse.re.precomp.rho | input | kg/m**3 | [1235. 1920. 1850. 1780. 7800. 7850. 7200. 200. 1220. 1150. 1100.] | 1D array of the density of the materials. For composites, this is the density of the laminate.
rotorse.re.precomp.joint_position | input |  | [0.] | Spanwise position of the segmentation joint.
rotorse.re.precomp.joint_mass | input | kg | [0.] | Mass of the joint.
rotorse.re.precomp.n_blades | input | n/a | 3 | Number of blades of the rotor.
rotorse.re.precomp.definition_layer | input | n/a | [ 1. 1. 1. 2. 2. 8. 7. 6. 6. 6. 1. 10. 10. 10. 10. 10. 10.] | 1D array of flags identifying how layers are specified in the yaml. 1) all around (skin, paint, ) 2) offset+rotation twist+width (spar caps) 3) offset+user defined rotation+width 4) midpoint TE+width (TE reinf) 5) midpoint LE+width (LE reinf) 6) layer position fixed to other layer (core fillers) 7) start and width 8) end and width 9) start and end nd 10) web layer
rotorse.re.precomp.mat_name | input | n/a | ['Gelcoat', 'glassUD', 'glassTri', 'glassDB', 'steel', 'steel_drive', 'cast_iron', 'FOAM', 'CarbonUD', 'resin', 'adhesive'] | 1D array of names of materials.
rotorse.re.precomp.orth | input | n/a | [0. 1. 1. 1. 0. 0. 0. 0. 1. 0. 0.] | 1D array of flags to set whether a material is isotropic (0) or orthtropic (1). Each entry represents a material.
rotorse.total_bc.joint_cost | input | USD | [0.] | Total blade joint cost
rotorse.total_bc.outer_blade_cost | input | USD | [0.] | Total cost (variable and fixed) for the blade outer portion.
rotorse.wt_class.V_mean_overwrite | input |  | [0.]
rotorse.wt_class.V_extreme50_overwrite | input |  | [0.]
rotorse.wt_class.turbine_class | input | n/a | I
towerse.member.ca_usr_grid | input |  | [0. 0. 0. 0. 0. 0. 0.]
towerse.member.cd_usr_grid | input |  | [0. 0. 0. 0. 0. 0. 0.]
towerse.rho_water | input | kg/m**3 | [0.]
towerse.member.s_ghost1 | input |  | [0.]
towerse.member.s_ghost2 | input |  | [1.]
towerse.member.s_const1 | input |  | [0.]
towerse.member.s_const2 | input |  | [0.]
towerse.tower_layer_thickness | input | m | [[0.027 0.0254 0.0238 0.0222 0.0206 0.019 0.019 ]]
towerse.tower_outer_diameter_in | input | m | [6. 5.645 5.29 4.935 4.58 4.225 3.87 ]
towerse.E_mat | input | Pa | [[3.440e+09 3.440e+09 3.440e+09] [4.180e+10 1.400e+10 2.630e+09] [2.770e+10 1.365e+10 7.200e+09] [1.360e+10 1.330e+10 1.180e+10] [2.000e+11 2.000e+11 2.000e+11] [2.050e+11 2.050e+11 2.050e+11] [1.180e+11 1.180e+11 1.180e+11] [9.846e+07 9.846e+07 9.846e+07] [1.145e+11 8.390e+09 5.990e+09] [1.000e+06 1.000e+06 1.000e+06] [4.560e+06 4.560e+06 4.560e+06]]
towerse.E_user | input | Pa | [0.]
towerse.G_mat | input | Pa | [[1.32300000e+09 1.32300000e+09 1.32300000e+09] [2.63000000e+09 2.63000000e+09 2.63000000e+09] [7.20000000e+09 7.20000000e+09 7.20000000e+09] [1.18000000e+10 1.18000000e+10 1.18000000e+10] [7.93000000e+10 7.93000000e+10 7.93000000e+10] [8.00000000e+10 8.00000000e+10 8.00000000e+10] [4.76000000e+10 4.76000000e+10 4.76000000e+10] [9.84600000e+07 9.84600000e+07 9.84600000e+07] [5.99000000e+09 5.99000000e+09 5.99000000e+09] [3.84615385e+05 3.84615385e+05 3.84615385e+05] [1.52000000e+06 1.52000000e+06 1.52000000e+06]]
towerse.sigma_y_mat | input | Pa | [0.00e+00 0.00e+00 0.00e+00 0.00e+00 3.45e+08 4.85e+08 2.65e+08 0.00e+00 0.00e+00 0.00e+00 0.00e+00]
towerse.sigma_ult_mat | input | Pa | [[7.400e+07 7.400e+07 7.400e+07] [1.060e+09 6.630e+07 2.660e+07] [5.450e+07 5.450e+07 2.660e+07] [5.447e+07 5.447e+07 2.660e+07] [4.500e+08 4.500e+08 4.500e+08] [8.140e+08 8.140e+08 8.140e+08] [3.100e+08 3.100e+08 3.100e+08] [6.040e+06 6.040e+06 6.040e+06] [2.236e+09 0.000e+00 0.000e+00] [6.151e+07 6.151e+07 6.151e+07] [6.900e+05 6.900e+05 6.900e+05]]
towerse.wohler_exp_mat | input |  | [ 1. 10. 10. 10. 3. 3. 3. 1. 16.1 1. 1. ]
towerse.wohler_A_mat | input |  | [8.70000000e+07 1.06000000e+09 1.97000000e+08 1.97000000e+08 3.55346484e+10 3.55346484e+10 3.10000000e+08 6.04000000e+06 2.23600000e+09 6.53600000e+07 6.90000000e+05]
towerse.rho_mat | input | kg/m**3 | [1235. 1920. 1850. 1780. 7800. 7850. 7200. 200. 1220. 1150. 1100.]
towerse.unit_cost_mat | input | USD/kg | [ 7.23 1.87 2.86 3. 0.7 0.9 0.5 13. 30. 3.63 9. ]
towerse.outfitting_factor_in | input |  | [1.07]
towerse.tower_layer_materials | input | n/a | ['steel']
towerse.member.ballast_materials | input | n/a | []
towerse.material_names | input | n/a | ['Gelcoat', 'glassUD', 'glassTri', 'glassDB', 'steel', 'steel_drive', 'cast_iron', 'FOAM', 'CarbonUD', 'resin', 'adhesive']
towerse.labor_cost_rate | input | USD/min | [0.98]
towerse.painting_cost_rate | input | USD/m**2 | [30.]
af_3d.aoa | input | rad | [-3.14159265 -3.08923278 -3.0368729 -2.98451302 -2.93215314 -2.87979327 -2.82743339 -2.77507351 -2.72271363 -2.67035376 -2.61799388 -2.565634 -2.51327412 -2.46091425 -2.40855437 -2.35619449 -2.30383461 -2.25147474 -2.19911486 -2.14675498 -2.0943951 -2.04203522 -1.98967535 -1.93731547 -1.88495559 -1.83259571 -1.78023584 -1.72787596 -1.67551608 -1.6231562 -1.57079633 -1.51843645 -1.46607657 -1.41371669 -1.36135682 -1.30899694 -1.25663706 -1.20427718 -1.15191731 -1.09955743 -1.04719755 -0.99483767 -0.9424778 -0.89011792 -0.83775804 -0.78539816 -0.73303829 -0.68067841 -0.62831853 -0.57595865 -0.52359878 -0.51302102 -0.50244327 -0.49186552 -0.48128776 -0.47071001 -0.46013226 -0.4495545 -0.43897675 -0.428399 -0.41782125 -0.40724349 -0.39666574 -0.38608799 -0.37551023 -0.36493248 -0.35435473 -0.34377697 -0.33319922 -0.32262147 -0.31204371 -0.30146596 -0.29088821 -0.28031046 -0.2697327 -0.25915495 -0.2485772 -0.23799944 -0.22742169 -0.21684394 -0.20626618 -0.19568843 -0.18511068 -0.17453293 -0.16395517 -0.15337742 -0.14279967 -0.13222191 -0.12164416 -0.11106641 -0.10048865 -0.0899109 -0.07933315 -0.06875539 -0.05817764 -0.04759989 -0.03702214 -0.02644438 -0.01586663 -0.00528888 0.00528888 0.01586663 0.02644438 0.03702214 0.04759989 0.05817764 0.06875539 0.07933315 0.0899109 0.10048865 0.11106641 0.12164416 0.13222191 0.14279967 0.15337742 0.16395517 0.17453293 0.18511068 0.19568843 0.20626618 0.21684394 0.22742169 0.23799944 0.2485772 0.25915495 0.2697327 0.28031046 0.29088821 0.30146596 0.31204371 0.32262147 0.33319922 0.34377697 0.35435473 0.36493248 0.37551023 0.38608799 0.39666574 0.40724349 0.41782125 0.428399 0.43897675 0.4495545 0.46013226 0.47071001 0.48128776 0.49186552 0.50244327 0.51302102 0.52359878 0.57595865 0.62831853 0.68067841 0.73303829 0.78539816 0.83775804 0.89011792 0.9424778 0.99483767 1.04719755 1.09955743 1.15191731 1.20427718 1.25663706 1.30899694 1.36135682 1.41371669 1.46607657 1.51843645 1.57079633 1.6231562 1.67551608 1.72787596 1.78023584 1.83259571 1.88495559 1.93731547 1.98967535 2.04203522 2.0943951 2.14675498 2.19911486 2.25147474 2.30383461 2.35619449 2.40855437 2.46091425 2.51327412 2.565634 2.61799388 2.67035376 2.72271363 2.77507351 2.82743339 2.87979327 2.93215314 2.98451302 3.0368729 3.08923278 3.14159265] | 1D array of the angles of attack used to define the polars of the airfoils. All airfoils defined in openmdao share this grid.
af_3d.Re | input |  | [1000000.] | 1D array of the Reynolds numbers used to define the polars of the airfoils. All airfoils defined in openmdao share this grid.
af_3d.rated_TSR | input |  | [7.01754386] | Constant tip speed ratio in region II.
blade.compute_reynolds.rho | input | kg/m**3 | [1.225]
blade.compute_reynolds.mu | input | kg/m/s | [1.81e-05] | Dynamic viscosity of air
blade.compute_reynolds.maxOmega | input | rad/s | [1.26711] | Maximum allowed rotor speed.
blade.compute_reynolds.max_TS | input | m/s | [80.] | Maximum allowed blade tip speed.
blade.compute_reynolds.V_out | input | m/s | [25.] | Cut out wind speed. This is the wind speed where region III ends.
blade.high_level_blade_props.rotor_diameter_user | input | m | [126.] | Diameter of the rotor specified by the user. It is defined as two times the blade length plus the hub diameter.
blade.internal_structure_2d_fem.web_rotation_yaml | output | rad | [[0. 0. 0. 0. 0. 0. 0. 0. 0. 0. 0. 0. 0. 0. 0. 0. 0. 0. 0. 0. 0. 0. 0. 0. 0. 0. 0. 0. 0. 0.] [0. 0. 0. 0. 0. 0. 0. 0. 0. 0. 0. 0. 0. 0. 0. 0. 0. 0. 0. 0. 0. 0. 0. 0. 0. 0. 0. 0. 0. 0.]] | 2D array of the rotation angle of the shear webs in respect to the chord line. The first dimension represents each shear web, the second dimension represents each entry along blade span. If the rotation is equal to negative twist +- a constant, then the web is built straight.
blade.internal_structure_2d_fem.web_offset_y_pa_yaml | output | m | [[-0.3 -0.3 -0.3 -0.3 -0.3 -0.3 -0.3 -0.3 -0.3 -0.3 -0.3 -0.3 -0.3 -0.3 -0.3 -0.3 -0.3 -0.3 -0.3 -0.3 -0.3 -0.3 -0.3 -0.3 -0.3 -0.3 -0.3 -0.3 -0.3 -0.3] [ 0.3 0.3 0.3 0.3 0.3 0.3 0.3 0.3 0.3 0.3 0.3 0.3 0.3 0.3 0.3 0.3 0.3 0.3 0.3 0.3 0.3 0.3 0.3 0.3 0.3 0.3 0.3 0.3 0.3 0.3]] | 2D array of the offset along the y axis to set the position of the shear webs. Positive values move the web towards the trailing edge, negative values towards the leading edge. The first dimension represents each shear web, the second dimension represents each entry along blade span.
blade.internal_structure_2d_fem.web_start_nd_yaml | output |  | [[0. 0. 0. 0. 0. 0. 0. 0. 0. 0. 0. 0. 0. 0. 0. 0. 0. 0. 0. 0. 0. 0. 0. 0. 0. 0. 0. 0. 0. 0.] [0. 0. 0. 0. 0. 0. 0. 0. 0. 0. 0. 0. 0. 0. 0. 0. 0. 0. 0. 0. 0. 0. 0. 0. 0. 0. 0. 0. 0. 0.]] | 2D array of the non-dimensional start point defined along the outer profile of a web. The TE suction side is 0, the TE pressure side is 1. The first dimension represents each web, the second dimension represents each entry along blade span.
blade.internal_structure_2d_fem.web_end_nd_yaml | output |  | [[0. 0. 0. 0. 0. 0. 0. 0. 0. 0. 0. 0. 0. 0. 0. 0. 0. 0. 0. 0. 0. 0. 0. 0. 0. 0. 0. 0. 0. 0.] [0. 0. 0. 0. 0. 0. 0. 0. 0. 0. 0. 0. 0. 0. 0. 0. 0. 0. 0. 0. 0. 0. 0. 0. 0. 0. 0. 0. 0. 0.]] | 2D array of the non-dimensional end point defined along the outer profile of a web. The TE suction side is 0, the TE pressure side is 1. The first dimension represents each web, the second dimension represents each entry along blade span.
blade.internal_structure_2d_fem.layer_web | output |  | [0. 0. 0. 0. 0. 0. 0. 0. 0. 0. 0. 1. 1. 1. 2. 2. 2.] | 1D array of the web id the layer is associated to. If the layer is on the outer profile, this entry can simply stay equal to zero.
blade.internal_structure_2d_fem.layer_thickness | output | m | [[ 5.00000000e-05 5.00000000e-05 5.00000000e-05 5.00000000e-05 5.00000000e-05 5.00000000e-05 5.00000000e-05 5.00000000e-05 5.00000000e-05 5.00000000e-05 5.00000000e-05 5.00000000e-05 5.00000000e-05 5.00000000e-05 5.00000000e-05 5.00000000e-05 5.00000000e-05 5.00000000e-05 5.00000000e-05 5.00000000e-05 5.00000000e-05 5.00000000e-05 5.00000000e-05 5.00000000e-05 5.00000000e-05 5.00000000e-05 5.00000000e-05 5.00000000e-05 5.00000000e-05 5.00000000e-05] [ 2.82000000e-03 2.82000000e-03 2.82000000e-03 2.82000000e-03 2.82000000e-03 2.82000000e-03 2.82000000e-03 2.82000000e-03 2.82000000e-03 2.82000000e-03 2.82000000e-03 2.82000000e-03 2.82000000e-03 2.82000000e-03 2.82000000e-03 2.82000000e-03 2.82000000e-03 2.82000000e-03 2.82000000e-03 2.82000000e-03 2.82000000e-03 2.82000000e-03 2.82000000e-03 2.82000000e-03 2.82000000e-03 2.82000000e-03 2.82000000e-03 2.82000000e-03 2.82000000e-03 2.82000000e-03] [ 5.17000000e-02 2.59593191e-02 1.24339293e-02 4.27131105e-03 1.07726981e-03 0.00000000e+00 0.00000000e+00 0.00000000e+00 0.00000000e+00 0.00000000e+00 0.00000000e+00 0.00000000e+00 0.00000000e+00 0.00000000e+00 0.00000000e+00 0.00000000e+00 0.00000000e+00 0.00000000e+00 0.00000000e+00 0.00000000e+00 0.00000000e+00 0.00000000e+00 0.00000000e+00 0.00000000e+00 0.00000000e+00 0.00000000e+00 0.00000000e+00 0.00000000e+00 0.00000000e+00 0.00000000e+00] [ 4.70000000e-04 2.63777678e-03 2.30062882e-02 4.14211021e-02 4.23000000e-02 4.23000000e-02 4.23000000e-02 4.23000000e-02 4.23000000e-02 4.23000000e-02 4.23000000e-02 4.22668360e-02 4.18597613e-02 4.10412647e-02 3.98771799e-02 3.84333404e-02 3.67755801e-02 3.49697326e-02 3.30816315e-02 3.11771105e-02 2.92323870e-02 2.70009013e-02 2.44812660e-02 2.16936522e-02 1.86582309e-02 1.53951732e-02 1.19246502e-02 8.26683295e-03 4.44189253e-03 4.70000000e-04] [ 4.70000000e-04 2.63777678e-03 2.30062882e-02 4.14211021e-02 4.23000000e-02 4.23000000e-02 4.23000000e-02 4.23000000e-02 4.23000000e-02 4.23000000e-02 4.23000000e-02 4.22668360e-02 4.18597613e-02 4.10412647e-02 3.98771799e-02 3.84333404e-02 3.67755801e-02 3.49697326e-02 3.30816315e-02 3.11771105e-02 2.92323870e-02 2.70009013e-02 2.44812660e-02 2.16936522e-02 1.86582309e-02 1.53951732e-02 1.19246502e-02 8.26683295e-03 4.44189253e-03 4.70000000e-04] [ 0.00000000e+00 1.76336508e-03 6.03688768e-03 7.05000000e-03 7.05000000e-03 7.05000000e-03 7.05000000e-03 7.05000000e-03 7.05000000e-03 7.05000000e-03 7.05000000e-03 7.02816092e-03 6.76555652e-03 6.25385742e-03 5.55396162e-03 4.72676715e-03 3.83317203e-03 2.93407428e-03 2.09037192e-03 1.36296297e-03 8.12745457e-04 5.00617392e-04 3.89993070e-04 2.95522934e-04 2.11472464e-04 1.39341227e-04 8.06287937e-05 3.68347320e-05 9.45861116e-06 -1.35525272e-20] [ 0.00000000e+00 1.76336508e-03 6.03688768e-03 7.05000000e-03 7.05000000e-03 7.05000000e-03 7.05000000e-03 7.05000000e-03 7.05000000e-03 7.05000000e-03 7.05000000e-03 7.02816092e-03 6.76555652e-03 6.25385742e-03 5.55396162e-03 4.72676715e-03 3.83317203e-03 2.93407428e-03 2.09037192e-03 1.36296297e-03 8.12745457e-04 5.00617392e-04 3.89993070e-04 2.95522934e-04 2.11472464e-04 1.39341227e-04 8.06287937e-05 3.68347320e-05 9.45861116e-06 -1.35525272e-20] [ 0.00000000e+00 2.00000000e-02 2.00000000e-02 6.99488261e-02 9.00000000e-02 9.00000000e-02 9.00000000e-02 9.00000000e-02 9.00000000e-02 9.00000000e-02 9.00000000e-02 8.03255569e-02 6.00000000e-02 6.00000000e-02 6.00000000e-02 6.00000000e-02 6.00000000e-02 6.00000000e-02 6.00000000e-02 3.09885606e-02 2.00000000e-02 2.00000000e-02 2.00000000e-02 2.00000000e-02 2.00000000e-02 2.00000000e-02 2.00000000e-02 2.00000000e-02 0.00000000e+00 0.00000000e+00] [ 0.00000000e+00 2.00000000e-02 2.00000000e-02 6.99488261e-02 9.00000000e-02 9.00000000e-02 9.00000000e-02 9.00000000e-02 9.00000000e-02 9.00000000e-02 9.00000000e-02 8.03255569e-02 6.00000000e-02 6.00000000e-02 6.00000000e-02 6.00000000e-02 6.00000000e-02 6.00000000e-02 6.00000000e-02 3.09885606e-02 2.00000000e-02 2.00000000e-02 2.00000000e-02 2.00000000e-02 2.00000000e-02 2.00000000e-02 2.00000000e-02 2.00000000e-02 0.00000000e+00 0.00000000e+00] [ 0.00000000e+00 0.00000000e+00 0.00000000e+00 0.00000000e+00 2.00000000e-02 2.00000000e-02 2.00000000e-02 2.00000000e-02 2.00000000e-02 2.00000000e-02 2.00000000e-02 2.00000000e-02 2.00000000e-02 2.00000000e-02 2.00000000e-02 2.00000000e-02 2.00000000e-02 2.00000000e-02 2.00000000e-02 2.00000000e-02 2.00000000e-02 2.00000000e-02 2.00000000e-02 2.00000000e-02 2.00000000e-02 2.00000000e-02 2.00000000e-02 2.00000000e-02 0.00000000e+00 0.00000000e+00] [ 2.82000000e-03 2.82000000e-03 2.82000000e-03 2.82000000e-03 2.82000000e-03 2.82000000e-03 2.82000000e-03 2.82000000e-03 2.82000000e-03 2.82000000e-03 2.82000000e-03 2.82000000e-03 2.82000000e-03 2.82000000e-03 2.82000000e-03 2.82000000e-03 2.82000000e-03 2.82000000e-03 2.82000000e-03 2.82000000e-03 2.82000000e-03 2.82000000e-03 2.82000000e-03 2.82000000e-03 2.82000000e-03 2.82000000e-03 2.82000000e-03 2.82000000e-03 2.82000000e-03 2.82000000e-03] [ 2.00000000e-03 2.00000000e-03 2.00000000e-03 2.00000000e-03 2.00000000e-03 2.00000000e-03 2.00000000e-03 2.00000000e-03 2.00000000e-03 2.00000000e-03 2.00000000e-03 2.00000000e-03 2.00000000e-03 2.00000000e-03 2.00000000e-03 2.00000000e-03 2.00000000e-03 2.00000000e-03 2.00000000e-03 2.00000000e-03 2.00000000e-03 2.00000000e-03 2.00000000e-03 2.00000000e-03 2.00000000e-03 2.00000000e-03 2.00000000e-03 2.00000000e-03 2.00000000e-03 2.00000000e-03] [ 4.00000000e-02 4.00000000e-02 4.00000000e-02 4.00000000e-02 4.00000000e-02 4.00000000e-02 4.00000000e-02 4.00000000e-02 4.00000000e-02 4.00000000e-02 4.00000000e-02 4.00000000e-02 4.00000000e-02 4.00000000e-02 4.00000000e-02 4.00000000e-02 4.00000000e-02 4.00000000e-02 4.00000000e-02 4.00000000e-02 4.00000000e-02 4.00000000e-02 4.00000000e-02 4.00000000e-02 4.00000000e-02 4.00000000e-02 4.00000000e-02 4.00000000e-02 4.00000000e-02 4.00000000e-02] [ 2.00000000e-03 2.00000000e-03 2.00000000e-03 2.00000000e-03 2.00000000e-03 2.00000000e-03 2.00000000e-03 2.00000000e-03 2.00000000e-03 2.00000000e-03 2.00000000e-03 2.00000000e-03 2.00000000e-03 2.00000000e-03 2.00000000e-03 2.00000000e-03 2.00000000e-03 2.00000000e-03 2.00000000e-03 2.00000000e-03 2.00000000e-03 2.00000000e-03 2.00000000e-03 2.00000000e-03 2.00000000e-03 2.00000000e-03 2.00000000e-03 2.00000000e-03 2.00000000e-03 2.00000000e-03] [ 2.00000000e-03 2.00000000e-03 2.00000000e-03 2.00000000e-03 2.00000000e-03 2.00000000e-03 2.00000000e-03 2.00000000e-03 2.00000000e-03 2.00000000e-03 2.00000000e-03 2.00000000e-03 2.00000000e-03 2.00000000e-03 2.00000000e-03 2.00000000e-03 2.00000000e-03 2.00000000e-03 2.00000000e-03 2.00000000e-03 2.00000000e-03 2.00000000e-03 2.00000000e-03 2.00000000e-03 2.00000000e-03 2.00000000e-03 2.00000000e-03 2.00000000e-03 2.00000000e-03 2.00000000e-03] [ 4.00000000e-02 4.00000000e-02 4.00000000e-02 4.00000000e-02 4.00000000e-02 4.00000000e-02 4.00000000e-02 4.00000000e-02 4.00000000e-02 4.00000000e-02 4.00000000e-02 4.00000000e-02 4.00000000e-02 4.00000000e-02 4.00000000e-02 4.00000000e-02 4.00000000e-02 4.00000000e-02 4.00000000e-02 4.00000000e-02 4.00000000e-02 4.00000000e-02 4.00000000e-02 4.00000000e-02 4.00000000e-02 4.00000000e-02 4.00000000e-02 4.00000000e-02 4.00000000e-02 4.00000000e-02] [ 2.00000000e-03 2.00000000e-03 2.00000000e-03 2.00000000e-03 2.00000000e-03 2.00000000e-03 2.00000000e-03 2.00000000e-03 2.00000000e-03 2.00000000e-03 2.00000000e-03 2.00000000e-03 2.00000000e-03 2.00000000e-03 2.00000000e-03 2.00000000e-03 2.00000000e-03 2.00000000e-03 2.00000000e-03 2.00000000e-03 2.00000000e-03 2.00000000e-03 2.00000000e-03 2.00000000e-03 2.00000000e-03 2.00000000e-03 2.00000000e-03 2.00000000e-03 2.00000000e-03 2.00000000e-03]] | 2D array of the thickness of the layers of the blade structure. The first dimension represents each layer, the second dimension represents each entry along blade span.
blade.internal_structure_2d_fem.layer_orientation | output | rad | [[0. 0. 0. 0. 0. 0. 0. 0. 0. 0. 0. 0. 0. 0. 0. 0. 0. 0. 0. 0. 0. 0. 0. 0. 0. 0. 0. 0. 0. 0.] [0. 0. 0. 0. 0. 0. 0. 0. 0. 0. 0. 0. 0. 0. 0. 0. 0. 0. 0. 0. 0. 0. 0. 0. 0. 0. 0. 0. 0. 0.] [0. 0. 0. 0. 0. 0. 0. 0. 0. 0. 0. 0. 0. 0. 0. 0. 0. 0. 0. 0. 0. 0. 0. 0. 0. 0. 0. 0. 0. 0.] [0. 0. 0. 0. 0. 0. 0. 0. 0. 0. 0. 0. 0. 0. 0. 0. 0. 0. 0. 0. 0. 0. 0. 0. 0. 0. 0. 0. 0. 0.] [0. 0. 0. 0. 0. 0. 0. 0. 0. 0. 0. 0. 0. 0. 0. 0. 0. 0. 0. 0. 0. 0. 0. 0. 0. 0. 0. 0. 0. 0.] [0. 0. 0. 0. 0. 0. 0. 0. 0. 0. 0. 0. 0. 0. 0. 0. 0. 0. 0. 0. 0. 0. 0. 0. 0. 0. 0. 0. 0. 0.] [0. 0. 0. 0. 0. 0. 0. 0. 0. 0. 0. 0. 0. 0. 0. 0. 0. 0. 0. 0. 0. 0. 0. 0. 0. 0. 0. 0. 0. 0.] [0. 0. 0. 0. 0. 0. 0. 0. 0. 0. 0. 0. 0. 0. 0. 0. 0. 0. 0. 0. 0. 0. 0. 0. 0. 0. 0. 0. 0. 0.] [0. 0. 0. 0. 0. 0. 0. 0. 0. 0. 0. 0. 0. 0. 0. 0. 0. 0. 0. 0. 0. 0. 0. 0. 0. 0. 0. 0. 0. 0.] [0. 0. 0. 0. 0. 0. 0. 0. 0. 0. 0. 0. 0. 0. 0. 0. 0. 0. 0. 0. 0. 0. 0. 0. 0. 0. 0. 0. 0. 0.] [0. 0. 0. 0. 0. 0. 0. 0. 0. 0. 0. 0. 0. 0. 0. 0. 0. 0. 0. 0. 0. 0. 0. 0. 0. 0. 0. 0. 0. 0.] [0. 0. 0. 0. 0. 0. 0. 0. 0. 0. 0. 0. 0. 0. 0. 0. 0. 0. 0. 0. 0. 0. 0. 0. 0. 0. 0. 0. 0. 0.] [0. 0. 0. 0. 0. 0. 0. 0. 0. 0. 0. 0. 0. 0. 0. 0. 0. 0. 0. 0. 0. 0. 0. 0. 0. 0. 0. 0. 0. 0.] [0. 0. 0. 0. 0. 0. 0. 0. 0. 0. 0. 0. 0. 0. 0. 0. 0. 0. 0. 0. 0. 0. 0. 0. 0. 0. 0. 0. 0. 0.] [0. 0. 0. 0. 0. 0. 0. 0. 0. 0. 0. 0. 0. 0. 0. 0. 0. 0. 0. 0. 0. 0. 0. 0. 0. 0. 0. 0. 0. 0.] [0. 0. 0. 0. 0. 0. 0. 0. 0. 0. 0. 0. 0. 0. 0. 0. 0. 0. 0. 0. 0. 0. 0. 0. 0. 0. 0. 0. 0. 0.] [0. 0. 0. 0. 0. 0. 0. 0. 0. 0. 0. 0. 0. 0. 0. 0. 0. 0. 0. 0. 0. 0. 0. 0. 0. 0. 0. 0. 0. 0.]] | Fiber orientation of the composite layer with 0-value meaning alignment with reference axis. The first dimension represents each layer, the second dimension represents each entry along blade span.
blade.internal_structure_2d_fem.layer_rotation_yaml | output | rad | [[0. 0. 0. 0. 0. 0. 0. 0. 0. 0. 0. 0. 0. 0. 0. 0. 0. 0. 0. 0. 0. 0. 0. 0. 0. 0. 0. 0. 0. 0.] [0. 0. 0. 0. 0. 0. 0. 0. 0. 0. 0. 0. 0. 0. 0. 0. 0. 0. 0. 0. 0. 0. 0. 0. 0. 0. 0. 0. 0. 0.] [0. 0. 0. 0. 0. 0. 0. 0. 0. 0. 0. 0. 0. 0. 0. 0. 0. 0. 0. 0. 0. 0. 0. 0. 0. 0. 0. 0. 0. 0.] [0. 0. 0. 0. 0. 0. 0. 0. 0. 0. 0. 0. 0. 0. 0. 0. 0. 0. 0. 0. 0. 0. 0. 0. 0. 0. 0. 0. 0. 0.] [0. 0. 0. 0. 0. 0. 0. 0. 0. 0. 0. 0. 0. 0. 0. 0. 0. 0. 0. 0. 0. 0. 0. 0. 0. 0. 0. 0. 0. 0.] [0. 0. 0. 0. 0. 0. 0. 0. 0. 0. 0. 0. 0. 0. 0. 0. 0. 0. 0. 0. 0. 0. 0. 0. 0. 0. 0. 0. 0. 0.] [0. 0. 0. 0. 0. 0. 0. 0. 0. 0. 0. 0. 0. 0. 0. 0. 0. 0. 0. 0. 0. 0. 0. 0. 0. 0. 0. 0. 0. 0.] [0. 0. 0. 0. 0. 0. 0. 0. 0. 0. 0. 0. 0. 0. 0. 0. 0. 0. 0. 0. 0. 0. 0. 0. 0. 0. 0. 0. 0. 0.] [0. 0. 0. 0. 0. 0. 0. 0. 0. 0. 0. 0. 0. 0. 0. 0. 0. 0. 0. 0. 0. 0. 0. 0. 0. 0. 0. 0. 0. 0.] [0. 0. 0. 0. 0. 0. 0. 0. 0. 0. 0. 0. 0. 0. 0. 0. 0. 0. 0. 0. 0. 0. 0. 0. 0. 0. 0. 0. 0. 0.] [0. 0. 0. 0. 0. 0. 0. 0. 0. 0. 0. 0. 0. 0. 0. 0. 0. 0. 0. 0. 0. 0. 0. 0. 0. 0. 0. 0. 0. 0.] [0. 0. 0. 0. 0. 0. 0. 0. 0. 0. 0. 0. 0. 0. 0. 0. 0. 0. 0. 0. 0. 0. 0. 0. 0. 0. 0. 0. 0. 0.] [0. 0. 0. 0. 0. 0. 0. 0. 0. 0. 0. 0. 0. 0. 0. 0. 0. 0. 0. 0. 0. 0. 0. 0. 0. 0. 0. 0. 0. 0.] [0. 0. 0. 0. 0. 0. 0. 0. 0. 0. 0. 0. 0. 0. 0. 0. 0. 0. 0. 0. 0. 0. 0. 0. 0. 0. 0. 0. 0. 0.] [0. 0. 0. 0. 0. 0. 0. 0. 0. 0. 0. 0. 0. 0. 0. 0. 0. 0. 0. 0. 0. 0. 0. 0. 0. 0. 0. 0. 0. 0.] [0. 0. 0. 0. 0. 0. 0. 0. 0. 0. 0. 0. 0. 0. 0. 0. 0. 0. 0. 0. 0. 0. 0. 0. 0. 0. 0. 0. 0. 0.] [0. 0. 0. 0. 0. 0. 0. 0. 0. 0. 0. 0. 0. 0. 0. 0. 0. 0. 0. 0. 0. 0. 0. 0. 0. 0. 0. 0. 0. 0.]] | 2D array of the rotation angle of a layer in respect to the chord line. The first dimension represents each layer, the second dimension represents each entry along blade span. If the rotation is equal to negative twist +- a constant, then the layer is built straight.
blade.internal_structure_2d_fem.layer_offset_y_pa_yaml | output | m | [[0. 0. 0. 0. 0. 0. 0. 0. 0. 0. 0. 0. 0. 0. 0. 0. 0. 0. 0. 0. 0. 0. 0. 0. 0. 0. 0. 0. 0. 0.] [0. 0. 0. 0. 0. 0. 0. 0. 0. 0. 0. 0. 0. 0. 0. 0. 0. 0. 0. 0. 0. 0. 0. 0. 0. 0. 0. 0. 0. 0.] [0. 0. 0. 0. 0. 0. 0. 0. 0. 0. 0. 0. 0. 0. 0. 0. 0. 0. 0. 0. 0. 0. 0. 0. 0. 0. 0. 0. 0. 0.] [0. 0. 0. 0. 0. 0. 0. 0. 0. 0. 0. 0. 0. 0. 0. 0. 0. 0. 0. 0. 0. 0. 0. 0. 0. 0. 0. 0. 0. 0.] [0. 0. 0. 0. 0. 0. 0. 0. 0. 0. 0. 0. 0. 0. 0. 0. 0. 0. 0. 0. 0. 0. 0. 0. 0. 0. 0. 0. 0. 0.] [0. 0. 0. 0. 0. 0. 0. 0. 0. 0. 0. 0. 0. 0. 0. 0. 0. 0. 0. 0. 0. 0. 0. 0. 0. 0. 0. 0. 0. 0.] [0. 0. 0. 0. 0. 0. 0. 0. 0. 0. 0. 0. 0. 0. 0. 0. 0. 0. 0. 0. 0. 0. 0. 0. 0. 0. 0. 0. 0. 0.] [0. 0. 0. 0. 0. 0. 0. 0. 0. 0. 0. 0. 0. 0. 0. 0. 0. 0. 0. 0. 0. 0. 0. 0. 0. 0. 0. 0. 0. 0.] [0. 0. 0. 0. 0. 0. 0. 0. 0. 0. 0. 0. 0. 0. 0. 0. 0. 0. 0. 0. 0. 0. 0. 0. 0. 0. 0. 0. 0. 0.] [0. 0. 0. 0. 0. 0. 0. 0. 0. 0. 0. 0. 0. 0. 0. 0. 0. 0. 0. 0. 0. 0. 0. 0. 0. 0. 0. 0. 0. 0.] [0. 0. 0. 0. 0. 0. 0. 0. 0. 0. 0. 0. 0. 0. 0. 0. 0. 0. 0. 0. 0. 0. 0. 0. 0. 0. 0. 0. 0. 0.] [0. 0. 0. 0. 0. 0. 0. 0. 0. 0. 0. 0. 0. 0. 0. 0. 0. 0. 0. 0. 0. 0. 0. 0. 0. 0. 0. 0. 0. 0.] [0. 0. 0. 0. 0. 0. 0. 0. 0. 0. 0. 0. 0. 0. 0. 0. 0. 0. 0. 0. 0. 0. 0. 0. 0. 0. 0. 0. 0. 0.] [0. 0. 0. 0. 0. 0. 0. 0. 0. 0. 0. 0. 0. 0. 0. 0. 0. 0. 0. 0. 0. 0. 0. 0. 0. 0. 0. 0. 0. 0.] [0. 0. 0. 0. 0. 0. 0. 0. 0. 0. 0. 0. 0. 0. 0. 0. 0. 0. 0. 0. 0. 0. 0. 0. 0. 0. 0. 0. 0. 0.] [0. 0. 0. 0. 0. 0. 0. 0. 0. 0. 0. 0. 0. 0. 0. 0. 0. 0. 0. 0. 0. 0. 0. 0. 0. 0. 0. 0. 0. 0.] [0. 0. 0. 0. 0. 0. 0. 0. 0. 0. 0. 0. 0. 0. 0. 0. 0. 0. 0. 0. 0. 0. 0. 0. 0. 0. 0. 0. 0. 0.]] | 2D array of the offset along the y axis to set the position of a layer. Positive values move the layer towards the trailing edge, negative values towards the leading edge. The first dimension represents each layer, the second dimension represents each entry along blade span.
blade.internal_structure_2d_fem.layer_width_yaml | output | m | [[0. 0. 0. 0. 0. 0. 0. 0. 0. 0. 0. 0. 0. 0. 0. 0. 0. 0. 0. 0. 0. 0. 0. 0. 0. 0. 0. 0. 0. 0. ] [0. 0. 0. 0. 0. 0. 0. 0. 0. 0. 0. 0. 0. 0. 0. 0. 0. 0. 0. 0. 0. 0. 0. 0. 0. 0. 0. 0. 0. 0. ] [0. 0. 0. 0. 0. 0. 0. 0. 0. 0. 0. 0. 0. 0. 0. 0. 0. 0. 0. 0. 0. 0. 0. 0. 0. 0. 0. 0. 0. 0. ] [0.75 0.75 0.75 0.75 0.75 0.75 0.75 0.75 0.75 0.75 0.75 0.75 0.75 0.75 0.75 0.75 0.75 0.75 0.75 0.75 0.75 0.75 0.75 0.75 0.75 0.75 0.75 0.75 0.75 0.75 ] [0.75 0.75 0.75 0.75 0.75 0.75 0.75 0.75 0.75 0.75 0.75 0.75 0.75 0.75 0.75 0.75 0.75 0.75 0.75 0.75 0.75 0.75 0.75 0.75 0.75 0.75 0.75 0.75 0.75 0.75 ] [0. 0.45 0.45 0.45 0.45 0.45 0.45 0.45 0.45 0.45 0.45 0.45 0.45 0.45 0.45 0.45 0.45 0.45 0.45 0.45 0.45 0.45 0.44334941 0.41734153 0.37511491 0.3203638 0.25678249 0.18806523 0.11790632 0.05 ] [0. 0.45 0.45 0.45 0.45 0.45 0.45 0.45 0.45 0.45 0.45 0.45 0.45 0.45 0.45 0.45 0.45 0.45 0.45 0.45 0.45 0.45 0.44334941 0.41734153 0.37511491 0.3203638 0.25678249 0.18806523 0.11790632 0.05 ] [0. 0. 0. 0. 0. 0. 0. 0. 0. 0. 0. 0. 0. 0. 0. 0. 0. 0. 0. 0. 0. 0. 0. 0. 0. 0. 0. 0. 0. 0. ] [0. 0. 0. 0. 0. 0. 0. 0. 0. 0. 0. 0. 0. 0. 0. 0. 0. 0. 0. 0. 0. 0. 0. 0. 0. 0. 0. 0. 0. 0. ] [0. 0. 0. 0. 0. 0. 0. 0. 0. 0. 0. 0. 0. 0. 0. 0. 0. 0. 0. 0. 0. 0. 0. 0. 0. 0. 0. 0. 0. 0. ] [0. 0. 0. 0. 0. 0. 0. 0. 0. 0. 0. 0. 0. 0. 0. 0. 0. 0. 0. 0. 0. 0. 0. 0. 0. 0. 0. 0. 0. 0. ] [0. 0. 0. 0. 0. 0. 0. 0. 0. 0. 0. 0. 0. 0. 0. 0. 0. 0. 0. 0. 0. 0. 0. 0. 0. 0. 0. 0. 0. 0. ] [0. 0. 0. 0. 0. 0. 0. 0. 0. 0. 0. 0. 0. 0. 0. 0. 0. 0. 0. 0. 0. 0. 0. 0. 0. 0. 0. 0. 0. 0. ] [0. 0. 0. 0. 0. 0. 0. 0. 0. 0. 0. 0. 0. 0. 0. 0. 0. 0. 0. 0. 0. 0. 0. 0. 0. 0. 0. 0. 0. 0. ] [0. 0. 0. 0. 0. 0. 0. 0. 0. 0. 0. 0. 0. 0. 0. 0. 0. 0. 0. 0. 0. 0. 0. 0. 0. 0. 0. 0. 0. 0. ] [0. 0. 0. 0. 0. 0. 0. 0. 0. 0. 0. 0. 0. 0. 0. 0. 0. 0. 0. 0. 0. 0. 0. 0. 0. 0. 0. 0. 0. 0. ] [0. 0. 0. 0. 0. 0. 0. 0. 0. 0. 0. 0. 0. 0. 0. 0. 0. 0. 0. 0. 0. 0. 0. 0. 0. 0. 0. 0. 0. 0. ]] | 2D array of the width along the outer profile of a layer. The first dimension represents each layer, the second dimension represents each entry along blade span.
blade.internal_structure_2d_fem.layer_midpoint_nd | output |  | [[0. 0. 0. 0. 0. 0. 0. 0. 0. 0. 0. 0. 0. 0. 0. 0. 0. 0. 0. 0. 0. 0. 0. 0. 0. 0. 0. 0. 0. 0.] [0. 0. 0. 0. 0. 0. 0. 0. 0. 0. 0. 0. 0. 0. 0. 0. 0. 0. 0. 0. 0. 0. 0. 0. 0. 0. 0. 0. 0. 0.] [0. 0. 0. 0. 0. 0. 0. 0. 0. 0. 0. 0. 0. 0. 0. 0. 0. 0. 0. 0. 0. 0. 0. 0. 0. 0. 0. 0. 0. 0.] [0. 0. 0. 0. 0. 0. 0. 0. 0. 0. 0. 0. 0. 0. 0. 0. 0. 0. 0. 0. 0. 0. 0. 0. 0. 0. 0. 0. 0. 0.] [0. 0. 0. 0. 0. 0. 0. 0. 0. 0. 0. 0. 0. 0. 0. 0. 0. 0. 0. 0. 0. 0. 0. 0. 0. 0. 0. 0. 0. 0.] [0. 0. 0. 0. 0. 0. 0. 0. 0. 0. 0. 0. 0. 0. 0. 0. 0. 0. 0. 0. 0. 0. 0. 0. 0. 0. 0. 0. 0. 0.] [0. 0. 0. 0. 0. 0. 0. 0. 0. 0. 0. 0. 0. 0. 0. 0. 0. 0. 0. 0. 0. 0. 0. 0. 0. 0. 0. 0. 0. 0.] [0. 0. 0. 0. 0. 0. 0. 0. 0. 0. 0. 0. 0. 0. 0. 0. 0. 0. 0. 0. 0. 0. 0. 0. 0. 0. 0. 0. 0. 0.] [0. 0. 0. 0. 0. 0. 0. 0. 0. 0. 0. 0. 0. 0. 0. 0. 0. 0. 0. 0. 0. 0. 0. 0. 0. 0. 0. 0. 0. 0.] [0. 0. 0. 0. 0. 0. 0. 0. 0. 0. 0. 0. 0. 0. 0. 0. 0. 0. 0. 0. 0. 0. 0. 0. 0. 0. 0. 0. 0. 0.] [0. 0. 0. 0. 0. 0. 0. 0. 0. 0. 0. 0. 0. 0. 0. 0. 0. 0. 0. 0. 0. 0. 0. 0. 0. 0. 0. 0. 0. 0.] [0. 0. 0. 0. 0. 0. 0. 0. 0. 0. 0. 0. 0. 0. 0. 0. 0. 0. 0. 0. 0. 0. 0. 0. 0. 0. 0. 0. 0. 0.] [0. 0. 0. 0. 0. 0. 0. 0. 0. 0. 0. 0. 0. 0. 0. 0. 0. 0. 0. 0. 0. 0. 0. 0. 0. 0. 0. 0. 0. 0.] [0. 0. 0. 0. 0. 0. 0. 0. 0. 0. 0. 0. 0. 0. 0. 0. 0. 0. 0. 0. 0. 0. 0. 0. 0. 0. 0. 0. 0. 0.] [0. 0. 0. 0. 0. 0. 0. 0. 0. 0. 0. 0. 0. 0. 0. 0. 0. 0. 0. 0. 0. 0. 0. 0. 0. 0. 0. 0. 0. 0.] [0. 0. 0. 0. 0. 0. 0. 0. 0. 0. 0. 0. 0. 0. 0. 0. 0. 0. 0. 0. 0. 0. 0. 0. 0. 0. 0. 0. 0. 0.] [0. 0. 0. 0. 0. 0. 0. 0. 0. 0. 0. 0. 0. 0. 0. 0. 0. 0. 0. 0. 0. 0. 0. 0. 0. 0. 0. 0. 0. 0.]] | 2D array of the non-dimensional midpoint defined along the outer profile of a layer. The first dimension represents each layer, the second dimension represents each entry along blade span.
blade.internal_structure_2d_fem.layer_start_nd_yaml | output |  | [[0. 0. 0. 0. 0. 0. 0. 0. 0. 0. 0. 0. 0. 0. 0. 0. 0. 0. 0. 0. 0. 0. 0. 0. 0. 0. 0. 0. 0. 0.] [0. 0. 0. 0. 0. 0. 0. 0. 0. 0. 0. 0. 0. 0. 0. 0. 0. 0. 0. 0. 0. 0. 0. 0. 0. 0. 0. 0. 0. 0.] [0. 0. 0. 0. 0. 0. 0. 0. 0. 0. 0. 0. 0. 0. 0. 0. 0. 0. 0. 0. 0. 0. 0. 0. 0. 0. 0. 0. 0. 0.] [0. 0. 0. 0. 0. 0. 0. 0. 0. 0. 0. 0. 0. 0. 0. 0. 0. 0. 0. 0. 0. 0. 0. 0. 0. 0. 0. 0. 0. 0.] [0. 0. 0. 0. 0. 0. 0. 0. 0. 0. 0. 0. 0. 0. 0. 0. 0. 0. 0. 0. 0. 0. 0. 0. 0. 0. 0. 0. 0. 0.] [0. 0. 0. 0. 0. 0. 0. 0. 0. 0. 0. 0. 0. 0. 0. 0. 0. 0. 0. 0. 0. 0. 0. 0. 0. 0. 0. 0. 0. 0.] [0. 0. 0. 0. 0. 0. 0. 0. 0. 0. 0. 0. 0. 0. 0. 0. 0. 0. 0. 0. 0. 0. 0. 0. 0. 0. 0. 0. 0. 0.] [0. 0. 0. 0. 0. 0. 0. 0. 0. 0. 0. 0. 0. 0. 0. 0. 0. 0. 0. 0. 0. 0. 0. 0. 0. 0. 0. 0. 0. 0.] [0. 0. 0. 0. 0. 0. 0. 0. 0. 0. 0. 0. 0. 0. 0. 0. 0. 0. 0. 0. 0. 0. 0. 0. 0. 0. 0. 0. 0. 0.] [0. 0. 0. 0. 0. 0. 0. 0. 0. 0. 0. 0. 0. 0. 0. 0. 0. 0. 0. 0. 0. 0. 0. 0. 0. 0. 0. 0. 0. 0.] [0. 0. 0. 0. 0. 0. 0. 0. 0. 0. 0. 0. 0. 0. 0. 0. 0. 0. 0. 0. 0. 0. 0. 0. 0. 0. 0. 0. 0. 0.] [0. 0. 0. 0. 0. 0. 0. 0. 0. 0. 0. 0. 0. 0. 0. 0. 0. 0. 0. 0. 0. 0. 0. 0. 0. 0. 0. 0. 0. 0.] [0. 0. 0. 0. 0. 0. 0. 0. 0. 0. 0. 0. 0. 0. 0. 0. 0. 0. 0. 0. 0. 0. 0. 0. 0. 0. 0. 0. 0. 0.] [0. 0. 0. 0. 0. 0. 0. 0. 0. 0. 0. 0. 0. 0. 0. 0. 0. 0. 0. 0. 0. 0. 0. 0. 0. 0. 0. 0. 0. 0.] [0. 0. 0. 0. 0. 0. 0. 0. 0. 0. 0. 0. 0. 0. 0. 0. 0. 0. 0. 0. 0. 0. 0. 0. 0. 0. 0. 0. 0. 0.] [0. 0. 0. 0. 0. 0. 0. 0. 0. 0. 0. 0. 0. 0. 0. 0. 0. 0. 0. 0. 0. 0. 0. 0. 0. 0. 0. 0. 0. 0.] [0. 0. 0. 0. 0. 0. 0. 0. 0. 0. 0. 0. 0. 0. 0. 0. 0. 0. 0. 0. 0. 0. 0. 0. 0. 0. 0. 0. 0. 0.]] | 2D array of the non-dimensional start point defined along the outer profile of a layer. The TE suction side is 0, the TE pressure side is 1. The first dimension represents each layer, the second dimension represents each entry along blade span.
blade.internal_structure_2d_fem.layer_end_nd_yaml | output |  | [[0. 0. 0. 0. 0. 0. 0. 0. 0. 0. 0. 0. 0. 0. 0. 0. 0. 0. 0. 0. 0. 0. 0. 0. 0. 0. 0. 0. 0. 0.] [0. 0. 0. 0. 0. 0. 0. 0. 0. 0. 0. 0. 0. 0. 0. 0. 0. 0. 0. 0. 0. 0. 0. 0. 0. 0. 0. 0. 0. 0.] [0. 0. 0. 0. 0. 0. 0. 0. 0. 0. 0. 0. 0. 0. 0. 0. 0. 0. 0. 0. 0. 0. 0. 0. 0. 0. 0. 0. 0. 0.] [0. 0. 0. 0. 0. 0. 0. 0. 0. 0. 0. 0. 0. 0. 0. 0. 0. 0. 0. 0. 0. 0. 0. 0. 0. 0. 0. 0. 0. 0.] [0. 0. 0. 0. 0. 0. 0. 0. 0. 0. 0. 0. 0. 0. 0. 0. 0. 0. 0. 0. 0. 0. 0. 0. 0. 0. 0. 0. 0. 0.] [1. 1. 1. 1. 1. 1. 1. 1. 1. 1. 1. 1. 1. 1. 1. 1. 1. 1. 1. 1. 1. 1. 1. 1. 1. 1. 1. 1. 1. 1.] [0. 0. 0. 0. 0. 0. 0. 0. 0. 0. 0. 0. 0. 0. 0. 0. 0. 0. 0. 0. 0. 0. 0. 0. 0. 0. 0. 0. 0. 0.] [0. 0. 0. 0. 0. 0. 0. 0. 0. 0. 0. 0. 0. 0. 0. 0. 0. 0. 0. 0. 0. 0. 0. 0. 0. 0. 0. 0. 0. 0.] [0. 0. 0. 0. 0. 0. 0. 0. 0. 0. 0. 0. 0. 0. 0. 0. 0. 0. 0. 0. 0. 0. 0. 0. 0. 0. 0. 0. 0. 0.] [0. 0. 0. 0. 0. 0. 0. 0. 0. 0. 0. 0. 0. 0. 0. 0. 0. 0. 0. 0. 0. 0. 0. 0. 0. 0. 0. 0. 0. 0.] [0. 0. 0. 0. 0. 0. 0. 0. 0. 0. 0. 0. 0. 0. 0. 0. 0. 0. 0. 0. 0. 0. 0. 0. 0. 0. 0. 0. 0. 0.] [0. 0. 0. 0. 0. 0. 0. 0. 0. 0. 0. 0. 0. 0. 0. 0. 0. 0. 0. 0. 0. 0. 0. 0. 0. 0. 0. 0. 0. 0.] [0. 0. 0. 0. 0. 0. 0. 0. 0. 0. 0. 0. 0. 0. 0. 0. 0. 0. 0. 0. 0. 0. 0. 0. 0. 0. 0. 0. 0. 0.] [0. 0. 0. 0. 0. 0. 0. 0. 0. 0. 0. 0. 0. 0. 0. 0. 0. 0. 0. 0. 0. 0. 0. 0. 0. 0. 0. 0. 0. 0.] [0. 0. 0. 0. 0. 0. 0. 0. 0. 0. 0. 0. 0. 0. 0. 0. 0. 0. 0. 0. 0. 0. 0. 0. 0. 0. 0. 0. 0. 0.] [0. 0. 0. 0. 0. 0. 0. 0. 0. 0. 0. 0. 0. 0. 0. 0. 0. 0. 0. 0. 0. 0. 0. 0. 0. 0. 0. 0. 0. 0.] [0. 0. 0. 0. 0. 0. 0. 0. 0. 0. 0. 0. 0. 0. 0. 0. 0. 0. 0. 0. 0. 0. 0. 0. 0. 0. 0. 0. 0. 0.]] | 2D array of the non-dimensional end point defined along the outer profile of a layer. The TE suction side is 0, the TE pressure side is 1. The first dimension represents each layer, the second dimension represents each entry along blade span.
blade.internal_structure_2d_fem.layer_side | output | n/a | ['', '', '', 'pressure', 'suction', '', '', '', '', '', '', '', '', '', '', '', ''] | 1D array setting whether the layer is on the suction or pressure side. This entry is only used if definition_layer is equal to 1 or 2.
blade.internal_structure_2d_fem.definition_web | output | n/a | [1. 1.] | 1D array of flags identifying how webs are specified in the yaml. 1) offset+rotation=twist 2) offset+rotation
blade.internal_structure_2d_fem.definition_layer | output | n/a | [ 1. 1. 1. 2. 2. 8. 7. 6. 6. 6. 1. 10. 10. 10. 10. 10. 10.] | 1D array of flags identifying how layers are specified in the yaml. 1) all around (skin, paint, ) 2) offset+rotation twist+width (spar caps) 3) offset+user defined rotation+width 4) midpoint TE+width (TE reinf) 5) midpoint LE+width (LE reinf) 6) layer position fixed to other layer (core fillers) 7) start and width 8) end and width 9) start and end nd 10) web layer
blade.internal_structure_2d_fem.index_layer_start | output | n/a | [0. 0. 0. 0. 0. 0. 0. 3. 6. 4. 0. 0. 0. 0. 0. 0. 0.] | Index used to fix a layer to another
blade.internal_structure_2d_fem.index_layer_end | output | n/a | [0. 0. 0. 0. 0. 0. 0. 5. 4. 3. 0. 0. 0. 0. 0. 0. 0.] | Index used to fix a layer to another
blade.interp_airfoils.af_position | input |  | [0. 0.02222276 0.1713786 0.23333333 0.36666667 0.47222385 0.60053472 0.7 1. ] | 1D array of the non dimensional positions of the airfoils af_used defined along blade span.
blade.interp_airfoils.ac | input |  | [0.275 0.5 0.275 0.275 0.275 0.275 0.275] | 1D array of the aerodynamic centers of each airfoil.
blade.interp_airfoils.r_thick_discrete | input |  | [0.4 1. 0.3 0.21 0.25 0.35 0.18] | 1D array of the relative thicknesses of each airfoil.
blade.interp_airfoils.aoa | input | rad | [-3.14159265 -3.08923278 -3.0368729 -2.98451302 -2.93215314 -2.87979327 -2.82743339 -2.77507351 -2.72271363 -2.67035376 -2.61799388 -2.565634 -2.51327412 -2.46091425 -2.40855437 -2.35619449 -2.30383461 -2.25147474 -2.19911486 -2.14675498 -2.0943951 -2.04203522 -1.98967535 -1.93731547 -1.88495559 -1.83259571 -1.78023584 -1.72787596 -1.67551608 -1.6231562 -1.57079633 -1.51843645 -1.46607657 -1.41371669 -1.36135682 -1.30899694 -1.25663706 -1.20427718 -1.15191731 -1.09955743 -1.04719755 -0.99483767 -0.9424778 -0.89011792 -0.83775804 -0.78539816 -0.73303829 -0.68067841 -0.62831853 -0.57595865 -0.52359878 -0.51302102 -0.50244327 -0.49186552 -0.48128776 -0.47071001 -0.46013226 -0.4495545 -0.43897675 -0.428399 -0.41782125 -0.40724349 -0.39666574 -0.38608799 -0.37551023 -0.36493248 -0.35435473 -0.34377697 -0.33319922 -0.32262147 -0.31204371 -0.30146596 -0.29088821 -0.28031046 -0.2697327 -0.25915495 -0.2485772 -0.23799944 -0.22742169 -0.21684394 -0.20626618 -0.19568843 -0.18511068 -0.17453293 -0.16395517 -0.15337742 -0.14279967 -0.13222191 -0.12164416 -0.11106641 -0.10048865 -0.0899109 -0.07933315 -0.06875539 -0.05817764 -0.04759989 -0.03702214 -0.02644438 -0.01586663 -0.00528888 0.00528888 0.01586663 0.02644438 0.03702214 0.04759989 0.05817764 0.06875539 0.07933315 0.0899109 0.10048865 0.11106641 0.12164416 0.13222191 0.14279967 0.15337742 0.16395517 0.17453293 0.18511068 0.19568843 0.20626618 0.21684394 0.22742169 0.23799944 0.2485772 0.25915495 0.2697327 0.28031046 0.29088821 0.30146596 0.31204371 0.32262147 0.33319922 0.34377697 0.35435473 0.36493248 0.37551023 0.38608799 0.39666574 0.40724349 0.41782125 0.428399 0.43897675 0.4495545 0.46013226 0.47071001 0.48128776 0.49186552 0.50244327 0.51302102 0.52359878 0.57595865 0.62831853 0.68067841 0.73303829 0.78539816 0.83775804 0.89011792 0.9424778 0.99483767 1.04719755 1.09955743 1.15191731 1.20427718 1.25663706 1.30899694 1.36135682 1.41371669 1.46607657 1.51843645 1.57079633 1.6231562 1.67551608 1.72787596 1.78023584 1.83259571 1.88495559 1.93731547 1.98967535 2.04203522 2.0943951 2.14675498 2.19911486 2.25147474 2.30383461 2.35619449 2.40855437 2.46091425 2.51327412 2.565634 2.61799388 2.67035376 2.72271363 2.77507351 2.82743339 2.87979327 2.93215314 2.98451302 3.0368729 3.08923278 3.14159265] | 1D array of the angles of attack used to define the polars of the airfoils. All airfoils defined in openmdao share this grid.
blade.interp_airfoils.cl | input |  | [[[[ 0.0127743 ]] [[ 0.14269327]] [[ 0.25863701]] ... [[-0.26680067]] [[-0.13878272]] [[ 0.0127743 ]]] [[[ 0. ]] [[ 0. ]] [[ 0. ]] ... [[ 0. ]] [[ 0. ]] [[ 0. ]]] [[[ 0.0496421 ]] [[ 0.18728248]] [[ 0.31002095]] ... [[-0.32075991]] [[-0.16266292]] [[ 0.0496421 ]]] ... [[[-0.00261647]] [[ 0.232069 ]] [[ 0.46031819]] ... [[-0.4607461 ]] [[-0.2330895 ]] [[-0.00261647]]] [[[ 0.0180443 ]] [[ 0.14940293]] [[ 0.26676312]] ... [[-0.27112215]] [[-0.13912973]] [[ 0.0180443 ]]] [[[-0.00129808]] [[ 0.22920096]] [[ 0.46455875]] ... [[-0.50970505]] [[-0.30512038]] [[-0.00129808]]]] | 4D array with the lift coefficients of the airfoils. Dimension 0 is along the different airfoils defined in the yaml, dimension 1 is along the angles of attack, dimension 2 is along the Reynolds number, dimension 3 is along the number of tabs, which may describe multiple sets at the same station, for example in presence of a flap.
blade.interp_airfoils.cd | input |  | [[[[0.06162547]] [[0.06296798]] [[0.06920074]] ... [[0.07156878]] [[0.06373137]] [[0.06162547]]] [[[0.5 ]] [[0.5 ]] [[0.5 ]] ... [[0.5 ]] [[0.5 ]] [[0.5 ]]] [[[0.02308492]] [[0.03208652]] [[0.05037982]] ... [[0.05179242]] [[0.0324726 ]] [[0.02308492]]] ... [[[0.01677446]] [[0.02683965]] [[0.04620442]] ... [[0.04768644]] [[0.02744935]] [[0.01677446]]] [[[0.03773591]] [[0.04508672]] [[0.06158979]] ... [[0.05995048]] [[0.04432275]] [[0.03773591]]] [[[0.01799703]] [[0.0271908 ]] [[0.04580378]] ... [[0.04333319]] [[0.02569179]] [[0.01799703]]]] | 4D array with the drag coefficients of the airfoils. Dimension 0 is along the different airfoils defined in the yaml, dimension 1 is along the angles of attack, dimension 2 is along the Reynolds number, dimension 3 is along the number of tabs, which may describe multiple sets at the same station, for example in presence of a flap.
blade.interp_airfoils.cm | input |  | [[[[ 3.70854259e-04]] [[ 5.78906867e-02]] [[ 1.09442053e-01]] ... [[-1.20140868e-01]] [[-6.33445740e-02]] [[ 3.70854259e-04]]] [[[ 0.00000000e+00]] [[ 0.00000000e+00]] [[ 0.00000000e+00]] ... [[ 0.00000000e+00]] [[ 0.00000000e+00]] [[ 0.00000000e+00]]] [[[-1.86042725e-07]] [[ 8.25025552e-02]] [[ 1.70228612e-01]] ... [[-1.69531819e-01]] [[-8.25480839e-02]] [[-1.86042725e-07]]] ... [[[-5.55629713e-07]] [[ 1.10572981e-01]] [[ 2.27490820e-01]] ... [[-2.27669873e-01]] [[-1.10610368e-01]] [[-5.55629713e-07]]] [[[ 4.09061074e-04]] [[ 5.80698162e-02]] [[ 1.09744885e-01]] ... [[-1.18962339e-01]] [[-6.27004305e-02]] [[ 4.09061074e-04]]] [[[-1.16934629e-07]] [[ 1.12680702e-01]] [[ 2.31784178e-01]] ... [[-2.31716501e-01]] [[-1.12594849e-01]] [[-1.16934629e-07]]]] | 4D array with the moment coefficients of the airfoils. Dimension 0 is along the different airfoils defined in the yaml, dimension 1 is along the angles of attack, dimension 2 is along the Reynolds number, dimension 3 is along the number of tabs, which may describe multiple sets at the same station, for example in presence of a flap.
blade.interp_airfoils.coord_xy | input |  | [[[ 1.00000000e+00 -3.47000010e-03] [ 9.82059782e-01 4.47998271e-04] [ 9.63825795e-01 2.56230054e-03] ... [ 9.66589031e-01 1.42523879e-02] [ 9.83283080e-01 8.83657527e-03] [ 1.00000000e+00 3.47000010e-03]] [[ 1.00000000e+00 0.00000000e+00] [ 9.99310113e-01 -2.24586628e-02] [ 9.97715675e-01 -4.48159779e-02] ... [ 9.97767307e-01 4.41944433e-02] [ 9.99327246e-01 2.21465777e-02] [ 1.00000000e+00 -5.92245437e-18]] [[ 1.00000000e+00 -2.46000000e-03] [ 9.79182514e-01 2.21522127e-03] [ 9.58045687e-01 5.01713457e-03] ... [ 9.60781257e-01 1.32444951e-02] [ 9.80406715e-01 7.93618866e-03] [ 1.00000000e+00 2.46000000e-03]] ... [[ 1.00000000e+00 -2.13100000e-03] [ 9.77589551e-01 1.91382544e-03] [ 9.55115490e-01 5.46087449e-03] ... [ 9.57108237e-01 1.39643103e-02] [ 9.78595852e-01 8.23338042e-03] [ 1.00000000e+00 2.13100000e-03]] [[ 1.00000000e+00 -2.83000000e-03] [ 9.81183777e-01 1.62237678e-03] [ 9.62006541e-01 4.01671112e-03] ... [ 9.64854654e-01 1.29112589e-02] [ 9.82422420e-01 7.86900286e-03] [ 1.00000000e+00 2.83000000e-03]] [[ 1.00000045e+00 0.00000000e+00] [ 9.76518138e-01 3.35034582e-03] [ 9.52834961e-01 4.56123120e-03] ... [ 9.53599193e-01 1.29998706e-02] [ 9.76918521e-01 6.94886654e-03] [ 1.00000045e+00 -1.08420266e-19]]] | 3D array of the x and y airfoil coordinates of the n_af airfoils.
blade.interp_airfoils.name | input | n/a | ['DU40_A17', 'Cylinder', 'DU30_A17', 'DU21_A17', 'DU25_A17', 'DU35_A17', 'NACA64_A17'] | 1D array of names of airfoils.
blade.outer_shape_bem.s_default | output |  | [0. 0.03448276 0.06896552 0.10344828 0.13793103 0.17241379 0.20689655 0.24137931 0.27586207 0.31034483 0.34482759 0.37931034 0.4137931 0.44827586 0.48275862 0.51724138 0.55172414 0.5862069 0.62068966 0.65517241 0.68965517 0.72413793 0.75862069 0.79310345 0.82758621 0.86206897 0.89655172 0.93103448 0.96551724 1. ] | 1D array of the non-dimensional spanwise grid defined along blade axis (0-blade root, 1-blade tip)
blade.outer_shape_bem.chord_yaml | output | m | [3.542 3.58290657 3.87016779 4.11308266 4.38618432 4.57059836 4.63432561 4.64678192 4.54552935 4.42674161 4.32029193 4.20554804 4.08020909 3.94987415 3.81447079 3.68347913 3.5568911 3.42989655 3.30265517 3.17541379 3.04817241 2.92093104 2.79368966 2.66644816 2.53920681 2.41641741 2.28079676 2.10302789 1.52459909 1.419 ] | 1D array of the chord values defined along blade span.
blade.outer_shape_bem.twist_yaml | output | rad | [0.23226842 0.23226842 0.23226842 0.23226842 0.23226842 0.23177953 0.21529633 0.19721961 0.18514807 0.17410388 0.16383607 0.15332789 0.14234851 0.1311726 0.11978974 0.1087882 0.09816062 0.08749259 0.07684918 0.06669746 0.05711932 0.04915361 0.04213653 0.03497169 0.02782777 0.02059416 0.01347902 0.00678095 0.00237776 0.00185005] | 1D array of the twist values defined along blade span. The twist is defined positive for negative rotations around the z axis (the same as in BeamDyn).
blade.outer_shape_bem.r_thick_yaml | output |  | [0. 0. 0. 0. 0. 0. 0. 0. 0. 0. 0. 0. 0. 0. 0. 0. 0. 0. 0. 0. 0. 0. 0. 0. 0. 0. 0. 0. 0. 0.] | 1D array of the relative thickness values defined along blade span.
blade.outer_shape_bem.pitch_axis_yaml | output |  | [0.5 0.49151228 0.46763951 0.44376674 0.41989397 0.4 0.4 0.4 0.4 0.4 0.4 0.4 0.4 0.4 0.4 0.4 0.4 0.4 0.4 0.4 0.4 0.4 0.4 0.4 0.4 0.4 0.4 0.4 0.4 0.4 ] | 1D array of the chordwise position of the pitch axis (0-LE, 1-TE), defined along blade span.
blade.outer_shape_bem.ref_axis_yaml | output | m | [[ 0. 0. 0. ] [ 0. 0. 2.12068966] [ 0. 0. 4.24137931] [ 0. 0. 6.36206897] [ 0. 0. 8.48275862] [ 0. 0. 10.60344828] [ 0. 0. 12.72413793] [ 0. 0. 14.84482759] [ 0. 0. 16.96551724] [ 0. 0. 19.0862069 ] [ 0. 0. 21.20689655] [ 0. 0. 23.32758621] [ 0. 0. 25.44827586] [ 0. 0. 27.56896552] [ 0. 0. 29.68965517] [ 0. 0. 31.81034483] [ 0. 0. 33.93103448] [ 0. 0. 36.05172414] [ 0. 0. 38.17241379] [ 0. 0. 40.29310345] [ 0. 0. 42.4137931 ] [ 0. 0. 44.53448276] [ 0. 0. 46.65517241] [ 0. 0. 48.77586207] [ 0. 0. 50.89655172] [ 0. 0. 53.01724138] [ 0. 0. 55.13793103] [ 0. 0. 57.25862069] [ 0. 0. 59.37931034] [ 0. 0. 61.5 ]] | 2D array of the coordinates (x,y,z) of the blade reference axis, defined along blade span. The coordinate system is the one of BeamDyn: it is placed at blade root with x pointing the suction side of the blade, y pointing the trailing edge and z along the blade span. A standard configuration will have negative x values (prebend), if swept positive y values, and positive z values.
blade.outer_shape_bem.span_end | input |  | [] | 1D array of the positions along blade span where something (a DAC device?) starts and we want a grid point. Only values between 0 and 1 are meaningful.
blade.outer_shape_bem.span_ext | input |  | [] | 1D array of the extensions along blade span where something (a DAC device?) lives and we want a grid point. Only values between 0 and 1 are meaningful.
blade.pa.s_opt_twist | input |  | [0. 0.03448276 0.06896552 0.10344828 0.13793103 0.17241379 0.20689655 0.24137931 0.27586207 0.31034483 0.34482759 0.37931034 0.4137931 0.44827586 0.48275862 0.51724138 0.55172414 0.5862069 0.62068966 0.65517241 0.68965517 0.72413793 0.75862069 0.79310345 0.82758621 0.86206897 0.89655172 0.93103448 0.96551724 1. ] | 1D array of the non-dimensional spanwise grid defined along blade axis to optimize the blade twist angle
blade.pa.twist_opt | input | rad | [0.23226842 0.23226842 0.23226842 0.23226842 0.23226842 0.23177953 0.21529633 0.19721961 0.18514807 0.17410388 0.16383607 0.15332789 0.14234851 0.1311726 0.11978974 0.1087882 0.09816062 0.08749259 0.07684918 0.06669746 0.05711932 0.04915361 0.04213653 0.03497169 0.02782777 0.02059416 0.01347902 0.00678095 0.00237776 0.00185005] | 1D array of the twist angle being optimized at the n_opt locations.
blade.pa.s_opt_chord | input |  | [0. 0.03448276 0.06896552 0.10344828 0.13793103 0.17241379 0.20689655 0.24137931 0.27586207 0.31034483 0.34482759 0.37931034 0.4137931 0.44827586 0.48275862 0.51724138 0.55172414 0.5862069 0.62068966 0.65517241 0.68965517 0.72413793 0.75862069 0.79310345 0.82758621 0.86206897 0.89655172 0.93103448 0.96551724 1. ] | 1D array of the non-dimensional spanwise grid defined along blade axis to optimize the blade chord
blade.pa.chord_opt | input | m | [3.542 3.58290657 3.87016779 4.11308266 4.38618432 4.57059836 4.63432561 4.64678192 4.54552935 4.42674161 4.32029193 4.20554804 4.08020909 3.94987415 3.81447079 3.68347913 3.5568911 3.42989655 3.30265517 3.17541379 3.04817241 2.92093104 2.79368966 2.66644816 2.53920681 2.41641741 2.28079676 2.10302789 1.52459909 1.419 ] | 1D array of the chord being optimized at the n_opt locations.
blade.ps.layer_thickness_original | input | m | [[ 5.00000000e-05 5.00000000e-05 5.00000000e-05 5.00000000e-05 5.00000000e-05 5.00000000e-05 5.00000000e-05 5.00000000e-05 5.00000000e-05 5.00000000e-05 5.00000000e-05 5.00000000e-05 5.00000000e-05 5.00000000e-05 5.00000000e-05 5.00000000e-05 5.00000000e-05 5.00000000e-05 5.00000000e-05 5.00000000e-05 5.00000000e-05 5.00000000e-05 5.00000000e-05 5.00000000e-05 5.00000000e-05 5.00000000e-05 5.00000000e-05 5.00000000e-05 5.00000000e-05 5.00000000e-05] [ 2.82000000e-03 2.82000000e-03 2.82000000e-03 2.82000000e-03 2.82000000e-03 2.82000000e-03 2.82000000e-03 2.82000000e-03 2.82000000e-03 2.82000000e-03 2.82000000e-03 2.82000000e-03 2.82000000e-03 2.82000000e-03 2.82000000e-03 2.82000000e-03 2.82000000e-03 2.82000000e-03 2.82000000e-03 2.82000000e-03 2.82000000e-03 2.82000000e-03 2.82000000e-03 2.82000000e-03 2.82000000e-03 2.82000000e-03 2.82000000e-03 2.82000000e-03 2.82000000e-03 2.82000000e-03] [ 5.17000000e-02 2.59593191e-02 1.24339293e-02 4.27131105e-03 1.07726981e-03 0.00000000e+00 0.00000000e+00 0.00000000e+00 0.00000000e+00 0.00000000e+00 0.00000000e+00 0.00000000e+00 0.00000000e+00 0.00000000e+00 0.00000000e+00 0.00000000e+00 0.00000000e+00 0.00000000e+00 0.00000000e+00 0.00000000e+00 0.00000000e+00 0.00000000e+00 0.00000000e+00 0.00000000e+00 0.00000000e+00 0.00000000e+00 0.00000000e+00 0.00000000e+00 0.00000000e+00 0.00000000e+00] [ 4.70000000e-04 2.63777678e-03 2.30062882e-02 4.14211021e-02 4.23000000e-02 4.23000000e-02 4.23000000e-02 4.23000000e-02 4.23000000e-02 4.23000000e-02 4.23000000e-02 4.22668360e-02 4.18597613e-02 4.10412647e-02 3.98771799e-02 3.84333404e-02 3.67755801e-02 3.49697326e-02 3.30816315e-02 3.11771105e-02 2.92323870e-02 2.70009013e-02 2.44812660e-02 2.16936522e-02 1.86582309e-02 1.53951732e-02 1.19246502e-02 8.26683295e-03 4.44189253e-03 4.70000000e-04] [ 4.70000000e-04 2.63777678e-03 2.30062882e-02 4.14211021e-02 4.23000000e-02 4.23000000e-02 4.23000000e-02 4.23000000e-02 4.23000000e-02 4.23000000e-02 4.23000000e-02 4.22668360e-02 4.18597613e-02 4.10412647e-02 3.98771799e-02 3.84333404e-02 3.67755801e-02 3.49697326e-02 3.30816315e-02 3.11771105e-02 2.92323870e-02 2.70009013e-02 2.44812660e-02 2.16936522e-02 1.86582309e-02 1.53951732e-02 1.19246502e-02 8.26683295e-03 4.44189253e-03 4.70000000e-04] [ 0.00000000e+00 1.76336508e-03 6.03688768e-03 7.05000000e-03 7.05000000e-03 7.05000000e-03 7.05000000e-03 7.05000000e-03 7.05000000e-03 7.05000000e-03 7.05000000e-03 7.02816092e-03 6.76555652e-03 6.25385742e-03 5.55396162e-03 4.72676715e-03 3.83317203e-03 2.93407428e-03 2.09037192e-03 1.36296297e-03 8.12745457e-04 5.00617392e-04 3.89993070e-04 2.95522934e-04 2.11472464e-04 1.39341227e-04 8.06287937e-05 3.68347320e-05 9.45861116e-06 -1.35525272e-20] [ 0.00000000e+00 1.76336508e-03 6.03688768e-03 7.05000000e-03 7.05000000e-03 7.05000000e-03 7.05000000e-03 7.05000000e-03 7.05000000e-03 7.05000000e-03 7.05000000e-03 7.02816092e-03 6.76555652e-03 6.25385742e-03 5.55396162e-03 4.72676715e-03 3.83317203e-03 2.93407428e-03 2.09037192e-03 1.36296297e-03 8.12745457e-04 5.00617392e-04 3.89993070e-04 2.95522934e-04 2.11472464e-04 1.39341227e-04 8.06287937e-05 3.68347320e-05 9.45861116e-06 -1.35525272e-20] [ 0.00000000e+00 2.00000000e-02 2.00000000e-02 6.99488261e-02 9.00000000e-02 9.00000000e-02 9.00000000e-02 9.00000000e-02 9.00000000e-02 9.00000000e-02 9.00000000e-02 8.03255569e-02 6.00000000e-02 6.00000000e-02 6.00000000e-02 6.00000000e-02 6.00000000e-02 6.00000000e-02 6.00000000e-02 3.09885606e-02 2.00000000e-02 2.00000000e-02 2.00000000e-02 2.00000000e-02 2.00000000e-02 2.00000000e-02 2.00000000e-02 2.00000000e-02 0.00000000e+00 0.00000000e+00] [ 0.00000000e+00 2.00000000e-02 2.00000000e-02 6.99488261e-02 9.00000000e-02 9.00000000e-02 9.00000000e-02 9.00000000e-02 9.00000000e-02 9.00000000e-02 9.00000000e-02 8.03255569e-02 6.00000000e-02 6.00000000e-02 6.00000000e-02 6.00000000e-02 6.00000000e-02 6.00000000e-02 6.00000000e-02 3.09885606e-02 2.00000000e-02 2.00000000e-02 2.00000000e-02 2.00000000e-02 2.00000000e-02 2.00000000e-02 2.00000000e-02 2.00000000e-02 0.00000000e+00 0.00000000e+00] [ 0.00000000e+00 0.00000000e+00 0.00000000e+00 0.00000000e+00 2.00000000e-02 2.00000000e-02 2.00000000e-02 2.00000000e-02 2.00000000e-02 2.00000000e-02 2.00000000e-02 2.00000000e-02 2.00000000e-02 2.00000000e-02 2.00000000e-02 2.00000000e-02 2.00000000e-02 2.00000000e-02 2.00000000e-02 2.00000000e-02 2.00000000e-02 2.00000000e-02 2.00000000e-02 2.00000000e-02 2.00000000e-02 2.00000000e-02 2.00000000e-02 2.00000000e-02 0.00000000e+00 0.00000000e+00] [ 2.82000000e-03 2.82000000e-03 2.82000000e-03 2.82000000e-03 2.82000000e-03 2.82000000e-03 2.82000000e-03 2.82000000e-03 2.82000000e-03 2.82000000e-03 2.82000000e-03 2.82000000e-03 2.82000000e-03 2.82000000e-03 2.82000000e-03 2.82000000e-03 2.82000000e-03 2.82000000e-03 2.82000000e-03 2.82000000e-03 2.82000000e-03 2.82000000e-03 2.82000000e-03 2.82000000e-03 2.82000000e-03 2.82000000e-03 2.82000000e-03 2.82000000e-03 2.82000000e-03 2.82000000e-03] [ 2.00000000e-03 2.00000000e-03 2.00000000e-03 2.00000000e-03 2.00000000e-03 2.00000000e-03 2.00000000e-03 2.00000000e-03 2.00000000e-03 2.00000000e-03 2.00000000e-03 2.00000000e-03 2.00000000e-03 2.00000000e-03 2.00000000e-03 2.00000000e-03 2.00000000e-03 2.00000000e-03 2.00000000e-03 2.00000000e-03 2.00000000e-03 2.00000000e-03 2.00000000e-03 2.00000000e-03 2.00000000e-03 2.00000000e-03 2.00000000e-03 2.00000000e-03 2.00000000e-03 2.00000000e-03] [ 4.00000000e-02 4.00000000e-02 4.00000000e-02 4.00000000e-02 4.00000000e-02 4.00000000e-02 4.00000000e-02 4.00000000e-02 4.00000000e-02 4.00000000e-02 4.00000000e-02 4.00000000e-02 4.00000000e-02 4.00000000e-02 4.00000000e-02 4.00000000e-02 4.00000000e-02 4.00000000e-02 4.00000000e-02 4.00000000e-02 4.00000000e-02 4.00000000e-02 4.00000000e-02 4.00000000e-02 4.00000000e-02 4.00000000e-02 4.00000000e-02 4.00000000e-02 4.00000000e-02 4.00000000e-02] [ 2.00000000e-03 2.00000000e-03 2.00000000e-03 2.00000000e-03 2.00000000e-03 2.00000000e-03 2.00000000e-03 2.00000000e-03 2.00000000e-03 2.00000000e-03 2.00000000e-03 2.00000000e-03 2.00000000e-03 2.00000000e-03 2.00000000e-03 2.00000000e-03 2.00000000e-03 2.00000000e-03 2.00000000e-03 2.00000000e-03 2.00000000e-03 2.00000000e-03 2.00000000e-03 2.00000000e-03 2.00000000e-03 2.00000000e-03 2.00000000e-03 2.00000000e-03 2.00000000e-03 2.00000000e-03] [ 2.00000000e-03 2.00000000e-03 2.00000000e-03 2.00000000e-03 2.00000000e-03 2.00000000e-03 2.00000000e-03 2.00000000e-03 2.00000000e-03 2.00000000e-03 2.00000000e-03 2.00000000e-03 2.00000000e-03 2.00000000e-03 2.00000000e-03 2.00000000e-03 2.00000000e-03 2.00000000e-03 2.00000000e-03 2.00000000e-03 2.00000000e-03 2.00000000e-03 2.00000000e-03 2.00000000e-03 2.00000000e-03 2.00000000e-03 2.00000000e-03 2.00000000e-03 2.00000000e-03 2.00000000e-03] [ 4.00000000e-02 4.00000000e-02 4.00000000e-02 4.00000000e-02 4.00000000e-02 4.00000000e-02 4.00000000e-02 4.00000000e-02 4.00000000e-02 4.00000000e-02 4.00000000e-02 4.00000000e-02 4.00000000e-02 4.00000000e-02 4.00000000e-02 4.00000000e-02 4.00000000e-02 4.00000000e-02 4.00000000e-02 4.00000000e-02 4.00000000e-02 4.00000000e-02 4.00000000e-02 4.00000000e-02 4.00000000e-02 4.00000000e-02 4.00000000e-02 4.00000000e-02 4.00000000e-02 4.00000000e-02] [ 2.00000000e-03 2.00000000e-03 2.00000000e-03 2.00000000e-03 2.00000000e-03 2.00000000e-03 2.00000000e-03 2.00000000e-03 2.00000000e-03 2.00000000e-03 2.00000000e-03 2.00000000e-03 2.00000000e-03 2.00000000e-03 2.00000000e-03 2.00000000e-03 2.00000000e-03 2.00000000e-03 2.00000000e-03 2.00000000e-03 2.00000000e-03 2.00000000e-03 2.00000000e-03 2.00000000e-03 2.00000000e-03 2.00000000e-03 2.00000000e-03 2.00000000e-03 2.00000000e-03 2.00000000e-03]] | 2D array of the thickness of the layers of the blade structure. The first dimension represents each layer, the second dimension represents each entry along blade span.
blade.ps.s_opt_layer_0 | input |  | [0. 0.03448276 0.06896552 0.10344828 0.13793103 0.17241379 0.20689655 0.24137931 0.27586207 0.31034483 0.34482759 0.37931034 0.4137931 0.44827586 0.48275862 0.51724138 0.55172414 0.5862069 0.62068966 0.65517241 0.68965517 0.72413793 0.75862069 0.79310345 0.82758621 0.86206897 0.89655172 0.93103448 0.96551724 1. ]
blade.ps.layer_0_opt | input | m | [5.e-05 5.e-05 5.e-05 5.e-05 5.e-05 5.e-05 5.e-05 5.e-05 5.e-05 5.e-05 5.e-05 5.e-05 5.e-05 5.e-05 5.e-05 5.e-05 5.e-05 5.e-05 5.e-05 5.e-05 5.e-05 5.e-05 5.e-05 5.e-05 5.e-05 5.e-05 5.e-05 5.e-05 5.e-05 5.e-05]
blade.ps.s_opt_layer_1 | input |  | [0. 0.03448276 0.06896552 0.10344828 0.13793103 0.17241379 0.20689655 0.24137931 0.27586207 0.31034483 0.34482759 0.37931034 0.4137931 0.44827586 0.48275862 0.51724138 0.55172414 0.5862069 0.62068966 0.65517241 0.68965517 0.72413793 0.75862069 0.79310345 0.82758621 0.86206897 0.89655172 0.93103448 0.96551724 1. ]
blade.ps.layer_1_opt | input | m | [0.00282 0.00282 0.00282 0.00282 0.00282 0.00282 0.00282 0.00282 0.00282 0.00282 0.00282 0.00282 0.00282 0.00282 0.00282 0.00282 0.00282 0.00282 0.00282 0.00282 0.00282 0.00282 0.00282 0.00282 0.00282 0.00282 0.00282 0.00282 0.00282 0.00282]
blade.ps.s_opt_layer_2 | input |  | [0. 0.03448276 0.06896552 0.10344828 0.13793103 0.17241379 0.20689655 0.24137931 0.27586207 0.31034483 0.34482759 0.37931034 0.4137931 0.44827586 0.48275862 0.51724138 0.55172414 0.5862069 0.62068966 0.65517241 0.68965517 0.72413793 0.75862069 0.79310345 0.82758621 0.86206897 0.89655172 0.93103448 0.96551724 1. ]
blade.ps.layer_2_opt | input | m | [0.0517 0.02595932 0.01243393 0.00427131 0.00107727 0. 0. 0. 0. 0. 0. 0. 0. 0. 0. 0. 0. 0. 0. 0. 0. 0. 0. 0. 0. 0. 0. 0. 0. 0. ]
blade.ps.s_opt_layer_3 | input |  | [0. 0.03448276 0.06896552 0.10344828 0.13793103 0.17241379 0.20689655 0.24137931 0.27586207 0.31034483 0.34482759 0.37931034 0.4137931 0.44827586 0.48275862 0.51724138 0.55172414 0.5862069 0.62068966 0.65517241 0.68965517 0.72413793 0.75862069 0.79310345 0.82758621 0.86206897 0.89655172 0.93103448 0.96551724 1. ]
blade.ps.layer_3_opt | input | m | [0.00047 0.00263778 0.02300629 0.0414211 0.0423 0.0423 0.0423 0.0423 0.0423 0.0423 0.0423 0.04226684 0.04185976 0.04104126 0.03987718 0.03843334 0.03677558 0.03496973 0.03308163 0.03117711 0.02923239 0.0270009 0.02448127 0.02169365 0.01865823 0.01539517 0.01192465 0.00826683 0.00444189 0.00047 ]
blade.ps.s_opt_layer_4 | input |  | [0. 0.03448276 0.06896552 0.10344828 0.13793103 0.17241379 0.20689655 0.24137931 0.27586207 0.31034483 0.34482759 0.37931034 0.4137931 0.44827586 0.48275862 0.51724138 0.55172414 0.5862069 0.62068966 0.65517241 0.68965517 0.72413793 0.75862069 0.79310345 0.82758621 0.86206897 0.89655172 0.93103448 0.96551724 1. ]
blade.ps.layer_4_opt | input | m | [0.00047 0.00263778 0.02300629 0.0414211 0.0423 0.0423 0.0423 0.0423 0.0423 0.0423 0.0423 0.04226684 0.04185976 0.04104126 0.03987718 0.03843334 0.03677558 0.03496973 0.03308163 0.03117711 0.02923239 0.0270009 0.02448127 0.02169365 0.01865823 0.01539517 0.01192465 0.00826683 0.00444189 0.00047 ]
blade.ps.s_opt_layer_5 | input |  | [0. 0.03448276 0.06896552 0.10344828 0.13793103 0.17241379 0.20689655 0.24137931 0.27586207 0.31034483 0.34482759 0.37931034 0.4137931 0.44827586 0.48275862 0.51724138 0.55172414 0.5862069 0.62068966 0.65517241 0.68965517 0.72413793 0.75862069 0.79310345 0.82758621 0.86206897 0.89655172 0.93103448 0.96551724 1. ]
blade.ps.layer_5_opt | input | m | [ 0.00000000e+00 1.76336508e-03 6.03688768e-03 7.05000000e-03 7.05000000e-03 7.05000000e-03 7.05000000e-03 7.05000000e-03 7.05000000e-03 7.05000000e-03 7.05000000e-03 7.02816092e-03 6.76555652e-03 6.25385742e-03 5.55396162e-03 4.72676715e-03 3.83317203e-03 2.93407428e-03 2.09037192e-03 1.36296297e-03 8.12745457e-04 5.00617392e-04 3.89993070e-04 2.95522934e-04 2.11472464e-04 1.39341227e-04 8.06287937e-05 3.68347320e-05 9.45861116e-06 -1.35525272e-20]
blade.ps.s_opt_layer_6 | input |  | [0. 0.03448276 0.06896552 0.10344828 0.13793103 0.17241379 0.20689655 0.24137931 0.27586207 0.31034483 0.34482759 0.37931034 0.4137931 0.44827586 0.48275862 0.51724138 0.55172414 0.5862069 0.62068966 0.65517241 0.68965517 0.72413793 0.75862069 0.79310345 0.82758621 0.86206897 0.89655172 0.93103448 0.96551724 1. ]
blade.ps.layer_6_opt | input | m | [ 0.00000000e+00 1.76336508e-03 6.03688768e-03 7.05000000e-03 7.05000000e-03 7.05000000e-03 7.05000000e-03 7.05000000e-03 7.05000000e-03 7.05000000e-03 7.05000000e-03 7.02816092e-03 6.76555652e-03 6.25385742e-03 5.55396162e-03 4.72676715e-03 3.83317203e-03 2.93407428e-03 2.09037192e-03 1.36296297e-03 8.12745457e-04 5.00617392e-04 3.89993070e-04 2.95522934e-04 2.11472464e-04 1.39341227e-04 8.06287937e-05 3.68347320e-05 9.45861116e-06 -1.35525272e-20]
blade.ps.s_opt_layer_7 | input |  | [0. 0.03448276 0.06896552 0.10344828 0.13793103 0.17241379 0.20689655 0.24137931 0.27586207 0.31034483 0.34482759 0.37931034 0.4137931 0.44827586 0.48275862 0.51724138 0.55172414 0.5862069 0.62068966 0.65517241 0.68965517 0.72413793 0.75862069 0.79310345 0.82758621 0.86206897 0.89655172 0.93103448 0.96551724 1. ]
blade.ps.layer_7_opt | input | m | [0. 0.02 0.02 0.06994883 0.09 0.09 0.09 0.09 0.09 0.09 0.09 0.08032556 0.06 0.06 0.06 0.06 0.06 0.06 0.06 0.03098856 0.02 0.02 0.02 0.02 0.02 0.02 0.02 0.02 0. 0. ]
blade.ps.s_opt_layer_8 | input |  | [0. 0.03448276 0.06896552 0.10344828 0.13793103 0.17241379 0.20689655 0.24137931 0.27586207 0.31034483 0.34482759 0.37931034 0.4137931 0.44827586 0.48275862 0.51724138 0.55172414 0.5862069 0.62068966 0.65517241 0.68965517 0.72413793 0.75862069 0.79310345 0.82758621 0.86206897 0.89655172 0.93103448 0.96551724 1. ]
blade.ps.layer_8_opt | input | m | [0. 0.02 0.02 0.06994883 0.09 0.09 0.09 0.09 0.09 0.09 0.09 0.08032556 0.06 0.06 0.06 0.06 0.06 0.06 0.06 0.03098856 0.02 0.02 0.02 0.02 0.02 0.02 0.02 0.02 0. 0. ]
blade.ps.s_opt_layer_9 | input |  | [0. 0.03448276 0.06896552 0.10344828 0.13793103 0.17241379 0.20689655 0.24137931 0.27586207 0.31034483 0.34482759 0.37931034 0.4137931 0.44827586 0.48275862 0.51724138 0.55172414 0.5862069 0.62068966 0.65517241 0.68965517 0.72413793 0.75862069 0.79310345 0.82758621 0.86206897 0.89655172 0.93103448 0.96551724 1. ]
blade.ps.layer_9_opt | input | m | [0. 0. 0. 0. 0.02 0.02 0.02 0.02 0.02 0.02 0.02 0.02 0.02 0.02 0.02 0.02 0.02 0.02 0.02 0.02 0.02 0.02 0.02 0.02 0.02 0.02 0.02 0.02 0. 0. ]
blade.ps.s_opt_layer_10 | input |  | [0. 0.03448276 0.06896552 0.10344828 0.13793103 0.17241379 0.20689655 0.24137931 0.27586207 0.31034483 0.34482759 0.37931034 0.4137931 0.44827586 0.48275862 0.51724138 0.55172414 0.5862069 0.62068966 0.65517241 0.68965517 0.72413793 0.75862069 0.79310345 0.82758621 0.86206897 0.89655172 0.93103448 0.96551724 1. ]
blade.ps.layer_10_opt | input | m | [0.00282 0.00282 0.00282 0.00282 0.00282 0.00282 0.00282 0.00282 0.00282 0.00282 0.00282 0.00282 0.00282 0.00282 0.00282 0.00282 0.00282 0.00282 0.00282 0.00282 0.00282 0.00282 0.00282 0.00282 0.00282 0.00282 0.00282 0.00282 0.00282 0.00282]
blade.ps.s_opt_layer_11 | input |  | [0. 0.03448276 0.06896552 0.10344828 0.13793103 0.17241379 0.20689655 0.24137931 0.27586207 0.31034483 0.34482759 0.37931034 0.4137931 0.44827586 0.48275862 0.51724138 0.55172414 0.5862069 0.62068966 0.65517241 0.68965517 0.72413793 0.75862069 0.79310345 0.82758621 0.86206897 0.89655172 0.93103448 0.96551724 1. ]
blade.ps.layer_11_opt | input | m | [0.002 0.002 0.002 0.002 0.002 0.002 0.002 0.002 0.002 0.002 0.002 0.002 0.002 0.002 0.002 0.002 0.002 0.002 0.002 0.002 0.002 0.002 0.002 0.002 0.002 0.002 0.002 0.002 0.002 0.002]
blade.ps.s_opt_layer_12 | input |  | [0. 0.03448276 0.06896552 0.10344828 0.13793103 0.17241379 0.20689655 0.24137931 0.27586207 0.31034483 0.34482759 0.37931034 0.4137931 0.44827586 0.48275862 0.51724138 0.55172414 0.5862069 0.62068966 0.65517241 0.68965517 0.72413793 0.75862069 0.79310345 0.82758621 0.86206897 0.89655172 0.93103448 0.96551724 1. ]
blade.ps.layer_12_opt | input | m | [0.04 0.04 0.04 0.04 0.04 0.04 0.04 0.04 0.04 0.04 0.04 0.04 0.04 0.04 0.04 0.04 0.04 0.04 0.04 0.04 0.04 0.04 0.04 0.04 0.04 0.04 0.04 0.04 0.04 0.04]
blade.ps.s_opt_layer_13 | input |  | [0. 0.03448276 0.06896552 0.10344828 0.13793103 0.17241379 0.20689655 0.24137931 0.27586207 0.31034483 0.34482759 0.37931034 0.4137931 0.44827586 0.48275862 0.51724138 0.55172414 0.5862069 0.62068966 0.65517241 0.68965517 0.72413793 0.75862069 0.79310345 0.82758621 0.86206897 0.89655172 0.93103448 0.96551724 1. ]
blade.ps.layer_13_opt | input | m | [0.002 0.002 0.002 0.002 0.002 0.002 0.002 0.002 0.002 0.002 0.002 0.002 0.002 0.002 0.002 0.002 0.002 0.002 0.002 0.002 0.002 0.002 0.002 0.002 0.002 0.002 0.002 0.002 0.002 0.002]
blade.ps.s_opt_layer_14 | input |  | [0. 0.03448276 0.06896552 0.10344828 0.13793103 0.17241379 0.20689655 0.24137931 0.27586207 0.31034483 0.34482759 0.37931034 0.4137931 0.44827586 0.48275862 0.51724138 0.55172414 0.5862069 0.62068966 0.65517241 0.68965517 0.72413793 0.75862069 0.79310345 0.82758621 0.86206897 0.89655172 0.93103448 0.96551724 1. ]
blade.ps.layer_14_opt | input | m | [0.002 0.002 0.002 0.002 0.002 0.002 0.002 0.002 0.002 0.002 0.002 0.002 0.002 0.002 0.002 0.002 0.002 0.002 0.002 0.002 0.002 0.002 0.002 0.002 0.002 0.002 0.002 0.002 0.002 0.002]
blade.ps.s_opt_layer_15 | input |  | [0. 0.03448276 0.06896552 0.10344828 0.13793103 0.17241379 0.20689655 0.24137931 0.27586207 0.31034483 0.34482759 0.37931034 0.4137931 0.44827586 0.48275862 0.51724138 0.55172414 0.5862069 0.62068966 0.65517241 0.68965517 0.72413793 0.75862069 0.79310345 0.82758621 0.86206897 0.89655172 0.93103448 0.96551724 1. ]
blade.ps.layer_15_opt | input | m | [0.04 0.04 0.04 0.04 0.04 0.04 0.04 0.04 0.04 0.04 0.04 0.04 0.04 0.04 0.04 0.04 0.04 0.04 0.04 0.04 0.04 0.04 0.04 0.04 0.04 0.04 0.04 0.04 0.04 0.04]
blade.ps.s_opt_layer_16 | input |  | [0. 0.03448276 0.06896552 0.10344828 0.13793103 0.17241379 0.20689655 0.24137931 0.27586207 0.31034483 0.34482759 0.37931034 0.4137931 0.44827586 0.48275862 0.51724138 0.55172414 0.5862069 0.62068966 0.65517241 0.68965517 0.72413793 0.75862069 0.79310345 0.82758621 0.86206897 0.89655172 0.93103448 0.96551724 1. ]
blade.ps.layer_16_opt | input | m | [0.002 0.002 0.002 0.002 0.002 0.002 0.002 0.002 0.002 0.002 0.002 0.002 0.002 0.002 0.002 0.002 0.002 0.002 0.002 0.002 0.002 0.002 0.002 0.002 0.002 0.002 0.002 0.002 0.002 0.002]
high_level_tower_props.tower_ref_axis_user | input | m | [[ 0. 0. 0. ] [ 0. 0. 14.6 ] [ 0. 0. 29.2 ] [ 0. 0. 43.8 ] [ 0. 0. 58.4 ] [ 0. 0. 73. ] [ 0. 0. 87.6974416]] | 2D array of the coordinates (x,y,z) of the tower reference axis. The coordinate system is the global coordinate system of OpenFAST: it is placed at tower base with x pointing downwind, y pointing on the side and z pointing vertically upwards. A standard tower configuration will have zero x and y values and positive z values.
high_level_tower_props.distance_tt_hub | input | m | [2.3] | Vertical distance from tower top to hub center.
high_level_tower_props.hub_height_user | input | m | [90.] | Height of the hub specified by the user.
hub.diameter | output | m | [3.]
materials.rho_fiber | output | kg/m**3 | [ 0. 2600. 2600. 2600. 0. 0. 0. 0. 1800. 0. 0.] | 1D array of the density of the fibers of the materials.
materials.rho | output | kg/m**3 | [1235. 1920. 1850. 1780. 7800. 7850. 7200. 200. 1220. 1150. 1100.] | 1D array of the density of the materials. For composites, this is the density of the laminate.
materials.rho_area_dry | output | kg/m**2 | [0. 1.858 1.112 1.112 0. 0. 0. 0. 1. 0. 0. ] | 1D array of the dry aerial density of the composite fabrics. Non-composite materials are kept at 0.
materials.ply_t_from_yaml | output | m | [0.00051 0. 0. 0. 0. 0. 0. 0.0025 0. 0. 0. ] | 1D array of the ply thicknesses of the materials. Non-composite materials are kept at 0.
materials.fvf_from_yaml | output |  | [0. 0. 0. 0. 0. 0. 0. 0. 0. 0. 0.] | 1D array of the non-dimensional fiber volume fraction of the composite materials. Non-composite materials are kept at 0.
materials.fwf_from_yaml | output |  | [0. 0. 0. 0. 0. 0. 0. 0. 0. 0. 0.] | 1D array of the non-dimensional fiber weight- fraction of the composite materials. Non-composite materials are kept at 0.
materials.name | output | n/a | ['Gelcoat', 'glassUD', 'glassTri', 'glassDB', 'steel', 'steel_drive', 'cast_iron', 'FOAM', 'CarbonUD', 'resin', 'adhesive'] | 1D array of names of materials.
materials.component_id | output | n/a | [ 0. 5. 2. 3. -1. -1. -1. 1. 4. -1. -1.] | 1D array of flags to set whether a material is used in a blade: 0 - coating, 1 - sandwich filler , 2 - shell skin, 3 - shear webs, 4 - spar caps, 5 - TE/LE reinf.
drivese.bear1.D_bearing | input | m | [0.]
drivese.bear1.D_shaft | input | m | [0.577]
drivese.bear1.bearing_type | input | n/a | CARB
drivese.bear2.D_bearing | input | m | [0.]
drivese.bear2.D_shaft | input | m | [0.577]
drivese.bear2.bearing_type | input | n/a | SRB
drivese.tilt | input | deg | [4.99962972]
drivese.D_top | input | m | [3.87]
drivese.bedplate_flange_width | input | m | [1.]
drivese.bedplate_flange_thickness | input | m | [0.05]
drivese.bedplate_web_thickness | input | m | [0.05]
drivese.stator_deflection_allowable | input | m | [0.0001]
drivese.stator_angle_allowable | input | rad | [0.001]
drivese.upwind | input | n/a | TRUE
drivese.brake_mass_user | input | kg | [0.]
drivese.s_rotor | input | m | [0.]
drivese.gear_ratio | input |  | [96.]
drivese.damping_ratio | input |  | [0.01]
drivese.machine_rating | input | kW | [5000.]
drivese.converter_mass_user | input | kg | [0.]
drivese.transformer_mass_user | input | kg | [0.]
drivese.gearbox_mass_user | input | kg | [0.]
drivese.gearbox_torque_density | input | N*m/kg | [200.]
drivese.gearbox_radius_user | input | m | [0.]
drivese.gearbox_length_user | input | m | [0.]
drivese.gear_configuration | input | n/a | eep
drivese.planet_numbers | input | n/a | [3, 3, 0]
drivese.generator.b_st | input | m | [0.]
drivese.generator.b_arm | input | m | [0.]
drivese.generator.B_smax | input | T | [0.]
drivese.generator.K_rad_LL | input |  | [0.]
drivese.generator.K_rad_UL | input |  | [0.]
drivese.generator.D_ratio_LL | input |  | [0.]
drivese.generator.D_ratio_UL | input |  | [0.]
drivese.generator.C_Cu | input | USD/kg | [4.786]
drivese.generator.C_Fe | input | USD/kg | [0.556]
drivese.generator.C_Fes | input | USD/kg | [0.50139]
drivese.generator.C_PM | input | USD/kg | [50.]
drivese.generator.B_r | input | T | [1.2]
drivese.generator.P_Fe0e | input | W/kg | [1.]
drivese.generator.P_Fe0h | input | W/kg | [4.]
drivese.generator.S_N | input |  | [-0.002]
drivese.generator.alpha_p | input |  | [1.09955743]
drivese.generator.b_r_tau_r | input |  | [0.45]
drivese.generator.b_ro | input | m | [0.004]
drivese.generator.b_s_tau_s | input |  | [0.45]
drivese.generator.b_so | input | m | [0.004]
drivese.generator.cofi | input |  | [0.9]
drivese.generator.freq | input | Hz | [60.]
drivese.generator.h_i | input | m | [0.001]
drivese.generator.h_sy0 | input |  | [0.]
drivese.generator.h_w | input | m | [0.005]
drivese.generator.k_fes | input |  | [0.9]
drivese.generator.k_fillr | input |  | [0.55]
drivese.generator.k_fills | input |  | [0.65]
drivese.generator.k_s | input |  | [0.2]
drivese.generator.mu_0 | input | m*kg/s**2/A**2 | [1.25663706e-06]
drivese.generator.mu_r | input | m*kg/s**2/A**2 | [1.06]
drivese.generator.p | input |  | [3.]
drivese.generator.phi | input | rad | [1.57079633]
drivese.generator.ratio_mw2pp | input |  | [0.7]
drivese.generator.resist_Cu | input | ohm/m | [2.52e-08]
drivese.generator.sigma | input | Pa | [21500.]
drivese.generator.y_tau_p | input |  | [0.8]
drivese.generator.y_tau_pr | input |  | [0.8333333]
drivese.generator.I_0 | input | A | [40.]
drivese.generator.d_r | input | m | [0.]
drivese.generator.h_m | input | m | [0.]
drivese.generator.h_0 | input | m | [0.01]
drivese.generator.h_s | input | m | [0.08]
drivese.generator.len_s | input | m | [0.49]
drivese.generator.n_r | input |  | [0.]
drivese.generator.rad_ag | input | m | [0.61]
drivese.generator.t_wr | input | m | [0.]
drivese.generator.n_s | input |  | [0.]
drivese.generator.d_s | input | m | [0.]
drivese.generator.t_ws | input | m | [0.]
drivese.generator.D_shaft | input | m | [0.288]
drivese.generator.rho_Copper | input | kg/m**3 | [8900.]
drivese.generator.rho_Fe | input | kg/m**3 | [7700.]
drivese.generator.rho_Fes | input | kg/m**3 | [7850.]
drivese.generator.rho_PM | input | kg/m**3 | [7450.]
drivese.generator.S_Nmax | input |  | [-0.2]
drivese.generator.B_symax | input | T | [1.3]
drivese.generator.m | input | n/a | 3
drivese.generator.q1 | input | n/a | 5
drivese.generator.q2 | input | n/a | 4
drivese.generator_stator_mass | input | kg | [0.]
drivese.generator_rotor_mass | input | kg | [0.]
drivese.hss_diameter | input | m | [0.288 0.288]
drivese.hss_wall_thickness | input | m | [0.144 0.144]
drivese.flange_t2shell_t | input |  | [4.]
drivese.flange_OD2hub_D | input |  | [0.5]
drivese.flange_ID2flange_OD | input |  | [0.8]
drivese.hub_stress_concentration | input |  | [2.5]
drivese.hub_diameter | input | m | [3.]
drivese.hub_in2out_circ | input |  | [1.2]
drivese.hub_shell.n_blades | input | n/a | 3
drivese.stop_time | input | s | [5.]
drivese.pitch_system_scaling_factor | input |  | [0.54]
drivese.n_blades | input | n/a | 3
drivese.clearance_hub_spinner | input | m | [0.75]
drivese.spin_hole_incr | input |  | [1.2]
drivese.n_front_brackets | input | n/a | 3
drivese.n_rear_brackets | input | n/a | 3
drivese.L_12 | input | m | [0.368]
drivese.L_h1 | input | m | [1.912]
drivese.L_generator | input | m | [2.]
drivese.overhang | input | m | [5.]
drivese.drive_height | input | m | [2.3]
drivese.lss_diameter | input | m | [0.577 0.577]
drivese.lss_wall_thickness | input | m | [0.288 0.288]
drivese.L_hss | input | m | [1.5]
drivese.shaft_deflection_allowable | input | m | [0.0001]
drivese.shaft_angle_allowable | input | rad | [0.001]
drivese.E_mat | input | Pa | [[3.440e+09 3.440e+09 3.440e+09] [4.180e+10 1.400e+10 2.630e+09] [2.770e+10 1.365e+10 7.200e+09] [1.360e+10 1.330e+10 1.180e+10] [2.000e+11 2.000e+11 2.000e+11] [2.050e+11 2.050e+11 2.050e+11] [1.180e+11 1.180e+11 1.180e+11] [9.846e+07 9.846e+07 9.846e+07] [1.145e+11 8.390e+09 5.990e+09] [1.000e+06 1.000e+06 1.000e+06] [4.560e+06 4.560e+06 4.560e+06]]
drivese.G_mat | input | Pa | [[1.32300000e+09 1.32300000e+09 1.32300000e+09] [2.63000000e+09 2.63000000e+09 2.63000000e+09] [7.20000000e+09 7.20000000e+09 7.20000000e+09] [1.18000000e+10 1.18000000e+10 1.18000000e+10] [7.93000000e+10 7.93000000e+10 7.93000000e+10] [8.00000000e+10 8.00000000e+10 8.00000000e+10] [4.76000000e+10 4.76000000e+10 4.76000000e+10] [9.84600000e+07 9.84600000e+07 9.84600000e+07] [5.99000000e+09 5.99000000e+09 5.99000000e+09] [3.84615385e+05 3.84615385e+05 3.84615385e+05] [1.52000000e+06 1.52000000e+06 1.52000000e+06]]
drivese.Xt_mat | input | Pa | [[7.400e+07 7.400e+07 7.400e+07] [1.060e+09 6.630e+07 2.660e+07] [5.450e+07 5.450e+07 2.660e+07] [5.447e+07 5.447e+07 2.660e+07] [4.500e+08 4.500e+08 4.500e+08] [8.140e+08 8.140e+08 8.140e+08] [3.100e+08 3.100e+08 3.100e+08] [6.040e+06 6.040e+06 6.040e+06] [2.236e+09 0.000e+00 0.000e+00] [6.151e+07 6.151e+07 6.151e+07] [6.900e+05 6.900e+05 6.900e+05]]
drivese.Xy_mat | input | Pa | [0.00e+00 0.00e+00 0.00e+00 0.00e+00 3.45e+08 4.85e+08 2.65e+08 0.00e+00 0.00e+00 0.00e+00 0.00e+00]
drivese.wohler_exp_mat | input |  | [ 1. 10. 10. 10. 3. 3. 3. 1. 16.1 1. 1. ]
drivese.wohler_A_mat | input |  | [8.70000000e+07 1.06000000e+09 1.97000000e+08 1.97000000e+08 3.55346484e+10 3.55346484e+10 3.10000000e+08 6.04000000e+06 2.23600000e+09 6.53600000e+07 6.90000000e+05]
drivese.rho_mat | input | kg/m**3 | [1235. 1920. 1850. 1780. 7800. 7850. 7200. 200. 1220. 1150. 1100.]
drivese.unit_cost_mat | input | USD/kg | [ 7.23 1.87 2.86 3. 0.7 0.9 0.5 13. 30. 3.63 9. ]
drivese.material_names | input | n/a | ['Gelcoat', 'glassUD', 'glassTri', 'glassDB', 'steel', 'steel_drive', 'cast_iron', 'FOAM', 'CarbonUD', 'resin', 'adhesive']
drivese.lss_material | input | n/a | steel_drive
drivese.hss_material | input | n/a | steel_drive
drivese.hub_material | input | n/a | cast_iron
drivese.spinner_material | input | n/a | glassDB
drivese.bedplate_material | input | n/a | steel
drivese.hvac_mass_coeff | input | kg/kW/m | [0.025]
drivese.nose_mass | input | kg | [0.]
drivese.nose_cm | input | m | [0.]
drivese.nose_I | input | kg*m**2 | [0. 0. 0.]
drivese.x_bedplate | input | m | [0. 0. 0. 0. 0. 0. 0. 0. 0. 0. 0. 0.]
drivese.uptower | input | n/a | TRUE
drivese.minimum_rpm | input | rpm | [6.89993974]
rotorse.rp.aep.lossFactor | input |  | [1.] | multiplicative factor for availability and other losses (soiling, array, etc.)
rotorse.rp.cdf.k | input |  | [2.] | shape or form factor
rotorse.rp.gust.turbulence_class | input | n/a | B | IEC turbulence class
rotorse.rp.v_min | input | m/s | [3.] | cut-in wind speed
rotorse.rp.v_max | input | m/s | [25.] | cut-out wind speed
rotorse.rp.rated_power | input | W | [5000000.] | electrical rated power
rotorse.rp.omega_min | input | rpm | [6.89993974] | minimum allowed rotor rotation speed
rotorse.rp.omega_max | input | rpm | [12.1000092] | maximum allowed rotor rotation speed
rotorse.rp.control_maxTS | input | m/s | [80.] | maximum allowed blade tip speed
rotorse.rp.powercurve.gearbox_efficiency | input |  | [0.975]
rotorse.rp.drivetrainType | input | n/a | geared
rotorse.rs.aero_gust.azimuth_load | input | deg | [0.]
rotorse.rs.aero_hub_loads.nSector | input | n/a | 4
rotorse.rs.brs.s_f | input |  | [2.5] | Safety factor
rotorse.rs.brs.d_f | input | m | [0.03] | Diameter of the fastener
rotorse.rs.brs.sigma_max | input | Pa | [6.75e+08] | Max stress on bolt
rotorse.rs.constr.max_strainU_spar | input |  | [0.004] | maximum strain in spar cap suction side
rotorse.rs.constr.max_strainL_spar | input |  | [0.004] | maximum strain in spar cap pressure side
rotorse.rs.constr.max_strainU_te | input |  | [0.004] | maximum strain in spar cap suction side
rotorse.rs.constr.max_strainL_te | input |  | [0.004] | maximum strain in spar cap pressure side
rotorse.rs.constr.s_opt_spar_cap_ss | input |  | [0. 0.03448276 0.06896552 0.10344828 0.13793103 0.17241379 0.20689655 0.24137931 0.27586207 0.31034483 0.34482759 0.37931034 0.4137931 0.44827586 0.48275862 0.51724138 0.55172414 0.5862069 0.62068966 0.65517241 0.68965517 0.72413793 0.75862069 0.79310345 0.82758621 0.86206897 0.89655172 0.93103448 0.96551724 1. ] | 1D array of the non-dimensional spanwise grid defined along blade axis to optimize the blade spar cap suction side
rotorse.rs.constr.s_opt_spar_cap_ps | input |  | [0. 0.03448276 0.06896552 0.10344828 0.13793103 0.17241379 0.20689655 0.24137931 0.27586207 0.31034483 0.34482759 0.37931034 0.4137931 0.44827586 0.48275862 0.51724138 0.55172414 0.5862069 0.62068966 0.65517241 0.68965517 0.72413793 0.75862069 0.79310345 0.82758621 0.86206897 0.89655172 0.93103448 0.96551724 1. ] | 1D array of the non-dimensional spanwise grid defined along blade axis to optimize the blade spar cap pressure side
rotorse.rs.constr.s_opt_te_ss | input |  | [0. 0.03448276 0.06896552 0.10344828 0.13793103 0.17241379 0.20689655 0.24137931 0.27586207 0.31034483 0.34482759 0.37931034 0.4137931 0.44827586 0.48275862 0.51724138 0.55172414 0.5862069 0.62068966 0.65517241 0.68965517 0.72413793 0.75862069 0.79310345 0.82758621 0.86206897 0.89655172 0.93103448 0.96551724 1. ] | 1D array of the non-dimensional spanwise grid defined along blade axis to optimize the blade trailing edge suction side
rotorse.rs.constr.s_opt_te_ps | input |  | [0. 0.03448276 0.06896552 0.10344828 0.13793103 0.17241379 0.20689655 0.24137931 0.27586207 0.31034483 0.34482759 0.37931034 0.4137931 0.44827586 0.48275862 0.51724138 0.55172414 0.5862069 0.62068966 0.65517241 0.68965517 0.72413793 0.75862069 0.79310345 0.82758621 0.86206897 0.89655172 0.93103448 0.96551724 1. ] | 1D array of the non-dimensional spanwise grid defined along blade axis to optimize the blade trailing edge pressure side
rotorse.rs.constr.blade_number | input | n/a | 3
rotorse.rs.tip_pos.dynamicFactor | input |  | [1.] | a dynamic amplification factor to adjust the static deflection calculation
rotorse.rs.tot_loads_gust.aeroloads_azimuth | input | deg | [0.] | azimuthal angle
rotorse.rs.tot_loads_gust.dynamicFactor | input |  | [1.] | a dynamic amplification factor to adjust the static deflection calculation
rotorse.stall_check.stall_margin | input | deg | [2.99828814] | Minimum margin from the stall angle
rotorse.stall_check.min_s | input |  | [0.25] | Minimum nondimensional coordinate along blade span where to define the constraint (blade root typically stalls)
financese.tcc_per_kW | intermediate | USD/kW | [641.94850515]
financese.bos_per_kW | intermediate | USD/kW | [206.73080444]
financese.turbine_aep | intermediate | kW*h | [23912797.25559693]
landbosse.blade_surface_area | intermediate | m**2 | [77.52040587]
landbosse.foundation_height | intermediate | m | [0.]
landbosse.nacelle_mass | intermediate | kg | [117646.00408504]
landbosse.tower_mass | intermediate | kg | [255722.97574084]
landbosse.blade_mass | intermediate | kg | [16419.86669892] | The mass of one rotor blade.
landbosse.hub_mass | intermediate | kg | [11545.00615304] | Mass of the rotor hub
landbosse.hub_height_meters | intermediate | m | [90.] | Hub height m
landbosse.rotor_diameter_m | intermediate | m | [126.] | Rotor diameter m
landbosse.rated_thrust_N | intermediate | N | [746612.30012698] | Rated Thrust (N)
landbosse.gust_velocity_m_per_s | intermediate | m/s | [70.] | 50-year Gust Velocity (m/s)
outputs_2_screen.aep | intermediate | GW*h | [23.91279726]
outputs_2_screen.blade_mass | intermediate | kg | [16419.86669892]
outputs_2_screen.lcoe | intermediate | USD/MW/h | [51.08043835]
outputs_2_screen.tip_deflection | intermediate | m | [4.7295144]
tcc.main_bearing_mass | intermediate | kg | [1415.08884437]
tcc.bedplate_mass | intermediate | kg | [20178.22242316]
tcc.blade_mass | intermediate | kg | [16419.86669892]
tcc.blade_cost_external | intermediate | USD | [255646.84642145]
tcc.brake_mass | intermediate | kg | [5256.89069163]
tcc.converter_mass | intermediate | kg | [4196.35]
tcc.cover_mass | intermediate | kg | [3085.00022664]
tcc.gearbox_mass | intermediate | kg | [21544.63398208]
tcc.generator_mass | intermediate | kg | [19508.40525702]
tcc.generator_cost_external | intermediate | USD | [59315.10496779]
tcc.hss_mass | intermediate | kg | [767.07136849]
tcc.hub_cost | output | USD | [10466.83952994]
tcc.hub_mass | intermediate | kg | [2683.80500768]
tcc.pitch_system_cost | output | USD | [184597.14138415]
tcc.pitch_system_mass | intermediate | kg | [8352.81182734]
tcc.spinner_cost | output | USD | [5643.1214301]
tcc.spinner_mass | intermediate | kg | [508.38931803]
tcc.hvac_mass | intermediate | kg | [511.40974911]
tcc.lss_mass | intermediate | kg | [4885.25026553]
tcc.lss_cost | output | USD | [58134.4781598]
tcc.main_bearing_cost | output | USD | [6367.89979965]
tcc.gearbox_cost | output | USD | [215446.33982082]
tcc.hss_cost | output | USD | [5216.08530576]
tcc.brake_cost | output | USD | [19058.33151343]
tcc.generator_cost | output | USD | [59315.10496779]
tcc.bedplate_cost | output | USD | [58516.84502717]
tcc.yaw_system_cost | output | USD | [50996.89015101]
tcc.yaw_mass | intermediate | kg | [6144.20363265]
tcc.converter_cost | output | USD | [78891.38]
tcc.hvac_cost | output | USD | [63414.80888946]
tcc.cover_cost | output | USD | [17584.50129183]
tcc.elec_cost | output | USD | [209250.]
tcc.controls_cost | output | USD | [105750.]
tcc.platforms_mass | intermediate | kg | [17253.3888]
tcc.platforms_cost | output | USD | [295032.94848]
tcc.transformer_cost | output | USD | [215918.]
tcc.transformer_mass | intermediate | kg | [11485.]
tcc.blade_cost | output | USD | [255646.84642145]
tcc.rotor_cost | output | USD | [967647.64160855]
tcc.rotor_mass_tcc | output | kg | [60804.6062498]
tcc.nacelle_cost | output | USD | [1465261.51320636]
tcc.nacelle_mass_tcc | output | kg | [117646.00408504]
tcc.tower_cost | output | USD | [776833.3709295]
tcc.tower_mass | intermediate | kg | [255722.97574084]
tcc.turbine_cost | output | USD | [3209742.52574441]
tcc.turbine_cost_kW | output | USD/kW | [641.94850515]
tcc.turbine_mass_tcc | output | kg | [434173.58607569]
tcc.hub_system_cost | output | USD | [200707.10234419]
tcc.hub_system_mass_tcc | output | kg | [11545.00615304]
tcc.tower_parts_cost | output | USD | [776833.3709295]
tcc.tower_cost_external | intermediate | USD | [776833.3709295]
tcons.rated_Omega | intermediate | rpm | [12.1000092] | rotor rotation speed at rated
tcons.tower_freq | intermediate | Hz | [0.38265954]
tcons.tip_deflection | intermediate | m | [4.7295144]
tcons.Rtip | intermediate | m | [63.]
tcons.ref_axis_blade | intermediate | m | [[ 0. 0. 0. ] [ 0. 0. 2.12068966] [ 0. 0. 4.24137931] [ 0. 0. 6.36206897] [ 0. 0. 8.48275862] [ 0. 0. 10.60344828] [ 0. 0. 12.72413793] [ 0. 0. 14.84482759] [ 0. 0. 16.96551724] [ 0. 0. 19.0862069 ] [ 0. 0. 21.20689655] [ 0. 0. 23.32758621] [ 0. 0. 25.44827586] [ 0. 0. 27.56896552] [ 0. 0. 29.68965517] [ 0. 0. 31.81034483] [ 0. 0. 33.93103448] [ 0. 0. 36.05172414] [ 0. 0. 38.17241379] [ 0. 0. 40.29310345] [ 0. 0. 42.4137931 ] [ 0. 0. 44.53448276] [ 0. 0. 46.65517241] [ 0. 0. 48.77586207] [ 0. 0. 50.89655172] [ 0. 0. 53.01724138] [ 0. 0. 55.13793103] [ 0. 0. 57.25862069] [ 0. 0. 59.37931034] [ 0. 0. 61.5 ]]
tcons.ref_axis_tower | intermediate | m | [[ 0. 0. 0. ] [ 0. 0. 14.60042593] [ 0. 0. 29.20085185] [ 0. 0. 43.80127778] [ 0. 0. 58.4017037 ] [ 0. 0. 73.00212963] [ 0. 0. 87.7 ]]
towerse.env.distLoads.windLoads_Px | intermediate | N/m | [ 0. 334.62206738 439.16593441 508.129238 559.10963875 598.67845054 630.1077844 655.30162727 675.48135193 691.48463694 703.91448796 713.22094864 719.74922218 723.76963236 725.49712475 725.10442554 722.8546569 718.72250329 712.80108242]
towerse.env.distLoads.windLoads_Py | intermediate | N/m | [0. 0. 0. 0. 0. 0. 0. 0. 0. 0. 0. 0. 0. 0. 0. 0. 0. 0. 0.]
towerse.env.distLoads.windLoads_Pz | intermediate | N/m | [0. 0. 0. 0. 0. 0. 0. 0. 0. 0. 0. 0. 0. 0. 0. 0. 0. 0. 0.]
towerse.env.distLoads.windLoads_qdyn | intermediate | N/m**2 | [ 0. 82.18276728 108.44081156 127.53496366 143.0885087 156.44754863 168.28339345 178.98637685 188.80641917 197.91456888 206.43377804 214.45581907 222.05126891 229.27573892 236.17394017 242.7824359 249.17312662 255.32696134 261.26599624]
towerse.env.distLoads.windLoads_z | intermediate | m | [ 0. 4.86680864 9.73361728 14.60042593 19.46723457 24.33404321 29.20085185 34.06766049 38.93446914 43.80127778 48.66808642 53.53489506 58.4017037 63.26851235 68.13532099 73.00212963 77.90141975 82.80070988 87.7 ]
towerse.env.distLoads.windLoads_beta | intermediate | deg | [0.]
towerse.z_global | output | m | [ 0. 4.86680864 9.73361728 14.60042593 19.46723457 24.33404321 29.20085185 34.06766049 38.93446914 43.80127778 48.66808642 53.53489506 58.4017037 63.26851235 68.13532099 73.00212963 77.90141975 82.80070988 87.7 ]
towerse.env.Uref | intermediate | m/s | [20.76046046]
towerse.wind_reference_height | intermediate | m | [90.]
towerse.env.windLoads.U | intermediate | m/s | [ 0. 11.58343414 13.30587175 14.4298423 15.28443299 15.98200767 16.57553611 17.09452123 17.55720303 17.97570101 18.35850592 18.7118131 19.04029107 19.34755119 19.63644842 19.90928143 20.16961249 20.4171581 20.65324983]
towerse.outer_diameter_full | output | m | [6. 5.88166667 5.76333333 5.645 5.52666667 5.40833333 5.29 5.17166667 5.05333333 4.935 4.81666667 4.69833333 4.58 4.46166667 4.34333333 4.225 4.10666667 3.98833333 3.87 ]
towerse.joint1 | output | m | [0. 0. 0.]
towerse.joint2 | output | m | [ 0. 0. 87.7]
towerse.s_full | output | m | [0. 0.05549383 0.11098765 0.16648148 0.22197531 0.27746914 0.33296296 0.38845679 0.44395062 0.49944444 0.55493827 0.6104321 0.66592593 0.72141975 0.77691358 0.83240741 0.8882716 0.9441358 1. ]
towerse.g2e.Px_global | intermediate | N/m | [ 0. 334.62206738 439.16593441 508.129238 559.10963875 598.67845054 630.1077844 655.30162727 675.48135193 691.48463694 703.91448796 713.22094864 719.74922218 723.76963236 725.49712475 725.10442554 722.8546569 718.72250329 712.80108242]
towerse.g2e.Py_global | intermediate | N/m | [0. 0. 0. 0. 0. 0. 0. 0. 0. 0. 0. 0. 0. 0. 0. 0. 0. 0. 0.]
towerse.g2e.Pz_global | intermediate | N/m | [0. 0. 0. 0. 0. 0. 0. 0. 0. 0. 0. 0. 0. 0. 0. 0. 0. 0. 0.]
towerse.g2e.qdyn_global | intermediate | Pa | [ 0. 82.18276728 108.44081156 127.53496366 143.0885087 156.44754863 168.28339345 178.98637685 188.80641917 197.91456888 206.43377804 214.45581907 222.05126891 229.27573892 236.17394017 242.7824359 249.17312662 255.32696134 261.26599624]
towerse.lc:Px | intermediate | N/m | [0. 0. 0. 0. 0. 0. 0. 0. 0. 0. 0. 0. 0. 0. 0. 0. 0. 0. 0.]
towerse.lc:Py | intermediate | N/m | [0. 0. 0. 0. 0. 0. 0. 0. 0. 0. 0. 0. 0. 0. 0. 0. 0. 0. 0.]
towerse.lc:Pz | intermediate | N/m | [ 0. -334.62206738 -439.16593441 -508.129238 -559.10963875 -598.67845054 -630.1077844 -655.30162727 -675.48135193 -691.48463694 -703.91448796 -713.22094864 -719.74922218 -723.76963236 -725.49712475 -725.10442554 -722.8546569 -718.72250329 -712.80108242]
towerse.lc:qdyn | intermediate | Pa | [ 0. 82.18276728 108.44081156 127.53496366 143.0885087 156.44754863 168.28339345 178.98637685 188.80641917 197.91456888 206.43377804 214.45581907 222.05126891 229.27573892 236.17394017 242.7824359 249.17312662 255.32696134 261.26599624]
towerse.z_full | output | m | [ 0. 4.86680864 9.73361728 14.60042593 19.46723457 24.33404321 29.20085185 34.06766049 38.93446914 43.80127778 48.66808642 53.53489506 58.4017037 63.26851235 68.13532099 73.00212963 77.90141975 82.80070988 87.7 ]
towerse.t_full | output | m | [0.0262 0.0262 0.0262 0.0246 0.0246 0.0246 0.023 0.023 0.023 0.0214 0.0214 0.0214 0.0198 0.0198 0.0198 0.019 0.019 0.019 ]
towerse.tower_height | intermediate | m | [87.7]
towerse.E_full | output | Pa | [2.e+11 2.e+11 2.e+11 2.e+11 2.e+11 2.e+11 2.e+11 2.e+11 2.e+11 2.e+11 2.e+11 2.e+11 2.e+11 2.e+11 2.e+11 2.e+11 2.e+11 2.e+11]
towerse.G_full | output | Pa | [7.93e+10 7.93e+10 7.93e+10 7.93e+10 7.93e+10 7.93e+10 7.93e+10 7.93e+10 7.93e+10 7.93e+10 7.93e+10 7.93e+10 7.93e+10 7.93e+10 7.93e+10 7.93e+10 7.93e+10 7.93e+10]
towerse.rho_full | output | kg/m**3 | [7800. 7800. 7800. 7800. 7800. 7800. 7800. 7800. 7800. 7800. 7800. 7800. 7800. 7800. 7800. 7800. 7800. 7800.]
towerse.sigma_y_full | output | Pa | [3.45e+08 3.45e+08 3.45e+08 3.45e+08 3.45e+08 3.45e+08 3.45e+08 3.45e+08 3.45e+08 3.45e+08 3.45e+08 3.45e+08 3.45e+08 3.45e+08 3.45e+08 3.45e+08 3.45e+08 3.45e+08]
towerse.section_A | output | m**2 | [0.52091009 0.5104883 0.50006652 0.45987508 0.45008974 0.4403044 0.40264153 0.39349263 0.38434374 0.34920943 0.34069698 0.33218453 0.2995788 0.29170279 0.28382679 0.26485235 0.25729457 0.24973679]
towerse.section_Asx | output | m**2 | [0.29618264 0.29026878 0.28435493 0.2614782 0.2559255 0.2503728 0.22893532 0.22374376 0.21855222 0.19855399 0.19372359 0.18889319 0.17033422 0.16586496 0.16139572 0.1506019 0.14631323 0.14202458]
towerse.section_Asy | output | m**2 | [0.29618264 0.29026878 0.28435493 0.2614782 0.2559255 0.2503728 0.22893532 0.22374376 0.21855222 0.19855399 0.19372359 0.18889319 0.17033422 0.16586496 0.16139572 0.1506019 0.14631323 0.14202458]
towerse.section_Ixx | output | kg*m**2 | [2.27791207 2.14390923 2.01526758 1.77787253 1.66678164 1.56041763 1.3650583 1.27410648 1.18728715 1.02868285 0.95527606 0.8854473 0.75867181 0.70039486 0.6451814 0.56931958 0.52195977 0.47730208]
towerse.section_Iyy | output | kg*m**2 | [2.27791207 2.14390923 2.01526758 1.77787253 1.66678164 1.56041763 1.3650583 1.27410648 1.18728715 1.02868285 0.95527606 0.8854473 0.75867181 0.70039486 0.6451814 0.56931958 0.52195977 0.47730208]
towerse.section_J0 | output | kg*m**2 | [4.55582414 4.28781846 4.03053515 3.55574506 3.33356328 3.12083525 2.73011661 2.54821296 2.3745743 2.0573657 1.91055212 1.7708946 1.51734361 1.40078972 1.29036279 1.13863917 1.04391953 0.95460416]
towerse.section_rho | output | kg/m**3 | [7800. 7800. 7800. 7800. 7800. 7800. 7800. 7800. 7800. 7800. 7800. 7800. 7800. 7800. 7800. 7800. 7800. 7800.]
towerse.section_E | output | Pa | [2.e+11 2.e+11 2.e+11 2.e+11 2.e+11 2.e+11 2.e+11 2.e+11 2.e+11 2.e+11 2.e+11 2.e+11 2.e+11 2.e+11 2.e+11 2.e+11 2.e+11 2.e+11]
towerse.section_G | output | Pa | [7.93e+10 7.93e+10 7.93e+10 7.93e+10 7.93e+10 7.93e+10 7.93e+10 7.93e+10 7.93e+10 7.93e+10 7.93e+10 7.93e+10 7.93e+10 7.93e+10 7.93e+10 7.93e+10 7.93e+10 7.93e+10]
towerse.section_L | output | m | [4.86680864 4.86680864 4.86680864 4.86680864 4.86680864 4.86680864 4.86680864 4.86680864 4.86680864 4.86680864 4.86680864 4.86680864 4.86680864 4.86680864 4.86680864 4.89929012 4.89929012 4.89929012]
towerse.post.cylinder_Fz | intermediate | N | [[-3521905.19875603] [-3330007.13934296] [-3141570.71076157] [-2967806.95680758] [-2797467.74720525] [-2630600.18174829] [-2477616.54870869] [-2327929.36486031] [-2181560.78253973] [-2048202.76995806] [-1917961.22376278] [-1790850.37300193] [-1675851.8914633 ] [-1563771.4783584 ] [-1454619.7540577 ] [-1351856.50556055] [-1251940.9699735 ] [-1154882.04568269]]
towerse.post.cylinder_Vx | intermediate | N | [[1166461.35600993] [1166566.06384973] [1166667.00477123] [1166745.60666005] [1166838.44447461] [1166926.46239631] [1166974.08815347] [1167052.13013859] [1167124.08737987] [1167139.42622077] [1167199.0130541 ] [1167250.90090001] [1167232.67082724] [1167268.89193746] [1167295.26749304] [1167282.50404593] [1167287.63820791] [1167279.73126993]]
towerse.post.cylinder_Vy | intermediate | N | [[9706.22495118] [9699.4347029 ] [9692.42814206] [9686.42137256] [9678.92371681] [9671.17786792] [9665.82430059] [9657.47187323] [9648.82438147] [9644.20706794] [9634.79143543] [9625.0164606 ] [9621.23553877] [9610.47215758] [9599.26187867] [9591.17180317] [9578.62735527] [9565.50803048]]
towerse.post.cylinder_Mxx | intermediate | N*m | [[6467795.53895639] [6513246.39130891] [6557559.07352004] [6600746.9769999 ] [6642811.29757846] [6683808.05018387] [6723748.34873183] [6762617.04402103] [6800475.47401693] [6837330.94832991] [6873147.80146961] [6907993.15168833] [6941868.14477291] [6974710.63612933] [7006593.76546891] [7037753.97601097] [7067976.67109389] [7097351.63863002]]
towerse.post.cylinder_Myy | intermediate | N*m | [[99794231.7486877 ] [94088383.11713912] [88366256.63068324] [82629251.47547346] [76878697.24519545] [71116576.215642 ] [65344292.81061208] [59563018.2925123 ] [53774700.58627456] [47980757.55499905] [42182232.97547862] [36381030.91135043] [30578602.85930645] [24775919.66512418] [18974835.57732344] [13138308.80016923] [ 7306490.34988305] [ 1481144.43816453]]
towerse.post.cylinder_Mzz | intermediate | N*m | [[676219.09967236] [676217.08893703] [676215.04252545] [676216.51129549] [676214.48550391] [676212.43601099] [676213.96993257] [676211.94982815] [676209.90670271] [676211.52911567] [676209.52215745] [676207.49236737] [676209.23300485] [676207.2474837 ] [676205.23945339] [676205.09101439] [676203.06080368] [676201.00496528]]
towerse.qdyn | output | Pa | [[ 0. ] [ 82.18276728] [108.44081156] [127.53496366] [143.0885087 ] [156.44754863] [168.28339345] [178.98637685] [188.80641917] [197.91456888] [206.43377804] [214.45581907] [222.05126891] [229.27573892] [236.17394017] [242.7824359 ] [249.17312662] [255.32696134] [261.26599624]]
towerse.nodes_xyz | output | m | [[ 0. 0. 0. ] [ 0. 0. 4.86680864] [ 0. 0. 9.73361728] [ 0. 0. 14.60042593] [ 0. 0. 19.46723457] [ 0. 0. 24.33404321] [ 0. 0. 29.20085185] [ 0. 0. 34.06766049] [ 0. 0. 38.93446914] [ 0. 0. 43.80127778] [ 0. 0. 48.66808642] [ 0. 0. 53.53489506] [ 0. 0. 58.4017037 ] [ 0. 0. 63.26851235] [ 0. 0. 68.13532099] [ 0. 0. 73.00212963] [ 0. 0. 77.90141975] [ 0. 0. 82.80070988] [ 0. 0. 87.7 ]]
towerse.rna_mass | intermediate | kg | [178450.61033485]
towerse.rna_I | intermediate | kg*m**2 | [ 3.62210878e+07 2.47801420e+07 2.46631613e+07 -1.12688976e+01 -1.49716034e+05 1.97793427e+04]
towerse.rna_cg | intermediate | m | [-3.25836684 -0.11763093 1.4311541 ]
towerse.tower.rna_F | intermediate | N | [[ 1166402.71193633] [ 9709.52809112] [-1154882.04568269]]
towerse.tower.rna_M | intermediate | N*m | [[7097344.4327712 ] [1481140.08142759] [ 676158.25813107]]
towerse.Px | output | N/m | [[0.] [0.] [0.] [0.] [0.] [0.] [0.] [0.] [0.] [0.] [0.] [0.] [0.] [0.] [0.] [0.] [0.] [0.] [0.]]
towerse.Py | output | N/m | [[0.] [0.] [0.] [0.] [0.] [0.] [0.] [0.] [0.] [0.] [0.] [0.] [0.] [0.] [0.] [0.] [0.] [0.] [0.]]
towerse.Pz | output | N/m | [[ 0. ] [-334.62206738] [-439.16593441] [-508.129238 ] [-559.10963875] [-598.67845054] [-630.1077844 ] [-655.30162727] [-675.48135193] [-691.48463694] [-703.91448796] [-713.22094864] [-719.74922218] [-723.76963236] [-725.49712475] [-725.10442554] [-722.8546569 ] [-718.72250329] [-712.80108242]]
towerse.tower_mass | output | kg | [255722.97574084]
towerse.tower_center_of_mass | output | m | [37.91583163]
towerse.tower_I_base | output | kg*m**2 | [5.26108420e+08 5.26108420e+08 1.65694653e+06 0.00000000e+00 0.00000000e+00 0.00000000e+00]
rotorse.r | intermediate | m | [ 1.5 3.62068966 5.74137931 7.86206897 9.98275862 12.10344828 14.22413793 16.34482759 18.46551724 20.5862069 22.70689655 24.82758621 26.94827586 29.06896552 31.18965517 33.31034483 35.43103448 37.55172414 39.67241379 41.79310345 43.9137931 46.03448276 48.15517241 50.27586207 52.39655172 54.51724138 56.63793103 58.75862069 60.87931034 63. ] | radial locations where blade is defined (should be increasing and not go all the way to hub or tip)
rotorse.chord | intermediate | m | [3.542 3.58290657 3.87016779 4.11308266 4.38618432 4.57059836 4.63432561 4.64678192 4.54552935 4.42674161 4.32029193 4.20554804 4.08020909 3.94987415 3.81447079 3.68347913 3.5568911 3.42989655 3.30265517 3.17541379 3.04817241 2.92093104 2.79368966 2.66644816 2.53920681 2.41641741 2.28079676 2.10302789 1.52459909 1.419 ] | chord length at each section
rotorse.ccblade.theta_in | intermediate | rad | [0.23226842 0.23226842 0.23226842 0.23226842 0.23226842 0.23177953 0.21529633 0.19721961 0.18514807 0.17410388 0.16383607 0.15332789 0.14234851 0.1311726 0.11978974 0.1087882 0.09816062 0.08749259 0.07684918 0.06669746 0.05711932 0.04915361 0.04213653 0.03497169 0.02782777 0.02059416 0.01347902 0.00678095 0.00237776 0.00185005] | twist angle at each section (positive decreases angle of attack)
rotorse.airfoils_cl | intermediate |  | [[[[-3.25260652e-19]] [[ 3.46944695e-18]] [[-1.38777878e-17]] ... [[ 3.38271078e-17]] [[-1.73472348e-18]] [[-3.57786717e-18]]] [[[ 3.62864642e-06]] [[ 3.43335236e-03]] [[ 6.98205459e-03]] ... [[-7.96885440e-03]] [[-4.50541440e-03]] [[ 3.62864642e-06]]] [[[ 5.54997382e-04]] [[ 3.95536938e-02]] [[ 7.92668263e-02]] ... [[-8.97079997e-02]] [[-5.05598857e-02]] [[ 5.54997382e-04]]] ... [[[-1.29808326e-03]] [[ 2.29200963e-01]] [[ 4.64558751e-01]] ... [[-5.09705052e-01]] [[-3.05120377e-01]] [[-1.29808326e-03]]] [[[-1.29808326e-03]] [[ 2.29200963e-01]] [[ 4.64558751e-01]] ... [[-5.09705052e-01]] [[-3.05120377e-01]] [[-1.29808326e-03]]] [[[-1.29808326e-03]] [[ 2.29200963e-01]] [[ 4.64558751e-01]] ... [[-5.09705052e-01]] [[-3.05120377e-01]] [[-1.29808326e-03]]]] | lift coefficients, spanwise
rotorse.airfoils_cd | intermediate |  | [[[[0.5 ]] [[0.5 ]] [[0.5 ]] ... [[0.5 ]] [[0.5 ]] [[0.5 ]]] [[[0.4900672 ]] [[0.48898308]] [[0.4872525 ]] ... [[0.48808699]] [[0.48929527]] [[0.4900672 ]]] [[[0.3844799 ]] [[0.37390424]] [[0.35641336]] ... [[0.3651494 ]] [[0.37702543]] [[0.3844799 ]]] ... [[[0.01799703]] [[0.0271908 ]] [[0.04580378]] ... [[0.04333319]] [[0.02569179]] [[0.01799703]]] [[[0.01799703]] [[0.0271908 ]] [[0.04580378]] ... [[0.04333319]] [[0.02569179]] [[0.01799703]]] [[[0.01799703]] [[0.0271908 ]] [[0.04580378]] ... [[0.04333319]] [[0.02569179]] [[0.01799703]]]] | drag coefficients, spanwise
rotorse.airfoils_cm | intermediate |  | [[[[-4.06575815e-20]] [[-3.90312782e-18]] [[ 8.67361738e-19]] ... [[-1.73472348e-18]] [[ 3.03576608e-18]] [[-3.38813179e-21]]] [[[ 5.03731484e-06]] [[ 1.87282156e-03]] [[ 3.54736059e-03]] ... [[-4.17491594e-03]] [[-2.20543758e-03]] [[ 5.03731484e-06]]] [[[ 6.62817646e-05]] [[ 2.10179139e-02]] [[ 3.98094410e-02]] ... [[-4.61235506e-02]] [[-2.43519787e-02]] [[ 6.62817646e-05]]] ... [[[-1.16934629e-07]] [[ 1.12680702e-01]] [[ 2.31784178e-01]] ... [[-2.31716501e-01]] [[-1.12594849e-01]] [[-1.16934629e-07]]] [[[-1.16934629e-07]] [[ 1.12680702e-01]] [[ 2.31784178e-01]] ... [[-2.31716501e-01]] [[-1.12594849e-01]] [[-1.16934629e-07]]] [[[-1.16934629e-07]] [[ 1.12680702e-01]] [[ 2.31784178e-01]] ... [[-2.31716501e-01]] [[-1.12594849e-01]] [[-1.16934629e-07]]]] | moment coefficients, spanwise
rotorse.Rhub | intermediate | m | [1.5] | hub radius
rotorse.Rtip | intermediate | m | [63.] | tip radius
rotorse.ccblade.rthick | intermediate |  | [1. 0.98964428 0.87254312 0.68480309 0.50177122 0.39873514 0.36623504 0.34586024 0.33129768 0.31976414 0.30840306 0.29440513 0.2773373 0.26020528 0.24611865 0.23464382 0.22434731 0.21431102 0.20287772 0.18938788 0.18061067 0.18 0.18 0.18 0.18 0.18 0.18 0.18 0.18 0.18 ] | 1D array of the relative thicknesses of the blade defined along span.
rotorse.precurve | intermediate | m | [0. 0. 0. 0. 0. 0. 0. 0. 0. 0. 0. 0. 0. 0. 0. 0. 0. 0. 0. 0. 0. 0. 0. 0. 0. 0. 0. 0. 0. 0.] | precurve at each section
rotorse.precurveTip | intermediate | m | [0.] | precurve at tip
rotorse.presweep | intermediate | m | [0. 0. 0. 0. 0. 0. 0. 0. 0. 0. 0. 0. 0. 0. 0. 0. 0. 0. 0. 0. 0. 0. 0. 0. 0. 0. 0. 0. 0. 0.] | presweep at each section
rotorse.presweepTip | intermediate | m | [0.] | presweep at tip
rotorse.hub_height | intermediate | m | [90.] | hub height
rotorse.rc.blade_length | intermediate | m | [61.5] | blade length
rotorse.rc.s | intermediate |  | [0. 0.03448276 0.06896552 0.10344828 0.13793103 0.17241379 0.20689655 0.24137931 0.27586207 0.31034483 0.34482759 0.37931034 0.4137931 0.44827586 0.48275862 0.51724138 0.55172414 0.5862069 0.62068966 0.65517241 0.68965517 0.72413793 0.75862069 0.79310345 0.82758621 0.86206897 0.89655172 0.93103448 0.96551724 1. ] | blade nondimensional span location
rotorse.rc.chord | intermediate | m | [3.542 3.58290657 3.87016779 4.11308266 4.38618432 4.57059836 4.63432561 4.64678192 4.54552935 4.42674161 4.32029193 4.20554804 4.08020909 3.94987415 3.81447079 3.68347913 3.5568911 3.42989655 3.30265517 3.17541379 3.04817241 2.92093104 2.79368966 2.66644816 2.53920681 2.41641741 2.28079676 2.10302789 1.52459909 1.419 ] | Chord distribution
rotorse.rc.coord_xy_interp | intermediate |  | [[[ 1.00000000e+00 4.33680869e-19] [ 9.99310113e-01 -2.24586628e-02] [ 9.97715675e-01 -4.48159779e-02] ... [ 9.97767307e-01 4.41944433e-02] [ 9.99327246e-01 2.21465777e-02] [ 1.00000000e+00 -6.93889390e-18]] [[ 1.00000000e+00 -1.79523317e-04] [ 9.98907231e-01 -2.19287005e-02] [ 9.96942612e-01 -4.35334724e-02] ... [ 9.97067481e-01 4.34585243e-02] [ 9.98961147e-01 2.18874403e-02] [ 1.00000000e+00 1.73653594e-04]] [[ 1.00000000e+00 -1.80437969e-03] [ 9.94647553e-01 -1.63171224e-02] [ 9.88734878e-01 -3.02596019e-02] ... [ 9.89615253e-01 3.57417519e-02] [ 9.95074439e-01 1.90424314e-02] [ 1.00000000e+00 1.74538340e-03]] ... [[ 1.00000000e+00 1.15158179e-04] [ 9.76517692e-01 2.75561392e-03] [ 9.52834515e-01 4.25516776e-03] ... [ 9.53598747e-01 1.28938799e-02] [ 9.76918075e-01 6.56229716e-03] [ 1.00000000e+00 1.15158179e-04]] [[ 1.00000000e+00 1.15158179e-04] [ 9.76517692e-01 2.75561392e-03] [ 9.52834515e-01 4.25516776e-03] ... [ 9.53598747e-01 1.28938799e-02] [ 9.76918075e-01 6.56229716e-03] [ 1.00000000e+00 1.15158179e-04]] [[ 1.00000000e+00 1.15158179e-04] [ 9.76517692e-01 2.75561392e-03] [ 9.52834515e-01 4.25516776e-03] ... [ 9.53598747e-01 1.28938799e-02] [ 9.76918075e-01 6.56229716e-03] [ 1.00000000e+00 1.15158179e-04]]] | 3D array of the non-dimensional x and y airfoil coordinates of the airfoils interpolated along span for n_span stations.
rotorse.rc.web_start_nd | intermediate |  | [[0.24012357 0.24165048 0.23997144 0.24837632 0.27256729 0.29155654 0.29701051 0.30119644 0.30469802 0.30777639 0.31058516 0.31359716 0.31691797 0.3202157 0.32317006 0.32567969 0.32800684 0.3304 0.33300644 0.33574008 0.33834471 0.34067266 0.34313569 0.34581954 0.34875291 0.35186693 0.35564678 0.36122494 0.38758056 0.39470158] [0.18593167 0.18771589 0.18627172 0.19216042 0.21460921 0.23319253 0.23832695 0.24196543 0.24369078 0.24477594 0.24571666 0.2466601 0.2477113 0.24848025 0.24857642 0.24812283 0.24740395 0.24653639 0.24560309 0.24448191 0.24305433 0.24120538 0.23912047 0.2368172 0.23425766 0.23151417 0.22808753 0.22281818 0.19645818 0.1893015 ]] | 2D array of the non-dimensional start point defined along the outer profile of a web. The TE suction side is 0, the TE pressure side is 1. The first dimension represents each web, the second dimension represents each entry along blade span.
rotorse.rc.web_end_nd | intermediate |  | [[0.68594486 0.68405404 0.68347215 0.68409967 0.68076793 0.67358462 0.67482537 0.67524499 0.67441328 0.67347264 0.67247364 0.67106887 0.66910412 0.66694845 0.66487686 0.6629295 0.66104733 0.65913358 0.65703003 0.65469181 0.65265888 0.65099337 0.64912477 0.64704351 0.64470429 0.64218584 0.63898057 0.63391835 0.60759111 0.60037774] [0.74013861 0.73798892 0.73747888 0.7417884 0.74127338 0.73486302 0.73608854 0.73647528 0.73718588 0.73806742 0.73872987 0.73916399 0.73938128 0.7396968 0.74039195 0.74127974 0.74230683 0.74353331 0.74488918 0.74630621 0.74823062 0.7507152 0.75337134 0.7562563 0.75938785 0.76269922 0.76668075 0.77246207 0.79921336 0.80643934]] | 2D array of the non-dimensional end point defined along the outer profile of a web. The TE suction side is 0, the TE pressure side is 1. The first dimension represents each web, the second dimension represents each entry along blade span.
rotorse.rc.layer_thickness | intermediate | m | [[ 5.00000000e-05 5.00000000e-05 5.00000000e-05 5.00000000e-05 5.00000000e-05 5.00000000e-05 5.00000000e-05 5.00000000e-05 5.00000000e-05 5.00000000e-05 5.00000000e-05 5.00000000e-05 5.00000000e-05 5.00000000e-05 5.00000000e-05 5.00000000e-05 5.00000000e-05 5.00000000e-05 5.00000000e-05 5.00000000e-05 5.00000000e-05 5.00000000e-05 5.00000000e-05 5.00000000e-05 5.00000000e-05 5.00000000e-05 5.00000000e-05 5.00000000e-05 5.00000000e-05 5.00000000e-05] [ 2.82000000e-03 2.82000000e-03 2.82000000e-03 2.82000000e-03 2.82000000e-03 2.82000000e-03 2.82000000e-03 2.82000000e-03 2.82000000e-03 2.82000000e-03 2.82000000e-03 2.82000000e-03 2.82000000e-03 2.82000000e-03 2.82000000e-03 2.82000000e-03 2.82000000e-03 2.82000000e-03 2.82000000e-03 2.82000000e-03 2.82000000e-03 2.82000000e-03 2.82000000e-03 2.82000000e-03 2.82000000e-03 2.82000000e-03 2.82000000e-03 2.82000000e-03 2.82000000e-03 2.82000000e-03] [ 5.17000000e-02 2.59593191e-02 1.24339293e-02 4.27131105e-03 1.07726981e-03 0.00000000e+00 0.00000000e+00 0.00000000e+00 0.00000000e+00 0.00000000e+00 0.00000000e+00 0.00000000e+00 0.00000000e+00 0.00000000e+00 0.00000000e+00 0.00000000e+00 0.00000000e+00 0.00000000e+00 0.00000000e+00 0.00000000e+00 0.00000000e+00 0.00000000e+00 0.00000000e+00 0.00000000e+00 0.00000000e+00 0.00000000e+00 0.00000000e+00 0.00000000e+00 0.00000000e+00 0.00000000e+00] [ 4.70000000e-04 2.63777678e-03 2.30062882e-02 4.14211021e-02 4.23000000e-02 4.23000000e-02 4.23000000e-02 4.23000000e-02 4.23000000e-02 4.23000000e-02 4.23000000e-02 4.22668360e-02 4.18597613e-02 4.10412647e-02 3.98771799e-02 3.84333404e-02 3.67755801e-02 3.49697326e-02 3.30816315e-02 3.11771105e-02 2.92323870e-02 2.70009013e-02 2.44812660e-02 2.16936522e-02 1.86582309e-02 1.53951732e-02 1.19246502e-02 8.26683295e-03 4.44189253e-03 4.70000000e-04] [ 4.70000000e-04 2.63777678e-03 2.30062882e-02 4.14211021e-02 4.23000000e-02 4.23000000e-02 4.23000000e-02 4.23000000e-02 4.23000000e-02 4.23000000e-02 4.23000000e-02 4.22668360e-02 4.18597613e-02 4.10412647e-02 3.98771799e-02 3.84333404e-02 3.67755801e-02 3.49697326e-02 3.30816315e-02 3.11771105e-02 2.92323870e-02 2.70009013e-02 2.44812660e-02 2.16936522e-02 1.86582309e-02 1.53951732e-02 1.19246502e-02 8.26683295e-03 4.44189253e-03 4.70000000e-04] [ 0.00000000e+00 1.76336508e-03 6.03688768e-03 7.05000000e-03 7.05000000e-03 7.05000000e-03 7.05000000e-03 7.05000000e-03 7.05000000e-03 7.05000000e-03 7.05000000e-03 7.02816092e-03 6.76555652e-03 6.25385742e-03 5.55396162e-03 4.72676715e-03 3.83317203e-03 2.93407428e-03 2.09037192e-03 1.36296297e-03 8.12745457e-04 5.00617392e-04 3.89993070e-04 2.95522934e-04 2.11472464e-04 1.39341227e-04 8.06287937e-05 3.68347320e-05 9.45861116e-06 -1.43995601e-20] [ 0.00000000e+00 1.76336508e-03 6.03688768e-03 7.05000000e-03 7.05000000e-03 7.05000000e-03 7.05000000e-03 7.05000000e-03 7.05000000e-03 7.05000000e-03 7.05000000e-03 7.02816092e-03 6.76555652e-03 6.25385742e-03 5.55396162e-03 4.72676715e-03 3.83317203e-03 2.93407428e-03 2.09037192e-03 1.36296297e-03 8.12745457e-04 5.00617392e-04 3.89993070e-04 2.95522934e-04 2.11472464e-04 1.39341227e-04 8.06287937e-05 3.68347320e-05 9.45861116e-06 -1.43995601e-20] [ 0.00000000e+00 2.00000000e-02 2.00000000e-02 6.99488261e-02 9.00000000e-02 9.00000000e-02 9.00000000e-02 9.00000000e-02 9.00000000e-02 9.00000000e-02 9.00000000e-02 8.03255569e-02 6.00000000e-02 6.00000000e-02 6.00000000e-02 6.00000000e-02 6.00000000e-02 6.00000000e-02 6.00000000e-02 3.09885606e-02 2.00000000e-02 2.00000000e-02 2.00000000e-02 2.00000000e-02 2.00000000e-02 2.00000000e-02 2.00000000e-02 2.00000000e-02 0.00000000e+00 0.00000000e+00] [ 0.00000000e+00 2.00000000e-02 2.00000000e-02 6.99488261e-02 9.00000000e-02 9.00000000e-02 9.00000000e-02 9.00000000e-02 9.00000000e-02 9.00000000e-02 9.00000000e-02 8.03255569e-02 6.00000000e-02 6.00000000e-02 6.00000000e-02 6.00000000e-02 6.00000000e-02 6.00000000e-02 6.00000000e-02 3.09885606e-02 2.00000000e-02 2.00000000e-02 2.00000000e-02 2.00000000e-02 2.00000000e-02 2.00000000e-02 2.00000000e-02 2.00000000e-02 0.00000000e+00 0.00000000e+00] [ 0.00000000e+00 0.00000000e+00 0.00000000e+00 0.00000000e+00 2.00000000e-02 2.00000000e-02 2.00000000e-02 2.00000000e-02 2.00000000e-02 2.00000000e-02 2.00000000e-02 2.00000000e-02 2.00000000e-02 2.00000000e-02 2.00000000e-02 2.00000000e-02 2.00000000e-02 2.00000000e-02 2.00000000e-02 2.00000000e-02 2.00000000e-02 2.00000000e-02 2.00000000e-02 2.00000000e-02 2.00000000e-02 2.00000000e-02 2.00000000e-02 2.00000000e-02 0.00000000e+00 0.00000000e+00] [ 2.82000000e-03 2.82000000e-03 2.82000000e-03 2.82000000e-03 2.82000000e-03 2.82000000e-03 2.82000000e-03 2.82000000e-03 2.82000000e-03 2.82000000e-03 2.82000000e-03 2.82000000e-03 2.82000000e-03 2.82000000e-03 2.82000000e-03 2.82000000e-03 2.82000000e-03 2.82000000e-03 2.82000000e-03 2.82000000e-03 2.82000000e-03 2.82000000e-03 2.82000000e-03 2.82000000e-03 2.82000000e-03 2.82000000e-03 2.82000000e-03 2.82000000e-03 2.82000000e-03 2.82000000e-03] [ 2.00000000e-03 2.00000000e-03 2.00000000e-03 2.00000000e-03 2.00000000e-03 2.00000000e-03 2.00000000e-03 2.00000000e-03 2.00000000e-03 2.00000000e-03 2.00000000e-03 2.00000000e-03 2.00000000e-03 2.00000000e-03 2.00000000e-03 2.00000000e-03 2.00000000e-03 2.00000000e-03 2.00000000e-03 2.00000000e-03 2.00000000e-03 2.00000000e-03 2.00000000e-03 2.00000000e-03 2.00000000e-03 2.00000000e-03 2.00000000e-03 2.00000000e-03 2.00000000e-03 2.00000000e-03] [ 4.00000000e-02 4.00000000e-02 4.00000000e-02 4.00000000e-02 4.00000000e-02 4.00000000e-02 4.00000000e-02 4.00000000e-02 4.00000000e-02 4.00000000e-02 4.00000000e-02 4.00000000e-02 4.00000000e-02 4.00000000e-02 4.00000000e-02 4.00000000e-02 4.00000000e-02 4.00000000e-02 4.00000000e-02 4.00000000e-02 4.00000000e-02 4.00000000e-02 4.00000000e-02 4.00000000e-02 4.00000000e-02 4.00000000e-02 4.00000000e-02 4.00000000e-02 4.00000000e-02 4.00000000e-02] [ 2.00000000e-03 2.00000000e-03 2.00000000e-03 2.00000000e-03 2.00000000e-03 2.00000000e-03 2.00000000e-03 2.00000000e-03 2.00000000e-03 2.00000000e-03 2.00000000e-03 2.00000000e-03 2.00000000e-03 2.00000000e-03 2.00000000e-03 2.00000000e-03 2.00000000e-03 2.00000000e-03 2.00000000e-03 2.00000000e-03 2.00000000e-03 2.00000000e-03 2.00000000e-03 2.00000000e-03 2.00000000e-03 2.00000000e-03 2.00000000e-03 2.00000000e-03 2.00000000e-03 2.00000000e-03] [ 2.00000000e-03 2.00000000e-03 2.00000000e-03 2.00000000e-03 2.00000000e-03 2.00000000e-03 2.00000000e-03 2.00000000e-03 2.00000000e-03 2.00000000e-03 2.00000000e-03 2.00000000e-03 2.00000000e-03 2.00000000e-03 2.00000000e-03 2.00000000e-03 2.00000000e-03 2.00000000e-03 2.00000000e-03 2.00000000e-03 2.00000000e-03 2.00000000e-03 2.00000000e-03 2.00000000e-03 2.00000000e-03 2.00000000e-03 2.00000000e-03 2.00000000e-03 2.00000000e-03 2.00000000e-03] [ 4.00000000e-02 4.00000000e-02 4.00000000e-02 4.00000000e-02 4.00000000e-02 4.00000000e-02 4.00000000e-02 4.00000000e-02 4.00000000e-02 4.00000000e-02 4.00000000e-02 4.00000000e-02 4.00000000e-02 4.00000000e-02 4.00000000e-02 4.00000000e-02 4.00000000e-02 4.00000000e-02 4.00000000e-02 4.00000000e-02 4.00000000e-02 4.00000000e-02 4.00000000e-02 4.00000000e-02 4.00000000e-02 4.00000000e-02 4.00000000e-02 4.00000000e-02 4.00000000e-02 4.00000000e-02] [ 2.00000000e-03 2.00000000e-03 2.00000000e-03 2.00000000e-03 2.00000000e-03 2.00000000e-03 2.00000000e-03 2.00000000e-03 2.00000000e-03 2.00000000e-03 2.00000000e-03 2.00000000e-03 2.00000000e-03 2.00000000e-03 2.00000000e-03 2.00000000e-03 2.00000000e-03 2.00000000e-03 2.00000000e-03 2.00000000e-03 2.00000000e-03 2.00000000e-03 2.00000000e-03 2.00000000e-03 2.00000000e-03 2.00000000e-03 2.00000000e-03 2.00000000e-03 2.00000000e-03 2.00000000e-03]] | 2D array of the thickness of the layers of the blade structure. The first dimension represents each layer, the second dimension represents each entry along blade span.
rotorse.rc.layer_start_nd | intermediate |  | [[0. 0. 0. 0. 0. 0. 0. 0. 0. 0. 0. 0. 0. 0. 0. 0. 0. 0. 0. 0. 0. 0. 0. 0. 0. 0. 0. 0. 0. 0. ] [0. 0. 0. 0. 0. 0. 0. 0. 0. 0. 0. 0. 0. 0. 0. 0. 0. 0. 0. 0. 0. 0. 0. 0. 0. 0. 0. 0. 0. 0. ] [0. 0. 0. 0. 0. 0. 0. 0. 0. 0. 0. 0. 0. 0. 0. 0. 0. 0. 0. 0. 0. 0. 0. 0. 0. 0. 0. 0. 0. 0. ] [0.6793361 0.67747602 0.67681443 0.67749327 0.67452207 0.66754709 0.66874347 0.66889553 0.66773107 0.66647738 0.66516984 0.66334697 0.66092374 0.65834353 0.65582519 0.65345824 0.65114352 0.64876667 0.64616909 0.64332655 0.6407836 0.63860188 0.63617611 0.63348864 0.63048928 0.6272738 0.62321791 0.61687926 0.58441003 0.57558698] [0.17932132 0.18110362 0.17964291 0.18532656 0.20773843 0.22623986 0.23139089 0.23499342 0.23651957 0.23738353 0.23810811 0.23876751 0.2393993 0.23972541 0.23940559 0.23856495 0.23745544 0.23616979 0.23477775 0.23314929 0.23121063 0.22886324 0.22624059 0.22335242 0.22015324 0.21673572 0.2124813 0.20595577 0.17336376 0.16452599] [1. 0.95973947 0.95984224 0.95797256 0.95681653 0.9564948 0.95632522 0.95595734 0.95464337 0.95317111 0.95178018 0.95019523 0.94835654 0.94635058 0.9441721 0.94194053 0.93964738 0.93719316 0.93452954 0.93162932 0.92860691 0.92548543 0.92324301 0.92429781 0.9285477 0.93587587 0.94554613 0.95674728 0.96259485 0.98295733] [0. 0. 0. 0. 0. 0. 0. 0. 0. 0. 0. 0. 0. 0. 0. 0. 0. 0. 0. 0. 0. 0. 0. 0. 0. 0. 0. 0. 0. 0. ] [0.74674599 0.74457689 0.74374403 0.74753901 0.74649452 0.74005576 0.74153477 0.74229997 0.74332546 0.74452554 0.74553621 0.74635493 0.74699618 0.74775923 0.74887169 0.75022402 0.75173122 0.75344473 0.75528652 0.75727768 0.75977209 0.76279283 0.76602345 0.76953223 0.77335011 0.77739405 0.7822646 0.78937016 0.82234353 0.831227 ] [0. 0.04026053 0.04015776 0.04202744 0.04318347 0.0435052 0.04367478 0.04404266 0.04535663 0.04682889 0.04821982 0.04980477 0.05164346 0.05364942 0.0558279 0.05805947 0.06035262 0.06280684 0.06547046 0.06837068 0.07139309 0.07451457 0.07675699 0.07570219 0.0714523 0.06412413 0.05445387 0.04325272 0.03740515 0.01704267] [0.2467312 0.24820449 0.24657251 0.2553723 0.27971089 0.29874853 0.30418219 0.30839785 0.31211396 0.31543168 0.31847448 0.32177546 0.32547174 0.32914112 0.3324521 0.33533074 0.33804313 0.34084786 0.34389518 0.34710042 0.35019912 0.35305419 0.35608793 0.35939601 0.36301407 0.36685597 0.371528 0.37844667 0.41129725 0.42016601] [0. 0. 0. 0. 0. 0. 0. 0. 0. 0. 0. 0. 0. 0. 0. 0. 0. 0. 0. 0. 0. 0. 0. 0. 0. 0. 0. 0. 0. 0. ] [0. 0. 0. 0. 0. 0. 0. 0. 0. 0. 0. 0. 0. 0. 0. 0. 0. 0. 0. 0. 0. 0. 0. 0. 0. 0. 0. 0. 0. 0. ] [0. 0. 0. 0. 0. 0. 0. 0. 0. 0. 0. 0. 0. 0. 0. 0. 0. 0. 0. 0. 0. 0. 0. 0. 0. 0. 0. 0. 0. 0. ] [0. 0. 0. 0. 0. 0. 0. 0. 0. 0. 0. 0. 0. 0. 0. 0. 0. 0. 0. 0. 0. 0. 0. 0. 0. 0. 0. 0. 0. 0. ] [0. 0. 0. 0. 0. 0. 0. 0. 0. 0. 0. 0. 0. 0. 0. 0. 0. 0. 0. 0. 0. 0. 0. 0. 0. 0. 0. 0. 0. 0. ] [0. 0. 0. 0. 0. 0. 0. 0. 0. 0. 0. 0. 0. 0. 0. 0. 0. 0. 0. 0. 0. 0. 0. 0. 0. 0. 0. 0. 0. 0. ] [0. 0. 0. 0. 0. 0. 0. 0. 0. 0. 0. 0. 0. 0. 0. 0. 0. 0. 0. 0. 0. 0. 0. 0. 0. 0. 0. 0. 0. 0. ]] | 2D array of the non-dimensional start point defined along the outer profile of a layer. The TE suction side is 0, the TE pressure side is 1. The first dimension represents each layer, the second dimension represents each entry along blade span.
rotorse.rc.layer_end_nd | intermediate |  | [[1. 1. 1. 1. 1. 1. 1. 1. 1. 1. 1. 1. 1. 1. 1. 1. 1. 1. 1. 1. 1. 1. 1. 1. 1. 1. 1. 1. 1. 1. ] [1. 1. 1. 1. 1. 1. 1. 1. 1. 1. 1. 1. 1. 1. 1. 1. 1. 1. 1. 1. 1. 1. 1. 1. 1. 1. 1. 1. 1. 1. ] [1. 1. 1. 1. 1. 1. 1. 1. 1. 1. 1. 1. 1. 1. 1. 1. 1. 1. 1. 1. 1. 1. 1. 1. 1. 1. 1. 1. 1. 1. ] [0.74674599 0.74457689 0.74374403 0.74753901 0.74649452 0.74005576 0.74153477 0.74229997 0.74332546 0.74452554 0.74553621 0.74635493 0.74699618 0.74775923 0.74887169 0.75022402 0.75173122 0.75344473 0.75528652 0.75727768 0.75977209 0.76279283 0.76602345 0.76953223 0.77335011 0.77739405 0.7822646 0.78937016 0.82234353 0.831227 ] [0.2467312 0.24820449 0.24657251 0.2553723 0.27971089 0.29874853 0.30418219 0.30839785 0.31211396 0.31543168 0.31847448 0.32177546 0.32547174 0.32914112 0.3324521 0.33533074 0.33804313 0.34084786 0.34389518 0.34710042 0.35019912 0.35305419 0.35608793 0.35939601 0.36301407 0.36685597 0.371528 0.37844667 0.41129725 0.42016601] [1. 1. 1. 1. 1. 1. 1. 1. 1. 1. 1. 1. 1. 1. 1. 1. 1. 1. 1. 1. 1. 1. 1. 1. 1. 1. 1. 1. 1. 1. ] [0. 0.04026053 0.04015776 0.04202744 0.04318347 0.0435052 0.04367478 0.04404266 0.04535663 0.04682889 0.04821982 0.04980477 0.05164346 0.05364942 0.0558279 0.05805947 0.06035262 0.06280684 0.06547046 0.06837068 0.07139309 0.07451457 0.07675699 0.07570219 0.0714523 0.06412413 0.05445387 0.04325272 0.03740515 0.01704267] [1. 0.95973947 0.95984224 0.95797256 0.95681653 0.9564948 0.95632522 0.95595734 0.95464337 0.95317111 0.95178018 0.95019523 0.94835654 0.94635058 0.9441721 0.94194053 0.93964738 0.93719316 0.93452954 0.93162932 0.92860691 0.92548543 0.92324301 0.92429781 0.9285477 0.93587587 0.94554613 0.95674728 0.96259485 0.98295733] [0.17932132 0.18110362 0.17964291 0.18532656 0.20773843 0.22623986 0.23139089 0.23499342 0.23651957 0.23738353 0.23810811 0.23876751 0.2393993 0.23972541 0.23940559 0.23856495 0.23745544 0.23616979 0.23477775 0.23314929 0.23121063 0.22886324 0.22624059 0.22335242 0.22015324 0.21673572 0.2124813 0.20595577 0.17336376 0.16452599] [0.6793361 0.67747602 0.67681443 0.67749327 0.67452207 0.66754709 0.66874347 0.66889553 0.66773107 0.66647738 0.66516984 0.66334697 0.66092374 0.65834353 0.65582519 0.65345824 0.65114352 0.64876667 0.64616909 0.64332655 0.6407836 0.63860188 0.63617611 0.63348864 0.63048928 0.6272738 0.62321791 0.61687926 0.58441003 0.57558698] [1. 1. 1. 1. 1. 1. 1. 1. 1. 1. 1. 1. 1. 1. 1. 1. 1. 1. 1. 1. 1. 1. 1. 1. 1. 1. 1. 1. 1. 1. ] [0. 0. 0. 0. 0. 0. 0. 0. 0. 0. 0. 0. 0. 0. 0. 0. 0. 0. 0. 0. 0. 0. 0. 0. 0. 0. 0. 0. 0. 0. ] [0. 0. 0. 0. 0. 0. 0. 0. 0. 0. 0. 0. 0. 0. 0. 0. 0. 0. 0. 0. 0. 0. 0. 0. 0. 0. 0. 0. 0. 0. ] [0. 0. 0. 0. 0. 0. 0. 0. 0. 0. 0. 0. 0. 0. 0. 0. 0. 0. 0. 0. 0. 0. 0. 0. 0. 0. 0. 0. 0. 0. ] [0. 0. 0. 0. 0. 0. 0. 0. 0. 0. 0. 0. 0. 0. 0. 0. 0. 0. 0. 0. 0. 0. 0. 0. 0. 0. 0. 0. 0. 0. ] [0. 0. 0. 0. 0. 0. 0. 0. 0. 0. 0. 0. 0. 0. 0. 0. 0. 0. 0. 0. 0. 0. 0. 0. 0. 0. 0. 0. 0. 0. ] [0. 0. 0. 0. 0. 0. 0. 0. 0. 0. 0. 0. 0. 0. 0. 0. 0. 0. 0. 0. 0. 0. 0. 0. 0. 0. 0. 0. 0. 0. ]] | 2D array of the non-dimensional end point defined along the outer profile of a layer. The TE suction side is 0, the TE pressure side is 1. The first dimension represents each layer, the second dimension represents each entry along blade span.
rotorse.rc.ply_t | intermediate | m | [1.00000000e+06 1.34570430e-03 8.85934066e-04 9.84371184e-04 1.00000000e+06 1.00000000e+06 1.00000000e+06 1.00000000e+06 5.15873016e-03 1.00000000e+06 1.00000000e+06] | 1D array of the ply thicknesses of the materials. Non-composite materials are kept at 0.
rotorse.rc.fwf | intermediate |  | [0. 0.7191092 0.67847158 0.63463774 0. 0. 0. 0. 0.15889029 0. 0. ] | 1D array of the non-dimensional fiber weight fraction of the composite materials. Non-composite materials are kept at 0.
rotorse.rc.fvf | intermediate |  | [0. 0.53103448 0.48275862 0.43448276 0. 0. 0. 0. 0.10769231 0. 0. ] | 1D array of the non-dimensional fiber volume fraction of the composite materials. Non-composite materials are kept at 0.
rotorse.theta | output | deg | [13.30800018 13.30800018 13.30800018 13.30800018 13.30800018 13.27998884 12.33557082 11.29985134 10.60820309 9.97541733 9.38711563 8.78504091 8.15596868 7.51563611 6.86344672 6.23310484 5.62418946 5.01295596 4.40313383 3.82148296 3.27269599 2.81629413 2.41424514 2.00373009 1.59441403 1.17995869 0.77229109 0.38851975 0.13623585 0.10600006] | Twist angle at each section (positive decreases angle of attack)
rotorse.re.pitch_axis | intermediate |  | [0.5 0.49151228 0.46763951 0.44376674 0.41989397 0.4 0.4 0.4 0.4 0.4 0.4 0.4 0.4 0.4 0.4 0.4 0.4 0.4 0.4 0.4 0.4 0.4 0.4 0.4 0.4 0.4 0.4 0.4 0.4 0.4 ] | 1D array of the chordwise position of the pitch axis (0-LE, 1-TE), defined along blade span.
rotorse.re.coord_xy_interp | intermediate |  | [[[ 1.00000000e+00 4.33680869e-19] [ 9.99310113e-01 -2.24586628e-02] [ 9.97715675e-01 -4.48159779e-02] ... [ 9.97767307e-01 4.41944433e-02] [ 9.99327246e-01 2.21465777e-02] [ 1.00000000e+00 -6.93889390e-18]] [[ 1.00000000e+00 -1.79523317e-04] [ 9.98907231e-01 -2.19287005e-02] [ 9.96942612e-01 -4.35334724e-02] ... [ 9.97067481e-01 4.34585243e-02] [ 9.98961147e-01 2.18874403e-02] [ 1.00000000e+00 1.73653594e-04]] [[ 1.00000000e+00 -1.80437969e-03] [ 9.94647553e-01 -1.63171224e-02] [ 9.88734878e-01 -3.02596019e-02] ... [ 9.89615253e-01 3.57417519e-02] [ 9.95074439e-01 1.90424314e-02] [ 1.00000000e+00 1.74538340e-03]] ... [[ 1.00000000e+00 1.15158179e-04] [ 9.76517692e-01 2.75561392e-03] [ 9.52834515e-01 4.25516776e-03] ... [ 9.53598747e-01 1.28938799e-02] [ 9.76918075e-01 6.56229716e-03] [ 1.00000000e+00 1.15158179e-04]] [[ 1.00000000e+00 1.15158179e-04] [ 9.76517692e-01 2.75561392e-03] [ 9.52834515e-01 4.25516776e-03] ... [ 9.53598747e-01 1.28938799e-02] [ 9.76918075e-01 6.56229716e-03] [ 1.00000000e+00 1.15158179e-04]] [[ 1.00000000e+00 1.15158179e-04] [ 9.76517692e-01 2.75561392e-03] [ 9.52834515e-01 4.25516776e-03] ... [ 9.53598747e-01 1.28938799e-02] [ 9.76918075e-01 6.56229716e-03] [ 1.00000000e+00 1.15158179e-04]]] | 3D array of the non-dimensional x and y airfoil coordinates of the airfoils interpolated along span for n_span stations.
rotorse.re.precomp.web_start_nd | intermediate |  | [[0.24012357 0.24165048 0.23997144 0.24837632 0.27256729 0.29155654 0.29701051 0.30119644 0.30469802 0.30777639 0.31058516 0.31359716 0.31691797 0.3202157 0.32317006 0.32567969 0.32800684 0.3304 0.33300644 0.33574008 0.33834471 0.34067266 0.34313569 0.34581954 0.34875291 0.35186693 0.35564678 0.36122494 0.38758056 0.39470158] [0.18593167 0.18771589 0.18627172 0.19216042 0.21460921 0.23319253 0.23832695 0.24196543 0.24369078 0.24477594 0.24571666 0.2466601 0.2477113 0.24848025 0.24857642 0.24812283 0.24740395 0.24653639 0.24560309 0.24448191 0.24305433 0.24120538 0.23912047 0.2368172 0.23425766 0.23151417 0.22808753 0.22281818 0.19645818 0.1893015 ]] | 2D array of the non-dimensional start point defined along the outer profile of a web. The TE suction side is 0, the TE pressure side is 1. The first dimension represents each web, the second dimension represents each entry along blade span.
rotorse.re.precomp.web_end_nd | intermediate |  | [[0.68594486 0.68405404 0.68347215 0.68409967 0.68076793 0.67358462 0.67482537 0.67524499 0.67441328 0.67347264 0.67247364 0.67106887 0.66910412 0.66694845 0.66487686 0.6629295 0.66104733 0.65913358 0.65703003 0.65469181 0.65265888 0.65099337 0.64912477 0.64704351 0.64470429 0.64218584 0.63898057 0.63391835 0.60759111 0.60037774] [0.74013861 0.73798892 0.73747888 0.7417884 0.74127338 0.73486302 0.73608854 0.73647528 0.73718588 0.73806742 0.73872987 0.73916399 0.73938128 0.7396968 0.74039195 0.74127974 0.74230683 0.74353331 0.74488918 0.74630621 0.74823062 0.7507152 0.75337134 0.7562563 0.75938785 0.76269922 0.76668075 0.77246207 0.79921336 0.80643934]] | 2D array of the non-dimensional end point defined along the outer profile of a web. The TE suction side is 0, the TE pressure side is 1. The first dimension represents each web, the second dimension represents each entry along blade span.
rotorse.re.precomp.layer_thickness | intermediate | m | [[ 5.00000000e-05 5.00000000e-05 5.00000000e-05 5.00000000e-05 5.00000000e-05 5.00000000e-05 5.00000000e-05 5.00000000e-05 5.00000000e-05 5.00000000e-05 5.00000000e-05 5.00000000e-05 5.00000000e-05 5.00000000e-05 5.00000000e-05 5.00000000e-05 5.00000000e-05 5.00000000e-05 5.00000000e-05 5.00000000e-05 5.00000000e-05 5.00000000e-05 5.00000000e-05 5.00000000e-05 5.00000000e-05 5.00000000e-05 5.00000000e-05 5.00000000e-05 5.00000000e-05 5.00000000e-05] [ 2.82000000e-03 2.82000000e-03 2.82000000e-03 2.82000000e-03 2.82000000e-03 2.82000000e-03 2.82000000e-03 2.82000000e-03 2.82000000e-03 2.82000000e-03 2.82000000e-03 2.82000000e-03 2.82000000e-03 2.82000000e-03 2.82000000e-03 2.82000000e-03 2.82000000e-03 2.82000000e-03 2.82000000e-03 2.82000000e-03 2.82000000e-03 2.82000000e-03 2.82000000e-03 2.82000000e-03 2.82000000e-03 2.82000000e-03 2.82000000e-03 2.82000000e-03 2.82000000e-03 2.82000000e-03] [ 5.17000000e-02 2.59593191e-02 1.24339293e-02 4.27131105e-03 1.07726981e-03 0.00000000e+00 0.00000000e+00 0.00000000e+00 0.00000000e+00 0.00000000e+00 0.00000000e+00 0.00000000e+00 0.00000000e+00 0.00000000e+00 0.00000000e+00 0.00000000e+00 0.00000000e+00 0.00000000e+00 0.00000000e+00 0.00000000e+00 0.00000000e+00 0.00000000e+00 0.00000000e+00 0.00000000e+00 0.00000000e+00 0.00000000e+00 0.00000000e+00 0.00000000e+00 0.00000000e+00 0.00000000e+00] [ 4.70000000e-04 2.63777678e-03 2.30062882e-02 4.14211021e-02 4.23000000e-02 4.23000000e-02 4.23000000e-02 4.23000000e-02 4.23000000e-02 4.23000000e-02 4.23000000e-02 4.22668360e-02 4.18597613e-02 4.10412647e-02 3.98771799e-02 3.84333404e-02 3.67755801e-02 3.49697326e-02 3.30816315e-02 3.11771105e-02 2.92323870e-02 2.70009013e-02 2.44812660e-02 2.16936522e-02 1.86582309e-02 1.53951732e-02 1.19246502e-02 8.26683295e-03 4.44189253e-03 4.70000000e-04] [ 4.70000000e-04 2.63777678e-03 2.30062882e-02 4.14211021e-02 4.23000000e-02 4.23000000e-02 4.23000000e-02 4.23000000e-02 4.23000000e-02 4.23000000e-02 4.23000000e-02 4.22668360e-02 4.18597613e-02 4.10412647e-02 3.98771799e-02 3.84333404e-02 3.67755801e-02 3.49697326e-02 3.30816315e-02 3.11771105e-02 2.92323870e-02 2.70009013e-02 2.44812660e-02 2.16936522e-02 1.86582309e-02 1.53951732e-02 1.19246502e-02 8.26683295e-03 4.44189253e-03 4.70000000e-04] [ 0.00000000e+00 1.76336508e-03 6.03688768e-03 7.05000000e-03 7.05000000e-03 7.05000000e-03 7.05000000e-03 7.05000000e-03 7.05000000e-03 7.05000000e-03 7.05000000e-03 7.02816092e-03 6.76555652e-03 6.25385742e-03 5.55396162e-03 4.72676715e-03 3.83317203e-03 2.93407428e-03 2.09037192e-03 1.36296297e-03 8.12745457e-04 5.00617392e-04 3.89993070e-04 2.95522934e-04 2.11472464e-04 1.39341227e-04 8.06287937e-05 3.68347320e-05 9.45861116e-06 -1.43995601e-20] [ 0.00000000e+00 1.76336508e-03 6.03688768e-03 7.05000000e-03 7.05000000e-03 7.05000000e-03 7.05000000e-03 7.05000000e-03 7.05000000e-03 7.05000000e-03 7.05000000e-03 7.02816092e-03 6.76555652e-03 6.25385742e-03 5.55396162e-03 4.72676715e-03 3.83317203e-03 2.93407428e-03 2.09037192e-03 1.36296297e-03 8.12745457e-04 5.00617392e-04 3.89993070e-04 2.95522934e-04 2.11472464e-04 1.39341227e-04 8.06287937e-05 3.68347320e-05 9.45861116e-06 -1.43995601e-20] [ 0.00000000e+00 2.00000000e-02 2.00000000e-02 6.99488261e-02 9.00000000e-02 9.00000000e-02 9.00000000e-02 9.00000000e-02 9.00000000e-02 9.00000000e-02 9.00000000e-02 8.03255569e-02 6.00000000e-02 6.00000000e-02 6.00000000e-02 6.00000000e-02 6.00000000e-02 6.00000000e-02 6.00000000e-02 3.09885606e-02 2.00000000e-02 2.00000000e-02 2.00000000e-02 2.00000000e-02 2.00000000e-02 2.00000000e-02 2.00000000e-02 2.00000000e-02 0.00000000e+00 0.00000000e+00] [ 0.00000000e+00 2.00000000e-02 2.00000000e-02 6.99488261e-02 9.00000000e-02 9.00000000e-02 9.00000000e-02 9.00000000e-02 9.00000000e-02 9.00000000e-02 9.00000000e-02 8.03255569e-02 6.00000000e-02 6.00000000e-02 6.00000000e-02 6.00000000e-02 6.00000000e-02 6.00000000e-02 6.00000000e-02 3.09885606e-02 2.00000000e-02 2.00000000e-02 2.00000000e-02 2.00000000e-02 2.00000000e-02 2.00000000e-02 2.00000000e-02 2.00000000e-02 0.00000000e+00 0.00000000e+00] [ 0.00000000e+00 0.00000000e+00 0.00000000e+00 0.00000000e+00 2.00000000e-02 2.00000000e-02 2.00000000e-02 2.00000000e-02 2.00000000e-02 2.00000000e-02 2.00000000e-02 2.00000000e-02 2.00000000e-02 2.00000000e-02 2.00000000e-02 2.00000000e-02 2.00000000e-02 2.00000000e-02 2.00000000e-02 2.00000000e-02 2.00000000e-02 2.00000000e-02 2.00000000e-02 2.00000000e-02 2.00000000e-02 2.00000000e-02 2.00000000e-02 2.00000000e-02 0.00000000e+00 0.00000000e+00] [ 2.82000000e-03 2.82000000e-03 2.82000000e-03 2.82000000e-03 2.82000000e-03 2.82000000e-03 2.82000000e-03 2.82000000e-03 2.82000000e-03 2.82000000e-03 2.82000000e-03 2.82000000e-03 2.82000000e-03 2.82000000e-03 2.82000000e-03 2.82000000e-03 2.82000000e-03 2.82000000e-03 2.82000000e-03 2.82000000e-03 2.82000000e-03 2.82000000e-03 2.82000000e-03 2.82000000e-03 2.82000000e-03 2.82000000e-03 2.82000000e-03 2.82000000e-03 2.82000000e-03 2.82000000e-03] [ 2.00000000e-03 2.00000000e-03 2.00000000e-03 2.00000000e-03 2.00000000e-03 2.00000000e-03 2.00000000e-03 2.00000000e-03 2.00000000e-03 2.00000000e-03 2.00000000e-03 2.00000000e-03 2.00000000e-03 2.00000000e-03 2.00000000e-03 2.00000000e-03 2.00000000e-03 2.00000000e-03 2.00000000e-03 2.00000000e-03 2.00000000e-03 2.00000000e-03 2.00000000e-03 2.00000000e-03 2.00000000e-03 2.00000000e-03 2.00000000e-03 2.00000000e-03 2.00000000e-03 2.00000000e-03] [ 4.00000000e-02 4.00000000e-02 4.00000000e-02 4.00000000e-02 4.00000000e-02 4.00000000e-02 4.00000000e-02 4.00000000e-02 4.00000000e-02 4.00000000e-02 4.00000000e-02 4.00000000e-02 4.00000000e-02 4.00000000e-02 4.00000000e-02 4.00000000e-02 4.00000000e-02 4.00000000e-02 4.00000000e-02 4.00000000e-02 4.00000000e-02 4.00000000e-02 4.00000000e-02 4.00000000e-02 4.00000000e-02 4.00000000e-02 4.00000000e-02 4.00000000e-02 4.00000000e-02 4.00000000e-02] [ 2.00000000e-03 2.00000000e-03 2.00000000e-03 2.00000000e-03 2.00000000e-03 2.00000000e-03 2.00000000e-03 2.00000000e-03 2.00000000e-03 2.00000000e-03 2.00000000e-03 2.00000000e-03 2.00000000e-03 2.00000000e-03 2.00000000e-03 2.00000000e-03 2.00000000e-03 2.00000000e-03 2.00000000e-03 2.00000000e-03 2.00000000e-03 2.00000000e-03 2.00000000e-03 2.00000000e-03 2.00000000e-03 2.00000000e-03 2.00000000e-03 2.00000000e-03 2.00000000e-03 2.00000000e-03] [ 2.00000000e-03 2.00000000e-03 2.00000000e-03 2.00000000e-03 2.00000000e-03 2.00000000e-03 2.00000000e-03 2.00000000e-03 2.00000000e-03 2.00000000e-03 2.00000000e-03 2.00000000e-03 2.00000000e-03 2.00000000e-03 2.00000000e-03 2.00000000e-03 2.00000000e-03 2.00000000e-03 2.00000000e-03 2.00000000e-03 2.00000000e-03 2.00000000e-03 2.00000000e-03 2.00000000e-03 2.00000000e-03 2.00000000e-03 2.00000000e-03 2.00000000e-03 2.00000000e-03 2.00000000e-03] [ 4.00000000e-02 4.00000000e-02 4.00000000e-02 4.00000000e-02 4.00000000e-02 4.00000000e-02 4.00000000e-02 4.00000000e-02 4.00000000e-02 4.00000000e-02 4.00000000e-02 4.00000000e-02 4.00000000e-02 4.00000000e-02 4.00000000e-02 4.00000000e-02 4.00000000e-02 4.00000000e-02 4.00000000e-02 4.00000000e-02 4.00000000e-02 4.00000000e-02 4.00000000e-02 4.00000000e-02 4.00000000e-02 4.00000000e-02 4.00000000e-02 4.00000000e-02 4.00000000e-02 4.00000000e-02] [ 2.00000000e-03 2.00000000e-03 2.00000000e-03 2.00000000e-03 2.00000000e-03 2.00000000e-03 2.00000000e-03 2.00000000e-03 2.00000000e-03 2.00000000e-03 2.00000000e-03 2.00000000e-03 2.00000000e-03 2.00000000e-03 2.00000000e-03 2.00000000e-03 2.00000000e-03 2.00000000e-03 2.00000000e-03 2.00000000e-03 2.00000000e-03 2.00000000e-03 2.00000000e-03 2.00000000e-03 2.00000000e-03 2.00000000e-03 2.00000000e-03 2.00000000e-03 2.00000000e-03 2.00000000e-03]] | 2D array of the thickness of the layers of the blade structure. The first dimension represents each layer, the second dimension represents each entry along blade span.
rotorse.re.precomp.layer_start_nd | intermediate |  | [[0. 0. 0. 0. 0. 0. 0. 0. 0. 0. 0. 0. 0. 0. 0. 0. 0. 0. 0. 0. 0. 0. 0. 0. 0. 0. 0. 0. 0. 0. ] [0. 0. 0. 0. 0. 0. 0. 0. 0. 0. 0. 0. 0. 0. 0. 0. 0. 0. 0. 0. 0. 0. 0. 0. 0. 0. 0. 0. 0. 0. ] [0. 0. 0. 0. 0. 0. 0. 0. 0. 0. 0. 0. 0. 0. 0. 0. 0. 0. 0. 0. 0. 0. 0. 0. 0. 0. 0. 0. 0. 0. ] [0.6793361 0.67747602 0.67681443 0.67749327 0.67452207 0.66754709 0.66874347 0.66889553 0.66773107 0.66647738 0.66516984 0.66334697 0.66092374 0.65834353 0.65582519 0.65345824 0.65114352 0.64876667 0.64616909 0.64332655 0.6407836 0.63860188 0.63617611 0.63348864 0.63048928 0.6272738 0.62321791 0.61687926 0.58441003 0.57558698] [0.17932132 0.18110362 0.17964291 0.18532656 0.20773843 0.22623986 0.23139089 0.23499342 0.23651957 0.23738353 0.23810811 0.23876751 0.2393993 0.23972541 0.23940559 0.23856495 0.23745544 0.23616979 0.23477775 0.23314929 0.23121063 0.22886324 0.22624059 0.22335242 0.22015324 0.21673572 0.2124813 0.20595577 0.17336376 0.16452599] [1. 0.95973947 0.95984224 0.95797256 0.95681653 0.9564948 0.95632522 0.95595734 0.95464337 0.95317111 0.95178018 0.95019523 0.94835654 0.94635058 0.9441721 0.94194053 0.93964738 0.93719316 0.93452954 0.93162932 0.92860691 0.92548543 0.92324301 0.92429781 0.9285477 0.93587587 0.94554613 0.95674728 0.96259485 0.98295733] [0. 0. 0. 0. 0. 0. 0. 0. 0. 0. 0. 0. 0. 0. 0. 0. 0. 0. 0. 0. 0. 0. 0. 0. 0. 0. 0. 0. 0. 0. ] [0.74674599 0.74457689 0.74374403 0.74753901 0.74649452 0.74005576 0.74153477 0.74229997 0.74332546 0.74452554 0.74553621 0.74635493 0.74699618 0.74775923 0.74887169 0.75022402 0.75173122 0.75344473 0.75528652 0.75727768 0.75977209 0.76279283 0.76602345 0.76953223 0.77335011 0.77739405 0.7822646 0.78937016 0.82234353 0.831227 ] [0. 0.04026053 0.04015776 0.04202744 0.04318347 0.0435052 0.04367478 0.04404266 0.04535663 0.04682889 0.04821982 0.04980477 0.05164346 0.05364942 0.0558279 0.05805947 0.06035262 0.06280684 0.06547046 0.06837068 0.07139309 0.07451457 0.07675699 0.07570219 0.0714523 0.06412413 0.05445387 0.04325272 0.03740515 0.01704267] [0.2467312 0.24820449 0.24657251 0.2553723 0.27971089 0.29874853 0.30418219 0.30839785 0.31211396 0.31543168 0.31847448 0.32177546 0.32547174 0.32914112 0.3324521 0.33533074 0.33804313 0.34084786 0.34389518 0.34710042 0.35019912 0.35305419 0.35608793 0.35939601 0.36301407 0.36685597 0.371528 0.37844667 0.41129725 0.42016601] [0. 0. 0. 0. 0. 0. 0. 0. 0. 0. 0. 0. 0. 0. 0. 0. 0. 0. 0. 0. 0. 0. 0. 0. 0. 0. 0. 0. 0. 0. ] [0. 0. 0. 0. 0. 0. 0. 0. 0. 0. 0. 0. 0. 0. 0. 0. 0. 0. 0. 0. 0. 0. 0. 0. 0. 0. 0. 0. 0. 0. ] [0. 0. 0. 0. 0. 0. 0. 0. 0. 0. 0. 0. 0. 0. 0. 0. 0. 0. 0. 0. 0. 0. 0. 0. 0. 0. 0. 0. 0. 0. ] [0. 0. 0. 0. 0. 0. 0. 0. 0. 0. 0. 0. 0. 0. 0. 0. 0. 0. 0. 0. 0. 0. 0. 0. 0. 0. 0. 0. 0. 0. ] [0. 0. 0. 0. 0. 0. 0. 0. 0. 0. 0. 0. 0. 0. 0. 0. 0. 0. 0. 0. 0. 0. 0. 0. 0. 0. 0. 0. 0. 0. ] [0. 0. 0. 0. 0. 0. 0. 0. 0. 0. 0. 0. 0. 0. 0. 0. 0. 0. 0. 0. 0. 0. 0. 0. 0. 0. 0. 0. 0. 0. ] [0. 0. 0. 0. 0. 0. 0. 0. 0. 0. 0. 0. 0. 0. 0. 0. 0. 0. 0. 0. 0. 0. 0. 0. 0. 0. 0. 0. 0. 0. ]] | 2D array of the non-dimensional start point defined along the outer profile of a layer. The TE suction side is 0, the TE pressure side is 1. The first dimension represents each layer, the second dimension represents each entry along blade span.
rotorse.re.precomp.layer_end_nd | intermediate |  | [[1. 1. 1. 1. 1. 1. 1. 1. 1. 1. 1. 1. 1. 1. 1. 1. 1. 1. 1. 1. 1. 1. 1. 1. 1. 1. 1. 1. 1. 1. ] [1. 1. 1. 1. 1. 1. 1. 1. 1. 1. 1. 1. 1. 1. 1. 1. 1. 1. 1. 1. 1. 1. 1. 1. 1. 1. 1. 1. 1. 1. ] [1. 1. 1. 1. 1. 1. 1. 1. 1. 1. 1. 1. 1. 1. 1. 1. 1. 1. 1. 1. 1. 1. 1. 1. 1. 1. 1. 1. 1. 1. ] [0.74674599 0.74457689 0.74374403 0.74753901 0.74649452 0.74005576 0.74153477 0.74229997 0.74332546 0.74452554 0.74553621 0.74635493 0.74699618 0.74775923 0.74887169 0.75022402 0.75173122 0.75344473 0.75528652 0.75727768 0.75977209 0.76279283 0.76602345 0.76953223 0.77335011 0.77739405 0.7822646 0.78937016 0.82234353 0.831227 ] [0.2467312 0.24820449 0.24657251 0.2553723 0.27971089 0.29874853 0.30418219 0.30839785 0.31211396 0.31543168 0.31847448 0.32177546 0.32547174 0.32914112 0.3324521 0.33533074 0.33804313 0.34084786 0.34389518 0.34710042 0.35019912 0.35305419 0.35608793 0.35939601 0.36301407 0.36685597 0.371528 0.37844667 0.41129725 0.42016601] [1. 1. 1. 1. 1. 1. 1. 1. 1. 1. 1. 1. 1. 1. 1. 1. 1. 1. 1. 1. 1. 1. 1. 1. 1. 1. 1. 1. 1. 1. ] [0. 0.04026053 0.04015776 0.04202744 0.04318347 0.0435052 0.04367478 0.04404266 0.04535663 0.04682889 0.04821982 0.04980477 0.05164346 0.05364942 0.0558279 0.05805947 0.06035262 0.06280684 0.06547046 0.06837068 0.07139309 0.07451457 0.07675699 0.07570219 0.0714523 0.06412413 0.05445387 0.04325272 0.03740515 0.01704267] [1. 0.95973947 0.95984224 0.95797256 0.95681653 0.9564948 0.95632522 0.95595734 0.95464337 0.95317111 0.95178018 0.95019523 0.94835654 0.94635058 0.9441721 0.94194053 0.93964738 0.93719316 0.93452954 0.93162932 0.92860691 0.92548543 0.92324301 0.92429781 0.9285477 0.93587587 0.94554613 0.95674728 0.96259485 0.98295733] [0.17932132 0.18110362 0.17964291 0.18532656 0.20773843 0.22623986 0.23139089 0.23499342 0.23651957 0.23738353 0.23810811 0.23876751 0.2393993 0.23972541 0.23940559 0.23856495 0.23745544 0.23616979 0.23477775 0.23314929 0.23121063 0.22886324 0.22624059 0.22335242 0.22015324 0.21673572 0.2124813 0.20595577 0.17336376 0.16452599] [0.6793361 0.67747602 0.67681443 0.67749327 0.67452207 0.66754709 0.66874347 0.66889553 0.66773107 0.66647738 0.66516984 0.66334697 0.66092374 0.65834353 0.65582519 0.65345824 0.65114352 0.64876667 0.64616909 0.64332655 0.6407836 0.63860188 0.63617611 0.63348864 0.63048928 0.6272738 0.62321791 0.61687926 0.58441003 0.57558698] [1. 1. 1. 1. 1. 1. 1. 1. 1. 1. 1. 1. 1. 1. 1. 1. 1. 1. 1. 1. 1. 1. 1. 1. 1. 1. 1. 1. 1. 1. ] [0. 0. 0. 0. 0. 0. 0. 0. 0. 0. 0. 0. 0. 0. 0. 0. 0. 0. 0. 0. 0. 0. 0. 0. 0. 0. 0. 0. 0. 0. ] [0. 0. 0. 0. 0. 0. 0. 0. 0. 0. 0. 0. 0. 0. 0. 0. 0. 0. 0. 0. 0. 0. 0. 0. 0. 0. 0. 0. 0. 0. ] [0. 0. 0. 0. 0. 0. 0. 0. 0. 0. 0. 0. 0. 0. 0. 0. 0. 0. 0. 0. 0. 0. 0. 0. 0. 0. 0. 0. 0. 0. ] [0. 0. 0. 0. 0. 0. 0. 0. 0. 0. 0. 0. 0. 0. 0. 0. 0. 0. 0. 0. 0. 0. 0. 0. 0. 0. 0. 0. 0. 0. ] [0. 0. 0. 0. 0. 0. 0. 0. 0. 0. 0. 0. 0. 0. 0. 0. 0. 0. 0. 0. 0. 0. 0. 0. 0. 0. 0. 0. 0. 0. ] [0. 0. 0. 0. 0. 0. 0. 0. 0. 0. 0. 0. 0. 0. 0. 0. 0. 0. 0. 0. 0. 0. 0. 0. 0. 0. 0. 0. 0. 0. ]] | 2D array of the non-dimensional end point defined along the outer profile of a layer. The TE suction side is 0, the TE pressure side is 1. The first dimension represents each layer, the second dimension represents each entry along blade span.
rotorse.total_bc.inner_blade_cost | intermediate | USD | [255646.84642145] | Total cost (variable and fixed) for the blade inner portion.
towerse.member.gc.d | intermediate | m | [6. 5.645 5.29 4.935 4.58 4.225 3.87 ]
towerse.member.gc.t | intermediate | m | [0.0262 0.0246 0.023 0.0214 0.0198 0.019 ]
towerse.member.s | output |  | [0. 0.16648148 0.33296296 0.49944444 0.66592593 0.83240741 1. ]
towerse.member.height | output | m | [87.7]
towerse.tower_outer_diameter | output | m | [6. 5.645 5.29 4.935 4.58 4.225 3.87 ]
towerse.tower_wall_thickness | output | m | [0.0262 0.0246 0.023 0.0214 0.0198 0.019 ]
towerse.member.E | output | Pa | [2.e+11 2.e+11 2.e+11 2.e+11 2.e+11 2.e+11]
towerse.member.G | output | Pa | [7.93e+10 7.93e+10 7.93e+10 7.93e+10 7.93e+10 7.93e+10]
towerse.member.sigma_y | output | Pa | [3.45e+08 3.45e+08 3.45e+08 3.45e+08 3.45e+08 3.45e+08]
towerse.member.rho | output | kg/m**3 | [7800. 7800. 7800. 7800. 7800. 7800.]
towerse.member.unit_cost | output | USD/kg | [0.7 0.7 0.7 0.7 0.7 0.7]
towerse.member.outfitting_factor | output |  | [1.07 1.07 1.07 1.07 1.07 1.07]
towerse.tower_s | intermediate |  | [0. 0.16648148 0.33296296 0.49944444 0.66592593 0.83240741 1. ]
towerse.outfitting_full | output |  | [1.07 1.07 1.07 1.07 1.07 1.07 1.07 1.07 1.07 1.07 1.07 1.07 1.07 1.07 1.07 1.07 1.07 1.07]
towerse.member.unit_cost_full | output | USD/kg | [0.7 0.7 0.7 0.7 0.7 0.7 0.7 0.7 0.7 0.7 0.7 0.7 0.7 0.7 0.7 0.7 0.7 0.7]
towerse.hub_height | intermediate | m | [90.]
towerse.foundation_height | intermediate | m | [0.]
af_3d.cl | intermediate |  | [[[[-3.25260652e-19]] [[ 3.46944695e-18]] [[-1.38777878e-17]] ... [[ 3.38271078e-17]] [[-1.73472348e-18]] [[-3.57786717e-18]]] [[[ 3.62864642e-06]] [[ 3.43335236e-03]] [[ 6.98205459e-03]] ... [[-7.96885440e-03]] [[-4.50541440e-03]] [[ 3.62864642e-06]]] [[[ 5.54997382e-04]] [[ 3.95536938e-02]] [[ 7.92668263e-02]] ... [[-8.97079997e-02]] [[-5.05598857e-02]] [[ 5.54997382e-04]]] ... [[[-1.29808326e-03]] [[ 2.29200963e-01]] [[ 4.64558751e-01]] ... [[-5.09705052e-01]] [[-3.05120377e-01]] [[-1.29808326e-03]]] [[[-1.29808326e-03]] [[ 2.29200963e-01]] [[ 4.64558751e-01]] ... [[-5.09705052e-01]] [[-3.05120377e-01]] [[-1.29808326e-03]]] [[[-1.29808326e-03]] [[ 2.29200963e-01]] [[ 4.64558751e-01]] ... [[-5.09705052e-01]] [[-3.05120377e-01]] [[-1.29808326e-03]]]] | 4D array with the lift coefficients of the airfoils. Dimension 0 is along the blade span for n_span stations, dimension 1 is along the angles of attack, dimension 2 is along the Reynolds number, dimension 3 is along the number of tabs, which may describe multiple sets at the same station, for example in presence of a flap.
af_3d.cd | intermediate |  | [[[[0.5 ]] [[0.5 ]] [[0.5 ]] ... [[0.5 ]] [[0.5 ]] [[0.5 ]]] [[[0.4900672 ]] [[0.48898308]] [[0.4872525 ]] ... [[0.48808699]] [[0.48929527]] [[0.4900672 ]]] [[[0.3844799 ]] [[0.37390424]] [[0.35641336]] ... [[0.3651494 ]] [[0.37702543]] [[0.3844799 ]]] ... [[[0.01799703]] [[0.0271908 ]] [[0.04580378]] ... [[0.04333319]] [[0.02569179]] [[0.01799703]]] [[[0.01799703]] [[0.0271908 ]] [[0.04580378]] ... [[0.04333319]] [[0.02569179]] [[0.01799703]]] [[[0.01799703]] [[0.0271908 ]] [[0.04580378]] ... [[0.04333319]] [[0.02569179]] [[0.01799703]]]] | 4D array with the drag coefficients of the airfoils. Dimension 0 is along the blade span for n_span stations, dimension 1 is along the angles of attack, dimension 2 is along the Reynolds number, dimension 3 is along the number of tabs, which may describe multiple sets at the same station, for example in presence of a flap.
af_3d.cm | intermediate |  | [[[[-4.06575815e-20]] [[-3.90312782e-18]] [[ 8.67361738e-19]] ... [[-1.73472348e-18]] [[ 3.03576608e-18]] [[-3.38813179e-21]]] [[[ 5.03731484e-06]] [[ 1.87282156e-03]] [[ 3.54736059e-03]] ... [[-4.17491594e-03]] [[-2.20543758e-03]] [[ 5.03731484e-06]]] [[[ 6.62817646e-05]] [[ 2.10179139e-02]] [[ 3.98094410e-02]] ... [[-4.61235506e-02]] [[-2.43519787e-02]] [[ 6.62817646e-05]]] ... [[[-1.16934629e-07]] [[ 1.12680702e-01]] [[ 2.31784178e-01]] ... [[-2.31716501e-01]] [[-1.12594849e-01]] [[-1.16934629e-07]]] [[[-1.16934629e-07]] [[ 1.12680702e-01]] [[ 2.31784178e-01]] ... [[-2.31716501e-01]] [[-1.12594849e-01]] [[-1.16934629e-07]]] [[[-1.16934629e-07]] [[ 1.12680702e-01]] [[ 2.31784178e-01]] ... [[-2.31716501e-01]] [[-1.12594849e-01]] [[-1.16934629e-07]]]] | 4D array with the moment coefficients of the airfoils. Dimension 0 is along the blade span for n_span stations, dimension 1 is along the angles of attack, dimension 2 is along the Reynolds number, dimension 3 is along the number of tabs, which may describe multiple sets at the same station, for example in presence of a flap.
af_3d.r_blade | intermediate | m | [ 1.5 3.62068966 5.74137931 7.86206897 9.98275862 12.10344828 14.22413793 16.34482759 18.46551724 20.5862069 22.70689655 24.82758621 26.94827586 29.06896552 31.18965517 33.31034483 35.43103448 37.55172414 39.67241379 41.79310345 43.9137931 46.03448276 48.15517241 50.27586207 52.39655172 54.51724138 56.63793103 58.75862069 60.87931034 63. ] | 1D array of the dimensional spanwise grid defined along the rotor (hub radius to blade tip projected on the plane)
af_3d.rotor_radius | intermediate | m | [63.] | Scalar of the rotor radius, defined ignoring prebend and sweep curvatures, and cone and uptilt angles.
af_3d.r_thick | intermediate |  | [1. 0.98964428 0.87254312 0.68480309 0.50177122 0.39873514 0.36623504 0.34586024 0.33129768 0.31976414 0.30840306 0.29440513 0.2773373 0.26020528 0.24611865 0.23464382 0.22434731 0.21431102 0.20287772 0.18938788 0.18061067 0.18 0.18 0.18 0.18 0.18 0.18 0.18 0.18 0.18 ] | 1D array of the relative thicknesses of the blade defined along span.
af_3d.chord | intermediate | m | [3.542 3.58290657 3.87016779 4.11308266 4.38618432 4.57059836 4.63432561 4.64678192 4.54552935 4.42674161 4.32029193 4.20554804 4.08020909 3.94987415 3.81447079 3.68347913 3.5568911 3.42989655 3.30265517 3.17541379 3.04817241 2.92093104 2.79368966 2.66644816 2.53920681 2.41641741 2.28079676 2.10302789 1.52459909 1.419 ] | 1D array of the chord values defined along blade span.
blade.compute_coord_xy_dim.chord | intermediate | m | [3.542 3.58290657 3.87016779 4.11308266 4.38618432 4.57059836 4.63432561 4.64678192 4.54552935 4.42674161 4.32029193 4.20554804 4.08020909 3.94987415 3.81447079 3.68347913 3.5568911 3.42989655 3.30265517 3.17541379 3.04817241 2.92093104 2.79368966 2.66644816 2.53920681 2.41641741 2.28079676 2.10302789 1.52459909 1.419 ] | 1D array of the chord values defined along blade span.
blade.compute_coord_xy_dim.pitch_axis | intermediate |  | [0.5 0.49151228 0.46763951 0.44376674 0.41989397 0.4 0.4 0.4 0.4 0.4 0.4 0.4 0.4 0.4 0.4 0.4 0.4 0.4 0.4 0.4 0.4 0.4 0.4 0.4 0.4 0.4 0.4 0.4 0.4 0.4 ] | 1D array of the chordwise position of the pitch axis (0-LE, 1-TE), defined along blade span.
blade.compute_coord_xy_dim.twist | intermediate | rad | [0.23226842 0.23226842 0.23226842 0.23226842 0.23226842 0.23177953 0.21529633 0.19721961 0.18514807 0.17410388 0.16383607 0.15332789 0.14234851 0.1311726 0.11978974 0.1087882 0.09816062 0.08749259 0.07684918 0.06669746 0.05711932 0.04915361 0.04213653 0.03497169 0.02782777 0.02059416 0.01347902 0.00678095 0.00237776 0.00185005] | 1D array of the twist values defined along blade span. The twist is defined positive for negative rotations around the z axis (the same as in BeamDyn).
blade.compute_coord_xy_dim.coord_xy_interp | intermediate |  | [[[ 1.00000000e+00 4.33680869e-19] [ 9.99310113e-01 -2.24586628e-02] [ 9.97715675e-01 -4.48159779e-02] ... [ 9.97767307e-01 4.41944433e-02] [ 9.99327246e-01 2.21465777e-02] [ 1.00000000e+00 -6.93889390e-18]] [[ 1.00000000e+00 -1.79523317e-04] [ 9.98907231e-01 -2.19287005e-02] [ 9.96942612e-01 -4.35334724e-02] ... [ 9.97067481e-01 4.34585243e-02] [ 9.98961147e-01 2.18874403e-02] [ 1.00000000e+00 1.73653594e-04]] [[ 1.00000000e+00 -1.80437969e-03] [ 9.94647553e-01 -1.63171224e-02] [ 9.88734878e-01 -3.02596019e-02] ... [ 9.89615253e-01 3.57417519e-02] [ 9.95074439e-01 1.90424314e-02] [ 1.00000000e+00 1.74538340e-03]] ... [[ 1.00000000e+00 1.15158179e-04] [ 9.76517692e-01 2.75561392e-03] [ 9.52834515e-01 4.25516776e-03] ... [ 9.53598747e-01 1.28938799e-02] [ 9.76918075e-01 6.56229716e-03] [ 1.00000000e+00 1.15158179e-04]] [[ 1.00000000e+00 1.15158179e-04] [ 9.76517692e-01 2.75561392e-03] [ 9.52834515e-01 4.25516776e-03] ... [ 9.53598747e-01 1.28938799e-02] [ 9.76918075e-01 6.56229716e-03] [ 1.00000000e+00 1.15158179e-04]] [[ 1.00000000e+00 1.15158179e-04] [ 9.76517692e-01 2.75561392e-03] [ 9.52834515e-01 4.25516776e-03] ... [ 9.53598747e-01 1.28938799e-02] [ 9.76918075e-01 6.56229716e-03] [ 1.00000000e+00 1.15158179e-04]]] | 3D array of the non-dimensional x and y airfoil coordinates of the airfoils interpolated along span for n_span stations. The leading edge is place at x=0 and y=0.
blade.compute_coord_xy_dim.ref_axis | intermediate | m | [[ 0. 0. 0. ] [ 0. 0. 2.12068966] [ 0. 0. 4.24137931] [ 0. 0. 6.36206897] [ 0. 0. 8.48275862] [ 0. 0. 10.60344828] [ 0. 0. 12.72413793] [ 0. 0. 14.84482759] [ 0. 0. 16.96551724] [ 0. 0. 19.0862069 ] [ 0. 0. 21.20689655] [ 0. 0. 23.32758621] [ 0. 0. 25.44827586] [ 0. 0. 27.56896552] [ 0. 0. 29.68965517] [ 0. 0. 31.81034483] [ 0. 0. 33.93103448] [ 0. 0. 36.05172414] [ 0. 0. 38.17241379] [ 0. 0. 40.29310345] [ 0. 0. 42.4137931 ] [ 0. 0. 44.53448276] [ 0. 0. 46.65517241] [ 0. 0. 48.77586207] [ 0. 0. 50.89655172] [ 0. 0. 53.01724138] [ 0. 0. 55.13793103] [ 0. 0. 57.25862069] [ 0. 0. 59.37931034] [ 0. 0. 61.5 ]] | 2D array of the coordinates (x,y,z) of the blade reference axis, defined along blade span. The coordinate system is the one of BeamDyn: it is placed at blade root with x pointing the suction side of the blade, y pointing the trailing edge and z along the blade span. A standard configuration will have negative x values (prebend), if swept positive y values, and positive z values.
blade.compute_reynolds.chord | intermediate | m | [3.542 3.58290657 3.87016779 4.11308266 4.38618432 4.57059836 4.63432561 4.64678192 4.54552935 4.42674161 4.32029193 4.20554804 4.08020909 3.94987415 3.81447079 3.68347913 3.5568911 3.42989655 3.30265517 3.17541379 3.04817241 2.92093104 2.79368966 2.66644816 2.53920681 2.41641741 2.28079676 2.10302789 1.52459909 1.419 ]
blade.compute_reynolds.r_blade | intermediate | m | [ 1.5 3.62068966 5.74137931 7.86206897 9.98275862 12.10344828 14.22413793 16.34482759 18.46551724 20.5862069 22.70689655 24.82758621 26.94827586 29.06896552 31.18965517 33.31034483 35.43103448 37.55172414 39.67241379 41.79310345 43.9137931 46.03448276 48.15517241 50.27586207 52.39655172 54.51724138 56.63793103 58.75862069 60.87931034 63. ] | 1D array of the dimensional spanwise grid defined along the rotor (hub radius to blade tip projected on the plane)
blade.compute_reynolds.rotor_radius | intermediate | m | [63.] | Scalar of the rotor radius, defined ignoring prebend and sweep curvatures, and cone and uptilt angles.
blade.high_level_blade_props.blade_ref_axis_user | intermediate | m | [[ 0. 0. 0. ] [ 0. 0. 2.12068966] [ 0. 0. 4.24137931] [ 0. 0. 6.36206897] [ 0. 0. 8.48275862] [ 0. 0. 10.60344828] [ 0. 0. 12.72413793] [ 0. 0. 14.84482759] [ 0. 0. 16.96551724] [ 0. 0. 19.0862069 ] [ 0. 0. 21.20689655] [ 0. 0. 23.32758621] [ 0. 0. 25.44827586] [ 0. 0. 27.56896552] [ 0. 0. 29.68965517] [ 0. 0. 31.81034483] [ 0. 0. 33.93103448] [ 0. 0. 36.05172414] [ 0. 0. 38.17241379] [ 0. 0. 40.29310345] [ 0. 0. 42.4137931 ] [ 0. 0. 44.53448276] [ 0. 0. 46.65517241] [ 0. 0. 48.77586207] [ 0. 0. 50.89655172] [ 0. 0. 53.01724138] [ 0. 0. 55.13793103] [ 0. 0. 57.25862069] [ 0. 0. 59.37931034] [ 0. 0. 61.5 ]] | 2D array of the coordinates (x,y,z) of the blade reference axis, defined along blade span. The coordinate system is the one of BeamDyn: it is placed at blade root with x pointing the suction side of the blade, y pointing the trailing edge and z along the blade span. A standard configuration will have negative x values (prebend), if swept positive y values, and positive z values.
blade.high_level_blade_props.hub_radius | intermediate | m | [1.5] | Radius of the hub. It defines the distance of the blade root from the rotor center along the coned line.
blade.internal_structure_2d_fem.s | intermediate |  | [0. 0.03448276 0.06896552 0.10344828 0.13793103 0.17241379 0.20689655 0.24137931 0.27586207 0.31034483 0.34482759 0.37931034 0.4137931 0.44827586 0.48275862 0.51724138 0.55172414 0.5862069 0.62068966 0.65517241 0.68965517 0.72413793 0.75862069 0.79310345 0.82758621 0.86206897 0.89655172 0.93103448 0.96551724 1. ] | 1D array of the non-dimensional spanwise grid defined along blade axis (0-blade root, 1-blade tip)
blade.internal_structure_2d_fem.coord_xy_dim | intermediate | m | [[[ 1.77100000e+00 1.53609764e-18] [ 1.76855642e+00 -7.95485836e-02] [ 1.76290892e+00 -1.58738194e-01] ... [ 1.76309180e+00 1.56536718e-01] [ 1.76861710e+00 7.84431781e-02] [ 1.77100000e+00 -2.45775622e-17]] [[ 1.82186399e+00 -6.43215273e-04] [ 1.81794870e+00 -7.85684852e-02] [ 1.81090966e+00 -1.55976364e-01] ... [ 1.81135705e+00 1.55707832e-01] [ 1.81814188e+00 7.84206537e-02] [ 1.82186399e+00 6.22184604e-04]] [[ 2.06032442e+00 -6.98325216e-03] [ 2.03960955e+00 -6.31500016e-02] [ 2.01672650e+00 -1.17109737e-01] ... [ 2.02013370e+00 1.38326577e-01] [ 2.04126167e+00 7.36974046e-02] [ 2.06032442e+00 6.75492663e-03]] ... [[ 1.26181673e+00 2.42180861e-04] [ 1.21243278e+00 5.79513292e-03] [ 1.16262640e+00 8.94873648e-03] ... [ 1.16423360e+00 2.71161891e-02] [ 1.21327480e+00 1.38006940e-02] [ 1.26181673e+00 2.42180861e-04]] [[ 9.14759455e-01 1.75570055e-04] [ 8.78958349e-01 4.20120647e-03] [ 8.42851000e-01 6.48742491e-03] ... [ 8.44016148e-01 1.96579976e-02] [ 8.79568774e-01 1.00048723e-02] [ 9.14759455e-01 1.75570055e-04]] [[ 8.51400000e-01 1.63409455e-04] [ 8.18078604e-01 3.91021615e-03] [ 7.84472177e-01 6.03808306e-03] ... [ 7.85556622e-01 1.82964156e-02] [ 8.18646749e-01 9.31189967e-03] [ 8.51400000e-01 1.63409455e-04]]] | 3D array of the dimensional x and y airfoil coordinates of the airfoils interpolated along span for n_span stations. The origin is placed at the pitch axis.
blade.internal_structure_2d_fem.twist | intermediate | rad | [0.23226842 0.23226842 0.23226842 0.23226842 0.23226842 0.23177953 0.21529633 0.19721961 0.18514807 0.17410388 0.16383607 0.15332789 0.14234851 0.1311726 0.11978974 0.1087882 0.09816062 0.08749259 0.07684918 0.06669746 0.05711932 0.04915361 0.04213653 0.03497169 0.02782777 0.02059416 0.01347902 0.00678095 0.00237776 0.00185005] | 1D array of the twist values defined along blade span. The twist is defined positive for negative rotations around the z axis (the same as in BeamDyn).
blade.internal_structure_2d_fem.chord | intermediate | m | [3.542 3.58290657 3.87016779 4.11308266 4.38618432 4.57059836 4.63432561 4.64678192 4.54552935 4.42674161 4.32029193 4.20554804 4.08020909 3.94987415 3.81447079 3.68347913 3.5568911 3.42989655 3.30265517 3.17541379 3.04817241 2.92093104 2.79368966 2.66644816 2.53920681 2.41641741 2.28079676 2.10302789 1.52459909 1.419 ] | 1D array of the chord values defined along blade span.
blade.internal_structure_2d_fem.pitch_axis | intermediate |  | [0.5 0.49151228 0.46763951 0.44376674 0.41989397 0.4 0.4 0.4 0.4 0.4 0.4 0.4 0.4 0.4 0.4 0.4 0.4 0.4 0.4 0.4 0.4 0.4 0.4 0.4 0.4 0.4 0.4 0.4 0.4 0.4 ] | 1D array of the chordwise position of the pitch axis (0-LE, 1-TE), defined along blade span.
blade.interp_airfoils.s | intermediate |  | [0. 0.03448276 0.06896552 0.10344828 0.13793103 0.17241379 0.20689655 0.24137931 0.27586207 0.31034483 0.34482759 0.37931034 0.4137931 0.44827586 0.48275862 0.51724138 0.55172414 0.5862069 0.62068966 0.65517241 0.68965517 0.72413793 0.75862069 0.79310345 0.82758621 0.86206897 0.89655172 0.93103448 0.96551724 1. ] | 1D array of the non-dimensional spanwise grid defined along blade axis (0-blade root, 1-blade tip)
blade.interp_airfoils.pitch_axis | intermediate |  | [0.5 0.49151228 0.46763951 0.44376674 0.41989397 0.4 0.4 0.4 0.4 0.4 0.4 0.4 0.4 0.4 0.4 0.4 0.4 0.4 0.4 0.4 0.4 0.4 0.4 0.4 0.4 0.4 0.4 0.4 0.4 0.4 ] | 1D array of the chordwise position of the pitch axis (0-LE, 1-TE), defined along blade span.
blade.interp_airfoils.chord | intermediate | m | [3.542 3.58290657 3.87016779 4.11308266 4.38618432 4.57059836 4.63432561 4.64678192 4.54552935 4.42674161 4.32029193 4.20554804 4.08020909 3.94987415 3.81447079 3.68347913 3.5568911 3.42989655 3.30265517 3.17541379 3.04817241 2.92093104 2.79368966 2.66644816 2.53920681 2.41641741 2.28079676 2.10302789 1.52459909 1.419 ] | 1D array of the chord values defined along blade span.
blade.interp_airfoils.r_thick_yaml | intermediate |  | [0. 0. 0. 0. 0. 0. 0. 0. 0. 0. 0. 0. 0. 0. 0. 0. 0. 0. 0. 0. 0. 0. 0. 0. 0. 0. 0. 0. 0. 0.] | 1D array of the relative thicknesses of the blade defined along span.
blade.pa.s | intermediate |  | [0. 0.03448276 0.06896552 0.10344828 0.13793103 0.17241379 0.20689655 0.24137931 0.27586207 0.31034483 0.34482759 0.37931034 0.4137931 0.44827586 0.48275862 0.51724138 0.55172414 0.5862069 0.62068966 0.65517241 0.68965517 0.72413793 0.75862069 0.79310345 0.82758621 0.86206897 0.89655172 0.93103448 0.96551724 1. ] | 1D array of the non-dimensional spanwise grid defined along blade axis (0-blade root, 1-blade tip)
blade.ps.s | intermediate |  | [0. 0.03448276 0.06896552 0.10344828 0.13793103 0.17241379 0.20689655 0.24137931 0.27586207 0.31034483 0.34482759 0.37931034 0.4137931 0.44827586 0.48275862 0.51724138 0.55172414 0.5862069 0.62068966 0.65517241 0.68965517 0.72413793 0.75862069 0.79310345 0.82758621 0.86206897 0.89655172 0.93103448 0.96551724 1. ] | 1D array of the non-dimensional spanwise grid defined along blade axis (0-blade root, 1-blade tip)
high_level_tower_props.rotor_diameter | intermediate | m | [126.] | Diameter of the rotor used in WISDEM. It is defined as two times the blade length plus the hub diameter.
tower_grid.ref_axis | intermediate | m | [[ 0. 0. 0. ] [ 0. 0. 14.60042593] [ 0. 0. 29.20085185] [ 0. 0. 43.80127778] [ 0. 0. 58.4017037 ] [ 0. 0. 73.00212963] [ 0. 0. 87.7 ]] | 2D array of the coordinates (x,y,z) of the tower reference axis. The coordinate system is the global coordinate system of OpenFAST: it is placed at tower base with x pointing downwind, y pointing on the side and z pointing vertically upwards. A standard tower configuration will have zero x and y values and positive z values.
drivese.s_drive | output | m | [-4.25090365 -3.25090365 -2.25090365 -1.50090365 -0.75090365 0.19409635 1.13909635 1.23909635 1.42309635 1.60709635 2.56309635 3.51909635]
drivese.bedplate_web_height | output | m | [1.34212595]
drivese.s_mb1 | output | m | [1.60709635]
drivese.s_mb2 | output | m | [1.23909635]
drivese.mb1_mass | intermediate | kg | [1480.55356999]
drivese.mb1_I | intermediate | kg*m**2 | [134.02030141 70.60698288 70.60698288]
drivese.mb1_max_defl_ang | intermediate | rad | [0.00872665]
drivese.mb2_mass | intermediate | kg | [1349.62411874]
drivese.mb2_I | intermediate | kg*m**2 | [118.75932276 61.52201828 61.52201828]
drivese.mb2_max_defl_ang | intermediate | rad | [0.078]
drivese.s_gearbox | output | m | [0.19409635]
drivese.s_generator | output | m | [-3.25090365]
drivese.F_mb1 | output | N | [[1139272.34169671] [ 9709.60828864] [-361047.34995346]]
drivese.F_mb2 | output | N | [[-0.] [-0.] [-0.]]
drivese.F_torq | output | N | [[-0.] [-0.] [-0.]]
drivese.F_generator | output | N | [[ -21820.34002942] [ -0. ] [-249426.19301712]]
drivese.M_mb1 | output | N*m | [[-0.] [-0.] [-0.]]
drivese.M_mb2 | output | N*m | [[ -0. ] [1344525.33112692] [1184755.5499564 ]]
drivese.M_torq | output | N*m | [[11075137.65779353] [ -0. ] [ -0. ]]
drivese.M_generator | output | N*m | [[ 115366.01726868] [-432308.09691106] [ -0. ]]
drivese.other_mass | output | kg | [42675.3524084]
drivese.bedplate_E | output | Pa | [2.e+11]
drivese.bedplate_G | output | Pa | [7.93e+10]
drivese.bedplate_rho | output | kg/m**3 | [7800.]
drivese.bedplate_Xy | output | Pa | [3.45e+08]
drivese.rotor_diameter | intermediate | m | [126.]
drivese.rated_torque | intermediate | N*m | [4308926.79641639]
drivese.lss_spring_constant | output | N*m/rad | [3.65776817e+08]
drivese.hss_spring_constant | output | N*m/rad | [36022062.32884479]
drivese.blades_I | intermediate | kg*m**2 | [35590815.60501074 17795407.80250537 17795407.80250537 0. 0. 0. ]
drivese.hub_system_I | output | kg*m**2 | [24535.34807136 15145.75803081 15145.75803081 0. 0. 0. ]
drivese.generator.u_allow_s | output | m | [0.]
drivese.generator.u_as | output | m | [0.]
drivese.generator.z_allow_s | output | m | [0.]
drivese.generator.z_as | output | m | [0.]
drivese.generator.y_allow_s | output | m | [0.]
drivese.generator.y_as | output | m | [0.]
drivese.generator.b_allow_s | output | m | [0.]
drivese.generator.u_allow_r | output | m | [0.]
drivese.generator.u_ar | output | m | [0.]
drivese.generator.y_allow_r | output | m | [0.]
drivese.generator.y_ar | output | m | [0.]
drivese.generator.z_allow_r | output | m | [0.]
drivese.generator.z_ar | output | m | [0.]
drivese.generator.b_allow_r | output | m | [0.]
drivese.generator.TC1 | output | m**3 | [0.24790309]
drivese.generator.TC2r | output | m**3 | [0.182329]
drivese.generator.TC2s | output | m**3 | [0.]
drivese.generator.B_g | output | T | [1.10731968]
drivese.generator.K_rad | output |  | [0.40163934]
drivese.generator.D_ratio | output |  | [1.42327238]
drivese.generator.shaft_rpm | intermediate | rpm | [ 662.39421512 688.66825026 714.94228541 741.21632055 767.4903557 793.76439084 820.03842599 846.31246113 872.58649627 898.86053142 925.13456656 951.40860171 977.68263685 1003.956672 1030.23070714 1056.50474228 1082.77877743 1109.05281257 1135.32684772 1161.60088286]
drivese.generator.eandm_efficiency | output |  | [0.91494199 0.92052154 0.92548607 0.92992096 0.93389726 0.93747445 0.94070265 0.94362434 0.94627569 0.94868769 0.95088698 0.95289657 0.95473646 0.95642402 0.95797447 0.95940117 0.96071584 0.96192888 0.96304946 0.96408575]
drivese.generator.Copper | output | kg | [354.97950022]
drivese.generator.Iron | output | kg | [6077.94449795]
drivese.generator.mass_PM | output | kg | [0.]
drivese.generator.Structural_mass | output | kg | [13075.48125885]
drivese.generator.E | intermediate | Pa | [2.e+11]
drivese.generator.G | intermediate | Pa | [7.93e+10]
drivese.generator.v | output |  | [0.26103405]
drivese.generator.R_out | output | m | [0.86819615]
drivese.generator_mass | output | kg | [19508.40525702]
drivese.s_hss | output | m | [-2.25090365 -1.50090365 -0.75090365]
drivese.M_hub | intermediate | N*m | [[11075137.65779353] [ 1317752.66701242] [ 1200194.31654884]]
drivese.generator_I | output | kg*m**2 | [7352.37228437 4066.51681737 4066.51681737]
drivese.brake_mass | output | kg | [5256.89069163]
drivese.brake_I | output | kg*m**2 | [1043.22995775 521.61497888 521.61497888]
drivese.hss_E | output | Pa | [2.05e+11]
drivese.hss_G | output | Pa | [8.e+10]
drivese.hss_rho | output | kg/m**3 | [7850.]
drivese.hss_Xy | output | Pa | [4.85e+08]
drivese.pitch_mass | output | kg | [8352.81182734]
drivese.pitch_cost | output | USD | [0.]
drivese.pitch_I | output | kg*m**2 | [18793.82661151 9396.91330575 9396.91330575 0. 0. 0. ]
drivese.hub_mass | output | kg | [2683.80500768]
drivese.hub_cost | output | USD | [1341.90250384]
drivese.hub_cm | output | m | [1.37724667]
drivese.hub_I | output | kg*m**2 | [4025.70751152 4025.70751152 4025.70751152 0. 0. 0. ]
drivese.spinner_mass | output | kg | [508.38931803]
drivese.spinner_cost | output | kg | [186.27330191]
drivese.spinner_cm | output | m | [1.5]
drivese.spinner_I | output | kg*m**2 | [1715.81394834 1715.81394834 1715.81394834 0. 0. 0. ]
drivese.hub_shell.rho | intermediate | kg/m**3 | [7200.]
drivese.max_torque | output | N*m | [9019495.67225303]
drivese.hub_shell.Xy | intermediate | Pa | [2.65e+08]
drivese.hub_shell.metal_cost | intermediate | USD/kg | [0.5]
drivese.blade_root_diameter | intermediate | m | [3.542]
drivese.rated_rpm | intermediate | rpm | [12.1000092]
drivese.blade_mass | intermediate | kg | [16419.86669892]
drivese.pitch_system.rho | intermediate | kg/m**3 | [7800.]
drivese.pitch_system.Xy | intermediate | Pa | [3.45e+08]
drivese.pitch_system.BRFM | intermediate | N*m | [-16256766.58649734]
drivese.spinner_gust_ws | intermediate | m/s | [70.]
drivese.spinner.composite_Xt | intermediate | Pa | [54470000.]
drivese.spinner.composite_rho | intermediate | kg/m**3 | [1780.]
drivese.spinner.Xy | intermediate | Pa | [3.45e+08]
drivese.spinner.metal_rho | intermediate | kg/m**3 | [7800.]
drivese.spinner.composite_cost | intermediate | USD/kg | [3.]
drivese.spinner.metal_cost | intermediate | USD/kg | [0.7]
drivese.lss_rho | output | kg/m**3 | [7850.]
drivese.L_gearbox | output | m | [1.89]
drivese.s_lss | output | m | [1.13909635 1.23909635 1.42309635 1.60709635 3.51909635]
drivese.hub_system_mass | output | kg | [11545.00615304]
drivese.hub_system_cm | output | m | [1.38265217]
drivese.F_hub | intermediate | N | [[1171726.24681838] [ 9709.60828864] [ 9930.09366144]]
drivese.generator_rotor_I | output | kg*m**2 | [3676.18614218 2033.25840868 2033.25840868]
drivese.gearbox_mass | output | kg | [21544.63398208]
drivese.gearbox_I | output | kg*m**2 | [6156.76696379 9491.68240251 9491.68240251]
drivese.carrier_mass | output | kg | [0.]
drivese.carrier_I | output | kg*m**2 | [0. 0. 0.]
drivese.lss_E | output | Pa | [2.05e+11]
drivese.lss_G | output | Pa | [8.e+10]
drivese.lss_Xy | output | Pa | [4.85e+08]
drivese.H_bedplate | output | m | [1.49212595]
drivese.L_bedplate | output | m | [7.74043718]
drivese.R_generator | intermediate | m | [0.86819615]
drivese.generator_cm | intermediate | m | [-3.25090365]
drivese.rho_fiberglass | intermediate | kg/m**3 | [1780.]
drivese.rho_castiron | intermediate | kg/m**3 | [7200.]
drivese.mb1_cm | intermediate | m | [1.60709635]
drivese.mb2_cm | intermediate | m | [1.23909635]
drivese.gearbox_cm | intermediate | m | [0.19409635]
drivese.hss_mass | output | kg | [767.07136849]
drivese.hss_cm | output | m | [-1.50090365]
drivese.hss_I | output | kg*m**2 | [ 7.95299595 147.80237957 147.80237957]
drivese.brake_cm | output | m | [0.09704818]
drivese.generator_stator_I | output | kg*m**2 | [3676.18614218 2033.25840868 2033.25840868]
drivese.lss_mass | output | kg | [4885.25026553]
drivese.lss_cm | output | m | [2.32909635]
drivese.lss_I | output | kg*m**2 | [ 203.30579636 2407.65386519 2407.65386519]
drivese.converter_mass | output | kg | [4196.35]
drivese.converter_cm | output | m | [0. 2.88 0.945]
drivese.converter_I | output | kg*m**2 | [2498.2969725 2498.2969725 2498.2969725]
drivese.transformer_mass | output | kg | [11485.]
drivese.transformer_cm | output | m | [ 0. -2.88 0.945]
drivese.transformer_I | output | kg*m**2 | [6837.59475 6837.59475 6837.59475]
drivese.yaw_mass | output | kg | [6144.20363265]
drivese.yaw_cm | output | m | [0. 0. 0.]
drivese.yaw_I | output | kg*m**2 | [0. 0. 0.]
drivese.bedplate_mass | output | kg | [20178.22242316]
drivese.bedplate_cm | output | m | [-1.12978141 0. 0.72106297]
drivese.bedplate_I | output | kg*m**2 | [ 18939.9061544 107816.40726888 120643.01609266 0. 0. 0. ]
drivese.hvac_mass | output | kg | [511.40974911]
drivese.hvac_cm | output | m | [-3.25090365]
drivese.hvac_I | output | m | [216.83393223 108.41696612 108.41696612]
drivese.platform_mass | output | kg | [17253.3888]
drivese.platform_cm | output | m | [0. 0. 0.]
drivese.platform_I | output | m | [ 86136.39335808 86136.39335808 172268.18581248]
drivese.cover_mass | output | kg | [3085.00022664]
drivese.cover_cm | output | m | [-0.38702186 0. 1.29817715]
drivese.cover_I | output | m | [ 46.13500455 114.05076377 106.99307744]
drivese.constr_height | output | m | [1.49212595]
drivese.L_drive | output | m | [7.77]
drivese.shaft_start | output | m | [0. 0. 1.49212595]
drivese.blades_mass | intermediate | kg | [49259.60009676]
drivese.nacelle_mass | output | kg | [117646.00408504]
drivese.blades_cm | intermediate | m | [0.99847077]
drivese.nacelle_cm | output | m | [ 0.18653903 -0.17842775 0.95094764]
drivese.nacelle_I_TT | output | kg*m**2 | [ 4.02159388e+05 6.33573664e+05 7.20170408e+05 -1.12688976e+01 -2.89463206e+04 1.97793427e+04]
drivese.yaw.rho | intermediate | kg/m**3 | [7800.]
rotorse.rp.aep.CDF_V | intermediate | m/s | [0.06824543 0.07317592 0.07825729 0.08348677 0.08886153 0.09437864 0.10003514 0.10582799 0.11175409 0.1178103 0.12399341 0.13030017 0.13672727 0.14327136 0.14992906 0.15669694 0.16357153 0.17054933 0.17762681 0.18480043 0.19206659 0.19942169 0.20686212 0.21438424 0.2219844 0.22965893 0.23740419 0.24521648 0.25309215 0.26102753 0.26901895 0.27706275 0.28515528 0.29329292 0.30147203 0.30968902 0.31794031 0.32622234 0.33453157 0.3428645 0.35121765 0.35958758 0.36797088 0.37636417 0.38476413 0.39316746 0.4015709 0.40997127 0.41836538 0.42675014 0.43512249 0.4434794 0.45181794 0.46013518 0.4684283 0.4766945 0.48493104 0.49313527 0.50130457 0.50943638 0.51752823 0.5255777 0.53358242 0.54154011 0.54944853 0.55730553 0.56510902 0.57285696 0.5805474 0.58817845 0.59574828 0.60325515 0.61069736 0.6180733 0.62538141 0.63262022 0.63978832 0.64688436 0.65390705 0.6608552 0.66772765 0.67452333 0.68124122 0.68788039 0.69443994 0.70091905 0.70731698 0.71363303 0.71986656 0.726017 0.73208386 0.73806666 0.74396502 0.7497786 0.75550712 0.76115035 0.76670812 0.77218031 0.77756684 0.78286771 0.78808294 0.79321261 0.79825684 0.80321582 0.80808974 0.81287887 0.81758352 0.82220402 0.82674074 0.83119412 0.8355646 0.83985268 0.84405887 0.84818374 0.85222787 0.85619189 0.86007643 0.86388218 0.86760984 0.87126013 0.8748338 0.87833164 0.88175443 0.88510299 0.88837815 0.89158077 0.89471172 0.89777188 0.90076215 0.90368344 0.90653669 0.90932282 0.91204279 0.91469754 0.91728805 0.91981528 0.92228022 0.92468385 0.92702715 0.92931111 0.93153673 0.93370501 0.93581694 0.93787353 0.93987575 0.94182462 0.94372112 0.94556625 0.94736099 0.94910633 0.95080325 0.95245271 0.9540557 0.95561316 0.95712606 0.95859534 0.96002195 0.96140681 0.96275085 0.96405498 0.96532012 0.96654715 0.96773696 0.96889042 0.97000841 0.97109177 0.97214134 0.97315796 0.97414245 0.97509561 0.97601824 0.97691112 0.97777502 0.97861071 0.97941893 0.98020041 0.98095587 0.98168602 0.98239156 0.98307317 0.98373152 0.98436726 0.98498105 0.9855735 0.98614525 0.98669689 0.98722901 0.98774221 0.98823704 0.98871406 0.98917382 0.98961684 0.99004365 0.99045474 0.99085061 0.99123175 0.99159863 0.9919517 0.99229141 0.99261821] | cumulative distribution function evaluated at each wind speed
rotorse.rp.aep.P | intermediate | W | [ 47787.00014163 58864.54040024 71015.69572503 84177.09319653 98285.35989527 113277.12290179 129089.00929661 145657.64616027 162919.66057329 180811.67961621 199270.33036956 218232.23991386 237759.13296889 258551.79391209 280664.28061753 304018.52738463 328536.46851282 354140.03830153 380751.17105018 408291.80105819 436683.86262499 465869.92958807 496753.71913867 529625.46142521 564169.8936204 600071.75289693 637015.77642751 674686.70138484 712777.46424934 751624.82384223 791740.03622061 833392.16031735 876850.25506532 922851.67004073 972566.6658258 1023525.38742633 1076254.52241366 1130283.19303982 1186489.47725505 1244603.275695 1304167.14953402 1365396.98051836 1428508.6503943 1493718.04090807 1561085.15077997 1630241.91169882 1701219.75029027 1774088.2999898 1848917.19423286 1925776.06645493 2004734.55009146 2085862.27857792 2169186.01690626 2254669.66629507 2342324.83356448 2432164.14766075 2524200.23753011 2618445.73211881 2714913.26037309 2813615.4512392 2914564.93366338 3017774.33659188 3123588.17243053 3232629.29332147 3344703.97248829 3459589.99882938 3577065.16124314 3696907.24862794 3818894.04988218 3942803.35390426 4068412.94959255 4195500.62584546 4323844.17156136 4453221.37563866 4595805.90660905 4776107.3072892 4933675.20471008 4999999.99995539 4999999.76645831 4999999.14053206 4999998.21428966 4999997.07984413 4999995.82930849 4999994.55479576 4999993.34841897 4999992.30229114 4999991.50852528 4999991.05923443 4999991.01091229 4999991.16987098 4999991.4750712 4999991.90699853 4999992.44613857 4999993.07297691 4999993.76799915 4999994.51169088 4999995.2845377 4999996.0670252 4999996.83963897 4999997.5828646 4999998.27718769 4999998.90309384 4999999.44106864 4999999.87159767 5000000.20327927 5000000.52706424 5000000.84957646 5000001.16834278 5000001.48089003 5000001.78474504 5000002.07743465 5000002.35648572 5000002.61942506 5000002.86377952 5000003.08707594 5000003.28684115 5000003.46060199 5000003.60588531 5000003.72021794 5000003.80112671 5000003.84613846 5000003.8537438 5000003.83501061 5000003.79399076 5000003.73099285 5000003.64632549 5000003.54029726 5000003.41321678 5000003.26539264 5000003.09713344 5000002.90874779 5000002.70054428 5000002.47283151 5000002.22591808 5000001.9601126 5000001.67572366 5000001.37305987 5000001.05242982 5000000.71414212 5000000.35850536 4999999.52755269 4999997.4364958 4999994.21043635 4999989.99568933 4999984.93856971 4999979.1853925 4999972.88247268 4999966.17612523 4999959.21266514 4999952.13840741 4999945.09966701 4999938.24275894 4999931.71399818 4999925.65969972 4999920.22617855 4999915.55974966 4999911.80672803 4999909.11342865 4999907.62616651 4999907.5074394 4999908.94926683 4999911.83844391 4999916.00707729 4999921.28727361 4999927.51113953 4999934.51078171 4999942.11830678 4999950.1658214 4999958.48543222 4999966.90924589 4999975.26936906 4999983.39790839 4999991.12697052 4999998.2886621 5000004.71508979 5000010.23836023 5000014.69058007 5000017.90385597 5000019.71029458 5000020.05047444 5000020.04495564 5000020.02112445 5000019.96548732 5000019.86455068 5000019.70482098 5000019.47280467 5000019.15500818 5000018.73793797 5000018.20810048 5000017.55200215 5000016.75614942 5000015.80704874 5000014.69120656 5000013.39512931 5000011.90532344 5000010.2082954 5000008.29055163 5000006.13859857 5000003.73894267 5000001.07809037] | power curve (power)
rotorse.rp.cdf.x | intermediate | m/s | [ 3. 3.11055276 3.22110553 3.33165829 3.44221106 3.55276382 3.66331658 3.77386935 3.88442211 3.99497487 4.10552764 4.2160804 4.32663317 4.43718593 4.54773869 4.65829146 4.76884422 4.87939698 4.98994975 5.10050251 5.21105528 5.32160804 5.4321608 5.54271357 5.65326633 5.7638191 5.87437186 5.98492462 6.09547739 6.20603015 6.31658291 6.42713568 6.53768844 6.64824121 6.75879397 6.86934673 6.9798995 7.09045226 7.20100503 7.31155779 7.42211055 7.53266332 7.64321608 7.75376884 7.86432161 7.97487437 8.08542714 8.1959799 8.30653266 8.41708543 8.52763819 8.63819095 8.74874372 8.85929648 8.96984925 9.08040201 9.19095477 9.30150754 9.4120603 9.52261307 9.63316583 9.74371859 9.85427136 9.96482412 10.07537688 10.18592965 10.29648241 10.40703518 10.51758794 10.6281407 10.73869347 10.84924623 10.95979899 11.07035176 11.18090452 11.29145729 11.40201005 11.51256281 11.62311558 11.73366834 11.84422111 11.95477387 12.06532663 12.1758794 12.28643216 12.39698492 12.50753769 12.61809045 12.72864322 12.83919598 12.94974874 13.06030151 13.17085427 13.28140704 13.3919598 13.50251256 13.61306533 13.72361809 13.83417085 13.94472362 14.05527638 14.16582915 14.27638191 14.38693467 14.49748744 14.6080402 14.71859296 14.82914573 14.93969849 15.05025126 15.16080402 15.27135678 15.38190955 15.49246231 15.60301508 15.71356784 15.8241206 15.93467337 16.04522613 16.15577889 16.26633166 16.37688442 16.48743719 16.59798995 16.70854271 16.81909548 16.92964824 17.04020101 17.15075377 17.26130653 17.3718593 17.48241206 17.59296482 17.70351759 17.81407035 17.92462312 18.03517588 18.14572864 18.25628141 18.36683417 18.47738693 18.5879397 18.69849246 18.80904523 18.91959799 19.03015075 19.14070352 19.25125628 19.36180905 19.47236181 19.58291457 19.69346734 19.8040201 19.91457286 20.02512563 20.13567839 20.24623116 20.35678392 20.46733668 20.57788945 20.68844221 20.79899497 20.90954774 21.0201005 21.13065327 21.24120603 21.35175879 21.46231156 21.57286432 21.68341709 21.79396985 21.90452261 22.01507538 22.12562814 22.2361809 22.34673367 22.45728643 22.5678392 22.67839196 22.78894472 22.89949749 23.01005025 23.12060302 23.23115578 23.34170854 23.45226131 23.56281407 23.67336683 23.7839196 23.89447236 24.00502513 24.11557789 24.22613065 24.33668342 24.44723618 24.55778894 24.66834171 24.77889447 24.88944724 25. ] | corresponding reference height
rotorse.rp.cdf.xbar | intermediate | m/s | [10.] | mean value of distribution
rotorse.rp.gust.V_mean | intermediate | m/s | [10.] | IEC average wind speed for turbine class
rotorse.rp.gust.V_hub | intermediate | m/s | [11.51106388] | hub height wind speed
rotorse.rp.powercurve.generator_efficiency | intermediate |  | [0.89554052 0.900887 0.90561571 0.90981096 0.91354295 0.91687049 0.91984319 0.92250306 0.92488596 0.92702257 0.92893931 0.93065902 0.93220152 0.93358409 0.93482184 0.93592804 0.93691436 0.93779114 0.93856751 0.93925162] | Generator efficiency at various rpm values to support table lookup
rotorse.rp.powercurve.lss_rpm | intermediate | rpm | [ 6.89993974 7.17362761 7.44731547 7.72100334 7.99469121 8.26837907 8.54206694 8.8157548 9.08944267 9.36313054 9.6368184 9.91050627 10.18419413 10.457882 10.73156987 11.00525773 11.2789456 11.55263346 11.82632133 12.1000092 ] | Low speed shaft RPM values at which the generator efficiency values are given
rotorse.rp.powercurve.V | output | m/s | [ 3. 4.27204607 5.30403148 6.08010611 6.58835037 6.82095822 6.86755938 7.1926538 7.79124841 8.6541495 9.76810389 11.11600255 11.51106388 12.67714331 14.42754887 16.34033501 18.38612357 20.5334936 22.74946399 25. ] | wind vector
rotorse.rp.powercurve.Omega | output | rpm | [ 6.89993974 6.89993974 6.89993974 6.89993974 7.0079768 7.25539995 7.30496924 7.65076963 8.28749004 9.20535118 10.39025577 11.82400504 12.1000092 12.1000092 12.1000092 12.1000092 12.1000092 12.1000092 12.1000092 12.1000092 ] | rotor rotational speed
rotorse.rp.powercurve.P | output | W | [ 47787.00014163 228003.10581424 461163.83571281 707461.32571203 897442.46785598 1001050.70836792 1022678.69048154 1182152.36388865 1516339.6497214 2097756.53013484 3040845.34427531 4506894.78903141 5000000. 4999990.99226963 4999999.99890794 5000003.85498235 5000000.29469866 4999907.37357233 5000020.05057687 5000001.07809037] | rotor electrical power
rotorse.rs.aero_gust.V_load | intermediate | m/s | [20.76046046]
rotorse.rs.Omega_load | intermediate | rpm | [12.1000092]
rotorse.rs.pitch_load | intermediate | deg | [2.45571792e-17]
rotorse.rs.aero_hub_loads.V_load | intermediate | m/s | [20.76046046]
rotorse.rs.brs.rootD | intermediate | m | [3.542] | Blade root outer diameter / Chord at blade span station 0
rotorse.rs.brs.layer_thickness | intermediate | m | [[ 5.00000000e-05 5.00000000e-05 5.00000000e-05 5.00000000e-05 5.00000000e-05 5.00000000e-05 5.00000000e-05 5.00000000e-05 5.00000000e-05 5.00000000e-05 5.00000000e-05 5.00000000e-05 5.00000000e-05 5.00000000e-05 5.00000000e-05 5.00000000e-05 5.00000000e-05 5.00000000e-05 5.00000000e-05 5.00000000e-05 5.00000000e-05 5.00000000e-05 5.00000000e-05 5.00000000e-05 5.00000000e-05 5.00000000e-05 5.00000000e-05 5.00000000e-05 5.00000000e-05 5.00000000e-05] [ 2.82000000e-03 2.82000000e-03 2.82000000e-03 2.82000000e-03 2.82000000e-03 2.82000000e-03 2.82000000e-03 2.82000000e-03 2.82000000e-03 2.82000000e-03 2.82000000e-03 2.82000000e-03 2.82000000e-03 2.82000000e-03 2.82000000e-03 2.82000000e-03 2.82000000e-03 2.82000000e-03 2.82000000e-03 2.82000000e-03 2.82000000e-03 2.82000000e-03 2.82000000e-03 2.82000000e-03 2.82000000e-03 2.82000000e-03 2.82000000e-03 2.82000000e-03 2.82000000e-03 2.82000000e-03] [ 5.17000000e-02 2.59593191e-02 1.24339293e-02 4.27131105e-03 1.07726981e-03 0.00000000e+00 0.00000000e+00 0.00000000e+00 0.00000000e+00 0.00000000e+00 0.00000000e+00 0.00000000e+00 0.00000000e+00 0.00000000e+00 0.00000000e+00 0.00000000e+00 0.00000000e+00 0.00000000e+00 0.00000000e+00 0.00000000e+00 0.00000000e+00 0.00000000e+00 0.00000000e+00 0.00000000e+00 0.00000000e+00 0.00000000e+00 0.00000000e+00 0.00000000e+00 0.00000000e+00 0.00000000e+00] [ 4.70000000e-04 2.63777678e-03 2.30062882e-02 4.14211021e-02 4.23000000e-02 4.23000000e-02 4.23000000e-02 4.23000000e-02 4.23000000e-02 4.23000000e-02 4.23000000e-02 4.22668360e-02 4.18597613e-02 4.10412647e-02 3.98771799e-02 3.84333404e-02 3.67755801e-02 3.49697326e-02 3.30816315e-02 3.11771105e-02 2.92323870e-02 2.70009013e-02 2.44812660e-02 2.16936522e-02 1.86582309e-02 1.53951732e-02 1.19246502e-02 8.26683295e-03 4.44189253e-03 4.70000000e-04] [ 4.70000000e-04 2.63777678e-03 2.30062882e-02 4.14211021e-02 4.23000000e-02 4.23000000e-02 4.23000000e-02 4.23000000e-02 4.23000000e-02 4.23000000e-02 4.23000000e-02 4.22668360e-02 4.18597613e-02 4.10412647e-02 3.98771799e-02 3.84333404e-02 3.67755801e-02 3.49697326e-02 3.30816315e-02 3.11771105e-02 2.92323870e-02 2.70009013e-02 2.44812660e-02 2.16936522e-02 1.86582309e-02 1.53951732e-02 1.19246502e-02 8.26683295e-03 4.44189253e-03 4.70000000e-04] [ 0.00000000e+00 1.76336508e-03 6.03688768e-03 7.05000000e-03 7.05000000e-03 7.05000000e-03 7.05000000e-03 7.05000000e-03 7.05000000e-03 7.05000000e-03 7.05000000e-03 7.02816092e-03 6.76555652e-03 6.25385742e-03 5.55396162e-03 4.72676715e-03 3.83317203e-03 2.93407428e-03 2.09037192e-03 1.36296297e-03 8.12745457e-04 5.00617392e-04 3.89993070e-04 2.95522934e-04 2.11472464e-04 1.39341227e-04 8.06287937e-05 3.68347320e-05 9.45861116e-06 -1.43995601e-20] [ 0.00000000e+00 1.76336508e-03 6.03688768e-03 7.05000000e-03 7.05000000e-03 7.05000000e-03 7.05000000e-03 7.05000000e-03 7.05000000e-03 7.05000000e-03 7.05000000e-03 7.02816092e-03 6.76555652e-03 6.25385742e-03 5.55396162e-03 4.72676715e-03 3.83317203e-03 2.93407428e-03 2.09037192e-03 1.36296297e-03 8.12745457e-04 5.00617392e-04 3.89993070e-04 2.95522934e-04 2.11472464e-04 1.39341227e-04 8.06287937e-05 3.68347320e-05 9.45861116e-06 -1.43995601e-20] [ 0.00000000e+00 2.00000000e-02 2.00000000e-02 6.99488261e-02 9.00000000e-02 9.00000000e-02 9.00000000e-02 9.00000000e-02 9.00000000e-02 9.00000000e-02 9.00000000e-02 8.03255569e-02 6.00000000e-02 6.00000000e-02 6.00000000e-02 6.00000000e-02 6.00000000e-02 6.00000000e-02 6.00000000e-02 3.09885606e-02 2.00000000e-02 2.00000000e-02 2.00000000e-02 2.00000000e-02 2.00000000e-02 2.00000000e-02 2.00000000e-02 2.00000000e-02 0.00000000e+00 0.00000000e+00] [ 0.00000000e+00 2.00000000e-02 2.00000000e-02 6.99488261e-02 9.00000000e-02 9.00000000e-02 9.00000000e-02 9.00000000e-02 9.00000000e-02 9.00000000e-02 9.00000000e-02 8.03255569e-02 6.00000000e-02 6.00000000e-02 6.00000000e-02 6.00000000e-02 6.00000000e-02 6.00000000e-02 6.00000000e-02 3.09885606e-02 2.00000000e-02 2.00000000e-02 2.00000000e-02 2.00000000e-02 2.00000000e-02 2.00000000e-02 2.00000000e-02 2.00000000e-02 0.00000000e+00 0.00000000e+00] [ 0.00000000e+00 0.00000000e+00 0.00000000e+00 0.00000000e+00 2.00000000e-02 2.00000000e-02 2.00000000e-02 2.00000000e-02 2.00000000e-02 2.00000000e-02 2.00000000e-02 2.00000000e-02 2.00000000e-02 2.00000000e-02 2.00000000e-02 2.00000000e-02 2.00000000e-02 2.00000000e-02 2.00000000e-02 2.00000000e-02 2.00000000e-02 2.00000000e-02 2.00000000e-02 2.00000000e-02 2.00000000e-02 2.00000000e-02 2.00000000e-02 2.00000000e-02 0.00000000e+00 0.00000000e+00] [ 2.82000000e-03 2.82000000e-03 2.82000000e-03 2.82000000e-03 2.82000000e-03 2.82000000e-03 2.82000000e-03 2.82000000e-03 2.82000000e-03 2.82000000e-03 2.82000000e-03 2.82000000e-03 2.82000000e-03 2.82000000e-03 2.82000000e-03 2.82000000e-03 2.82000000e-03 2.82000000e-03 2.82000000e-03 2.82000000e-03 2.82000000e-03 2.82000000e-03 2.82000000e-03 2.82000000e-03 2.82000000e-03 2.82000000e-03 2.82000000e-03 2.82000000e-03 2.82000000e-03 2.82000000e-03] [ 2.00000000e-03 2.00000000e-03 2.00000000e-03 2.00000000e-03 2.00000000e-03 2.00000000e-03 2.00000000e-03 2.00000000e-03 2.00000000e-03 2.00000000e-03 2.00000000e-03 2.00000000e-03 2.00000000e-03 2.00000000e-03 2.00000000e-03 2.00000000e-03 2.00000000e-03 2.00000000e-03 2.00000000e-03 2.00000000e-03 2.00000000e-03 2.00000000e-03 2.00000000e-03 2.00000000e-03 2.00000000e-03 2.00000000e-03 2.00000000e-03 2.00000000e-03 2.00000000e-03 2.00000000e-03] [ 4.00000000e-02 4.00000000e-02 4.00000000e-02 4.00000000e-02 4.00000000e-02 4.00000000e-02 4.00000000e-02 4.00000000e-02 4.00000000e-02 4.00000000e-02 4.00000000e-02 4.00000000e-02 4.00000000e-02 4.00000000e-02 4.00000000e-02 4.00000000e-02 4.00000000e-02 4.00000000e-02 4.00000000e-02 4.00000000e-02 4.00000000e-02 4.00000000e-02 4.00000000e-02 4.00000000e-02 4.00000000e-02 4.00000000e-02 4.00000000e-02 4.00000000e-02 4.00000000e-02 4.00000000e-02] [ 2.00000000e-03 2.00000000e-03 2.00000000e-03 2.00000000e-03 2.00000000e-03 2.00000000e-03 2.00000000e-03 2.00000000e-03 2.00000000e-03 2.00000000e-03 2.00000000e-03 2.00000000e-03 2.00000000e-03 2.00000000e-03 2.00000000e-03 2.00000000e-03 2.00000000e-03 2.00000000e-03 2.00000000e-03 2.00000000e-03 2.00000000e-03 2.00000000e-03 2.00000000e-03 2.00000000e-03 2.00000000e-03 2.00000000e-03 2.00000000e-03 2.00000000e-03 2.00000000e-03 2.00000000e-03] [ 2.00000000e-03 2.00000000e-03 2.00000000e-03 2.00000000e-03 2.00000000e-03 2.00000000e-03 2.00000000e-03 2.00000000e-03 2.00000000e-03 2.00000000e-03 2.00000000e-03 2.00000000e-03 2.00000000e-03 2.00000000e-03 2.00000000e-03 2.00000000e-03 2.00000000e-03 2.00000000e-03 2.00000000e-03 2.00000000e-03 2.00000000e-03 2.00000000e-03 2.00000000e-03 2.00000000e-03 2.00000000e-03 2.00000000e-03 2.00000000e-03 2.00000000e-03 2.00000000e-03 2.00000000e-03] [ 4.00000000e-02 4.00000000e-02 4.00000000e-02 4.00000000e-02 4.00000000e-02 4.00000000e-02 4.00000000e-02 4.00000000e-02 4.00000000e-02 4.00000000e-02 4.00000000e-02 4.00000000e-02 4.00000000e-02 4.00000000e-02 4.00000000e-02 4.00000000e-02 4.00000000e-02 4.00000000e-02 4.00000000e-02 4.00000000e-02 4.00000000e-02 4.00000000e-02 4.00000000e-02 4.00000000e-02 4.00000000e-02 4.00000000e-02 4.00000000e-02 4.00000000e-02 4.00000000e-02 4.00000000e-02] [ 2.00000000e-03 2.00000000e-03 2.00000000e-03 2.00000000e-03 2.00000000e-03 2.00000000e-03 2.00000000e-03 2.00000000e-03 2.00000000e-03 2.00000000e-03 2.00000000e-03 2.00000000e-03 2.00000000e-03 2.00000000e-03 2.00000000e-03 2.00000000e-03 2.00000000e-03 2.00000000e-03 2.00000000e-03 2.00000000e-03 2.00000000e-03 2.00000000e-03 2.00000000e-03 2.00000000e-03 2.00000000e-03 2.00000000e-03 2.00000000e-03 2.00000000e-03 2.00000000e-03 2.00000000e-03]] | 2D array of the thickness of the layers of the blade structure. The first dimension represents each layer, the second dimension represents each entry along blade span.
rotorse.rs.brs.layer_start_nd | intermediate |  | [[0. 0. 0. 0. 0. 0. 0. 0. 0. 0. 0. 0. 0. 0. 0. 0. 0. 0. 0. 0. 0. 0. 0. 0. 0. 0. 0. 0. 0. 0. ] [0. 0. 0. 0. 0. 0. 0. 0. 0. 0. 0. 0. 0. 0. 0. 0. 0. 0. 0. 0. 0. 0. 0. 0. 0. 0. 0. 0. 0. 0. ] [0. 0. 0. 0. 0. 0. 0. 0. 0. 0. 0. 0. 0. 0. 0. 0. 0. 0. 0. 0. 0. 0. 0. 0. 0. 0. 0. 0. 0. 0. ] [0.6793361 0.67747602 0.67681443 0.67749327 0.67452207 0.66754709 0.66874347 0.66889553 0.66773107 0.66647738 0.66516984 0.66334697 0.66092374 0.65834353 0.65582519 0.65345824 0.65114352 0.64876667 0.64616909 0.64332655 0.6407836 0.63860188 0.63617611 0.63348864 0.63048928 0.6272738 0.62321791 0.61687926 0.58441003 0.57558698] [0.17932132 0.18110362 0.17964291 0.18532656 0.20773843 0.22623986 0.23139089 0.23499342 0.23651957 0.23738353 0.23810811 0.23876751 0.2393993 0.23972541 0.23940559 0.23856495 0.23745544 0.23616979 0.23477775 0.23314929 0.23121063 0.22886324 0.22624059 0.22335242 0.22015324 0.21673572 0.2124813 0.20595577 0.17336376 0.16452599] [1. 0.95973947 0.95984224 0.95797256 0.95681653 0.9564948 0.95632522 0.95595734 0.95464337 0.95317111 0.95178018 0.95019523 0.94835654 0.94635058 0.9441721 0.94194053 0.93964738 0.93719316 0.93452954 0.93162932 0.92860691 0.92548543 0.92324301 0.92429781 0.9285477 0.93587587 0.94554613 0.95674728 0.96259485 0.98295733] [0. 0. 0. 0. 0. 0. 0. 0. 0. 0. 0. 0. 0. 0. 0. 0. 0. 0. 0. 0. 0. 0. 0. 0. 0. 0. 0. 0. 0. 0. ] [0.74674599 0.74457689 0.74374403 0.74753901 0.74649452 0.74005576 0.74153477 0.74229997 0.74332546 0.74452554 0.74553621 0.74635493 0.74699618 0.74775923 0.74887169 0.75022402 0.75173122 0.75344473 0.75528652 0.75727768 0.75977209 0.76279283 0.76602345 0.76953223 0.77335011 0.77739405 0.7822646 0.78937016 0.82234353 0.831227 ] [0. 0.04026053 0.04015776 0.04202744 0.04318347 0.0435052 0.04367478 0.04404266 0.04535663 0.04682889 0.04821982 0.04980477 0.05164346 0.05364942 0.0558279 0.05805947 0.06035262 0.06280684 0.06547046 0.06837068 0.07139309 0.07451457 0.07675699 0.07570219 0.0714523 0.06412413 0.05445387 0.04325272 0.03740515 0.01704267] [0.2467312 0.24820449 0.24657251 0.2553723 0.27971089 0.29874853 0.30418219 0.30839785 0.31211396 0.31543168 0.31847448 0.32177546 0.32547174 0.32914112 0.3324521 0.33533074 0.33804313 0.34084786 0.34389518 0.34710042 0.35019912 0.35305419 0.35608793 0.35939601 0.36301407 0.36685597 0.371528 0.37844667 0.41129725 0.42016601] [0. 0. 0. 0. 0. 0. 0. 0. 0. 0. 0. 0. 0. 0. 0. 0. 0. 0. 0. 0. 0. 0. 0. 0. 0. 0. 0. 0. 0. 0. ] [0. 0. 0. 0. 0. 0. 0. 0. 0. 0. 0. 0. 0. 0. 0. 0. 0. 0. 0. 0. 0. 0. 0. 0. 0. 0. 0. 0. 0. 0. ] [0. 0. 0. 0. 0. 0. 0. 0. 0. 0. 0. 0. 0. 0. 0. 0. 0. 0. 0. 0. 0. 0. 0. 0. 0. 0. 0. 0. 0. 0. ] [0. 0. 0. 0. 0. 0. 0. 0. 0. 0. 0. 0. 0. 0. 0. 0. 0. 0. 0. 0. 0. 0. 0. 0. 0. 0. 0. 0. 0. 0. ] [0. 0. 0. 0. 0. 0. 0. 0. 0. 0. 0. 0. 0. 0. 0. 0. 0. 0. 0. 0. 0. 0. 0. 0. 0. 0. 0. 0. 0. 0. ] [0. 0. 0. 0. 0. 0. 0. 0. 0. 0. 0. 0. 0. 0. 0. 0. 0. 0. 0. 0. 0. 0. 0. 0. 0. 0. 0. 0. 0. 0. ] [0. 0. 0. 0. 0. 0. 0. 0. 0. 0. 0. 0. 0. 0. 0. 0. 0. 0. 0. 0. 0. 0. 0. 0. 0. 0. 0. 0. 0. 0. ]] | 2D array of the non-dimensional start point defined along the outer profile of a layer. The TE suction side is 0, the TE pressure side is 1. The first dimension represents each layer, the second dimension represents each entry along blade span.
rotorse.rs.brs.layer_end_nd | intermediate |  | [[1. 1. 1. 1. 1. 1. 1. 1. 1. 1. 1. 1. 1. 1. 1. 1. 1. 1. 1. 1. 1. 1. 1. 1. 1. 1. 1. 1. 1. 1. ] [1. 1. 1. 1. 1. 1. 1. 1. 1. 1. 1. 1. 1. 1. 1. 1. 1. 1. 1. 1. 1. 1. 1. 1. 1. 1. 1. 1. 1. 1. ] [1. 1. 1. 1. 1. 1. 1. 1. 1. 1. 1. 1. 1. 1. 1. 1. 1. 1. 1. 1. 1. 1. 1. 1. 1. 1. 1. 1. 1. 1. ] [0.74674599 0.74457689 0.74374403 0.74753901 0.74649452 0.74005576 0.74153477 0.74229997 0.74332546 0.74452554 0.74553621 0.74635493 0.74699618 0.74775923 0.74887169 0.75022402 0.75173122 0.75344473 0.75528652 0.75727768 0.75977209 0.76279283 0.76602345 0.76953223 0.77335011 0.77739405 0.7822646 0.78937016 0.82234353 0.831227 ] [0.2467312 0.24820449 0.24657251 0.2553723 0.27971089 0.29874853 0.30418219 0.30839785 0.31211396 0.31543168 0.31847448 0.32177546 0.32547174 0.32914112 0.3324521 0.33533074 0.33804313 0.34084786 0.34389518 0.34710042 0.35019912 0.35305419 0.35608793 0.35939601 0.36301407 0.36685597 0.371528 0.37844667 0.41129725 0.42016601] [1. 1. 1. 1. 1. 1. 1. 1. 1. 1. 1. 1. 1. 1. 1. 1. 1. 1. 1. 1. 1. 1. 1. 1. 1. 1. 1. 1. 1. 1. ] [0. 0.04026053 0.04015776 0.04202744 0.04318347 0.0435052 0.04367478 0.04404266 0.04535663 0.04682889 0.04821982 0.04980477 0.05164346 0.05364942 0.0558279 0.05805947 0.06035262 0.06280684 0.06547046 0.06837068 0.07139309 0.07451457 0.07675699 0.07570219 0.0714523 0.06412413 0.05445387 0.04325272 0.03740515 0.01704267] [1. 0.95973947 0.95984224 0.95797256 0.95681653 0.9564948 0.95632522 0.95595734 0.95464337 0.95317111 0.95178018 0.95019523 0.94835654 0.94635058 0.9441721 0.94194053 0.93964738 0.93719316 0.93452954 0.93162932 0.92860691 0.92548543 0.92324301 0.92429781 0.9285477 0.93587587 0.94554613 0.95674728 0.96259485 0.98295733] [0.17932132 0.18110362 0.17964291 0.18532656 0.20773843 0.22623986 0.23139089 0.23499342 0.23651957 0.23738353 0.23810811 0.23876751 0.2393993 0.23972541 0.23940559 0.23856495 0.23745544 0.23616979 0.23477775 0.23314929 0.23121063 0.22886324 0.22624059 0.22335242 0.22015324 0.21673572 0.2124813 0.20595577 0.17336376 0.16452599] [0.6793361 0.67747602 0.67681443 0.67749327 0.67452207 0.66754709 0.66874347 0.66889553 0.66773107 0.66647738 0.66516984 0.66334697 0.66092374 0.65834353 0.65582519 0.65345824 0.65114352 0.64876667 0.64616909 0.64332655 0.6407836 0.63860188 0.63617611 0.63348864 0.63048928 0.6272738 0.62321791 0.61687926 0.58441003 0.57558698] [1. 1. 1. 1. 1. 1. 1. 1. 1. 1. 1. 1. 1. 1. 1. 1. 1. 1. 1. 1. 1. 1. 1. 1. 1. 1. 1. 1. 1. 1. ] [0. 0. 0. 0. 0. 0. 0. 0. 0. 0. 0. 0. 0. 0. 0. 0. 0. 0. 0. 0. 0. 0. 0. 0. 0. 0. 0. 0. 0. 0. ] [0. 0. 0. 0. 0. 0. 0. 0. 0. 0. 0. 0. 0. 0. 0. 0. 0. 0. 0. 0. 0. 0. 0. 0. 0. 0. 0. 0. 0. 0. ] [0. 0. 0. 0. 0. 0. 0. 0. 0. 0. 0. 0. 0. 0. 0. 0. 0. 0. 0. 0. 0. 0. 0. 0. 0. 0. 0. 0. 0. 0. ] [0. 0. 0. 0. 0. 0. 0. 0. 0. 0. 0. 0. 0. 0. 0. 0. 0. 0. 0. 0. 0. 0. 0. 0. 0. 0. 0. 0. 0. 0. ] [0. 0. 0. 0. 0. 0. 0. 0. 0. 0. 0. 0. 0. 0. 0. 0. 0. 0. 0. 0. 0. 0. 0. 0. 0. 0. 0. 0. 0. 0. ] [0. 0. 0. 0. 0. 0. 0. 0. 0. 0. 0. 0. 0. 0. 0. 0. 0. 0. 0. 0. 0. 0. 0. 0. 0. 0. 0. 0. 0. 0. ]] | 2D array of the non-dimensional end point defined along the outer profile of a layer. The TE suction side is 0, the TE pressure side is 1. The first dimension represents each layer, the second dimension represents each entry along blade span.
rotorse.rs.brs.root_M | intermediate | N*m | [ 3608443.07222503 -16256766.58649734 -0. ] | Blade root moment in blade c.s.
rotorse.rs.constr.strainU_spar | intermediate |  | [-1.05053821e-03 -1.67438586e-03 -1.33781779e-03 -1.25993086e-03 -1.62773541e-03 -1.85893352e-03 -1.91598761e-03 -1.90585044e-03 -1.89721596e-03 -1.86286281e-03 -1.80907330e-03 -1.76162072e-03 -1.73685701e-03 -1.72770700e-03 -1.71164700e-03 -1.68882134e-03 -1.66080746e-03 -1.62659393e-03 -1.59130868e-03 -1.55449122e-03 -1.46212630e-03 -1.29698318e-03 -1.12782828e-03 -9.57732569e-04 -7.85328595e-04 -6.08503421e-04 -4.34080414e-04 -2.69743484e-04 -1.60396389e-04 1.70506994e-08] | strain in spar cap on upper surface at location xu,yu_strain with loads P_strain
rotorse.rs.constr.strainL_spar | intermediate |  | [ 1.00549558e-03 1.59839004e-03 1.25527546e-03 1.14113344e-03 1.48422106e-03 1.74844023e-03 1.77654946e-03 1.74303731e-03 1.72473791e-03 1.69269817e-03 1.64485665e-03 1.60292247e-03 1.59273425e-03 1.59543546e-03 1.58521607e-03 1.56535062e-03 1.53692256e-03 1.49983997e-03 1.46103896e-03 1.42548044e-03 1.33880702e-03 1.18459515e-03 1.02646115e-03 8.67410663e-04 7.06330784e-04 5.41637512e-04 3.80365699e-04 2.30855348e-04 1.32986359e-04 -1.46813086e-08] | strain in spar cap on lower surface at location xl,yl_strain with loads P_strain
rotorse.rs.constr.strainU_te | intermediate |  | [-1.00182652e-04 -4.63889076e-04 -9.42995263e-06 4.69660586e-04 3.94572351e-04 3.46707000e-05 2.47979763e-04 3.94290678e-04 4.92610994e-04 5.20405463e-04 5.11368140e-04 4.91956939e-04 4.76135804e-04 4.85052036e-04 5.01766423e-04 5.08094556e-04 5.12853065e-04 5.14721618e-04 5.12234096e-04 5.06249794e-04 4.83093373e-04 4.19045346e-04 3.40064955e-04 2.74595363e-04 2.18459874e-04 1.66566355e-04 1.16983952e-04 7.01155442e-05 3.70249503e-05 -3.53910447e-09] | strain in trailing edge on upper surface at location xu,yu_strain with loads P_strain
rotorse.rs.constr.strainL_te | intermediate |  | [-1.00182652e-04 1.05863145e-04 3.98352953e-04 7.76993829e-04 6.06912727e-04 1.94431537e-04 3.97567614e-04 5.38666115e-04 6.37613021e-04 6.64967487e-04 6.53249409e-04 6.30779626e-04 6.16754700e-04 6.31092434e-04 6.57800749e-04 6.85271734e-04 7.14905353e-04 7.38416406e-04 7.50508811e-04 7.53522603e-04 7.26011181e-04 6.47015280e-04 5.45911787e-04 4.45665937e-04 3.47605326e-04 2.54090746e-04 1.67721084e-04 9.37571540e-05 4.87704317e-05 -3.53910447e-09] | strain in trailing edge on lower surface at location xl,yl_strain with loads P_strain
rotorse.s | intermediate |  | [0. 0.03448276 0.06896552 0.10344828 0.13793103 0.17241379 0.20689655 0.24137931 0.27586207 0.31034483 0.34482759 0.37931034 0.4137931 0.44827586 0.48275862 0.51724138 0.55172414 0.5862069 0.62068966 0.65517241 0.68965517 0.72413793 0.75862069 0.79310345 0.82758621 0.86206897 0.89655172 0.93103448 0.96551724 1. ] | 1D array of the non-dimensional spanwise grid defined along blade axis (0-blade root, 1-blade tip)
rotorse.rs.constr.rated_Omega | intermediate | rpm | [12.1000092] | rotor rotation speed at rated
rotorse.rs.constr.flap_mode_freqs | intermediate | Hz | [ 0.9198361 2.97435668 6.79150025 12.09395517 19.33234473] | Frequencies associated with mode shapes in the flap direction
rotorse.rs.constr.edge_mode_freqs | intermediate | Hz | [ 1.10698848 4.08176803 9.77120123 17.5612984 29.47638558] | Frequencies associated with mode shapes in the edge direction
rotorse.rs.constr.tors_mode_freqs | intermediate | Hz | [31.00227491 0. 0. 0. 0. ] | Frequencies associated with mode shapes in the torsional direction
rotorse.blade_span_cg | output | m | [21.39222134] | Distance along the blade span for its center of gravity
rotorse.rs.x_az | output | m | [0. 0. 0. 0. 0. 0. 0. 0. 0. 0. 0. 0. 0. 0. 0. 0. 0. 0. 0. 0. 0. 0. 0. 0. 0. 0. 0. 0. 0. 0.] | location of blade in azimuth x-coordinate system (prebend)
rotorse.rs.y_az | output | m | [0. 0. 0. 0. 0. 0. 0. 0. 0. 0. 0. 0. 0. 0. 0. 0. 0. 0. 0. 0. 0. 0. 0. 0. 0. 0. 0. 0. 0. 0.] | location of blade in azimuth y-coordinate system (sweep)
rotorse.rs.z_az | output | m | [ 1.5 3.62068966 5.74137931 7.86206897 9.98275862 12.10344828 14.22413793 16.34482759 18.46551724 20.5862069 22.70689655 24.82758621 26.94827586 29.06896552 31.18965517 33.31034483 35.43103448 37.55172414 39.67241379 41.79310345 43.9137931 46.03448276 48.15517241 50.27586207 52.39655172 54.51724138 56.63793103 58.75862069 60.87931034 63. ] | location of blade in azimuth z-coordinate system (from root to tip)
rotorse.rs.frame.Px_af | intermediate | N/m | [ 1000.0974676 989.55328015 1760.18128328 2784.54654087 3547.09563874 4251.70345605 4496.84894823 4756.08502275 5172.10055309 5592.45644435 6065.08293022 6537.50044081 6821.3715315 7004.09595071 7215.33417769 7590.33106815 7857.56903481 8147.3989141 8500.93078886 9356.55946767 10258.28841388 10688.20352646 11042.49140754 11345.81258178 11594.17268855 11803.34044748 11880.32185948 11635.79446122 8928.66585718 8294.3635031 ] | distributed load (force per unit length) in airfoil x-direction
rotorse.rs.frame.Py_af | intermediate | N/m | [ 283.32863951 289.75283286 139.79743474 -121.72160745 -249.2533014 -405.70755271 -445.76663683 -498.58588712 -642.06616716 -760.9810783 -891.56511428 -1033.87883227 -1114.32050575 -1148.75394373 -1194.45272177 -1301.67574247 -1374.70525265 -1453.63014558 -1504.92887965 -1618.07075169 -1734.33262533 -1805.77481102 -1867.80324369 -1921.9851926 -1967.10051964 -2005.36615301 -2019.82499201 -1976.15391446 -1522.56183851 -1354.82427052] | distributed load (force per unit length) in airfoil y-direction
rotorse.rs.frame.Pz_af | intermediate | N/m | [-9492.63604023 -3114.78440372 -317.48641738 1170.88911967 2274.2519563 3237.56301297 4326.91705262 5395.25910096 6336.82107393 7213.90448081 8057.96884897 8623.56484929 8800.15371946 9298.58628425 9690.917744 9990.63200644 10203.71303139 10328.19070929 10363.30466148 9574.25129648 9235.15132777 9162.79940063 9023.00577786 8796.65337502 8482.19481542 8090.59869095 7571.11753502 6828.24272742 4209.78408215 3439.57064135] | distributed load (force per unit length) in airfoil z-direction
rotorse.A | output | m**2 | [0.94615709 0.74585515 0.61324571 0.67883807 0.75707286 0.72646819 0.71409631 0.70153895 0.6762268 0.64963133 0.6261131 0.56742728 0.47199201 0.44795228 0.42384722 0.40013852 0.37737711 0.35434629 0.33182244 0.24349862 0.20423443 0.19139172 0.17904827 0.16687972 0.15492945 0.14364467 0.1316169 0.11632056 0.04404363 0.03475954] | airfoil cross section material area
rotorse.EA | output | N | [1.81487776e+10 1.07094098e+10 1.01647320e+10 1.06307413e+10 9.68763344e+09 9.31014785e+09 9.29541077e+09 9.28597443e+09 9.23592049e+09 9.18190689e+09 9.13539583e+09 9.07656836e+09 8.93679695e+09 8.72118798e+09 8.43778739e+09 8.10379478e+09 7.73297034e+09 7.33698620e+09 6.92732169e+09 6.51169962e+09 6.10425553e+09 5.66461250e+09 5.18322900e+09 4.65608866e+09 4.08691507e+09 3.48097904e+09 2.83580999e+09 2.14455172e+09 1.28186740e+09 5.62863320e+08] | axial stiffness
rotorse.EIxx | output | N*m**2 | [2.69220191e+10 1.57055745e+10 1.12964565e+10 7.41506016e+09 5.88047405e+09 5.59223631e+09 5.58978067e+09 5.50937978e+09 5.14621523e+09 4.76795442e+09 4.45268135e+09 4.12781327e+09 3.75241024e+09 3.35714120e+09 2.95218150e+09 2.57202270e+09 2.22410181e+09 1.90728843e+09 1.62345217e+09 1.37558784e+09 1.17511349e+09 1.01892368e+09 8.90066205e+08 7.70167238e+08 6.58739617e+08 5.57805734e+08 4.57715602e+08 3.48004312e+08 1.42444422e+08 8.70869063e+07] | edgewise stiffness (bending about :ref:`x-axis of airfoil aligned coordinate system <blade_airfoil_coord>`)
rotorse.EIyy | output | N*m**2 | [2.74134952e+10 1.67594704e+10 1.82669689e+10 1.54273102e+10 8.66423906e+09 5.69708067e+09 4.78035969e+09 4.22442751e+09 3.65675846e+09 3.19324960e+09 2.81591444e+09 2.44853070e+09 2.04699844e+09 1.67456057e+09 1.37371132e+09 1.12257418e+09 9.11387508e+08 7.33616885e+08 5.78699497e+08 4.39903631e+08 3.45570418e+08 2.91533232e+08 2.42832892e+08 1.97553623e+08 1.56039499e+08 1.19051977e+08 8.48175488e+07 5.26237943e+07 1.50587358e+07 4.52558825e+06] | flapwise stiffness (bending about y-axis of airfoil aligned coordinate system)
rotorse.EIxy | output | N*m**2 | [5.13902928e+07 3.14429089e+08 2.49143001e+09 3.09403259e+09 1.95472703e+09 1.40757852e+09 1.17745347e+09 1.01581022e+09 8.63401443e+08 7.36096697e+08 6.31670143e+08 5.27899132e+08 4.12384999e+08 3.06102377e+08 2.23919634e+08 1.62303368e+08 1.16196396e+08 8.13277800e+07 5.40261350e+07 3.24424846e+07 2.05304084e+07 1.59278472e+07 1.21371069e+07 8.95298350e+06 6.38385539e+06 4.36250332e+06 2.82694317e+06 1.72506514e+06 9.12462277e+05 4.07953285e+05] | coupled flap-edge stiffness
rotorse.GJ | output | N*m**2 | [1.39470281e+10 7.97230236e+09 4.79636123e+09 1.98292365e+09 8.29782738e+08 4.77898382e+08 4.04833732e+08 3.58591002e+08 3.05675117e+08 2.61360773e+08 2.26398094e+08 1.93049065e+08 1.60853428e+08 1.32794635e+08 1.09733985e+08 9.09566784e+07 7.53971588e+07 6.22071153e+07 5.01453444e+07 3.98437569e+07 3.26557879e+07 2.85632130e+07 2.50322908e+07 2.17969129e+07 1.88339660e+07 1.62007406e+07 1.35332764e+07 1.04367100e+07 4.08868524e+06 2.81936584e+06] | torsional stiffness (about axial z-direction of airfoil aligned coordinate system)
rotorse.rhoA | output | kg/m | [1284.36144521 780.7910616 540.31337356 416.08329244 365.88568571 336.63546135 332.35183191 328.56336857 319.67937054 310.62151452 302.63798046 287.1894855 263.24822045 252.46780306 240.87316122 228.96374529 216.93507092 204.77220722 192.48646614 167.26269545 152.28849512 143.07005329 133.78154796 124.16323691 114.23960922 104.19204546 93.41004383 80.85145717 47.91695166 37.69082217] | mass per unit length
rotorse.rhoJ | output | kg*m | [3708.38152421 2222.10173952 1463.1684569 874.85518812 638.72632999 546.56837872 530.3007559 513.26637807 468.59087614 425.03619672 388.91875201 346.5680356 296.76659559 261.27335525 227.74253477 197.81961978 171.26061575 147.31334442 125.67854842 98.7473158 81.27798275 70.25056627 60.9583176 52.66918414 45.27517045 38.90028411 32.66818024 25.61723144 8.25609603 6.30886252] | polar mass moment of inertia per unit length
rotorse.x_ec | output | m | [-3.19281367e-06 2.14687644e-05 5.22524108e-04 1.46252935e-03 1.52329011e-03 1.12311234e-03 9.64277293e-04 8.11466155e-04 6.61780296e-04 4.59265373e-04 3.72645020e-04 2.79911075e-04 1.82442129e-04 1.12767531e-04 7.79766147e-05 6.52720984e-05 5.62614356e-05 1.36039251e-05 3.47204481e-05 1.65161727e-05 2.71753355e-05 2.51091055e-05 2.33244931e-05 2.21111781e-05 2.18966009e-05 2.37305724e-05 2.78260974e-05 3.54659538e-05 -4.40391917e-06 1.10226983e-04] | x-distance to elastic center from point about which above structural properties are computed (airfoil aligned coordinate system)
rotorse.y_ec | output | m | [ 0.00875467 0.01368132 0.01129744 0.00974064 0.00679794 0.00523161 0.00408666 0.00330049 0.00276899 -0.00053762 -0.00066135 -0.00074605 -0.00077287 -0.00076362 -0.00073403 -0.00069746 -0.00065371 0.00043355 -0.00054031 -0.00013537 -0.00038442 -0.00040612 -0.00043922 -0.00048902 -0.00056388 -0.00068695 -0.00088803 -0.00123424 -0.0013358 -0.0051031 ] | y-distance to elastic center from point about which above structural properties are computed
rotorse.rs.strains.EI11 | intermediate | N*m**2 | [2.69153267e+10 1.56170325e+10 1.04963868e+10 6.35854660e+09 4.87243516e+09 4.23602099e+09 3.93998154e+09 3.66496216e+09 3.26127247e+09 2.90274771e+09 2.60048713e+09 2.29636603e+09 1.95251333e+09 1.62060288e+09 1.34256084e+09 1.10462228e+09 9.01181500e+08 7.28008201e+08 5.75913108e+08 4.38780116e+08 3.45062612e+08 2.91184616e+08 2.42605368e+08 1.97413671e+08 1.55958439e+08 1.19008602e+08 8.47961156e+07 5.26137161e+07 1.50522001e+07 4.52356219e+06] | stiffness w.r.t principal axis 1
rotorse.rs.strains.EI22 | intermediate | N*m**2 | [2.74187966e+10 1.68460078e+10 1.90657386e+10 1.64827924e+10 9.67180779e+09 7.05302943e+09 6.42999494e+09 6.06873786e+09 5.54162636e+09 5.05845172e+09 4.66810340e+09 4.27997218e+09 3.84688972e+09 3.41109370e+09 2.98332737e+09 2.58997063e+09 2.23430448e+09 1.91289573e+09 1.62623653e+09 1.37671123e+09 1.17562039e+09 1.01927136e+09 8.90292726e+08 7.70306075e+08 6.58819375e+08 5.57847465e+08 4.57734797e+08 3.48011121e+08 1.42448670e+08 8.70742677e+07] | stiffness w.r.t principal axis 2
rotorse.rs.strains.alpha | intermediate | deg | [84.11023131 74.61183506 72.22333217 71.16247111 62.72933168 46.06894671 35.51696876 28.8444438 24.61062315 21.5365694 18.83146923 16.07927456 12.90472009 9.99697492 7.91981548 6.3116364 5.01961776 3.94509732 2.95238893 1.9834123 1.41686604 1.25382471 1.07393009 0.89555143 0.72745793 0.56962309 0.43433986 0.33462237 0.41038495 0.28337157] | Angle between blade c.s. and principal axes
rotorse.rs.strains.M1 | intermediate | N*m | [-2.84750644e+06 -2.66278283e+06 -3.96895753e+06 -4.08910370e+06 -4.79328049e+06 -6.73741663e+06 -8.25577823e+06 -8.62197703e+06 -8.40259869e+06 -7.92506056e+06 -7.35426314e+06 -6.75276832e+06 -6.14555682e+06 -5.53269457e+06 -4.91627192e+06 -4.31242021e+06 -3.73405084e+06 -3.18742056e+06 -2.67594365e+06 -2.20217462e+06 -1.77052912e+06 -1.38528803e+06 -1.04715598e+06 -7.56042021e+05 -5.12411890e+05 -3.16700196e+05 -1.69261317e+05 -7.00010479e+04 -1.61900027e+04 5.65407676e-01] | distribution along blade span of bending moment w.r.t principal axis 1
rotorse.rs.strains.M2 | intermediate | N*m | [ 1.64071662e+07 1.54629635e+07 1.41907228e+07 1.31696580e+07 1.19319885e+07 9.86518437e+06 7.35408835e+06 5.43199783e+06 4.10156219e+06 3.17446712e+06 2.45472696e+06 1.84282043e+06 1.28545928e+06 8.03668764e+05 4.51802279e+05 2.17710317e+05 6.13701939e+04 -4.08116481e+04 -1.05763073e+05 -1.43504675e+05 -1.53392394e+05 -1.38478814e+05 -1.13679466e+05 -8.83358507e+04 -6.40669838e+04 -4.21261406e+04 -2.37992446e+04 -1.02969829e+04 -2.41274896e+03 6.28712213e-03] | distribution along blade span of bending moment w.r.t principal axis 2
rotorse.rs.strains.F3 | intermediate | N | [ 4.02565308e+05 4.15933514e+05 4.19572903e+05 4.18668002e+05 4.15014967e+05 4.09170545e+05 4.01149591e+05 3.90840737e+05 3.78400693e+05 3.64032257e+05 3.47838813e+05 3.30150644e+05 3.11675502e+05 2.92484608e+05 2.72349195e+05 2.51479974e+05 2.30067016e+05 2.08296129e+05 1.86356019e+05 1.65215345e+05 1.45270902e+05 1.25762739e+05 1.06479524e+05 8.75845480e+04 6.92630197e+04 5.16901525e+04 3.50833398e+04 1.98150595e+04 8.11094973e+03 -4.13820089e-11] | axial resultant along blade span
rotorse.xu_spar | output |  | [1.724909 1.72815788 1.62103748 1.35023086 1.0510089 0.86537061 0.79426257 0.74887394 0.69920175 0.65542209 0.61810893 0.5808884 0.53637873 0.49271951 0.45549788 0.42176015 0.39097372 0.36258428 0.33449425 0.30280203 0.27863553 0.26627095 0.25482912 0.24344344 0.2321306 0.22133276 0.20952225 0.19411126 0.14202504 0.13583246] | x-position of midpoint of spar cap on upper surface for strain calculation
rotorse.xl_spar | output |  | [-1.72503312 -1.72214961 -1.64716476 -1.36849006 -1.05615159 -0.87630032 -0.80408822 -0.75539498 -0.70508687 -0.6615942 -0.62389981 -0.58501701 -0.54086607 -0.49712534 -0.45863853 -0.4228173 -0.38932653 -0.35794829 -0.32701449 -0.29387625 -0.2692733 -0.25704829 -0.24561068 -0.23412294 -0.22257049 -0.21130696 -0.19873716 -0.18223982 -0.13075462 -0.118037 ] | x-position of midpoint of spar cap on lower surface for strain calculation
rotorse.yu_spar | output |  | [ 0.38990866 0.3529725 0.29765814 0.23059934 0.13374935 0.06650875 0.03330729 0.00796588 -0.00725042 -0.01846524 -0.02798399 -0.03648227 -0.04330619 -0.04832252 -0.05021452 -0.0501382 -0.04871242 -0.04652232 -0.0439881 -0.04103227 -0.03876554 -0.03798382 -0.03917741 -0.04095924 -0.04352983 -0.04755289 -0.05328405 -0.06109089 -0.0539467 -0.10577804] | y-position of midpoint of spar cap on upper surface for strain calculation
rotorse.yl_spar | output |  | [-0.40713428 -0.44478458 -0.45968543 -0.39494961 -0.34657103 -0.3274204 -0.30013076 -0.27836694 -0.25804358 -0.23952403 -0.2238507 -0.2083396 -0.191236 -0.17404195 -0.15661332 -0.13941759 -0.12307229 -0.10767785 -0.09333608 -0.0796265 -0.06900156 -0.06265856 -0.05921227 -0.05660219 -0.0551144 -0.05538083 -0.05768139 -0.06248173 -0.05296579 -0.10445335] | y-position of midpoint of spar cap on lower surface for strain calculation
rotorse.xu_te | output |  | [-6.65849283e-06 3.08601444e-01 2.66698025e-01 2.11656629e-01 1.63360734e-01 1.61193097e-01 1.69824225e-01 1.66438930e-01 1.56092498e-01 1.45458049e-01 1.33840776e-01 1.16906057e-01 9.06522986e-02 6.38007932e-02 4.48731393e-02 3.00943078e-02 1.72633709e-02 5.90934118e-03 -4.99873258e-03 -1.58662193e-02 -2.07716123e-02 -1.79975376e-02 -1.54303099e-02 -1.52736852e-02 -1.71111406e-02 -2.06413386e-02 -2.49140181e-02 -2.85578543e-02 -2.19099782e-02 -3.20282720e-02] | x-position of midpoint of trailing-edge panel on upper surface for strain calculation
rotorse.xl_te | output |  | [-6.65849283e-06 -3.03965204e-01 -2.24865307e-01 -9.24750373e-02 3.01960189e-02 8.62682000e-02 1.07571595e-01 1.09446048e-01 1.02343971e-01 9.41928979e-02 8.48600742e-02 7.05492711e-02 4.65937341e-02 2.14890003e-02 2.66168259e-03 -1.49109841e-02 -3.11307741e-02 -4.48235770e-02 -5.59389181e-02 -6.48155275e-02 -6.78108277e-02 -6.56101333e-02 -6.28290650e-02 -5.96784938e-02 -5.61917035e-02 -5.33505493e-02 -5.02014682e-02 -4.62451993e-02 -3.27879506e-02 -3.20282720e-02] | x-position of midpoint of trailing-edge panel on lower surface for strain calculation
rotorse.yu_te | output |  | [-1.77961617 1.74260931 1.89462397 2.03344919 2.23256641 2.3931833 2.42198886 2.42572856 2.36790424 2.30100676 2.24116271 2.17750645 2.10991064 2.04008287 1.96788498 1.89845673 1.83155137 1.76400844 1.69572633 1.62695871 1.55614192 1.48252262 1.40990581 1.34624507 1.28975389 1.24062545 1.18640695 1.10727598 0.80310731 -0.67224224] | y-position of midpoint of trailing-edge panel on upper surface for strain calculation
rotorse.yl_te | output |  | [-1.77961617 1.74363394 1.91442781 2.07393936 2.25292076 2.40237785 2.42915276 2.43234435 2.37423578 2.30712379 2.24709562 2.18326857 2.11563321 2.04577226 1.97368183 1.90460947 1.83806604 1.77074584 1.70252683 1.63389344 1.56307284 1.48941016 1.41666281 1.35261851 1.29552746 1.2456173 1.19046412 1.110289 0.80500892 -0.67224224] | y-position of midpoint of trailing-edge panel on lower surface for strain calculation
rotorse.rs.tip_pos.dx_tip | intermediate | m | [4.77008374] | deflection at tip in blade x-direction
rotorse.rs.tip_pos.dy_tip | intermediate | m | [-1.32607148] | deflection at tip in blade y-direction
rotorse.rs.tip_pos.dz_tip | intermediate | m | [-0.00178793] | deflection at tip in blade z-direction
rotorse.rs.tip_pos.3d_curv_tip | intermediate | deg | [2.49981486] | total coning angle including precone and curvature
rotorse.rs.tot_loads_gust.aeroloads_Px | intermediate | N/m | [ 354.20658047 497.75058678 1296.75509333 2274.70582403 2982.19222571 3615.50204954 3824.59194099 4049.58716157 4415.39086172 4795.43205034 5227.76894977 5680.74708352 5984.90573233 6171.74870553 6391.75320712 6772.10195985 7053.97503591 7363.14199121 7743.20541559 8666.843217 9609.09099326 10064.15670495 10445.64617381 10781.41932891 11066.91381053 11317.19574017 11441.5749313 11254.8587693 8700.24126878 8109.43723692] | distributed loads in blade-aligned x-direction
rotorse.rs.tot_loads_gust.aeroloads_Py | intermediate | N/m | [ 45.51228729 54.19109043 -269.12500087 -759.41555595 -1059.05044479 -1371.51667104 -1396.16825025 -1420.84530355 -1583.23534697 -1718.23349093 -1868.86595586 -2020.20785002 -2070.78585408 -2054.99824895 -2048.15041524 -2118.09143449 -2138.15340107 -2159.99785784 -2153.13390501 -2238.06921039 -2317.1320582 -2328.74601371 -2331.29991752 -2317.51133652 -2288.93730463 -2248.00365849 -2179.77178452 -2055.00960375 -1543.7877753 -1370.1669304 ] | distributed loads in blade-aligned y-direction
rotorse.rs.tot_loads_gust.aeroloads_Pz | intermediate | N/m | [0. 0. 0. 0. 0. 0. 0. 0. 0. 0. 0. 0. 0. 0. 0. 0. 0. 0. 0. 0. 0. 0. 0. 0. 0. 0. 0. 0. 0. 0.] | distributed loads in blade-aligned z-direction
rotorse.rs.tot_loads_gust.aeroloads_Omega | intermediate | rpm | [12.1000092] | rotor rotation speed
rotorse.rs.tot_loads_gust.aeroloads_pitch | intermediate | deg | [2.45571792e-17] | pitch angle
rotorse.rs.3d_curv | output | deg | [2.49981486 2.49981486 2.49981486 2.49981486 2.49981486 2.49981486 2.49981486 2.49981486 2.49981486 2.49981486 2.49981486 2.49981486 2.49981486 2.49981486 2.49981486 2.49981486 2.49981486 2.49981486 2.49981486 2.49981486 2.49981486 2.49981486 2.49981486 2.49981486 2.49981486 2.49981486 2.49981486 2.49981486 2.49981486 2.49981486] | total cone angle from precone and curvature
rotorse.stall_check.aoa_along_span | intermediate | deg | [63.49470467 54.35487525 39.10866543 26.80340852 19.10079092 14.60205458 11.84677975 10.2183763 9.04262928 8.21846263 7.49011624 6.91325222 6.36714878 5.97076013 5.69313506 5.51233224 5.43157094 5.3769085 5.47642506 5.71545475 5.96854587 6.01990128 6.04919839 6.09965812 6.15089193 6.1806968 6.16247505 6.03643877 6.16197568 4.54431042] | Angle of attack along blade span
financese.plant_aep | output | USD/kW/h | [2.43910532e+09]
financese.capacity_factor | output |  | [0.46406113] | Capacity factor of the wind farm
financese.lcoe | output | USD/kW/h | [0.05108044] | Levelized cost of energy: LCOE is the cost that, if assigned to every unit of electricity by an asset over an evaluation period, will equal the total costs during that same period when discounted to the base year.
financese.lvoe | output | USD/kW/h | [0.06951902] | Levelized value of energy: LVOE is the discounted sum of total value divided by the discounted sum of electrical energy generated.
financese.value_factor | output |  | [0.97914113] | Value factor is the LVOE divided by a benchmark price.
financese.nvoc | output | USD/kW/year | [74.95607312] | Net value of capacity: NVOC is the difference in an asset’s total annualized value and annualized cost, divided by the installed capacity of the asset. NVOC ≥ 0 for economic viability.
financese.nvoe | output | USD/kW/h | [0.01843858] | Net value of energy: NVOE is the difference between LVOE and LCOE. NVOE ≥ 0 for economic viability.
financese.slcoe | output | USD/kW/h | [0.05256142] | System LCOE: SLCOE is the negative of NVOE but further adjusted by a benchmark price. System LCOE ≤ benchmark price for economic viability.
financese.bcr | output |  | [1.36097149] | Benefit cost ratio: BCR is the discounted sum of total value divided by the discounted sum of total cost. A higher BCR is more competitive. BCR ≥ 1 for economic viability
financese.cbr | output |  | [0.73476925] | Cost benefit ratio: CBR is the inverse of BCR. CBR ≤ 1 for economic viability. A lower CBR is more competitive.
financese.roi | output |  | [0.36097149] | Return on investment: ROI can also be expressed as BCR – 1. A higher ROI is more competitive. ROI ≥ 0 for economic viability.
financese.pm | output |  | [0.26523075] | Profit margin: PM can also be expressed as 1 - CBR. A higher PM is more competitive. PM ≥ 0 for economic viability.
financese.plcoe | output | USD/kW/h | [0.05216862] | Profitability adjusted PLCOE is the product of a benchmark price and CBR, which is equal to LCOE divided by value factor. A lower PLCOE is more competitive. PLCOE ≤ benchmark price for economic viability.
landbosse.bos_capex | output | USD | [1.24038483e+08] | Total BOS CAPEX not including commissioning or decommissioning.
landbosse.bos_capex_kW | output | USD/kW | [206.73080444] | Total BOS CAPEX per kW not including commissioning or decommissioning.
landbosse.total_capex | output | USD | [1.4388464e+08] | Total BOS CAPEX including commissioning and decommissioning.
landbosse.total_capex_kW | output | USD/kW | [239.80773315] | Total BOS CAPEX per kW including commissioning and decommissioning.
landbosse.installation_capex | output | USD | [29843562.51989366] | Total foundation and erection installation cost.
landbosse.installation_capex_kW | output | USD | [49.73927087] | Total foundation and erection installation cost per kW.
landbosse.installation_time_months | output |  | [9.8778] | Total balance of system installation time (months).
landbosse.landbosse_costs_by_module_type_operation | output | n/a | [{'Module': 'FoundationCost', 'Type of cost': 'Equipment rental', 'Cost / kW': 0.9931338189248714, 'Cost / project': 595880.2913549228, 'Cost / turbine': 4965.669094624357, 'Number of turbines': 120, 'Rotor diameter (m)': 126.0, 'Turbine rating (MW)': 5.0, 'Project ID with serial': 'WISDEM'}, {'Module': 'FoundationCost', 'Type of cost': 'Labor', 'Cost / kW': 10.8081893110199, 'Cost / project': 6484913.58661194, 'Cost / turbine': 54040.946555099494, 'Number of turbines': 120, 'Rotor diameter (m)': 126.0, 'Turbine rating (MW)': 5.0, 'Project ID with serial': 'WISDEM'}, {'Module': 'FoundationCost', 'Type of cost': 'Materials', 'Cost / kW': 18.25333732147243, 'Cost / project': 10952002.392883457, 'Cost / turbine': 91266.68660736215, 'Number of turbines': 120, 'Rotor diameter (m)': 126.0, 'Turbine rating (MW)': 5.0, 'Project ID with serial': 'WISDEM'}, {'Module': 'FoundationCost', 'Type of cost': 'Mobilization', 'Cost / kW': 1.50273302257086, 'Cost / project': 901639.813542516, 'Cost / turbine': 7513.6651128543, 'Number of turbines': 120, 'Rotor diameter (m)': 126.0, 'Turbine rating (MW)': 5.0, 'Project ID with serial': 'WISDEM'}, {'Module': 'SitePreparationCost', 'Type of cost': 'Materials', 'Cost / kW': 3.5465728120949693, 'Cost / project': 2127943.6872569816, 'Cost / turbine': 17732.864060474847, 'Number of turbines': 120, 'Rotor diameter (m)': 126.0, 'Turbine rating (MW)': 5.0, 'Project ID with serial': 'WISDEM'}, {'Module': 'SitePreparationCost', 'Type of cost': 'Equipment rental', 'Cost / kW': 1.9304546506136617, 'Cost / project': 1158272.790368197, 'Cost / turbine': 9652.273253068308, 'Number of turbines': 120, 'Rotor diameter (m)': 126.0, 'Turbine rating (MW)': 5.0, 'Project ID with serial': 'WISDEM'}, {'Module': 'SitePreparationCost', 'Type of cost': 'Labor', 'Cost / kW': 2.211946610216924, 'Cost / project': 1327167.9661301544, 'Cost / turbine': 11059.73305108462, 'Number of turbines': 120, 'Rotor diameter (m)': 126.0, 'Turbine rating (MW)': 5.0, 'Project ID with serial': 'WISDEM'}, {'Module': 'SitePreparationCost', 'Type of cost': 'Other', 'Cost / kW': 2.6538990600000005, 'Cost / project': 1592339.4360000002, 'Cost / turbine': 13269.495300000002, 'Number of turbines': 120, 'Rotor diameter (m)': 126.0, 'Turbine rating (MW)': 5.0, 'Project ID with serial': 'WISDEM'}, {'Module': 'SitePreparationCost', 'Type of cost': 'Mobilization', 'Cost / kW': 0.2746032816791735, 'Cost / project': 164761.9690075041, 'Cost / turbine': 1373.0164083958675, 'Number of turbines': 120, 'Rotor diameter (m)': 126.0, 'Turbine rating (MW)': 5.0, 'Project ID with serial': 'WISDEM'}, {'Module': 'SubstationCost', 'Type of cost': 'Other', 'Cost / kW': 16.911599000804763, 'Cost / project': 10146959.400482858, 'Cost / turbine': 84557.99500402382, 'Number of turbines': 120, 'Rotor diameter (m)': 126.0, 'Turbine rating (MW)': 5.0, 'Project ID with serial': 'WISDEM'}, {'Module': 'TransportCost', 'Type of cost': 'Other', 'Cost / kW': 40.32, 'Cost / project': 24192000.0, 'Cost / turbine': 201600.0, 'Number of turbines': 120, 'Rotor diameter (m)': 126.0, 'Turbine rating (MW)': 5.0, 'Project ID with serial': 'WISDEM'}, {'Module': 'GridConnectionCost', 'Type of cost': 'Other', 'Cost / kW': 6.794429688199228, 'Cost / project': 4076657.812919537, 'Cost / turbine': 33972.14844099614, 'Number of turbines': 120, 'Rotor diameter (m)': 126.0, 'Turbine rating (MW)': 5.0, 'Project ID with serial': 'WISDEM'}, {'Module': 'CollectionCost', 'Type of cost': 'Equipment rental', 'Cost / kW': 3.7929185360104474, 'Cost / project': 2275751.1216062685, 'Cost / turbine': 18964.592680052236, 'Number of turbines': 120, 'Rotor diameter (m)': 126.0, 'Turbine rating (MW)': 5.0, 'Project ID with serial': 'WISDEM'}, {'Module': 'CollectionCost', 'Type of cost': 'Labor', 'Cost / kW': 7.252106955526823, 'Cost / project': 4351264.173316094, 'Cost / turbine': 36260.534777634115, 'Number of turbines': 120, 'Rotor diameter (m)': 126.0, 'Turbine rating (MW)': 5.0, 'Project ID with serial': 'WISDEM'}, {'Module': 'CollectionCost', 'Type of cost': 'Materials', 'Cost / kW': 27.855440030303516, 'Cost / project': 16713264.01818211, 'Cost / turbine': 139277.20015151758, 'Number of turbines': 120, 'Rotor diameter (m)': 126.0, 'Turbine rating (MW)': 5.0, 'Project ID with serial': 'WISDEM'}, {'Module': 'CollectionCost', 'Type of cost': 'Mobilization', 'Cost / kW': 1.9450232760920394, 'Cost / project': 1167013.9656552237, 'Cost / turbine': 9725.116380460198, 'Number of turbines': 120, 'Rotor diameter (m)': 126.0, 'Turbine rating (MW)': 5.0, 'Project ID with serial': 'WISDEM'}, {'Module': 'DevelopmentCost', 'Type of cost': 'Equipment rental', 'Cost / kW': 0.0, 'Cost / project': 0.0, 'Cost / turbine': 0.0, 'Number of turbines': 120, 'Rotor diameter (m)': 126.0, 'Turbine rating (MW)': 5.0, 'Project ID with serial': 'WISDEM'}, {'Module': 'DevelopmentCost', 'Type of cost': 'Labor', 'Cost / kW': 1.6666666666666667, 'Cost / project': 1000000.0, 'Cost / turbine': 8333.333333333334, 'Number of turbines': 120, 'Rotor diameter (m)': 126.0, 'Turbine rating (MW)': 5.0, 'Project ID with serial': 'WISDEM'}, {'Module': 'DevelopmentCost', 'Type of cost': 'Materials', 'Cost / kW': 0.0, 'Cost / project': 0.0, 'Cost / turbine': 0.0, 'Number of turbines': 120, 'Rotor diameter (m)': 126.0, 'Turbine rating (MW)': 5.0, 'Project ID with serial': 'WISDEM'}, {'Module': 'DevelopmentCost', 'Type of cost': 'Mobilization', 'Cost / kW': 0.0, 'Cost / project': 0.0, 'Cost / turbine': 0.0, 'Number of turbines': 120, 'Rotor diameter (m)': 126.0, 'Turbine rating (MW)': 5.0, 'Project ID with serial': 'WISDEM'}, {'Module': 'DevelopmentCost', 'Type of cost': 'Other', 'Cost / kW': 0.0, 'Cost / project': 0.0, 'Cost / turbine': 0.0, 'Number of turbines': 120, 'Rotor diameter (m)': 126.0, 'Turbine rating (MW)': 5.0, 'Project ID with serial': 'WISDEM'}, {'Module': 'ErectionCost', 'Type of cost': 'Equipment rental', 'Cost / kW': 2.2221584479148477, 'Cost / project': 1333295.0687489086, 'Cost / turbine': 11110.792239574239, 'Number of turbines': 120, 'Rotor diameter (m)': 126.0, 'Turbine rating (MW)': 5.0, 'Project ID with serial': 'WISDEM'}, {'Module': 'ErectionCost', 'Type of cost': 'Fuel', 'Cost / kW': 0.070175, 'Cost / project': 42105.0, 'Cost / turbine': 350.875, 'Number of turbines': 120, 'Rotor diameter (m)': 126.0, 'Turbine rating (MW)': 5.0, 'Project ID with serial': 'WISDEM'}, {'Module': 'ErectionCost', 'Type of cost': 'Labor', 'Cost / kW': 14.174763944586534, 'Cost / project': 8504858.36675192, 'Cost / turbine': 70873.81972293268, 'Number of turbines': 120, 'Rotor diameter (m)': 126.0, 'Turbine rating (MW)': 5.0, 'Project ID with serial': 'WISDEM'}, {'Module': 'ErectionCost', 'Type of cost': 'Mobilization', 'Cost / kW': 1.71478, 'Cost / project': 1028868.0, 'Cost / turbine': 8573.9, 'Number of turbines': 120, 'Rotor diameter (m)': 126.0, 'Turbine rating (MW)': 5.0, 'Project ID with serial': 'WISDEM'}, {'Module': 'ErectionCost', 'Type of cost': 'Other', 'Cost / kW': 0.0, 'Cost / project': 0.0, 'Cost / turbine': 0.0, 'Number of turbines': 120, 'Rotor diameter (m)': 126.0, 'Turbine rating (MW)': 5.0, 'Project ID with serial': 'WISDEM'}, {'Module': 'ErectionCost', 'Type of cost': 'Materials', 'Cost / kW': 0.0, 'Cost / project': 0.0, 'Cost / turbine': 0.0, 'Number of turbines': 120, 'Rotor diameter (m)': 126.0, 'Turbine rating (MW)': 5.0, 'Project ID with serial': 'WISDEM'}, {'Module': 'ManagementCost', 'Type of cost': 'insurance', 'Cost / kW': 0.934611616034307, 'Cost / project': 560766.9696205842, 'Cost / turbine': 4673.058080171535, 'Number of turbines': 120, 'Rotor diameter (m)': 126.0, 'Turbine rating (MW)': 5.0, 'Project ID with serial': 'WISDEM'}, {'Module': 'ManagementCost', 'Type of cost': 'Construction Permitting', 'Cost / kW': 0.9644812028130946, 'Cost / project': 578688.7216878567, 'Cost / turbine': 4822.406014065473, 'Number of turbines': 120, 'Rotor diameter (m)': 126.0, 'Turbine rating (MW)': 5.0, 'Project ID with serial': 'WISDEM'}, {'Module': 'ManagementCost', 'Type of cost': 'Project Management', 'Cost / kW': 3.5781152499666926, 'Cost / project': 2146869.1499800156, 'Cost / turbine': 17890.576249833462, 'Number of turbines': 120, 'Rotor diameter (m)': 126.0, 'Turbine rating (MW)': 5.0, 'Project ID with serial': 'WISDEM'}, {'Module': 'ManagementCost', 'Type of cost': 'Bonding', 'Cost / kW': 1.6689493143469767, 'Cost / project': 1001369.588608186, 'Cost / turbine': 8344.746571734884, 'Number of turbines': 120, 'Rotor diameter (m)': 126.0, 'Turbine rating (MW)': 5.0, 'Project ID with serial': 'WISDEM'}, {'Module': 'ManagementCost', 'Type of cost': 'Markup Contingency', 'Cost / kW': 21.729720072797633, 'Cost / project': 13037832.04367858, 'Cost / turbine': 108648.60036398817, 'Number of turbines': 120, 'Rotor diameter (m)': 126.0, 'Turbine rating (MW)': 5.0, 'Project ID with serial': 'WISDEM'}, {'Module': 'ManagementCost', 'Type of cost': 'Engineering Foundation and Collections System (includes met mast)', 'Cost / kW': 7.80445, 'Cost / project': 4682670.0, 'Cost / turbine': 39022.25, 'Number of turbines': 120, 'Rotor diameter (m)': 126.0, 'Turbine rating (MW)': 5.0, 'Project ID with serial': 'WISDEM'}, {'Module': 'ManagementCost', 'Type of cost': 'Site Facility', 'Cost / kW': 3.1555455500000003, 'Cost / project': 1893327.33, 'Cost / turbine': 15777.72775, 'Number of turbines': 120, 'Rotor diameter (m)': 126.0, 'Turbine rating (MW)': 5.0, 'Project ID with serial': 'WISDEM'}] | The costs by module, type and operation
landbosse.landbosse_details_by_module | output | n/a | [{'unit': '', 'type': 'variable', 'variable_df_key_col_name': 'wind_multiplier', 'value': 1.0, 'project_id_with_serial': 'WISDEM', 'module': 'FoundationCost'}, {'unit': 'kN', 'type': 'variable', 'variable_df_key_col_name': 'F_dead', 'value': 3699.9140378623783, 'project_id_with_serial': 'WISDEM', 'module': 'FoundationCost'}, {'unit': 'kN', 'type': 'variable', 'variable_df_key_col_name': 'F_horiz', 'value': 1556.2917702356413, 'project_id_with_serial': 'WISDEM', 'module': 'FoundationCost'}, {'unit': 'kN_m', 'type': 'variable', 'variable_df_key_col_name': 'M_tot_kN', 'value': 102913.53755858034, 'project_id_with_serial': 'WISDEM', 'module': 'FoundationCost'}, {'unit': 'm', 'type': 'variable', 'variable_df_key_col_name': 'Radius_o', 'value': 9.425528413230522, 'project_id_with_serial': 'WISDEM', 'module': 'FoundationCost'}, {'unit': 'm', 'type': 'variable', 'variable_df_key_col_name': 'Radius_g', 'value': 0.0, 'project_id_with_serial': 'WISDEM', 'module': 'FoundationCost'}, {'unit': 'm', 'type': 'variable', 'variable_df_key_col_name': 'Radius_b', 'value': 9.352234495436422, 'project_id_with_serial': 'WISDEM', 'module': 'FoundationCost'}, {'unit': 'm', 'type': 'variable', 'variable_df_key_col_name': 'Radius', 'value': 9.425528413230522, 'project_id_with_serial': 'WISDEM', 'module': 'FoundationCost'}, {'unit': 'short_ton', 'type': 'variable', 'variable_df_key_col_name': 'steel_mass_short_ton_per_turbine', 'value': 33.75462300116782, 'project_id_with_serial': 'WISDEM', 'module': 'FoundationCost'}, {'unit': 'm^3', 'type': 'variable', 'variable_df_key_col_name': 'foundation_volume_concrete_m3_per_turbine', 'value': 296.40518968359515, 'project_id_with_serial': 'WISDEM', 'module': 'FoundationCost'}, {'unit': '', 'type': 'dataframe', 'variable_df_key_col_name': 'operation_data: Operation ID-Number of days-Number of crews-Number of workers', 'value': 'Backfill-70-1.0-1.0', 'project_id_with_serial': 'WISDEM', 'module': 'FoundationCost'}, {'unit': '', 'type': 'dataframe', 'variable_df_key_col_name': 'operation_data: Operation ID-Number of days-Number of crews-Number of workers', 'value': 'Concrete placement-230-3.0-3.0', 'project_id_with_serial': 'WISDEM', 'module': 'FoundationCost'}, {'unit': '', 'type': 'dataframe', 'variable_df_key_col_name': 'operation_data: Operation ID-Number of days-Number of crews-Number of workers', 'value': 'Excavation-115-2.0-nan', 'project_id_with_serial': 'WISDEM', 'module': 'FoundationCost'}, {'unit': '', 'type': 'dataframe', 'variable_df_key_col_name': 'operation_data: Operation ID-Number of days-Number of crews-Number of workers', 'value': 'Rebar installation-3241-37.0-1.0', 'project_id_with_serial': 'WISDEM', 'module': 'FoundationCost'}, {'unit': 'ton (short)', 'type': 'dataframe', 'variable_df_key_col_name': 'material_needs_per_turbine: Material type ID-Quantity of material', 'value': '0-Steel - rebar-3.38e+01', 'project_id_with_serial': 'WISDEM', 'module': 'FoundationCost'}, {'unit': 'cubic yards', 'type': 'dataframe', 'variable_df_key_col_name': 'material_needs_per_turbine: Material type ID-Quantity of material', 'value': '1-Concrete 5000 psi-3.82e+02', 'project_id_with_serial': 'WISDEM', 'module': 'FoundationCost'}, {'unit': 'cubic_yards', 'type': 'dataframe', 'variable_df_key_col_name': 'material_needs_per_turbine: Material type ID-Quantity of material', 'value': '2-Excavated dirt-9.55e+02', 'project_id_with_serial': 'WISDEM', 'module': 'FoundationCost'}, {'unit': 'cubic_yards', 'type': 'dataframe', 'variable_df_key_col_name': 'material_needs_per_turbine: Material type ID-Quantity of material', 'value': '3-Backfill-9.55e+02', 'project_id_with_serial': 'WISDEM', 'module': 'FoundationCost'}, {'unit': '', 'type': 'dataframe', 'variable_df_key_col_name': 'Type of Cost <--> Phase of Construction <--> Cost in USD ', 'value': 'Equipment rental <--> Foundation <--> 595881', 'last_number': 595880.2913549228, 'project_id_with_serial': 'WISDEM', 'module': 'FoundationCost'}, {'unit': '', 'type': 'dataframe', 'variable_df_key_col_name': 'Type of Cost <--> Phase of Construction <--> Cost in USD ', 'value': 'Labor <--> Foundation <--> 6484914', 'last_number': 6484913.58661194, 'project_id_with_serial': 'WISDEM', 'module': 'FoundationCost'}, {'unit': '', 'type': 'dataframe', 'variable_df_key_col_name': 'Type of Cost <--> Phase of Construction <--> Cost in USD ', 'value': 'Materials <--> Foundation <--> 10952003', 'last_number': 10952002.392883457, 'project_id_with_serial': 'WISDEM', 'module': 'FoundationCost'}, {'unit': '', 'type': 'dataframe', 'variable_df_key_col_name': 'Type of Cost <--> Phase of Construction <--> Cost in USD ', 'value': 'Mobilization <--> Foundation <--> 901640', 'last_number': 901639.813542516, 'project_id_with_serial': 'WISDEM', 'module': 'FoundationCost'}, {'unit': 'm^3', 'type': 'variable', 'variable_df_key_col_name': 'Total road volume', 'value': 146949.6, 'project_id_with_serial': 'WISDEM', 'module': 'SitePreparationCost'}, {'unit': 'm', 'type': 'variable', 'variable_df_key_col_name': 'Depth to subgrade', 'value': 0.1, 'project_id_with_serial': 'WISDEM', 'module': 'SitePreparationCost'}, {'unit': 'ft', 'type': 'variable', 'variable_df_key_col_name': 'Crane path width', 'value': 13.7, 'project_id_with_serial': 'WISDEM', 'module': 'SitePreparationCost'}, {'unit': 'm', 'type': 'variable', 'variable_df_key_col_name': 'Road length', 'value': 109958.0, 'project_id_with_serial': 'WISDEM', 'module': 'SitePreparationCost'}, {'unit': 'm', 'type': 'variable', 'variable_df_key_col_name': 'Road width', 'value': 6.0, 'project_id_with_serial': 'WISDEM', 'module': 'SitePreparationCost'}, {'unit': 'm', 'type': 'variable', 'variable_df_key_col_name': 'Road thickness', 'value': 0.2, 'project_id_with_serial': 'WISDEM', 'module': 'SitePreparationCost'}, {'unit': 'cubic yards', 'type': 'variable', 'variable_df_key_col_name': 'Material volume', 'value': 267161.7937548, 'project_id_with_serial': 'WISDEM', 'module': 'SitePreparationCost'}, {'unit': 'cubic yards', 'type': 'variable', 'variable_df_key_col_name': 'Topsoil volume', 'value': 197032.80555699999, 'project_id_with_serial': 'WISDEM', 'module': 'SitePreparationCost'}, {'unit': 'cubic yards', 'type': 'variable', 'variable_df_key_col_name': 'Embankment volume crane', 'value': 197032.80555699999, 'project_id_with_serial': 'WISDEM', 'module': 'SitePreparationCost'}, {'unit': 'cubic yards', 'type': 'variable', 'variable_df_key_col_name': 'Embankment volume road', 'value': 172583.47932, 'project_id_with_serial': 'WISDEM', 'module': 'SitePreparationCost'}, {'unit': 'ft^2', 'type': 'variable', 'variable_df_key_col_name': 'Rough grading area', 'value': 71.014614972, 'project_id_with_serial': 'WISDEM', 'module': 'SitePreparationCost'}, {'unit': '', 'type': 'dataframe', 'variable_df_key_col_name': 'Type of Cost <--> Phase of Construction <--> Cost in USD ', 'value': 'Materials <--> Roads <--> 2127944', 'last_number': 2127943.6872569816, 'project_id_with_serial': 'WISDEM', 'module': 'SitePreparationCost'}, {'unit': '', 'type': 'dataframe', 'variable_df_key_col_name': 'Type of Cost <--> Phase of Construction <--> Cost in USD ', 'value': 'Equipment rental <--> Roads <--> 1158273', 'last_number': 1158272.790368197, 'project_id_with_serial': 'WISDEM', 'module': 'SitePreparationCost'}, {'unit': '', 'type': 'dataframe', 'variable_df_key_col_name': 'Type of Cost <--> Phase of Construction <--> Cost in USD ', 'value': 'Labor <--> Roads <--> 1327168', 'last_number': 1327167.9661301544, 'project_id_with_serial': 'WISDEM', 'module': 'SitePreparationCost'}, {'unit': '', 'type': 'dataframe', 'variable_df_key_col_name': 'Type of Cost <--> Phase of Construction <--> Cost in USD ', 'value': 'Other <--> Roads <--> 1592340', 'last_number': 1592339.4360000002, 'project_id_with_serial': 'WISDEM', 'module': 'SitePreparationCost'}, {'unit': '', 'type': 'dataframe', 'variable_df_key_col_name': 'Type of Cost <--> Phase of Construction <--> Cost in USD ', 'value': 'Mobilization <--> Roads <--> 164762', 'last_number': 164761.9690075041, 'project_id_with_serial': 'WISDEM', 'module': 'SitePreparationCost'}, {'unit': '', 'type': 'dataframe', 'variable_df_key_col_name': 'Type of Cost <--> Phase of Construction <--> Cost in USD ', 'value': 'Other <--> Substation <--> 10146960', 'last_number': 10146959.400482858, 'project_id_with_serial': 'WISDEM', 'module': 'SubstationCost'}, {'unit': '', 'type': 'dataframe', 'variable_df_key_col_name': 'Type of Cost <--> Phase of Construction <--> Cost in USD ', 'value': 'Other <--> Transport <--> 24192000.0', 'last_number': 24192000.0, 'project_id_with_serial': 'WISDEM', 'module': 'TransportCost'}, {'unit': '', 'type': 'dataframe', 'variable_df_key_col_name': 'Type of Cost <--> Phase of Construction <--> Cost in USD ', 'value': 'Other <--> Transmission and Distribution <--> 4076658', 'last_number': 4076657.812919537, 'project_id_with_serial': 'WISDEM', 'module': 'GridConnectionCost'}, {'unit': '', 'type': 'variable', 'variable_df_key_col_name': 'Total Number of Turbines', 'value': 120.0, 'project_id_with_serial': 'WISDEM', 'module': 'Collection Cost'}, {'unit': 'km', 'type': 'variable', 'variable_df_key_col_name': 'Total trench length', 'value': 327.62358074952397, 'project_id_with_serial': 'WISDEM', 'module': 'Collection Cost'}, {'unit': 'km', 'type': 'variable', 'variable_df_key_col_name': 'Total cable length', 'value': 327.62358074952397, 'project_id_with_serial': 'WISDEM', 'module': 'Collection Cost'}, {'unit': '', 'type': 'variable', 'variable_df_key_col_name': 'Number of Turbines Per String in Full String', 'value': 11.0, 'project_id_with_serial': 'WISDEM', 'module': 'Collection Cost'}, {'unit': '', 'type': 'variable', 'variable_df_key_col_name': 'Number of Full Strings', 'value': 10.0, 'project_id_with_serial': 'WISDEM', 'module': 'Collection Cost'}, {'unit': '', 'type': 'variable', 'variable_df_key_col_name': 'Number of Turbines in Partial String', 'value': 10.0, 'project_id_with_serial': 'WISDEM', 'module': 'Collection Cost'}, {'unit': '', 'type': 'variable', 'variable_df_key_col_name': 'Number of Partial Strings', 'value': 1.0, 'project_id_with_serial': 'WISDEM', 'module': 'Collection Cost'}, {'unit': '', 'type': 'variable', 'variable_df_key_col_name': 'Total number of strings full + partial', 'value': 11.0, 'project_id_with_serial': 'WISDEM', 'module': 'Collection Cost'}, {'unit': '', 'type': 'variable', 'variable_df_key_col_name': 'Trench Length to Substation (km)', 'value': 231.48558074952393, 'project_id_with_serial': 'WISDEM', 'module': 'Collection Cost'}, {'unit': '', 'type': 'variable', 'variable_df_key_col_name': 'Cable Length to Substation (km)', 'value': 231.48558074952393, 'project_id_with_serial': 'WISDEM', 'module': 'Collection Cost'}, {'unit': 'km', 'type': 'variable', 'variable_df_key_col_name': 'Array cable length for cable AWG 1/0', 'value': 1.764, 'project_id_with_serial': 'WISDEM', 'module': 'Collection Cost'}, {'unit': 'km', 'type': 'variable', 'variable_df_key_col_name': 'Total cable length for cable AWG 1/0', 'value': 19.404, 'project_id_with_serial': 'WISDEM', 'module': 'Collection Cost'}, {'unit': 'usd', 'type': 'variable', 'variable_df_key_col_name': 'Total cable cost for cable AWG 1/0', 'value': 381968.50393700786, 'project_id_with_serial': 'WISDEM', 'module': 'Collection Cost'}, {'unit': 'km', 'type': 'variable', 'variable_df_key_col_name': 'Array cable length for cable AWG 4/0', 'value': 1.764, 'project_id_with_serial': 'WISDEM', 'module': 'Collection Cost'}, {'unit': 'km', 'type': 'variable', 'variable_df_key_col_name': 'Total cable length for cable AWG 4/0', 'value': 19.404, 'project_id_with_serial': 'WISDEM', 'module': 'Collection Cost'}, {'unit': 'usd', 'type': 'variable', 'variable_df_key_col_name': 'Total cable cost for cable AWG 4/0', 'value': 572952.7559055118, 'project_id_with_serial': 'WISDEM', 'module': 'Collection Cost'}, {'unit': 'km', 'type': 'variable', 'variable_df_key_col_name': 'Array cable length for cable MCM 500', 'value': 1.764, 'project_id_with_serial': 'WISDEM', 'module': 'Collection Cost'}, {'unit': 'km', 'type': 'variable', 'variable_df_key_col_name': 'Total cable length for cable MCM 500', 'value': 19.404, 'project_id_with_serial': 'WISDEM', 'module': 'Collection Cost'}, {'unit': 'usd', 'type': 'variable', 'variable_df_key_col_name': 'Total cable cost for cable MCM 500', 'value': 827598.4251968504, 'project_id_with_serial': 'WISDEM', 'module': 'Collection Cost'}, {'unit': 'km', 'type': 'variable', 'variable_df_key_col_name': 'Array cable length for cable MCM1000', 'value': 2.646, 'project_id_with_serial': 'WISDEM', 'module': 'Collection Cost'}, {'unit': 'km', 'type': 'variable', 'variable_df_key_col_name': 'Total cable length for cable MCM1000', 'value': 29.106, 'project_id_with_serial': 'WISDEM', 'module': 'Collection Cost'}, {'unit': 'usd', 'type': 'variable', 'variable_df_key_col_name': 'Total cable cost for cable MCM1000', 'value': 1527874.0157480317, 'project_id_with_serial': 'WISDEM', 'module': 'Collection Cost'}, {'unit': 'km', 'type': 'variable', 'variable_df_key_col_name': 'Array cable length for cable MCM1250', 'value': 0.882, 'project_id_with_serial': 'WISDEM', 'module': 'Collection Cost'}, {'unit': 'km', 'type': 'variable', 'variable_df_key_col_name': 'Total cable length for cable MCM1250', 'value': 240.30558074952393, 'project_id_with_serial': 'WISDEM', 'module': 'Collection Cost'}, {'unit': 'usd', 'type': 'variable', 'variable_df_key_col_name': 'Total cable cost for cable MCM1250', 'value': 13402870.317394707, 'project_id_with_serial': 'WISDEM', 'module': 'Collection Cost'}, {'unit': '', 'type': 'list', 'variable_df_key_col_name': 'Number of turbines per cable type in full strings [AWG 1/0 , AWG 4/0 , MCM 500 , MCM1000 , MCM1250]', 'value': '[3.0, 2.0, 2.0, 3.0, 1.0]', 'project_id_with_serial': 'WISDEM', 'module': 'Collection Cost'}, {'unit': '', 'type': 'dataframe', 'variable_df_key_col_name': 'Labor type ID <--> Hourly rate USD per hour <--> Per diem USD per day <--> Operation <--> Crew type <--> Crew name <--> Number of workers <--> Per Diem Total <--> Hourly costs total <--> Crew total cost ', 'value': '0 <--> Construction manager <--> 112.2 <--> 149 <--> (50% burden) https://www.salary.com/tools/salary-calculator/construction-manager-ii-hourly; plus 20% for demanding specs, rigid inspec-tions, unreliable suppliers. <--> M0 <--> Management <--> Management - project size <--> 1 <--> 13410.0 <--> 100980.0 <--> 114390.0', 'project_id_with_serial': 'WISDEM', 'module': 'Collection Cost'}, {'unit': '', 'type': 'dataframe', 'variable_df_key_col_name': 'Labor type ID <--> Hourly rate USD per hour <--> Per diem USD per day <--> Operation <--> Crew type <--> Crew name <--> Number of workers <--> Per Diem Total <--> Hourly costs total <--> Crew total cost ', 'value': '1 <--> Logistics manager <--> 99.9 <--> 149 <--> (50 % burden) https://www.salary.com/research/salary/benchmark/logistics-manager-hourly-wages; plus 35% for demanding specs, rigid inspec-tions, unreliable suppliers. <--> M0 <--> Management <--> Management - project size <--> 1 <--> 13410.0 <--> 89910.0 <--> 103320.0', 'project_id_with_serial': 'WISDEM', 'module': 'Collection Cost'}, {'unit': '', 'type': 'dataframe', 'variable_df_key_col_name': 'Labor type ID <--> Hourly rate USD per hour <--> Per diem USD per day <--> Operation <--> Crew type <--> Crew name <--> Number of workers <--> Per Diem Total <--> Hourly costs total <--> Crew total cost ', 'value': '2 <--> Office admin <--> 44.56249999999999 <--> 149 <--> (35% burden) https://www.salary.com/tools/salary-calculator/administrative-assistant-ii-hourly ; 25% for work on a ladder or a scaffold, in a crawl space, in a congested area or remote from the material storage point; plus 20% for demanding specs, rigid inspec-tions, unreliable suppliers. <--> M0 <--> Management <--> Management - project size <--> 1 <--> 13410.0 <--> 40106.24999999999 <--> 53516.24999999999', 'project_id_with_serial': 'WISDEM', 'module': 'Collection Cost'}, {'unit': '', 'type': 'dataframe', 'variable_df_key_col_name': 'Labor type ID <--> Hourly rate USD per hour <--> Per diem USD per day <--> Operation <--> Crew type <--> Crew name <--> Number of workers <--> Per Diem Total <--> Hourly costs total <--> Crew total cost ', 'value': '3 <--> Project engineer <--> 93.5 <--> 149 <--> (50% burden) https://www.salary.com/tools/salary-calculator/project-engineer-iii-construction-hourly; plus 20% for demanding specs, rigid inspec-tions, unreliable suppliers. <--> M0 <--> Management <--> Management - project size <--> 1 <--> 13410.0 <--> 84150.0 <--> 97560.0', 'project_id_with_serial': 'WISDEM', 'module': 'Collection Cost'}, {'unit': '', 'type': 'dataframe', 'variable_df_key_col_name': 'Labor type ID <--> Hourly rate USD per hour <--> Per diem USD per day <--> Operation <--> Crew type <--> Crew name <--> Number of workers <--> Per Diem Total <--> Hourly costs total <--> Crew total cost ', 'value': '4 <--> Project manager <--> 119.0 <--> 149 <--> (50% burden) https://www.salary.com/tools/salary-calculator/project-manager-sr-construction-hourly?type=base; plus 20% for demanding specs, rigid inspec-tions, unreliable suppliers. <--> M0 <--> Management <--> Management - project size <--> 1 <--> 13410.0 <--> 107100.0 <--> 120510.0', 'project_id_with_serial': 'WISDEM', 'module': 'Collection Cost'}, {'unit': '', 'type': 'dataframe', 'variable_df_key_col_name': 'Labor type ID <--> Hourly rate USD per hour <--> Per diem USD per day <--> Operation <--> Crew type <--> Crew name <--> Number of workers <--> Per Diem Total <--> Hourly costs total <--> Crew total cost ', 'value': '5 <--> Safety or qc manager <--> 106.11764705882352 <--> 149 <--> (70% burden) https://www.salary.com/tools/salary-calculator/construction-site-safety-manager-hourly; plus 35% for demanding specs, rigid inspec-tions, unreliable suppliers. <--> M0 <--> Management <--> Management - project size <--> 1 <--> 13410.0 <--> 95505.88235294116 <--> 108915.88235294116', 'project_id_with_serial': 'WISDEM', 'module': 'Collection Cost'}, {'unit': '', 'type': 'dataframe', 'variable_df_key_col_name': 'Labor type ID <--> Hourly rate USD per hour <--> Per diem USD per day <--> Operation <--> Crew type <--> Crew name <--> Number of workers <--> Per Diem Total <--> Hourly costs total <--> Crew total cost ', 'value': '6 <--> Site manager <--> 112.2 <--> 149 <--> (50% burden) https://www.salary.com/tools/salary-calculator/construction-manager-ii-hourly; plus 20% for demanding specs, rigid inspec-tions, unreliable suppliers. <--> M0 <--> Management <--> Management - project size <--> 1 <--> 13410.0 <--> 100980.0 <--> 114390.0', 'project_id_with_serial': 'WISDEM', 'module': 'Collection Cost'}, {'unit': '', 'type': 'list', 'variable_df_key_col_name': 'Percent length of cable in partial string [AWG 1/0 , AWG 4/0 , MCM 500 , MCM1000 , MCM1250]', 'value': '[1. 1. 1. 1. 0.]', 'project_id_with_serial': 'WISDEM', 'module': 'Collection Cost'}, {'unit': '', 'type': 'dataframe', 'variable_df_key_col_name': 'Type of Cost <--> Phase of Construction <--> Cost in USD ', 'value': 'Equipment rental <--> Collection <--> 2275752', 'last_number': 2275751.1216062685, 'project_id_with_serial': 'WISDEM', 'module': 'Collection Cost'}, {'unit': '', 'type': 'dataframe', 'variable_df_key_col_name': 'Type of Cost <--> Phase of Construction <--> Cost in USD ', 'value': 'Labor <--> Collection <--> 4351265', 'last_number': 4351264.173316094, 'project_id_with_serial': 'WISDEM', 'module': 'Collection Cost'}, {'unit': '', 'type': 'dataframe', 'variable_df_key_col_name': 'Type of Cost <--> Phase of Construction <--> Cost in USD ', 'value': 'Materials <--> Collection <--> 16713265', 'last_number': 16713264.01818211, 'project_id_with_serial': 'WISDEM', 'module': 'Collection Cost'}, {'unit': '', 'type': 'dataframe', 'variable_df_key_col_name': 'Type of Cost <--> Phase of Construction <--> Cost in USD ', 'value': 'Mobilization <--> Collection <--> 1167014', 'last_number': 1167013.9656552237, 'project_id_with_serial': 'WISDEM', 'module': 'Collection Cost'}, {'unit': '', 'type': 'dataframe', 'variable_df_key_col_name': 'Type of Cost - Phase of Construction - Cost in USD', 'value': 'Equipment rental - Development - 0', 'last_number': 'Development', 'project_id_with_serial': 'WISDEM', 'module': 'DevelopmentCost'}, {'unit': '', 'type': 'dataframe', 'variable_df_key_col_name': 'Type of Cost - Phase of Construction - Cost in USD', 'value': 'Labor - Development - 1000000', 'last_number': 'Development', 'project_id_with_serial': 'WISDEM', 'module': 'DevelopmentCost'}, {'unit': '', 'type': 'dataframe', 'variable_df_key_col_name': 'Type of Cost - Phase of Construction - Cost in USD', 'value': 'Materials - Development - 0', 'last_number': 'Development', 'project_id_with_serial': 'WISDEM', 'module': 'DevelopmentCost'}, {'unit': '', 'type': 'dataframe', 'variable_df_key_col_name': 'Type of Cost - Phase of Construction - Cost in USD', 'value': 'Mobilization - Development - 0', 'last_number': 'Development', 'project_id_with_serial': 'WISDEM', 'module': 'DevelopmentCost'}, {'unit': '', 'type': 'dataframe', 'variable_df_key_col_name': 'Type of Cost - Phase of Construction - Cost in USD', 'value': 'Other - Development - 0', 'last_number': 'Development', 'project_id_with_serial': 'WISDEM', 'module': 'DevelopmentCost'}, {'unit': '', 'type': 'dataframe', 'variable_df_key_col_name': '_number_of_equip: Operation-Crane name-Boom system-Number of equipment', 'value': 'Offload-LB 75-Hydraulic-2', 'last_number': 2, 'project_id_with_serial': 'WISDEM', 'module': 'ErectionCost'}, {'unit': '', 'type': 'dataframe', 'variable_df_key_col_name': '_number_of_equip: Operation-Crane name-Boom system-Number of equipment', 'value': 'Base-LR1600/2-SL3F-5', 'last_number': 5, 'project_id_with_serial': 'WISDEM', 'module': 'ErectionCost'}, {'unit': '', 'type': 'dataframe', 'variable_df_key_col_name': '_number_of_equip: Operation-Crane name-Boom system-Number of equipment', 'value': 'Top-LR1600/2-SL8F3-5', 'last_number': 5, 'project_id_with_serial': 'WISDEM', 'module': 'ErectionCost'}, {'unit': '', 'type': 'dataframe', 'variable_df_key_col_name': 'erection_selected_detailed_data: Operation-Crane name-Boom system-Operational construct days over time construct days', 'value': 'Offload-LB 75-Hydraulic-1.0', 'last_number': 1.0, 'project_id_with_serial': 'WISDEM', 'module': 'ErectionCost'}, {'unit': '', 'type': 'dataframe', 'variable_df_key_col_name': 'erection_selected_detailed_data: Operation-Crane name-Boom system-Operational construct days over time construct days', 'value': 'Base-LR1600/2-SL3F-1.0', 'last_number': 1.0, 'project_id_with_serial': 'WISDEM', 'module': 'ErectionCost'}, {'unit': '', 'type': 'dataframe', 'variable_df_key_col_name': 'erection_selected_detailed_data: Operation-Crane name-Boom system-Operational construct days over time construct days', 'value': 'Top-LR1600/2-SL8F3-1.0', 'last_number': 1.0, 'project_id_with_serial': 'WISDEM', 'module': 'ErectionCost'}, {'unit': '', 'type': 'dataframe', 'variable_df_key_col_name': 'component_name_topvbase: Operation - Top or Base', 'value': 'Nacelle - Top', 'project_id_with_serial': 'WISDEM', 'module': 'ErectionCost'}, {'unit': '', 'type': 'dataframe', 'variable_df_key_col_name': 'component_name_topvbase: Operation - Top or Base', 'value': 'Hub - Top', 'project_id_with_serial': 'WISDEM', 'module': 'ErectionCost'}, {'unit': '', 'type': 'dataframe', 'variable_df_key_col_name': 'component_name_topvbase: Operation - Top or Base', 'value': 'Blade 1 - Top', 'project_id_with_serial': 'WISDEM', 'module': 'ErectionCost'}, {'unit': '', 'type': 'dataframe', 'variable_df_key_col_name': 'component_name_topvbase: Operation - Top or Base', 'value': 'Blade 2 - Top', 'project_id_with_serial': 'WISDEM', 'module': 'ErectionCost'}, {'unit': '', 'type': 'dataframe', 'variable_df_key_col_name': 'component_name_topvbase: Operation - Top or Base', 'value': 'Blade 3 - Top', 'project_id_with_serial': 'WISDEM', 'module': 'ErectionCost'}, {'unit': '', 'type': 'dataframe', 'variable_df_key_col_name': 'component_name_topvbase: Operation - Top or Base', 'value': 'Tower 1 - Base', 'project_id_with_serial': 'WISDEM', 'module': 'ErectionCost'}, {'unit': '', 'type': 'dataframe', 'variable_df_key_col_name': 'component_name_topvbase: Operation - Top or Base', 'value': 'Tower 2 - Base', 'project_id_with_serial': 'WISDEM', 'module': 'ErectionCost'}, {'unit': '', 'type': 'dataframe', 'variable_df_key_col_name': 'component_name_topvbase: Operation - Top or Base', 'value': 'Tower 3 - Base', 'project_id_with_serial': 'WISDEM', 'module': 'ErectionCost'}, {'unit': '', 'type': 'dataframe', 'variable_df_key_col_name': 'component_name_topvbase: Operation - Top or Base', 'value': 'Tower 4 - Top', 'project_id_with_serial': 'WISDEM', 'module': 'ErectionCost'}, {'unit': '', 'type': 'dataframe', 'variable_df_key_col_name': 'crane_choice: Crew name - Boom system - Operation', 'value': 'LB 75 - Hydraulic - Offload', 'project_id_with_serial': 'WISDEM', 'module': 'ErectionCost'}, {'unit': '', 'type': 'dataframe', 'variable_df_key_col_name': 'crane_choice: Crew name - Boom system - Operation', 'value': 'LR1600/2 - SL3F - Base', 'project_id_with_serial': 'WISDEM', 'module': 'ErectionCost'}, {'unit': '', 'type': 'dataframe', 'variable_df_key_col_name': 'crane_choice: Crew name - Boom system - Operation', 'value': 'LR1600/2 - SL8F3 - Top', 'project_id_with_serial': 'WISDEM', 'module': 'ErectionCost'}, {'unit': '', 'type': 'dataframe', 'variable_df_key_col_name': 'crane_data_output: crane_boom_operation_concat - variable - value', 'value': 'LB 75-Hydraulic-Offload - Equipment rental cost USD - 35650.439999999995', 'last_number': 35650.439999999995, 'project_id_with_serial': 'WISDEM', 'module': 'ErectionCost'}, {'unit': '', 'type': 'dataframe', 'variable_df_key_col_name': 'crane_data_output: crane_boom_operation_concat - variable - value', 'value': 'LR1600/2-SL3F-Base - Equipment rental cost USD - 379963.49494609167', 'last_number': 379963.49494609167, 'project_id_with_serial': 'WISDEM', 'module': 'ErectionCost'}, {'unit': '', 'type': 'dataframe', 'variable_df_key_col_name': 'crane_data_output: crane_boom_operation_concat - variable - value', 'value': 'LR1600/2-SL8F3-Top - Equipment rental cost USD - 917681.1338028169', 'last_number': 917681.1338028169, 'project_id_with_serial': 'WISDEM', 'module': 'ErectionCost'}, {'unit': '', 'type': 'dataframe', 'variable_df_key_col_name': 'crane_data_output: crane_boom_operation_concat - variable - value', 'value': 'LB 75-Hydraulic-Offload - Fuel cost USD - 3300.0', 'last_number': 3300.0, 'project_id_with_serial': 'WISDEM', 'module': 'ErectionCost'}, {'unit': '', 'type': 'dataframe', 'variable_df_key_col_name': 'crane_data_output: crane_boom_operation_concat - variable - value', 'value': 'LR1600/2-SL3F-Base - Fuel cost USD - 11310.0', 'last_number': 11310.0, 'project_id_with_serial': 'WISDEM', 'module': 'ErectionCost'}, {'unit': '', 'type': 'dataframe', 'variable_df_key_col_name': 'crane_data_output: crane_boom_operation_concat - variable - value', 'value': 'LR1600/2-SL8F3-Top - Fuel cost USD - 27495.0', 'last_number': 27495.0, 'project_id_with_serial': 'WISDEM', 'module': 'ErectionCost'}, {'unit': '', 'type': 'dataframe', 'variable_df_key_col_name': 'crane_data_output: crane_boom_operation_concat - variable - value', 'value': 'LB 75-Hydraulic-Offload - Labor cost USD without management - 535602.6721251999', 'last_number': 535602.6721251999, 'project_id_with_serial': 'WISDEM', 'module': 'ErectionCost'}, {'unit': '', 'type': 'dataframe', 'variable_df_key_col_name': 'crane_data_output: crane_boom_operation_concat - variable - value', 'value': 'LR1600/2-SL3F-Base - Labor cost USD without management - 878662.9836915093', 'last_number': 878662.9836915093, 'project_id_with_serial': 'WISDEM', 'module': 'ErectionCost'}, {'unit': '', 'type': 'dataframe', 'variable_df_key_col_name': 'crane_data_output: crane_boom_operation_concat - variable - value', 'value': 'LR1600/2-SL8F3-Top - Labor cost USD without management - 2124049.261935211', 'last_number': 2124049.261935211, 'project_id_with_serial': 'WISDEM', 'module': 'ErectionCost'}, {'unit': '', 'type': 'dataframe', 'variable_df_key_col_name': 'crane_data_output: crane_boom_operation_concat - variable - value', 'value': 'LB 75-Hydraulic-Offload - Mobilization cost USD - 32160.0', 'last_number': 32160.0, 'project_id_with_serial': 'WISDEM', 'module': 'ErectionCost'}, {'unit': '', 'type': 'dataframe', 'variable_df_key_col_name': 'crane_data_output: crane_boom_operation_concat - variable - value', 'value': 'LR1600/2-SL3F-Base - Mobilization cost USD - 498354.0', 'last_number': 498354.0, 'project_id_with_serial': 'WISDEM', 'module': 'ErectionCost'}, {'unit': '', 'type': 'dataframe', 'variable_df_key_col_name': 'crane_data_output: crane_boom_operation_concat - variable - value', 'value': 'LR1600/2-SL8F3-Top - Mobilization cost USD - 498354.0', 'last_number': 498354.0, 'project_id_with_serial': 'WISDEM', 'module': 'ErectionCost'}, {'unit': '', 'type': 'dataframe', 'variable_df_key_col_name': 'crane_data_output: crane_boom_operation_concat - variable - value', 'value': 'LB 75-Hydraulic-Offload - Subtotal for hourly labor (non-management) USD - 461102.6721251999', 'last_number': 461102.6721251999, 'project_id_with_serial': 'WISDEM', 'module': 'ErectionCost'}, {'unit': '', 'type': 'dataframe', 'variable_df_key_col_name': 'crane_data_output: crane_boom_operation_concat - variable - value', 'value': 'LR1600/2-SL3F-Base - Subtotal for hourly labor (non-management) USD - 757674.9836915093', 'last_number': 757674.9836915093, 'project_id_with_serial': 'WISDEM', 'module': 'ErectionCost'}, {'unit': '', 'type': 'dataframe', 'variable_df_key_col_name': 'crane_data_output: crane_boom_operation_concat - variable - value', 'value': 'LR1600/2-SL8F3-Top - Subtotal for hourly labor (non-management) USD - 1829923.261935211', 'last_number': 1829923.261935211, 'project_id_with_serial': 'WISDEM', 'module': 'ErectionCost'}, {'unit': '', 'type': 'dataframe', 'variable_df_key_col_name': 'crane_data_output: crane_boom_operation_concat - variable - value', 'value': 'LB 75-Hydraulic-Offload - Subtotal for per diem labor (non-management) USD - 74500.0', 'last_number': 74500.0, 'project_id_with_serial': 'WISDEM', 'module': 'ErectionCost'}, {'unit': '', 'type': 'dataframe', 'variable_df_key_col_name': 'crane_data_output: crane_boom_operation_concat - variable - value', 'value': 'LR1600/2-SL3F-Base - Subtotal for per diem labor (non-management) USD - 120988.0', 'last_number': 120988.0, 'project_id_with_serial': 'WISDEM', 'module': 'ErectionCost'}, {'unit': '', 'type': 'dataframe', 'variable_df_key_col_name': 'crane_data_output: crane_boom_operation_concat - variable - value', 'value': 'LR1600/2-SL8F3-Top - Subtotal for per diem labor (non-management) USD - 294126.0', 'last_number': 294126.0, 'project_id_with_serial': 'WISDEM', 'module': 'ErectionCost'}, {'unit': '', 'type': 'dataframe', 'variable_df_key_col_name': 'crane_data_output: crane_boom_operation_concat - variable - value', 'value': 'LB 75-Hydraulic-Offload - Total cost USD - 606713.1121251999', 'last_number': 606713.1121251999, 'project_id_with_serial': 'WISDEM', 'module': 'ErectionCost'}, {'unit': '', 'type': 'dataframe', 'variable_df_key_col_name': 'crane_data_output: crane_boom_operation_concat - variable - value', 'value': 'LR1600/2-SL3F-Base - Total cost USD - 1768290.478637601', 'last_number': 1768290.478637601, 'project_id_with_serial': 'WISDEM', 'module': 'ErectionCost'}, {'unit': '', 'type': 'dataframe', 'variable_df_key_col_name': 'crane_data_output: crane_boom_operation_concat - variable - value', 'value': 'LR1600/2-SL8F3-Top - Total cost USD - 3567579.3957380275', 'last_number': 3567579.3957380275, 'project_id_with_serial': 'WISDEM', 'module': 'ErectionCost'}, {'unit': '', 'type': 'dataframe', 'variable_df_key_col_name': 'crane_data_output: crane_boom_operation_concat - variable - value', 'value': 'LB 75-Hydraulic-Offload - Operation time all turbines hrs - 254.646', 'last_number': 254.646, 'project_id_with_serial': 'WISDEM', 'module': 'ErectionCost'}, {'unit': '', 'type': 'dataframe', 'variable_df_key_col_name': 'crane_data_output: crane_boom_operation_concat - variable - value', 'value': 'LR1600/2-SL3F-Base - Operation time all turbines hrs - 426.42', 'last_number': 426.42, 'project_id_with_serial': 'WISDEM', 'module': 'ErectionCost'}, {'unit': '', 'type': 'dataframe', 'variable_df_key_col_name': 'crane_data_output: crane_boom_operation_concat - variable - value', 'value': 'LR1600/2-SL8F3-Top - Operation time all turbines hrs - 886.92', 'last_number': 886.92, 'project_id_with_serial': 'WISDEM', 'module': 'ErectionCost'}, {'unit': ' | The details from the run of LandBOSSE. This includes some costs, but mostly other things
landbosse.erection_crane_choice | output | n/a | Crane name Boom system Operation 0 LB 75 Hydraulic Offload 1 LR1600/2 SL3F Base 2 LR1600/2 SL8F3 Top | The crane choices for erection.
landbosse.erection_component_name_topvbase | output | n/a | Component Operation 0 Nacelle Top 1 Hub Top 2 Blade 1 Top 2 Blade 2 Top 2 Blade 3 Top 5 Tower 1 Base 5 Tower 2 Base 5 Tower 3 Base 5 Tower 4 Top | List of components and whether they are a topping or base operation
landbosse.erection_components | output | n/a | Component Mass tonne ... Multiplier tower drag Operation 0 Nacelle 117.646004 ... 0 Top 1 Hub 11.545006 ... 0 Top 2 Blade 1 16.419867 ... 0 Top 2 Blade 2 16.419867 ... 0 Top 2 Blade 3 16.419867 ... 0 Top 5 Tower 1 63.930744 ... 1 Base 5 Tower 2 63.930744 ... 1 Base 5 Tower 3 63.930744 ... 1 Base 5 Tower 4 63.930744 ... 1 Top [9 rows x 14 columns] | List of components with their values modified from the defaults.
tcons.constr_tower_f_NPmargin | output |  | [-0.18407496] | constraint on tower frequency such that ratio of 3P/f is above or below gamma with constraint <= 0
tcons.constr_tower_f_1Pmargin | output |  | [-0.14272677] | constraint on tower frequency such that ratio of 1P/f is above or below gamma with constraint <= 0
tcons.tip_deflection_ratio | output |  | [0.63638281]
tcons.blade_tip_tower_clearance | output | m | [10.53467583]
towerse.env.Px | output | N/m | [ 0. 334.62206738 439.16593441 508.129238 559.10963875 598.67845054 630.1077844 655.30162727 675.48135193 691.48463694 703.91448796 713.22094864 719.74922218 723.76963236 725.49712475 725.10442554 722.8546569 718.72250329 712.80108242]
towerse.env.Py | output | N/m | [0. 0. 0. 0. 0. 0. 0. 0. 0. 0. 0. 0. 0. 0. 0. 0. 0. 0. 0.]
towerse.env.Pz | output | N/m | [0. 0. 0. 0. 0. 0. 0. 0. 0. 0. 0. 0. 0. 0. 0. 0. 0. 0. 0.]
towerse.env.qdyn | output | N/m**2 | [ 0. 82.18276728 108.44081156 127.53496366 143.0885087 156.44754863 168.28339345 178.98637685 188.80641917 197.91456888 206.43377804 214.45581907 222.05126891 229.27573892 236.17394017 242.7824359 249.17312662 255.32696134 261.26599624]
towerse.env.wind.U | output | m/s | [ 0. 11.58343414 13.30587175 14.4298423 15.28443299 15.98200767 16.57553611 17.09452123 17.55720303 17.97570101 18.35850592 18.7118131 19.04029107 19.34755119 19.63644842 19.90928143 20.16961249 20.4171581 20.65324983]
towerse.env.windLoads.windLoads_Px | output | N/m | [ 0. 334.62206738 439.16593441 508.129238 559.10963875 598.67845054 630.1077844 655.30162727 675.48135193 691.48463694 703.91448796 713.22094864 719.74922218 723.76963236 725.49712475 725.10442554 722.8546569 718.72250329 712.80108242]
towerse.env.windLoads.windLoads_Py | output | N/m | [0. 0. 0. 0. 0. 0. 0. 0. 0. 0. 0. 0. 0. 0. 0. 0. 0. 0. 0.]
towerse.env.windLoads.windLoads_Pz | output | N/m | [0. 0. 0. 0. 0. 0. 0. 0. 0. 0. 0. 0. 0. 0. 0. 0. 0. 0. 0.]
towerse.env.windLoads.windLoads_qdyn | output | N/m**2 | [ 0. 82.18276728 108.44081156 127.53496366 143.0885087 156.44754863 168.28339345 178.98637685 188.80641917 197.91456888 206.43377804 214.45581907 222.05126891 229.27573892 236.17394017 242.7824359 249.17312662 255.32696134 261.26599624]
towerse.env.windLoads.windLoads_z | output | m | [ 0. 4.86680864 9.73361728 14.60042593 19.46723457 24.33404321 29.20085185 34.06766049 38.93446914 43.80127778 48.66808642 53.53489506 58.4017037 63.26851235 68.13532099 73.00212963 77.90141975 82.80070988 87.7 ]
towerse.env.windLoads.windLoads_beta | output | deg | [0.]
towerse.g2e.Px | output | N/m | [0. 0. 0. 0. 0. 0. 0. 0. 0. 0. 0. 0. 0. 0. 0. 0. 0. 0. 0.]
towerse.g2e.Py | output | N/m | [0. 0. 0. 0. 0. 0. 0. 0. 0. 0. 0. 0. 0. 0. 0. 0. 0. 0. 0.]
towerse.g2e.Pz | output | N/m | [ 0. -334.62206738 -439.16593441 -508.129238 -559.10963875 -598.67845054 -630.1077844 -655.30162727 -675.48135193 -691.48463694 -703.91448796 -713.22094864 -719.74922218 -723.76963236 -725.49712475 -725.10442554 -722.8546569 -718.72250329 -712.80108242]
towerse.g2e.qdyn | output | Pa | [ 0. 82.18276728 108.44081156 127.53496366 143.0885087 156.44754863 168.28339345 178.98637685 188.80641917 197.91456888 206.43377804 214.45581907 222.05126891 229.27573892 236.17394017 242.7824359 249.17312662 255.32696134 261.26599624]
towerse.post.axial_stress | output | Pa | [[1.23644488e+08] [1.21546762e+08] [1.19120857e+08] [1.23764932e+08] [1.20346058e+08] [1.16457726e+08] [1.19705625e+08] [1.14353454e+08] [1.08322809e+08] [1.08995011e+08] [1.00794426e+08] [9.16181901e+07] [8.78312581e+07] [7.55332894e+07] [6.20315839e+07] [4.94256452e+07] [3.45487425e+07] [2.52177714e+07]]
towerse.post.shear_stress | output | Pa | [[4379351.80387963] [4478178.843316 ] [4581499.04416566] [4993412.99710501] [5113988.55844465] [5240435.87730497] [5745375.57407278] [5894544.09863765] [6051532.23465262] [6679687.78274371] [6867200.3185865 ] [7065354.5928057 ] [7860197.43318997] [8100319.36455035] [8355292.32743399] [8988028.13980727] [9289165.33956412] [9610760.64387555]]
towerse.post.hoop_stress | output | Pa | [[ -4638.17685875] [-10543.04818741] [-12784.94833811] [-15294.71824477] [-16568.54478119] [-17571.66209192] [-19657.85962401] [-20346.53734074] [-20896.24440314] [-22930.86557887] [-23287.09370176] [-23547.75561472] [-25649.46851618] [-25756.64531012] [-25788.45460709] [-26842.86480454] [-26741.8237411 ] [-26578.48109125]]
towerse.post.hoop_stress_euro | output | Pa | [[0.] [0.] [0.] [0.] [0.] [0.] [0.] [0.] [0.] [0.] [0.] [0.] [0.] [0.] [0.] [0.] [0.] [0.]]
towerse.post.constr_stress | output |  | [[0.63016837] [0.61958753] [0.60733813] [0.63116103] [0.61389316] [0.59425658] [0.61108765] [0.58407647] [0.55365997] [0.55762574] [0.51635339] [0.47025628] [0.45219385] [0.39087128] [0.32408946] [0.26366809] [0.1939329 ] [0.15376643]]
towerse.post.constr_shell_buckling | output |  | [[0.07441179] [0.07337664] [0.07234365] [0.08007609] [0.07912963] [0.0782677 ] [0.08767147] [0.08694575] [0.08632695] [0.09800283] [0.09757445] [0.09727927] [0.11210647] [0.11207886] [0.11221969] [0.1216129 ] [0.12212247] [0.12284455]]
towerse.post.constr_global_buckling | output |  | [[1.05969195] [1.04792099] [1.03355844] [1.08347657] [1.06190648] [1.03640677] [1.07783568] [1.04081594] [0.99774379] [1.02030598] [0.95874293] [0.87960003] [0.85607189] [0.74964339] [0.63299827] [0.52941658] [0.40106429] [0.31952995]]
towerse.tower.f1 | output | Hz | [0.38265954]
towerse.tower.f2 | output | Hz | [0.38653764]
towerse.tower.structural_frequencies | output | Hz | [0.38265954 0.38653764 1.3285883 1.81298651 2.06299303 4.55291636]
towerse.tower.fore_aft_modes | output |  | [[ 1.06224547e+00 -1.73686867e-01 4.53170010e-01 -4.04879270e-01 6.31506600e-02] [-1.47729426e+02 1.51252500e+02 -1.11252586e+02 1.85266591e+02 -7.65370794e+01] [-5.57078946e+01 6.18448110e+01 6.05020539e+01 -6.24088111e+01 -3.23015909e+00]]
towerse.tower.side_side_modes | output |  | [[ 1.05163876e+00 -1.64431739e-01 4.44558847e-01 -3.92992245e-01 6.12263750e-02] [ 9.53343017e+01 -9.35963639e+01 7.45267881e+01 -1.18651294e+02 4.33865686e+01] [-5.03910260e+01 5.66027090e+01 4.34132071e+01 -3.94318398e+01 -9.19305032e+00]]
towerse.tower.torsion_modes | output |  | [[ 8.88744127 -33.96031385 61.10622878 -51.37865992 16.34530371] [ 0. 0. 0. 0. 0. ] [ 0. 0. 0. 0. 0. ]]
towerse.tower.fore_aft_freqs | output | Hz | [0.38653764 2.06299303 4.74623748]
towerse.tower.side_side_freqs | output | Hz | [0.38265954 1.81298651 4.55291636]
towerse.tower.torsion_freqs | output | Hz | [9.29926275 0. 0. ]
towerse.tower.tower_deflection | output | m | [[0. ] [0.00293958] [0.01124331] [0.02492552] [0.04417767] [0.06913744] [0.09976823] [0.13622399] [0.17858175] [0.22671312] [0.28068098] [0.34043412] [0.40567996] [0.47628837] [0.55195307] [0.63208654] [0.71664053] [0.8042424 ] [0.89378964]]
towerse.tower.top_deflection | output | m | [0.89378964]
towerse.tower.tower_Fz | output | N | [[-3521905.19875603] [-3330007.13934296] [-3141570.71076157] [-2967806.95680758] [-2797467.74720525] [-2630600.18174829] [-2477616.54870869] [-2327929.36486031] [-2181560.78253973] [-2048202.76995806] [-1917961.22376278] [-1790850.37300193] [-1675851.8914633 ] [-1563771.4783584 ] [-1454619.7540577 ] [-1351856.50556055] [-1251940.9699735 ] [-1154882.04568269]]
towerse.tower.tower_Vx | output | N | [[1166461.35600993] [1166566.06384973] [1166667.00477123] [1166745.60666005] [1166838.44447461] [1166926.46239631] [1166974.08815347] [1167052.13013859] [1167124.08737987] [1167139.42622077] [1167199.0130541 ] [1167250.90090001] [1167232.67082724] [1167268.89193746] [1167295.26749304] [1167282.50404593] [1167287.63820791] [1167279.73126993]]
towerse.tower.tower_Vy | output | N | [[9706.22495118] [9699.4347029 ] [9692.42814206] [9686.42137256] [9678.92371681] [9671.17786792] [9665.82430059] [9657.47187323] [9648.82438147] [9644.20706794] [9634.79143543] [9625.0164606 ] [9621.23553877] [9610.47215758] [9599.26187867] [9591.17180317] [9578.62735527] [9565.50803048]]
towerse.tower.tower_Mxx | output | N*m | [[6467795.53895639] [6513246.39130891] [6557559.07352004] [6600746.9769999 ] [6642811.29757846] [6683808.05018387] [6723748.34873183] [6762617.04402103] [6800475.47401693] [6837330.94832991] [6873147.80146961] [6907993.15168833] [6941868.14477291] [6974710.63612933] [7006593.76546891] [7037753.97601097] [7067976.67109389] [7097351.63863002]]
towerse.tower.tower_Myy | output | N*m | [[99794231.7486877 ] [94088383.11713912] [88366256.63068324] [82629251.47547346] [76878697.24519545] [71116576.215642 ] [65344292.81061208] [59563018.2925123 ] [53774700.58627456] [47980757.55499905] [42182232.97547862] [36381030.91135043] [30578602.85930645] [24775919.66512418] [18974835.57732344] [13138308.80016923] [ 7306490.34988305] [ 1481144.43816453]]
towerse.tower.tower_Mzz | output | N*m | [[676219.09967236] [676217.08893703] [676215.04252545] [676216.51129549] [676214.48550391] [676212.43601099] [676213.96993257] [676211.94982815] [676209.90670271] [676211.52911567] [676209.52215745] [676207.49236737] [676209.23300485] [676207.2474837 ] [676205.23945339] [676205.09101439] [676203.06080368] [676201.00496528]]
towerse.tower.turbine_F | output | N | [[ 1166402.71193733] [ 9709.52809118] [-3716624.86359454]]
towerse.tower.turbine_M | output | N*m | [[6.42115291e+06] [1.05481755e+08] [6.76158258e+05]]
towerse.turbine_mass | output | kg | [434173.58607569]
towerse.turbine_center_of_mass | output | m | [-1.33922829e+00 -4.83477408e-02 5.89659504e+01]
towerse.turbine_I_base | output | kg*m**2 | [ 1.93484490e+09 1.92340396e+09 2.63201079e+07 -1.12688976e+01 -1.49716034e+05 1.97793427e+04]
rotorse.ccblade.CP | output |  | [0.47038593] | Rotor power coefficient
rotorse.ccblade.CM | output |  | [0.16419784] | Blade flapwise moment coefficient
rotorse.ccblade.local_airfoil_velocities | output | m/s | [ 7.81976055 8.73396903 9.33236718 10.52761166 12.13445424 13.97933413 15.908495 17.77260824 19.67422487 21.61489984 23.58361361 25.57533595 27.58010106 29.60126548 31.63537273 33.67909531 35.7330104 37.78946054 39.85540126 41.93562272 44.02362633 46.10624666 48.19280034 50.28176071 52.37223129 54.462126 56.54991416 58.63142619 60.74276982 62.17763087] | Local relative velocities for the airfoils
rotorse.ccblade.P | output | W | [0.] | Rotor aerodynamic power
rotorse.ccblade.T | output | N*m | [0.] | Rotor aerodynamic thrust
rotorse.ccblade.Q | output | N*m | [0.] | Rotor aerodynamic torque
rotorse.ccblade.M | output | N*m | [0.] | Blade root flapwise moment
rotorse.ccblade.a | output |  | [0.13765983 0.07505229 0.14393116 0.21201745 0.24992364 0.25020462 0.25975636 0.26555102 0.26004614 0.25044125 0.24456313 0.24123617 0.24609116 0.25167823 0.25842755 0.26450589 0.26842899 0.27575939 0.27652788 0.2680373 0.2582892 0.25997394 0.26178109 0.26514047 0.27091815 0.2818698 0.29974176 0.32941514 0.32125099 0.48801757] | Axial induction along blade span
rotorse.ccblade.ap | output |  | [-0.13765983 -0.05021263 0.04304296 0.0861129 0.08512067 0.07801407 0.07138516 0.05783079 0.0457406 0.03635301 0.02972345 0.02489367 0.02163104 0.01907461 0.01704733 0.01529932 0.01375691 0.01248449 0.01119537 0.00999743 0.00897824 0.00824826 0.00761442 0.00708329 0.00664713 0.00632134 0.00609251 0.005957 0.00551874 0.00628725] | Tangential induction along blade span
rotorse.ccblade.alpha | output | deg | [63.49470467 54.35487525 39.10866543 26.80340852 19.10079092 14.60205458 11.84677975 10.2183763 9.04262928 8.21846263 7.49011624 6.91325222 6.36714878 5.97076013 5.69313506 5.51233224 5.43157094 5.3769085 5.47642506 5.71545475 5.96854587 6.01990128 6.04919839 6.09965812 6.15089193 6.1806968 6.16247505 6.03643877 6.16197568 4.54431042] | Angles of attack along blade span
rotorse.ccblade.cl | output |  | [-8.80435890e-17 7.28219042e-02 9.93791447e-01 1.77082716e+00 1.90339348e+00 1.74143252e+00 1.64350701e+00 1.53517378e+00 1.43232147e+00 1.33210623e+00 1.25215968e+00 1.19272288e+00 1.17056517e+00 1.15733508e+00 1.15360972e+00 1.15065332e+00 1.14431925e+00 1.15079635e+00 1.14359767e+00 1.11537634e+00 1.08513754e+00 1.08738611e+00 1.08970832e+00 1.09369325e+00 1.09772022e+00 1.10005403e+00 1.09862799e+00 1.08869772e+00 1.09858887e+00 9.62402875e-01] | Lift coefficients along blade span
rotorse.ccblade.cd | output |  | [0.5 0.56455525 0.88603677 0.67380475 0.40671987 0.17053882 0.03619588 0.01438627 0.01087384 0.01112999 0.01092013 0.01023228 0.0095119 0.00852006 0.00746576 0.0070581 0.00674007 0.00749878 0.00871696 0.00772364 0.0059807 0.00601113 0.0059572 0.00586648 0.00577743 0.00572715 0.00575775 0.00598058 0.00575859 0.00870763] | Drag coefficients along blade span
rotorse.ccblade.cl_n_opt | output |  | [-8.80435890e-17 7.28219042e-02 9.93791447e-01 1.77082716e+00 1.90339348e+00 1.74143252e+00 1.64350701e+00 1.53517378e+00 1.43232147e+00 1.33210623e+00 1.25215968e+00 1.19272288e+00 1.17056517e+00 1.15733508e+00 1.15360972e+00 1.15065332e+00 1.14431925e+00 1.15079635e+00 1.14359767e+00 1.11537634e+00 1.08513754e+00 1.08738611e+00 1.08970832e+00 1.09369325e+00 1.09772022e+00 1.10005403e+00 1.09862799e+00 1.08869772e+00 1.09858887e+00 9.62402875e-01] | Lift coefficients along blade span
rotorse.ccblade.cd_n_opt | output |  | [0.5 0.56455525 0.88603677 0.67380475 0.40671987 0.17053882 0.03619588 0.01438627 0.01087384 0.01112999 0.01092013 0.01023228 0.0095119 0.00852006 0.00746576 0.0070581 0.00674007 0.00749878 0.00871696 0.00772364 0.0059807 0.00601113 0.0059572 0.00586648 0.00577743 0.00572715 0.00575775 0.00598058 0.00575859 0.00870763] | Drag coefficients along blade span
rotorse.ccblade.Px_b | output | N/m | [ 67.60756766 99.1036346 299.90484768 563.4157973 809.65971247 990.67024641 1203.1405354 1413.6258282 1588.12582926 1740.64145403 1903.9289077 2077.76815327 2302.49370417 2539.08147553 2791.18954197 3046.11253195 3291.10484026 3568.35350197 3795.7876197 3936.17191059 4045.81520109 4258.12284196 4455.79215995 4643.24341971 4811.65005371 4959.82160616 5039.02786183 4948.94388979 3881.89969238 3320.07921932] | Distributed loads in blade-aligned x-direction
rotorse.ccblade.Py_b | output | N/m | [ 15.85384464 26.53088935 -56.65329001 -197.0785408 -300.25975166 -406.07911489 -508.73870581 -542.11135036 -553.53704568 -556.01753542 -559.54678268 -564.78072071 -576.53314813 -589.20949437 -602.75190874 -613.87150545 -622.9489233 -630.25795112 -631.30453085 -633.30463238 -635.39986591 -637.85968292 -638.13850826 -635.72004088 -628.66104511 -614.47006483 -586.10955795 -529.78212686 -407.85892598 -239.84568147] | Distributed loads in blade-aligned y-direction
rotorse.ccblade.Pz_b | output | N/m | [0. 0. 0. 0. 0. 0. 0. 0. 0. 0. 0. 0. 0. 0. 0. 0. 0. 0. 0. 0. 0. 0. 0. 0. 0. 0. 0. 0. 0. 0.] | Distributed loads in blade-aligned z-direction
rotorse.ccblade.Px_af | output | N/m | [ 62.14275713 90.33534989 304.89219795 593.65089328 857.03318789 1057.45925709 1284.04915878 1492.44617706 1662.88495899 1810.64321385 1969.69751385 2139.65010784 2360.9969944 2594.33543307 2843.21821399 3094.75545401 3336.3127359 3609.77699621 3833.05205738 3969.62852432 4075.49089947 4284.32038074 4478.71812904 4662.63199286 4827.279119 4971.42346744 5046.47005788 4952.42250884 3882.8585101 3320.51726378] | Distributed loads in airfoil x-direction
rotorse.ccblade.Py_af | output | N/m | [ 30.99040709 48.63068004 13.90181856 -62.09612553 -105.82477652 -167.65352449 -239.95828084 -254.61167871 -251.7151637 -246.08803972 -241.51519931 -240.82187866 -244.05106245 -252.04409997 -264.87565065 -279.51469085 -297.41176656 -316.04087967 -338.02513205 -369.55844734 -403.3950412 -427.87146139 -449.87603736 -472.98237202 -494.53741641 -512.20360498 -518.13720297 -496.21166879 -398.62754008 -233.70296196] | Distributed loads in airfoil y-direction
rotorse.ccblade.Pz_af | output | N/m | [0. 0. 0. 0. 0. 0. 0. 0. 0. 0. 0. 0. 0. 0. 0. 0. 0. 0. 0. 0. 0. 0. 0. 0. 0. 0. 0. 0. 0. 0.] | Distributed loads in airfoil z-direction
rotorse.ccblade.LiftF | output | N/m | [3.55271368e-15 1.31247795e+01 2.27812238e+02 5.57869490e+02 8.44477849e+02 1.06556960e+03 1.30596132e+03 1.51394234e+03 1.68177998e+03 1.82722607e+03 1.98437355e+03 2.15308072e+03 2.37349863e+03 2.60647931e+03 2.85546974e+03 3.10729408e+03 3.34948462e+03 3.62350856e+03 3.84781611e+03 3.98669812e+03 4.09534421e+03 4.30556716e+03 4.50118862e+03 4.68649309e+03 4.85247758e+03 4.99767214e+03 5.07293006e+03 4.97714448e+03 3.90321349e+03 3.32859504e+03] | Distributed lift force
rotorse.ccblade.DragF | output | N/m | [ 69.44154085 101.75047246 203.11104616 212.27092174 180.44924901 104.3514337 28.76192302 14.18731048 12.76767028 15.2668129 17.30580069 18.47110923 19.28682701 19.18835262 18.47959974 19.06011366 19.72854691 23.61139107 29.32960621 27.60667796 22.57134871 23.80139791 24.60701557 25.13797517 25.5391485 26.01908732 26.58648666 27.34109742 20.45990259 30.11646833] | Distributed drag force
rotorse.ccblade.L_n_opt | output | N/m | [3.55271368e-15 1.31247795e+01 2.27812238e+02 5.57869490e+02 8.44477849e+02 1.06556960e+03 1.30596132e+03 1.51394234e+03 1.68177998e+03 1.82722607e+03 1.98437355e+03 2.15308072e+03 2.37349863e+03 2.60647931e+03 2.85546974e+03 3.10729408e+03 3.34948462e+03 3.62350856e+03 3.84781611e+03 3.98669812e+03 4.09534421e+03 4.30556716e+03 4.50118862e+03 4.68649309e+03 4.85247758e+03 4.99767214e+03 5.07293006e+03 4.97714448e+03 3.90321349e+03 3.32859504e+03] | Distributed lift force
rotorse.ccblade.D_n_opt | output | N/m | [ 69.44154085 101.75047246 203.11104616 212.27092174 180.44924901 104.3514337 28.76192302 14.18731048 12.76767028 15.2668129 17.30580069 18.47110923 19.28682701 19.18835262 18.47959974 19.06011366 19.72854691 23.61139107 29.32960621 27.60667796 22.57134871 23.80139791 24.60701557 25.13797517 25.5391485 26.01908732 26.58648666 27.34109742 20.45990259 30.11646833] | Distributed drag force
rotorse.rc.sect_perimeter | output | m | [11.12596508 11.17720132 11.20580429 10.70728965 10.42065366 10.34359147 10.30342914 10.21736613 9.921371 9.60945221 9.33226137 9.03527893 8.71359041 8.38778837 8.06048555 7.75067356 7.45618033 7.16482462 6.87332895 6.58176865 6.3031306 6.03908757 5.77601329 5.51293877 5.24986454 4.99599482 4.71559624 4.34805527 3.15214133 2.93381294] | Perimeter of the section along the blade span
rotorse.rc.layer_volume | output | m**3 | [0.02400462 1.35386067 1.6415218 1.37454503 1.37454503 0.10216863 0.10216863 5.38324729 4.72971832 2.52489125 1.35386067 0.14759655 2.95193092 0.14759655 0.13348027 2.66960545 0.13348027] | Volumes of each layer used in the blade, ignoring the scrap factor
rotorse.rc.mat_volume | output | m**3 | [ 0.02400462 0.20433725 4.34924314 0.56215364 0. 0. 0. 18.25939323 2.74909005 0. 0. ] | Volumes of each material used in the blade, ignoring the scrap factor. For laminates, this is the wet volume
rotorse.rc.mat_mass | output | kg | [ 29.64570791 392.32752139 8046.09980852 1000.63347328 0. 0. 0. 3651.87864519 3353.88986176 0. 194.832 ] | Masses of each material used in the blade, ignoring the scrap factor. For laminates, this is the wet mass.
rotorse.rc.mat_cost | output | USD | [ 214.3384682 527.5762338 15612.88302827 1905.11929008 0. 0. 0. 47474.42238746 15987.01598671 21358.317531 1753.488 ] | Costs of each material used in the blade, ignoring the scrap factor. For laminates, this is the cost of the dry fabric.
rotorse.rc.mat_cost_scrap | output | USD | [ 267.92308526 553.9550455 17954.81548251 2190.88718359 0. 0. 0. 56969.30686495 16786.36678605 21358.317531 1753.488 ] | Same as mat_cost, now including the scrap factor.
rotorse.rc.total_labor_hours | output | h | [1151.40417609] | Total amount of labor hours per blade.
rotorse.rc.total_skin_mold_gating_ct | output | h | [23.99989998] | Total amount of gating cycle time per blade. This is the cycle time required in the main mold that cannot be parallelized unless the number of molds is increased.
rotorse.rc.total_non_gating_ct | output | h | [144.80978198] | Total amount of non-gating cycle time per blade. This cycle time can happen in parallel.
rotorse.rc.total_metallic_parts_cost | output | USD | [5357.36738926] | Cost of the metallic parts (bolts, nuts, lightining protection system), excluding the blade joint.
rotorse.rc.total_consumable_cost_w_waste | output | USD | [7726.78412089] | Cost of the consumables including the waste.
rotorse.rc.total_blade_mat_cost_w_waste | output | USD | [130919.21148899] | Total blade material costs including the waste per blade.
rotorse.rc.total_cost_labor | output | USD | [68051.45318233] | Total labor costs per blade.
rotorse.rc.total_cost_utility | output | USD | [953.21095945] | Total utility costs per blade.
rotorse.rc.blade_variable_cost | output | USD | [199923.87563077] | Total blade variable costs per blade (material, labor, utility).
rotorse.rc.total_cost_equipment | output | USD | [4112.32427746] | Total equipment cost per blade.
rotorse.rc.total_cost_tooling | output | USD | [14221.58001989] | Total tooling cost per blade.
rotorse.rc.total_cost_building | output | USD | [868.71681597] | Total builting cost per blade.
rotorse.rc.total_maintenance_cost | output | USD | [4962.84269333] | Total maintenance cost per blade.
rotorse.rc.total_labor_overhead | output | USD | [20415.4359547] | Total labor overhead cost per blade.
rotorse.rc.cost_capital | output | USD | [11142.07102934] | Cost of capital per blade.
rotorse.rc.blade_fixed_cost | output | USD | [55722.97079068] | Total blade fixed cost per blade (equipment, tooling, building, maintenance, labor, capital).
rotorse.rc.total_blade_cost | output | USD | [255646.84642145] | Total blade cost (variable and fixed)
rotorse.re.precomp.z | output | m | [ 1.5 3.62068966 5.74137931 7.86206897 9.98275862 12.10344828 14.22413793 16.34482759 18.46551724 20.5862069 22.70689655 24.82758621 26.94827586 29.06896552 31.18965517 33.31034483 35.43103448 37.55172414 39.67241379 41.79310345 43.9137931 46.03448276 48.15517241 50.27586207 52.39655172 54.51724138 56.63793103 58.75862069 60.87931034 63. ] | locations of properties along beam
rotorse.re.Tw_iner | output | deg | [ 12.91813913 10.98961664 -26.64848915 39.18297816 21.3219996 18.85067017 17.33329944 16.01650385 15.11438161 14.28801795 13.48661358 12.56460039 11.45922422 10.32747809 9.21827201 8.17780972 7.2067818 6.27286827 5.34689145 4.42339523 3.70237723 3.24886151 2.84374861 2.4269015 2.00959889 1.58471068 1.16575433 0.77245418 0.46121328 0.44667264] | Orientation of the section principal inertia axes with respect the blade reference plane
rotorse.re.x_tc | output | m | [ 6.65849283e-06 3.48269406e-03 2.88953383e-02 7.21854735e-03 -4.08852931e-02 -7.38621350e-02 -9.06253066e-02 -8.99975571e-02 -8.14491293e-02 -7.23380036e-02 -6.20521658e-02 -4.63851226e-02 -2.11025551e-02 5.12244828e-03 2.36805620e-02 3.86146045e-02 5.16292885e-02 6.27550630e-02 7.24257796e-02 8.00473740e-02 8.21748830e-02 7.90545987e-02 7.54793513e-02 7.18462251e-02 6.81379619e-02 6.44391591e-02 6.02330863e-02 5.46393156e-02 3.83249211e-02 3.20282720e-02] | X-coordinate of the tension-center offset with respect to the XR-YR axes
rotorse.re.y_tc | output | m | [0.00861617 0.04592874 0.06549919 0.05589916 0.08858485 0.12573312 0.13527442 0.13902629 0.13608094 0.13167325 0.12762414 0.12243946 0.11482945 0.10653286 0.09741731 0.0879701 0.078621 0.06973321 0.06151765 0.05382261 0.04831011 0.04561236 0.04521876 0.04549626 0.04667436 0.04940714 0.05395756 0.06072682 0.05285307 0.10464224] | Chordwise offset of the section tension-center with respect to the XR-YR axes
rotorse.re.x_sc | output | m | [ 9.85130649e-06 3.46122530e-03 2.83728142e-02 5.75601800e-03 -4.24085832e-02 -7.49852474e-02 -9.15895839e-02 -9.08090233e-02 -8.21109096e-02 -7.27972689e-02 -6.24248109e-02 -4.66650337e-02 -2.12849973e-02 5.00968075e-03 2.36025853e-02 3.85493324e-02 5.15730271e-02 6.27414591e-02 7.23910592e-02 8.00308578e-02 8.21477076e-02 7.90294896e-02 7.54560268e-02 7.18241139e-02 6.81160653e-02 6.44154285e-02 6.02052602e-02 5.46038496e-02 3.83293251e-02 3.19180451e-02] | X-coordinate of the shear-center offset with respect to the XR-YR axes
rotorse.re.y_sc | output | m | [-0.0001385 0.03224742 0.05420176 0.04615853 0.08178691 0.1205015 0.13118776 0.1357258 0.13331194 0.13221088 0.12828549 0.12318551 0.11560232 0.10729648 0.09815135 0.08866756 0.07927471 0.06929966 0.06205796 0.05395798 0.04869452 0.04601847 0.04565798 0.04598528 0.04723824 0.05009409 0.05484559 0.06196106 0.05418887 0.10974534] | Chordwise offset of the section shear-center with respect to the reference frame, XR-YR
rotorse.re.x_cg | output | m | [-2.02413689e-06 -3.46033314e-03 2.52215182e-02 1.42487351e-02 -2.39883895e-03 -2.37609195e-02 -3.52158417e-02 -3.48125851e-02 -2.95966106e-02 -2.40626104e-02 -1.76573683e-02 -9.04142439e-03 5.18944873e-03 2.32909182e-02 3.63419610e-02 4.71701625e-02 5.65165226e-02 6.41224601e-02 7.02188208e-02 7.39292129e-02 7.44814275e-02 7.15503055e-02 6.82355772e-02 6.48456743e-02 6.13765817e-02 5.79181730e-02 5.40352433e-02 4.90125157e-02 3.52258181e-02 3.15454053e-02] | X-coordinate of the center-of-mass offset with respect to the XR-YR axes
rotorse.re.y_cg | output | m | [0.03192342 0.10027586 0.15152945 0.2726879 0.34272931 0.44862821 0.46718142 0.47571358 0.46698091 0.45427464 0.44292479 0.41231362 0.35814846 0.34276165 0.32452226 0.30497473 0.28511582 0.26538924 0.24645258 0.17715244 0.14229688 0.13260208 0.12702843 0.12342089 0.1218121 0.12269169 0.12509584 0.12714149 0.09407905 0.10331834] | Chordwise offset of the section center of mass with respect to the XR-YR axes
rotorse.re.precomp.flap_iner | output | kg/m | [1.89291639e+03 1.14669249e+03 7.65339188e+02 3.82558110e+02 1.99161707e+02 1.21682011e+02 1.00936372e+02 8.83720476e+01 7.51062257e+01 6.43709107e+01 5.57794267e+01 4.72500608e+01 3.83415064e+01 3.10486845e+01 2.52827695e+01 2.06010131e+01 1.67326624e+01 1.34919826e+01 1.06679933e+01 8.00327892e+00 6.27783227e+00 5.35276341e+00 4.53276961e+00 3.77869409e+00 3.09263647e+00 2.48860313e+00 1.91771015e+00 1.34161824e+00 4.24737562e-01 2.63229903e-01] | Section flap inertia about the Y_G axis per unit length.
rotorse.re.precomp.edge_iner | output | kg/m | [1815.46513514 1075.4092455 697.8292691 492.29707785 439.56462251 424.88636799 429.36438342 424.89433051 393.48465041 360.66528605 333.1393253 299.31797477 258.4250892 230.22467078 202.45976524 177.21860665 154.52795333 133.82136186 115.01055513 90.74403688 75.00015048 64.89780286 56.42554799 48.89049005 42.18253398 36.41168098 30.75047009 24.2756132 7.83135847 6.04563262] | Section lag inertia about the X_G axis per unit length
rotorse.blade_mass | output | kg | [16419.86669892] | mass of one blade
rotorse.blade_moment_of_inertia | output | kg*m**2 | [11863605.20167025] | mass moment of inertia of blade about hub
rotorse.mass_all_blades | output | kg | [49259.60009676] | mass of all blades
rotorse.I_all_blades | output | kg*m**2 | [35590815.60501074 17795407.80250537 17795407.80250537 0. 0. 0. ] | mass moments of inertia of all blades in hub c.s. order:Ixx, Iyy, Izz, Ixy, Ixz, Iyz
rotorse.re.sc_ss_mats | output |  | [[1. 0. 1. 0. 0. 0. 0. 0. 1. 0. 0.] [1. 0. 1. 0. 0. 0. 0. 0. 1. 0. 0.] [1. 0. 1. 0. 0. 0. 0. 0. 1. 0. 0.] [1. 0. 1. 0. 0. 0. 0. 0. 1. 0. 0.] [1. 0. 1. 0. 0. 0. 0. 0. 1. 0. 0.] [1. 0. 1. 0. 0. 0. 0. 0. 1. 0. 0.] [1. 0. 1. 0. 0. 0. 0. 0. 1. 0. 0.] [1. 0. 1. 0. 0. 0. 0. 0. 1. 0. 0.] [1. 0. 1. 0. 0. 0. 0. 0. 1. 0. 0.] [1. 0. 1. 0. 0. 0. 0. 0. 1. 0. 0.] [1. 0. 1. 0. 0. 0. 0. 0. 1. 0. 0.] [1. 0. 1. 0. 0. 0. 0. 0. 1. 0. 0.] [1. 0. 1. 0. 0. 0. 0. 0. 1. 0. 0.] [1. 0. 1. 0. 0. 0. 0. 0. 1. 0. 0.] [1. 0. 1. 0. 0. 0. 0. 0. 1. 0. 0.] [1. 0. 1. 0. 0. 0. 0. 0. 1. 0. 0.] [1. 0. 1. 0. 0. 0. 0. 0. 1. 0. 0.] [1. 0. 1. 0. 0. 0. 0. 0. 1. 0. 0.] [1. 0. 1. 0. 0. 0. 0. 0. 1. 0. 0.] [1. 0. 1. 0. 0. 0. 0. 0. 1. 0. 0.] [1. 0. 1. 0. 0. 0. 0. 0. 1. 0. 0.] [1. 0. 1. 0. 0. 0. 0. 0. 1. 0. 0.] [1. 0. 1. 0. 0. 0. 0. 0. 1. 0. 0.] [1. 0. 1. 0. 0. 0. 0. 0. 1. 0. 0.] [1. 0. 1. 0. 0. 0. 0. 0. 1. 0. 0.] [1. 0. 1. 0. 0. 0. 0. 0. 1. 0. 0.] [1. 0. 1. 0. 0. 0. 0. 0. 1. 0. 0.] [1. 0. 1. 0. 0. 0. 0. 0. 1. 0. 0.] [1. 0. 1. 0. 0. 0. 0. 0. 1. 0. 0.] [1. 0. 1. 0. 0. 0. 0. 0. 1. 0. 0.]] | spar cap, suction side, boolean of materials in each composite layer spanwise, passed as floats for differentiablity, used for Fatigue Analysis
rotorse.re.sc_ps_mats | output |  | [[1. 0. 1. 0. 0. 0. 0. 0. 1. 0. 0.] [1. 0. 1. 0. 0. 0. 0. 0. 1. 0. 0.] [1. 0. 1. 0. 0. 0. 0. 0. 1. 0. 0.] [1. 0. 1. 0. 0. 0. 0. 0. 1. 0. 0.] [1. 0. 1. 0. 0. 0. 0. 0. 1. 0. 0.] [1. 0. 1. 0. 0. 0. 0. 0. 1. 0. 0.] [1. 0. 1. 0. 0. 0. 0. 0. 1. 0. 0.] [1. 0. 1. 0. 0. 0. 0. 0. 1. 0. 0.] [1. 0. 1. 0. 0. 0. 0. 0. 1. 0. 0.] [1. 0. 1. 0. 0. 0. 0. 0. 1. 0. 0.] [1. 0. 1. 0. 0. 0. 0. 0. 1. 0. 0.] [1. 0. 1. 0. 0. 0. 0. 0. 1. 0. 0.] [1. 0. 1. 0. 0. 0. 0. 0. 1. 0. 0.] [1. 0. 1. 0. 0. 0. 0. 0. 1. 0. 0.] [1. 0. 1. 0. 0. 0. 0. 0. 1. 0. 0.] [1. 0. 1. 0. 0. 0. 0. 0. 1. 0. 0.] [1. 0. 1. 0. 0. 0. 0. 0. 1. 0. 0.] [1. 0. 1. 0. 0. 0. 0. 0. 1. 0. 0.] [1. 0. 1. 0. 0. 0. 0. 0. 1. 0. 0.] [1. 0. 1. 0. 0. 0. 0. 0. 1. 0. 0.] [1. 0. 1. 0. 0. 0. 0. 0. 1. 0. 0.] [1. 0. 1. 0. 0. 0. 0. 0. 1. 0. 0.] [1. 0. 1. 0. 0. 0. 0. 0. 1. 0. 0.] [1. 0. 1. 0. 0. 0. 0. 0. 1. 0. 0.] [1. 0. 1. 0. 0. 0. 0. 0. 1. 0. 0.] [1. 0. 1. 0. 0. 0. 0. 0. 1. 0. 0.] [1. 0. 1. 0. 0. 0. 0. 0. 1. 0. 0.] [1. 0. 1. 0. 0. 0. 0. 0. 1. 0. 0.] [1. 0. 1. 0. 0. 0. 0. 0. 1. 0. 0.] [1. 0. 1. 0. 0. 0. 0. 0. 1. 0. 0.]] | spar cap, pressure side, boolean of materials in each composite layer spanwise, passed as floats for differentiablity, used for Fatigue Analysis
rotorse.re.te_ss_mats | output |  | [[0. 0. 0. 0. 0. 0. 0. 0. 0. 0. 0.] [1. 1. 1. 0. 0. 0. 0. 0. 0. 0. 0.] [1. 1. 1. 0. 0. 0. 0. 0. 0. 0. 0.] [1. 1. 1. 0. 0. 0. 0. 0. 0. 0. 0.] [1. 1. 1. 0. 0. 0. 0. 0. 0. 0. 0.] [1. 1. 1. 0. 0. 0. 0. 0. 0. 0. 0.] [1. 1. 1. 0. 0. 0. 0. 0. 0. 0. 0.] [1. 1. 1. 0. 0. 0. 0. 0. 0. 0. 0.] [1. 1. 1. 0. 0. 0. 0. 0. 0. 0. 0.] [1. 1. 1. 0. 0. 0. 0. 0. 0. 0. 0.] [1. 1. 1. 0. 0. 0. 0. 0. 0. 0. 0.] [1. 1. 1. 0. 0. 0. 0. 0. 0. 0. 0.] [1. 1. 1. 0. 0. 0. 0. 0. 0. 0. 0.] [1. 1. 1. 0. 0. 0. 0. 0. 0. 0. 0.] [1. 1. 1. 0. 0. 0. 0. 0. 0. 0. 0.] [1. 1. 1. 0. 0. 0. 0. 0. 0. 0. 0.] [1. 1. 1. 0. 0. 0. 0. 0. 0. 0. 0.] [1. 1. 1. 0. 0. 0. 0. 0. 0. 0. 0.] [1. 1. 1. 0. 0. 0. 0. 0. 0. 0. 0.] [1. 1. 1. 0. 0. 0. 0. 0. 0. 0. 0.] [1. 1. 1. 0. 0. 0. 0. 0. 0. 0. 0.] [1. 1. 1. 0. 0. 0. 0. 0. 0. 0. 0.] [1. 1. 1. 0. 0. 0. 0. 0. 0. 0. 0.] [1. 1. 1. 0. 0. 0. 0. 0. 0. 0. 0.] [1. 1. 1. 0. 0. 0. 0. 0. 0. 0. 0.] [1. 1. 1. 0. 0. 0. 0. 0. 0. 0. 0.] [1. 1. 1. 0. 0. 0. 0. 0. 0. 0. 0.] [1. 1. 1. 0. 0. 0. 0. 0. 0. 0. 0.] [1. 1. 1. 0. 0. 0. 0. 0. 0. 0. 0.] [0. 0. 0. 0. 0. 0. 0. 0. 0. 0. 0.]] | trailing edge reinforcement, suction side, boolean of materials in each composite layer spanwise, passed as floats for differentiablity, used for Fatigue Analysis
rotorse.re.te_ps_mats | output |  | [[0. 0. 0. 0. 0. 0. 0. 0. 0. 0. 0.] [1. 1. 1. 0. 0. 0. 0. 0. 0. 0. 0.] [1. 1. 1. 0. 0. 0. 0. 0. 0. 0. 0.] [1. 1. 1. 0. 0. 0. 0. 0. 0. 0. 0.] [1. 1. 1. 0. 0. 0. 0. 0. 0. 0. 0.] [1. 1. 1. 0. 0. 0. 0. 0. 0. 0. 0.] [1. 1. 1. 0. 0. 0. 0. 0. 0. 0. 0.] [1. 1. 1. 0. 0. 0. 0. 0. 0. 0. 0.] [1. 1. 1. 0. 0. 0. 0. 0. 0. 0. 0.] [1. 1. 1. 0. 0. 0. 0. 0. 0. 0. 0.] [1. 1. 1. 0. 0. 0. 0. 0. 0. 0. 0.] [1. 1. 1. 0. 0. 0. 0. 0. 0. 0. 0.] [1. 1. 1. 0. 0. 0. 0. 0. 0. 0. 0.] [1. 1. 1. 0. 0. 0. 0. 0. 0. 0. 0.] [1. 1. 1. 0. 0. 0. 0. 0. 0. 0. 0.] [1. 1. 1. 0. 0. 0. 0. 0. 0. 0. 0.] [1. 1. 1. 0. 0. 0. 0. 0. 0. 0. 0.] [1. 1. 1. 0. 0. 0. 0. 0. 0. 0. 0.] [1. 1. 1. 0. 0. 0. 0. 0. 0. 0. 0.] [1. 1. 1. 0. 0. 0. 0. 0. 0. 0. 0.] [1. 1. 1. 0. 0. 0. 0. 0. 0. 0. 0.] [1. 1. 1. 0. 0. 0. 0. 0. 0. 0. 0.] [1. 1. 1. 0. 0. 0. 0. 0. 0. 0. 0.] [1. 1. 1. 0. 0. 0. 0. 0. 0. 0. 0.] [1. 1. 1. 0. 0. 0. 0. 0. 0. 0. 0.] [1. 1. 1. 0. 0. 0. 0. 0. 0. 0. 0.] [1. 1. 1. 0. 0. 0. 0. 0. 0. 0. 0.] [1. 1. 1. 0. 0. 0. 0. 0. 0. 0. 0.] [1. 1. 1. 0. 0. 0. 0. 0. 0. 0. 0.] [0. 0. 0. 0. 0. 0. 0. 0. 0. 0. 0.]] | trailing edge reinforcement, pressure side, boolean of materials in each composite layer spanwise, passed as floats for differentiablity, used for Fatigue Analysis
rotorse.total_bc.total_blade_cost | output | USD | [255646.84642145] | Total blade cost (variable and fixed). For segmented blades, this is the total of inner+outer+joint
rotorse.wt_class.V_mean | output | m/s | [10.]
rotorse.wt_class.V_extreme1 | output | m/s | [40.]
rotorse.wt_class.V_extreme50 | output | m/s | [70.]
towerse.constr_d_to_t | output |  | [222.23282443 222.25609756 222.2826087 222.31308411 222.34848485 213.02631579]
towerse.constr_taper | output |  | [0.94083333 0.93711249 0.93289225 0.92806484 0.92248908 0.91597633]
towerse.slope | output |  | [0.94083333 0.93711249 0.93289225 0.92806484 0.92248908 0.91597633]
towerse.thickness_slope | output |  | [0.9389313 0.93495935 0.93043478 0.92523364 0.95959596]
towerse.member.ca_usr_grid_full | output |  | [0. 0. 0. 0. 0. 0. 0. 0. 0. 0. 0. 0. 0. 0. 0. 0. 0. 0. 0.]
towerse.member.cd_usr_grid_full | output |  | [0. 0. 0. 0. 0. 0. 0. 0. 0. 0. 0. 0. 0. 0. 0. 0. 0. 0. 0.]
towerse.member.nu_full | output |  | [0.26103405 0.26103405 0.26103405 0.26103405 0.26103405 0.26103405 0.26103405 0.26103405 0.26103405 0.26103405 0.26103405 0.26103405 0.26103405 0.26103405 0.26103405 0.26103405 0.26103405 0.26103405]
towerse.member.nodes_r | output | m | [3. 2.94083333 2.88166667 2.8225 2.76333333 2.70416667 2.645 2.58583333 2.52666667 2.4675 2.40833333 2.34916667 2.29 2.23083333 2.17166667 2.1125 2.05333333 1.99416667 1.935 ]
towerse.member.center_of_buoyancy | output | m | [0. 0. 0.]
towerse.member.displacement | output | m**3 | [0.]
towerse.member.buoyancy_force | output | N | [0.]
towerse.member.idx_cb | output |  | [0.]
towerse.member.Awater | output | m**2 | [0.]
towerse.member.Iwaterx | output | m**4 | [0.]
towerse.member.Iwatery | output | m**4 | [0.]
towerse.member.added_mass | output | kg | [0. 0. 0. 0. 0. 0.]
towerse.member.waterline_centroid | output | m | [0. 0.]
towerse.member.z_dim | output | m | [ 0. 4.86680864 9.73361728 14.60042593 19.46723457 24.33404321 29.20085185 34.06766049 38.93446914 43.80127778 48.66808642 53.53489506 58.4017037 63.26851235 68.13532099 73.00212963 77.90141975 82.80070988 87.7 ]
towerse.member.d_eff | output | m | [6. 5.88166667 5.76333333 5.645 5.52666667 5.40833333 5.29 5.17166667 5.05333333 4.935 4.81666667 4.69833333 4.58 4.46166667 4.34333333 4.225 4.10666667 3.98833333 3.87 ]
towerse.tower_section_height | output | m | [14.60042593 14.60042593 14.60042593 14.60042593 14.60042593 14.69787037]
towerse.member.sigma_ult | output | Pa | [4.5e+08 4.5e+08 4.5e+08 4.5e+08 4.5e+08 4.5e+08]
towerse.member.wohler_exp | output |  | [3. 3. 3. 3. 3. 3.]
towerse.member.wohler_A | output |  | [3.55346484e+10 3.55346484e+10 3.55346484e+10 3.55346484e+10 3.55346484e+10 3.55346484e+10]
towerse.member.ballast_density | output | kg/m**3 | []
towerse.member.ballast_unit_cost | output | USD/kg | []
towerse.z_param | output | m | [ 0. 14.60042593 29.20085185 43.80127778 58.4017037 73.00212963 87.7 ]
towerse.member.sec_loc | output |  | [0. 0.19986661 0.39973321 0.59959982 0.79946643 1. ] | normalized sectional location
towerse.member.str_tw | output | deg | [0. 0. 0. 0. 0. 0.] | structural twist of section
towerse.member.tw_iner | output | deg | [0. 0. 0. 0. 0. 0.] | inertial twist of section
towerse.member.mass_den | output | kg/m | [3981.80877746 3510.69996926 3069.2425319 2657.43646539 2275.28176973 2006.89763883] | sectional mass per unit length
towerse.member.foreaft_iner | output | kg*m | [16722.49197812 13000.89678448 9938.03054911 7451.15327601 5463.079892 4071.28618446] | sectional fore-aft intertia per unit length about the Y_G inertia axis
towerse.member.sideside_iner | output | kg*m | [16722.49197812 13000.89678448 9938.03054911 7451.15327601 5463.079892 4071.28618446] | sectional side-side intertia per unit length about the Y_G inertia axis
towerse.member.foreaft_stff | output | N*m**2 | [4.00730697e+11 3.11547970e+11 2.38150744e+11 1.78556273e+11 1.30914927e+11 9.75625733e+10] | sectional fore-aft bending stiffness per unit length about the Y_E elastic axis
towerse.member.sideside_stff | output | N*m**2 | [4.00730697e+11 3.11547970e+11 2.38150744e+11 1.78556273e+11 1.30914927e+11 9.75625733e+10] | sectional side-side bending stiffness per unit length about the Y_E elastic axis
towerse.member.tor_stff | output | N*m**2 | [3.17779443e+11 2.47057540e+11 1.88853540e+11 1.41595125e+11 1.03815537e+11 7.73671206e+10] | sectional torsional stiffness
towerse.member.axial_stff | output | N | [9.54183747e+10 8.41289233e+10 7.35500247e+10 6.36816790e+10 5.45238862e+10 4.80924428e+10] | sectional axial stiffness
towerse.member.cg_offst | output | m | [0. 0. 0. 0. 0. 0.] | offset from the sectional center of mass
towerse.member.sc_offst | output | m | [0. 0. 0. 0. 0. 0.] | offset from the sectional shear center
towerse.member.tc_offst | output | m | [0. 0. 0. 0. 0. 0.] | offset from the sectional tension center
towerse.member.axial_load2stress | output | m**2 | [[0. 0. 2.09603235 1.4529708 1.4529708 0. ] [0. 0. 2.37730369 1.75494644 1.75494644 0. ] [0. 0. 2.7192377 2.14674954 2.14674954 0. ] [0. 0. 3.14062071 2.66442613 2.66442613 0. ] [0. 0. 3.66811711 3.36287092 3.36287092 0. ] [0. 0. 4.15865754 4.14861956 4.14861956 0. ]]
towerse.member.shear_load2stress | output | m**2 | [[3.44508283 3.44508283 0. 0. 0. 0.7264854 ] [3.90738716 3.90738716 0. 0. 0. 0.87747322] [4.46939829 4.46939829 0. 0. 0. 1.07337477] [5.16199403 5.16199403 0. 0. 0. 1.33221307] [6.02900082 6.02900082 0. 0. 0. 1.68143546] [6.83465181 6.83465181 0. 0. 0. 2.07430978]]
towerse.member.labor_hours | output | h | [510.94072706]
towerse.tower_cost | output | USD | [776833.3709295]
towerse.member.section_D | output | m | [5.94083333 5.8225 5.70416667 5.58583333 5.4675 5.34916667 5.23083333 5.1125 4.99416667 4.87583333 4.7575 4.63916667 4.52083333 4.4025 4.28416667 4.16583333 4.0475 3.92916667]
towerse.member.section_t | output | m | [0.028034 0.028034 0.028034 0.026322 0.026322 0.026322 0.02461 0.02461 0.02461 0.022898 0.022898 0.022898 0.021186 0.021186 0.021186 0.02033 0.02033 0.02033 ]
towerse.member.section_sigma_y | output | Pa | [3.45e+08 3.45e+08 3.45e+08 3.45e+08 3.45e+08 3.45e+08 3.45e+08 3.45e+08 3.45e+08 3.45e+08 3.45e+08 3.45e+08 3.45e+08 3.45e+08 3.45e+08 3.45e+08 3.45e+08 3.45e+08]
towerse.height_constraint | output | m | [2.3]
towerse.transition_piece_height | output | m | [0.]
towerse.z_start | output | m | [0.]
af_3d.cl_corrected | output |  | [[[[-3.25260652e-19]] [[ 3.46944695e-18]] [[-1.38777878e-17]] ... [[ 3.38271078e-17]] [[-1.73472348e-18]] [[-3.57786717e-18]]] [[[ 3.62864642e-06]] [[ 3.43335236e-03]] [[ 6.98205459e-03]] ... [[-7.96885440e-03]] [[-4.50541440e-03]] [[ 3.62864642e-06]]] [[[ 5.54997382e-04]] [[ 3.95536938e-02]] [[ 7.92668263e-02]] ... [[-8.97079997e-02]] [[-5.05598857e-02]] [[ 5.54997382e-04]]] ... [[[-1.29808326e-03]] [[ 2.29200963e-01]] [[ 4.64558751e-01]] ... [[-5.09705052e-01]] [[-3.05120377e-01]] [[-1.29808326e-03]]] [[[-1.29808326e-03]] [[ 2.29200963e-01]] [[ 4.64558751e-01]] ... [[-5.09705052e-01]] [[-3.05120377e-01]] [[-1.29808326e-03]]] [[[-1.29808326e-03]] [[ 2.29200963e-01]] [[ 4.64558751e-01]] ... [[-5.09705052e-01]] [[-3.05120377e-01]] [[-1.29808326e-03]]]] | Lift coefficient corrected with CCBlade.Polar.
af_3d.cd_corrected | output |  | [[[[0.5 ]] [[0.5 ]] [[0.5 ]] ... [[0.5 ]] [[0.5 ]] [[0.5 ]]] [[[0.4900672 ]] [[0.48898308]] [[0.4872525 ]] ... [[0.48808699]] [[0.48929527]] [[0.4900672 ]]] [[[0.3844799 ]] [[0.37390424]] [[0.35641336]] ... [[0.3651494 ]] [[0.37702543]] [[0.3844799 ]]] ... [[[0.01799703]] [[0.0271908 ]] [[0.04580378]] ... [[0.04333319]] [[0.02569179]] [[0.01799703]]] [[[0.01799703]] [[0.0271908 ]] [[0.04580378]] ... [[0.04333319]] [[0.02569179]] [[0.01799703]]] [[[0.01799703]] [[0.0271908 ]] [[0.04580378]] ... [[0.04333319]] [[0.02569179]] [[0.01799703]]]] | Drag coefficient corrected with CCBlade.Polar.
af_3d.cm_corrected | output |  | [[[[-4.06575815e-20]] [[-3.90312782e-18]] [[ 8.67361738e-19]] ... [[-1.73472348e-18]] [[ 3.03576608e-18]] [[-3.38813179e-21]]] [[[ 5.03731484e-06]] [[ 1.87282156e-03]] [[ 3.54736059e-03]] ... [[-4.17491594e-03]] [[-2.20543758e-03]] [[ 5.03731484e-06]]] [[[ 6.62817646e-05]] [[ 2.10179139e-02]] [[ 3.98094410e-02]] ... [[-4.61235506e-02]] [[-2.43519787e-02]] [[ 6.62817646e-05]]] ... [[[-1.16934629e-07]] [[ 1.12680702e-01]] [[ 2.31784178e-01]] ... [[-2.31716501e-01]] [[-1.12594849e-01]] [[-1.16934629e-07]]] [[[-1.16934629e-07]] [[ 1.12680702e-01]] [[ 2.31784178e-01]] ... [[-2.31716501e-01]] [[-1.12594849e-01]] [[-1.16934629e-07]]] [[[-1.16934629e-07]] [[ 1.12680702e-01]] [[ 2.31784178e-01]] ... [[-2.31716501e-01]] [[-1.12594849e-01]] [[-1.16934629e-07]]]] | Moment coefficient corrected with CCblade.Polar.
airfoils.ac | output |  | [0.275 0.5 0.275 0.275 0.275 0.275 0.275] | 1D array of the aerodynamic centers of each airfoil.
airfoils.r_thick | output |  | [0.4 1. 0.3 0.21 0.25 0.35 0.18] | 1D array of the relative thicknesses of each airfoil.
airfoils.aoa | output | rad | [-3.14159265 -3.08923278 -3.0368729 -2.98451302 -2.93215314 -2.87979327 -2.82743339 -2.77507351 -2.72271363 -2.67035376 -2.61799388 -2.565634 -2.51327412 -2.46091425 -2.40855437 -2.35619449 -2.30383461 -2.25147474 -2.19911486 -2.14675498 -2.0943951 -2.04203522 -1.98967535 -1.93731547 -1.88495559 -1.83259571 -1.78023584 -1.72787596 -1.67551608 -1.6231562 -1.57079633 -1.51843645 -1.46607657 -1.41371669 -1.36135682 -1.30899694 -1.25663706 -1.20427718 -1.15191731 -1.09955743 -1.04719755 -0.99483767 -0.9424778 -0.89011792 -0.83775804 -0.78539816 -0.73303829 -0.68067841 -0.62831853 -0.57595865 -0.52359878 -0.51302102 -0.50244327 -0.49186552 -0.48128776 -0.47071001 -0.46013226 -0.4495545 -0.43897675 -0.428399 -0.41782125 -0.40724349 -0.39666574 -0.38608799 -0.37551023 -0.36493248 -0.35435473 -0.34377697 -0.33319922 -0.32262147 -0.31204371 -0.30146596 -0.29088821 -0.28031046 -0.2697327 -0.25915495 -0.2485772 -0.23799944 -0.22742169 -0.21684394 -0.20626618 -0.19568843 -0.18511068 -0.17453293 -0.16395517 -0.15337742 -0.14279967 -0.13222191 -0.12164416 -0.11106641 -0.10048865 -0.0899109 -0.07933315 -0.06875539 -0.05817764 -0.04759989 -0.03702214 -0.02644438 -0.01586663 -0.00528888 0.00528888 0.01586663 0.02644438 0.03702214 0.04759989 0.05817764 0.06875539 0.07933315 0.0899109 0.10048865 0.11106641 0.12164416 0.13222191 0.14279967 0.15337742 0.16395517 0.17453293 0.18511068 0.19568843 0.20626618 0.21684394 0.22742169 0.23799944 0.2485772 0.25915495 0.2697327 0.28031046 0.29088821 0.30146596 0.31204371 0.32262147 0.33319922 0.34377697 0.35435473 0.36493248 0.37551023 0.38608799 0.39666574 0.40724349 0.41782125 0.428399 0.43897675 0.4495545 0.46013226 0.47071001 0.48128776 0.49186552 0.50244327 0.51302102 0.52359878 0.57595865 0.62831853 0.68067841 0.73303829 0.78539816 0.83775804 0.89011792 0.9424778 0.99483767 1.04719755 1.09955743 1.15191731 1.20427718 1.25663706 1.30899694 1.36135682 1.41371669 1.46607657 1.51843645 1.57079633 1.6231562 1.67551608 1.72787596 1.78023584 1.83259571 1.88495559 1.93731547 1.98967535 2.04203522 2.0943951 2.14675498 2.19911486 2.25147474 2.30383461 2.35619449 2.40855437 2.46091425 2.51327412 2.565634 2.61799388 2.67035376 2.72271363 2.77507351 2.82743339 2.87979327 2.93215314 2.98451302 3.0368729 3.08923278 3.14159265] | 1D array of the angles of attack used to define the polars of the airfoils. All airfoils defined in openmdao share this grid.
airfoils.Re | output |  | [1000000.] | 1D array of the Reynolds numbers used to define the polars of the airfoils. All airfoils defined in openmdao share this grid.
airfoils.cl | output |  | [[[[ 0.0127743 ]] [[ 0.14269327]] [[ 0.25863701]] ... [[-0.26680067]] [[-0.13878272]] [[ 0.0127743 ]]] [[[ 0. ]] [[ 0. ]] [[ 0. ]] ... [[ 0. ]] [[ 0. ]] [[ 0. ]]] [[[ 0.0496421 ]] [[ 0.18728248]] [[ 0.31002095]] ... [[-0.32075991]] [[-0.16266292]] [[ 0.0496421 ]]] ... [[[-0.00261647]] [[ 0.232069 ]] [[ 0.46031819]] ... [[-0.4607461 ]] [[-0.2330895 ]] [[-0.00261647]]] [[[ 0.0180443 ]] [[ 0.14940293]] [[ 0.26676312]] ... [[-0.27112215]] [[-0.13912973]] [[ 0.0180443 ]]] [[[-0.00129808]] [[ 0.22920096]] [[ 0.46455875]] ... [[-0.50970505]] [[-0.30512038]] [[-0.00129808]]]] | 4D array with the lift coefficients of the airfoils. Dimension 0 is along the different airfoils defined in the yaml, dimension 1 is along the angles of attack, dimension 2 is along the Reynolds number, dimension 3 is along the number of tabs, which may describe multiple sets at the same station, for example in presence of a flap.
airfoils.cd | output |  | [[[[0.06162547]] [[0.06296798]] [[0.06920074]] ... [[0.07156878]] [[0.06373137]] [[0.06162547]]] [[[0.5 ]] [[0.5 ]] [[0.5 ]] ... [[0.5 ]] [[0.5 ]] [[0.5 ]]] [[[0.02308492]] [[0.03208652]] [[0.05037982]] ... [[0.05179242]] [[0.0324726 ]] [[0.02308492]]] ... [[[0.01677446]] [[0.02683965]] [[0.04620442]] ... [[0.04768644]] [[0.02744935]] [[0.01677446]]] [[[0.03773591]] [[0.04508672]] [[0.06158979]] ... [[0.05995048]] [[0.04432275]] [[0.03773591]]] [[[0.01799703]] [[0.0271908 ]] [[0.04580378]] ... [[0.04333319]] [[0.02569179]] [[0.01799703]]]] | 4D array with the drag coefficients of the airfoils. Dimension 0 is along the different airfoils defined in the yaml, dimension 1 is along the angles of attack, dimension 2 is along the Reynolds number, dimension 3 is along the number of tabs, which may describe multiple sets at the same station, for example in presence of a flap.
airfoils.cm | output |  | [[[[ 3.70854259e-04]] [[ 5.78906867e-02]] [[ 1.09442053e-01]] ... [[-1.20140868e-01]] [[-6.33445740e-02]] [[ 3.70854259e-04]]] [[[ 0.00000000e+00]] [[ 0.00000000e+00]] [[ 0.00000000e+00]] ... [[ 0.00000000e+00]] [[ 0.00000000e+00]] [[ 0.00000000e+00]]] [[[-1.86042725e-07]] [[ 8.25025552e-02]] [[ 1.70228612e-01]] ... [[-1.69531819e-01]] [[-8.25480839e-02]] [[-1.86042725e-07]]] ... [[[-5.55629713e-07]] [[ 1.10572981e-01]] [[ 2.27490820e-01]] ... [[-2.27669873e-01]] [[-1.10610368e-01]] [[-5.55629713e-07]]] [[[ 4.09061074e-04]] [[ 5.80698162e-02]] [[ 1.09744885e-01]] ... [[-1.18962339e-01]] [[-6.27004305e-02]] [[ 4.09061074e-04]]] [[[-1.16934629e-07]] [[ 1.12680702e-01]] [[ 2.31784178e-01]] ... [[-2.31716501e-01]] [[-1.12594849e-01]] [[-1.16934629e-07]]]] | 4D array with the moment coefficients of the airfoils. Dimension 0 is along the different airfoils defined in the yaml, dimension 1 is along the angles of attack, dimension 2 is along the Reynolds number, dimension 3 is along the number of tabs, which may describe multiple sets at the same station, for example in presence of a flap.
airfoils.coord_xy | output |  | [[[ 1.00000000e+00 -3.47000010e-03] [ 9.82059782e-01 4.47998271e-04] [ 9.63825795e-01 2.56230054e-03] ... [ 9.66589031e-01 1.42523879e-02] [ 9.83283080e-01 8.83657527e-03] [ 1.00000000e+00 3.47000010e-03]] [[ 1.00000000e+00 0.00000000e+00] [ 9.99310113e-01 -2.24586628e-02] [ 9.97715675e-01 -4.48159779e-02] ... [ 9.97767307e-01 4.41944433e-02] [ 9.99327246e-01 2.21465777e-02] [ 1.00000000e+00 -5.92245437e-18]] [[ 1.00000000e+00 -2.46000000e-03] [ 9.79182514e-01 2.21522127e-03] [ 9.58045687e-01 5.01713457e-03] ... [ 9.60781257e-01 1.32444951e-02] [ 9.80406715e-01 7.93618866e-03] [ 1.00000000e+00 2.46000000e-03]] ... [[ 1.00000000e+00 -2.13100000e-03] [ 9.77589551e-01 1.91382544e-03] [ 9.55115490e-01 5.46087449e-03] ... [ 9.57108237e-01 1.39643103e-02] [ 9.78595852e-01 8.23338042e-03] [ 1.00000000e+00 2.13100000e-03]] [[ 1.00000000e+00 -2.83000000e-03] [ 9.81183777e-01 1.62237678e-03] [ 9.62006541e-01 4.01671112e-03] ... [ 9.64854654e-01 1.29112589e-02] [ 9.82422420e-01 7.86900286e-03] [ 1.00000000e+00 2.83000000e-03]] [[ 1.00000045e+00 0.00000000e+00] [ 9.76518138e-01 3.35034582e-03] [ 9.52834961e-01 4.56123120e-03] ... [ 9.53599193e-01 1.29998706e-02] [ 9.76918521e-01 6.94886654e-03] [ 1.00000045e+00 -1.08420266e-19]]] | 3D array of the x and y airfoil coordinates of the n_af airfoils.
airfoils.name | output | n/a | ['DU40_A17', 'Cylinder', 'DU30_A17', 'DU21_A17', 'DU25_A17', 'DU35_A17', 'NACA64_A17'] | 1D array of names of airfoils.
blade.compute_coord_xy_dim.coord_xy_dim | output | m | [[[ 1.77100000e+00 1.53609764e-18] [ 1.76855642e+00 -7.95485836e-02] [ 1.76290892e+00 -1.58738194e-01] ... [ 1.76309180e+00 1.56536718e-01] [ 1.76861710e+00 7.84431781e-02] [ 1.77100000e+00 -2.45775622e-17]] [[ 1.82186399e+00 -6.43215273e-04] [ 1.81794870e+00 -7.85684852e-02] [ 1.81090966e+00 -1.55976364e-01] ... [ 1.81135705e+00 1.55707832e-01] [ 1.81814188e+00 7.84206537e-02] [ 1.82186399e+00 6.22184604e-04]] [[ 2.06032442e+00 -6.98325216e-03] [ 2.03960955e+00 -6.31500016e-02] [ 2.01672650e+00 -1.17109737e-01] ... [ 2.02013370e+00 1.38326577e-01] [ 2.04126167e+00 7.36974046e-02] [ 2.06032442e+00 6.75492663e-03]] ... [[ 1.26181673e+00 2.42180861e-04] [ 1.21243278e+00 5.79513292e-03] [ 1.16262640e+00 8.94873648e-03] ... [ 1.16423360e+00 2.71161891e-02] [ 1.21327480e+00 1.38006940e-02] [ 1.26181673e+00 2.42180861e-04]] [[ 9.14759455e-01 1.75570055e-04] [ 8.78958349e-01 4.20120647e-03] [ 8.42851000e-01 6.48742491e-03] ... [ 8.44016148e-01 1.96579976e-02] [ 8.79568774e-01 1.00048723e-02] [ 9.14759455e-01 1.75570055e-04]] [[ 8.51400000e-01 1.63409455e-04] [ 8.18078604e-01 3.91021615e-03] [ 7.84472177e-01 6.03808306e-03] ... [ 7.85556622e-01 1.82964156e-02] [ 8.18646749e-01 9.31189967e-03] [ 8.51400000e-01 1.63409455e-04]]] | 3D array of the dimensional x and y airfoil coordinates of the airfoils interpolated along span for n_span stations. The origin is placed at the pitch axis.
blade.compute_coord_xy_dim.coord_xy_dim_twisted | output | m | [[[1.72344288e+00 4.07658732e-01] [1.73937586e+00 3.29683811e-01] [1.75210832e+00 2.51320726e-01] ... [1.67971454e+00 5.58171575e-01] [1.70306748e+00 4.83446947e-01] [1.72344288e+00 4.07658732e-01]] [[1.77308907e+00 4.18740949e-01] [1.78721619e+00 3.42006983e-01] [1.79818435e+00 2.65057471e-01] ... [1.72687451e+00 5.68474915e-01] [1.75126754e+00 4.94824919e-01] [1.77279779e+00 4.19972369e-01]] [[2.00660544e+00 4.67461323e-01] [1.99937561e+00 4.08034569e-01] [1.98952780e+00 3.50256481e-01] ... [1.93404574e+00 5.99617785e-01] [1.96948306e+00 5.41587471e-01] [2.00344311e+00 4.80830587e-01]] ... [[1.26178608e+00 8.79842442e-03] [1.21236561e+00 1.40163813e-02] [1.16253899e+00 1.68321805e-02] ... [1.16402297e+00 3.50101137e-02] [1.21315333e+00 2.20274680e-02] [1.26178608e+00 8.79842442e-03]] [[9.14756452e-01 2.35064968e-03] [8.78945875e-01 6.29114821e-03] [8.42833192e-01 8.49150551e-03] ... [8.43967020e-01 2.16648115e-02] [8.79542498e-01 1.20962491e-02] [9.14756452e-01 2.35064968e-03]] [[8.51398241e-01 1.73854085e-03] [8.18069970e-01 5.42369491e-03] [7.84459664e-01 7.48938465e-03] ... [7.85521429e-01 1.97497025e-02] [8.18628120e-01 1.08264203e-02] [8.51398241e-01 1.73854085e-03]]] | 3D array of the dimensional x and y airfoil coordinates of the airfoils interpolated along span for n_span stations. The origin is placed at the pitch axis.
blade.compute_coord_xy_dim.wetted_area | output | m**2 | [74.8347854] | The wetted (painted) surface area of the blade
blade.compute_coord_xy_dim.projected_area | output | m**2 | [77.52040587] | The projected surface area of the blade
blade.compute_reynolds.Re | output |  | [ 6010394.41153282 6163904.85283436 6821050.91908403 7493688.75526687 8320916.15788249 9077947.93649609 9673673.79646164 10218739.84666759 10544547.5307136 10836919.1805481 11158664.06820401 11452435.48203715 11702924.04814377 11917954.33356631 12091308.98327951 12249030.0079372 12390546.67659528 12498277.48926502 12570834.99312885 12607560.41109397 12607167.63195454 12568562.46451648 12490809.7639526 12373106.18518884 12214760.75705772 12037350.83573423 11753584.68535571 11200241.51249594 8383600.81667615 8049391.92253271]
blade.fatigue.sparU_sigma_ult | output | Pa | [2.236e+09]
blade.fatigue.sparU_wohlerA | output | Pa | [2.236e+09]
blade.fatigue.sparU_wohlerexp | output |  | [16.1]
blade.fatigue.sparL_sigma_ult | output | Pa | [2.236e+09]
blade.fatigue.sparL_wohlerA | output | Pa | [2.236e+09]
blade.fatigue.sparL_wohlerexp | output |  | [16.1]
blade.fatigue.teU_sigma_ult | output | Pa | [1.06e+09]
blade.fatigue.teU_wohlerA | output | Pa | [1.06e+09]
blade.fatigue.teU_wohlerexp | output |  | [10.]
blade.fatigue.teL_sigma_ult | output | Pa | [1.06e+09]
blade.fatigue.teL_wohlerA | output | Pa | [1.06e+09]
blade.fatigue.teL_wohlerexp | output |  | [10.]
blade.high_level_blade_props.rotor_diameter | output | m | [126.] | Diameter of the rotor used in WISDEM. It is defined as two times the blade length plus the hub diameter.
blade.high_level_blade_props.r_blade | output | m | [ 1.5 3.62068966 5.74137931 7.86206897 9.98275862 12.10344828 14.22413793 16.34482759 18.46551724 20.5862069 22.70689655 24.82758621 26.94827586 29.06896552 31.18965517 33.31034483 35.43103448 37.55172414 39.67241379 41.79310345 43.9137931 46.03448276 48.15517241 50.27586207 52.39655172 54.51724138 56.63793103 58.75862069 60.87931034 63. ] | 1D array of the dimensional spanwise grid defined along the rotor (hub radius to blade tip projected on the plane)
blade.high_level_blade_props.rotor_radius | output | m | [63.] | Scalar of the rotor radius, defined ignoring prebend and sweep curvatures, and cone and uptilt angles.
blade.high_level_blade_props.blade_ref_axis | output | m | [[ 0. 0. 0. ] [ 0. 0. 2.12068966] [ 0. 0. 4.24137931] [ 0. 0. 6.36206897] [ 0. 0. 8.48275862] [ 0. 0. 10.60344828] [ 0. 0. 12.72413793] [ 0. 0. 14.84482759] [ 0. 0. 16.96551724] [ 0. 0. 19.0862069 ] [ 0. 0. 21.20689655] [ 0. 0. 23.32758621] [ 0. 0. 25.44827586] [ 0. 0. 27.56896552] [ 0. 0. 29.68965517] [ 0. 0. 31.81034483] [ 0. 0. 33.93103448] [ 0. 0. 36.05172414] [ 0. 0. 38.17241379] [ 0. 0. 40.29310345] [ 0. 0. 42.4137931 ] [ 0. 0. 44.53448276] [ 0. 0. 46.65517241] [ 0. 0. 48.77586207] [ 0. 0. 50.89655172] [ 0. 0. 53.01724138] [ 0. 0. 55.13793103] [ 0. 0. 57.25862069] [ 0. 0. 59.37931034] [ 0. 0. 61.5 ]] | 2D array of the coordinates (x,y,z) of the blade reference axis scaled based on rotor diameter, defined along blade span. The coordinate system is the one of BeamDyn: it is placed at blade root with x pointing the suction side of the blade, y pointing the trailing edge and z along the blade span. A standard configuration will have negative x values (prebend), if swept positive y values, and positive z values.
blade.high_level_blade_props.prebend | output | m | [0. 0. 0. 0. 0. 0. 0. 0. 0. 0. 0. 0. 0. 0. 0. 0. 0. 0. 0. 0. 0. 0. 0. 0. 0. 0. 0. 0. 0. 0.] | Blade prebend at each section
blade.high_level_blade_props.prebendTip | output | m | [0.] | Blade prebend at tip
blade.high_level_blade_props.presweep | output | m | [0. 0. 0. 0. 0. 0. 0. 0. 0. 0. 0. 0. 0. 0. 0. 0. 0. 0. 0. 0. 0. 0. 0. 0. 0. 0. 0. 0. 0. 0.] | Blade presweep at each section
blade.high_level_blade_props.presweepTip | output | m | [0.] | Blade presweep at tip
blade.high_level_blade_props.blade_length | output | m | [61.5] | Scalar of the 3D blade length computed along its axis, scaled based on the user defined rotor diameter.
blade.internal_structure_2d_fem.joint_position | output |  | [0.] | Spanwise position of the segmentation joint.
blade.internal_structure_2d_fem.joint_mass | output | kg | [0.] | Mass of the joint.
blade.internal_structure_2d_fem.joint_nonmaterial_cost | output | USD | [0.] | Cost of the joint.
blade.internal_structure_2d_fem.d_f | output | m | [0.03] | Diameter of the fastener
blade.internal_structure_2d_fem.sigma_max | output | Pa | [6.75e+08] | Max stress on bolt
blade.internal_structure_2d_fem.joint_bolt | output | n/a | M30 | Type of bolt: M30, M36, or M48
blade.internal_structure_2d_fem.reinforcement_layer_ss | output | n/a | joint_reinf_ss | Layer identifier for the reinforcement layer at the join where bolts are inserted, suction side
blade.internal_structure_2d_fem.reinforcement_layer_ps | output | n/a | joint_reinf_ps | Layer identifier for the reinforcement layer at the join where bolts are inserted, pressure side
blade.internal_structure_2d_fem.web_rotation | output | rad | [[-0.23226842 -0.23226842 -0.23226842 -0.23226842 -0.23226842 -0.23177953 -0.21529633 -0.19721961 -0.18514807 -0.17410388 -0.16383607 -0.15332789 -0.14234851 -0.1311726 -0.11978974 -0.1087882 -0.09816062 -0.08749259 -0.07684918 -0.06669746 -0.05711932 -0.04915361 -0.04213653 -0.03497169 -0.02782777 -0.02059416 -0.01347902 -0.00678095 -0.00237776 -0.00185005] [-0.23226842 -0.23226842 -0.23226842 -0.23226842 -0.23226842 -0.23177953 -0.21529633 -0.19721961 -0.18514807 -0.17410388 -0.16383607 -0.15332789 -0.14234851 -0.1311726 -0.11978974 -0.1087882 -0.09816062 -0.08749259 -0.07684918 -0.06669746 -0.05711932 -0.04915361 -0.04213653 -0.03497169 -0.02782777 -0.02059416 -0.01347902 -0.00678095 -0.00237776 -0.00185005]] | 2D array of the rotation angle of the shear webs in respect to the chord line. The first dimension represents each shear web, the second dimension represents each entry along blade span. If the rotation is equal to negative twist +- a constant, then the web is built straight.
blade.internal_structure_2d_fem.web_start_nd | output |  | [[0.24012357 0.24165048 0.23997144 0.24837632 0.27256729 0.29155654 0.29701051 0.30119644 0.30469802 0.30777639 0.31058516 0.31359716 0.31691797 0.3202157 0.32317006 0.32567969 0.32800684 0.3304 0.33300644 0.33574008 0.33834471 0.34067266 0.34313569 0.34581954 0.34875291 0.35186693 0.35564678 0.36122494 0.38758056 0.39470158] [0.18593167 0.18771589 0.18627172 0.19216042 0.21460921 0.23319253 0.23832695 0.24196543 0.24369078 0.24477594 0.24571666 0.2466601 0.2477113 0.24848025 0.24857642 0.24812283 0.24740395 0.24653639 0.24560309 0.24448191 0.24305433 0.24120538 0.23912047 0.2368172 0.23425766 0.23151417 0.22808753 0.22281818 0.19645818 0.1893015 ]] | 2D array of the non-dimensional start point defined along the outer profile of a web. The TE suction side is 0, the TE pressure side is 1. The first dimension represents each web, the second dimension represents each entry along blade span.
blade.internal_structure_2d_fem.web_end_nd | output |  | [[0.68594486 0.68405404 0.68347215 0.68409967 0.68076793 0.67358462 0.67482537 0.67524499 0.67441328 0.67347264 0.67247364 0.67106887 0.66910412 0.66694845 0.66487686 0.6629295 0.66104733 0.65913358 0.65703003 0.65469181 0.65265888 0.65099337 0.64912477 0.64704351 0.64470429 0.64218584 0.63898057 0.63391835 0.60759111 0.60037774] [0.74013861 0.73798892 0.73747888 0.7417884 0.74127338 0.73486302 0.73608854 0.73647528 0.73718588 0.73806742 0.73872987 0.73916399 0.73938128 0.7396968 0.74039195 0.74127974 0.74230683 0.74353331 0.74488918 0.74630621 0.74823062 0.7507152 0.75337134 0.7562563 0.75938785 0.76269922 0.76668075 0.77246207 0.79921336 0.80643934]] | 2D array of the non-dimensional end point defined along the outer profile of a web. The TE suction side is 0, the TE pressure side is 1. The first dimension represents each web, the second dimension represents each entry along blade span.
blade.internal_structure_2d_fem.web_offset_y_pa | output | m | [[-0.3 -0.3 -0.3 -0.3 -0.3 -0.3 -0.3 -0.3 -0.3 -0.3 -0.3 -0.3 -0.3 -0.3 -0.3 -0.3 -0.3 -0.3 -0.3 -0.3 -0.3 -0.3 -0.3 -0.3 -0.3 -0.3 -0.3 -0.3 -0.3 -0.3] [ 0.3 0.3 0.3 0.3 0.3 0.3 0.3 0.3 0.3 0.3 0.3 0.3 0.3 0.3 0.3 0.3 0.3 0.3 0.3 0.3 0.3 0.3 0.3 0.3 0.3 0.3 0.3 0.3 0.3 0.3]] | 2D array of the offset along the y axis to set the position of the shear webs. Positive values move the web towards the trailing edge, negative values towards the leading edge. The first dimension represents each shear web, the second dimension represents each entry along blade span.
blade.internal_structure_2d_fem.layer_rotation | output | rad | [[ 0. 0. 0. 0. 0. 0. 0. 0. 0. 0. 0. 0. 0. 0. 0. 0. 0. 0. 0. 0. 0. 0. 0. 0. 0. 0. 0. 0. 0. 0. ] [ 0. 0. 0. 0. 0. 0. 0. 0. 0. 0. 0. 0. 0. 0. 0. 0. 0. 0. 0. 0. 0. 0. 0. 0. 0. 0. 0. 0. 0. 0. ] [ 0. 0. 0. 0. 0. 0. 0. 0. 0. 0. 0. 0. 0. 0. 0. 0. 0. 0. 0. 0. 0. 0. 0. 0. 0. 0. 0. 0. 0. 0. ] [-0.23226842 -0.23226842 -0.23226842 -0.23226842 -0.23226842 -0.23177953 -0.21529633 -0.19721961 -0.18514807 -0.17410388 -0.16383607 -0.15332789 -0.14234851 -0.1311726 -0.11978974 -0.1087882 -0.09816062 -0.08749259 -0.07684918 -0.06669746 -0.05711932 -0.04915361 -0.04213653 -0.03497169 -0.02782777 -0.02059416 -0.01347902 -0.00678095 -0.00237776 -0.00185005] [-0.23226842 -0.23226842 -0.23226842 -0.23226842 -0.23226842 -0.23177953 -0.21529633 -0.19721961 -0.18514807 -0.17410388 -0.16383607 -0.15332789 -0.14234851 -0.1311726 -0.11978974 -0.1087882 -0.09816062 -0.08749259 -0.07684918 -0.06669746 -0.05711932 -0.04915361 -0.04213653 -0.03497169 -0.02782777 -0.02059416 -0.01347902 -0.00678095 -0.00237776 -0.00185005] [ 0. 0. 0. 0. 0. 0. 0. 0. 0. 0. 0. 0. 0. 0. 0. 0. 0. 0. 0. 0. 0. 0. 0. 0. 0. 0. 0. 0. 0. 0. ] [ 0. 0. 0. 0. 0. 0. 0. 0. 0. 0. 0. 0. 0. 0. 0. 0. 0. 0. 0. 0. 0. 0. 0. 0. 0. 0. 0. 0. 0. 0. ] [ 0. 0. 0. 0. 0. 0. 0. 0. 0. 0. 0. 0. 0. 0. 0. 0. 0. 0. 0. 0. 0. 0. 0. 0. 0. 0. 0. 0. 0. 0. ] [ 0. 0. 0. 0. 0. 0. 0. 0. 0. 0. 0. 0. 0. 0. 0. 0. 0. 0. 0. 0. 0. 0. 0. 0. 0. 0. 0. 0. 0. 0. ] [ 0. 0. 0. 0. 0. 0. 0. 0. 0. 0. 0. 0. 0. 0. 0. 0. 0. 0. 0. 0. 0. 0. 0. 0. 0. 0. 0. 0. 0. 0. ] [ 0. 0. 0. 0. 0. 0. 0. 0. 0. 0. 0. 0. 0. 0. 0. 0. 0. 0. 0. 0. 0. 0. 0. 0. 0. 0. 0. 0. 0. 0. ] [ 0. 0. 0. 0. 0. 0. 0. 0. 0. 0. 0. 0. 0. 0. 0. 0. 0. 0. 0. 0. 0. 0. 0. 0. 0. 0. 0. 0. 0. 0. ] [ 0. 0. 0. 0. 0. 0. 0. 0. 0. 0. 0. 0. 0. 0. 0. 0. 0. 0. 0. 0. 0. 0. 0. 0. 0. 0. 0. 0. 0. 0. ] [ 0. 0. 0. 0. 0. 0. 0. 0. 0. 0. 0. 0. 0. 0. 0. 0. 0. 0. 0. 0. 0. 0. 0. 0. 0. 0. 0. 0. 0. 0. ] [ 0. 0. 0. 0. 0. 0. 0. 0. 0. 0. 0. 0. 0. 0. 0. 0. 0. 0. 0. 0. 0. 0. 0. 0. 0. 0. 0. 0. 0. 0. ] [ 0. 0. 0. 0. 0. 0. 0. 0. 0. 0. 0. 0. 0. 0. 0. 0. 0. 0. 0. 0. 0. 0. 0. 0. 0. 0. 0. 0. 0. 0. ] [ 0. 0. 0. 0. 0. 0. 0. 0. 0. 0. 0. 0. 0. 0. 0. 0. 0. 0. 0. 0. 0. 0. 0. 0. 0. 0. 0. 0. 0. 0. ]] | 2D array of the rotation angle of a layer in respect to the chord line. The first dimension represents each layer, the second dimension represents each entry along blade span. If the rotation is equal to negative twist +- a constant, then the layer is built straight.
blade.internal_structure_2d_fem.layer_start_nd | output |  | [[0. 0. 0. 0. 0. 0. 0. 0. 0. 0. 0. 0. 0. 0. 0. 0. 0. 0. 0. 0. 0. 0. 0. 0. 0. 0. 0. 0. 0. 0. ] [0. 0. 0. 0. 0. 0. 0. 0. 0. 0. 0. 0. 0. 0. 0. 0. 0. 0. 0. 0. 0. 0. 0. 0. 0. 0. 0. 0. 0. 0. ] [0. 0. 0. 0. 0. 0. 0. 0. 0. 0. 0. 0. 0. 0. 0. 0. 0. 0. 0. 0. 0. 0. 0. 0. 0. 0. 0. 0. 0. 0. ] [0.6793361 0.67747602 0.67681443 0.67749327 0.67452207 0.66754709 0.66874347 0.66889553 0.66773107 0.66647738 0.66516984 0.66334697 0.66092374 0.65834353 0.65582519 0.65345824 0.65114352 0.64876667 0.64616909 0.64332655 0.6407836 0.63860188 0.63617611 0.63348864 0.63048928 0.6272738 0.62321791 0.61687926 0.58441003 0.57558698] [0.17932132 0.18110362 0.17964291 0.18532656 0.20773843 0.22623986 0.23139089 0.23499342 0.23651957 0.23738353 0.23810811 0.23876751 0.2393993 0.23972541 0.23940559 0.23856495 0.23745544 0.23616979 0.23477775 0.23314929 0.23121063 0.22886324 0.22624059 0.22335242 0.22015324 0.21673572 0.2124813 0.20595577 0.17336376 0.16452599] [1. 0.95973947 0.95984224 0.95797256 0.95681653 0.9564948 0.95632522 0.95595734 0.95464337 0.95317111 0.95178018 0.95019523 0.94835654 0.94635058 0.9441721 0.94194053 0.93964738 0.93719316 0.93452954 0.93162932 0.92860691 0.92548543 0.92324301 0.92429781 0.9285477 0.93587587 0.94554613 0.95674728 0.96259485 0.98295733] [0. 0. 0. 0. 0. 0. 0. 0. 0. 0. 0. 0. 0. 0. 0. 0. 0. 0. 0. 0. 0. 0. 0. 0. 0. 0. 0. 0. 0. 0. ] [0.74674599 0.74457689 0.74374403 0.74753901 0.74649452 0.74005576 0.74153477 0.74229997 0.74332546 0.74452554 0.74553621 0.74635493 0.74699618 0.74775923 0.74887169 0.75022402 0.75173122 0.75344473 0.75528652 0.75727768 0.75977209 0.76279283 0.76602345 0.76953223 0.77335011 0.77739405 0.7822646 0.78937016 0.82234353 0.831227 ] [0. 0.04026053 0.04015776 0.04202744 0.04318347 0.0435052 0.04367478 0.04404266 0.04535663 0.04682889 0.04821982 0.04980477 0.05164346 0.05364942 0.0558279 0.05805947 0.06035262 0.06280684 0.06547046 0.06837068 0.07139309 0.07451457 0.07675699 0.07570219 0.0714523 0.06412413 0.05445387 0.04325272 0.03740515 0.01704267] [0.2467312 0.24820449 0.24657251 0.2553723 0.27971089 0.29874853 0.30418219 0.30839785 0.31211396 0.31543168 0.31847448 0.32177546 0.32547174 0.32914112 0.3324521 0.33533074 0.33804313 0.34084786 0.34389518 0.34710042 0.35019912 0.35305419 0.35608793 0.35939601 0.36301407 0.36685597 0.371528 0.37844667 0.41129725 0.42016601] [0. 0. 0. 0. 0. 0. 0. 0. 0. 0. 0. 0. 0. 0. 0. 0. 0. 0. 0. 0. 0. 0. 0. 0. 0. 0. 0. 0. 0. 0. ] [0. 0. 0. 0. 0. 0. 0. 0. 0. 0. 0. 0. 0. 0. 0. 0. 0. 0. 0. 0. 0. 0. 0. 0. 0. 0. 0. 0. 0. 0. ] [0. 0. 0. 0. 0. 0. 0. 0. 0. 0. 0. 0. 0. 0. 0. 0. 0. 0. 0. 0. 0. 0. 0. 0. 0. 0. 0. 0. 0. 0. ] [0. 0. 0. 0. 0. 0. 0. 0. 0. 0. 0. 0. 0. 0. 0. 0. 0. 0. 0. 0. 0. 0. 0. 0. 0. 0. 0. 0. 0. 0. ] [0. 0. 0. 0. 0. 0. 0. 0. 0. 0. 0. 0. 0. 0. 0. 0. 0. 0. 0. 0. 0. 0. 0. 0. 0. 0. 0. 0. 0. 0. ] [0. 0. 0. 0. 0. 0. 0. 0. 0. 0. 0. 0. 0. 0. 0. 0. 0. 0. 0. 0. 0. 0. 0. 0. 0. 0. 0. 0. 0. 0. ] [0. 0. 0. 0. 0. 0. 0. 0. 0. 0. 0. 0. 0. 0. 0. 0. 0. 0. 0. 0. 0. 0. 0. 0. 0. 0. 0. 0. 0. 0. ]] | 2D array of the non-dimensional start point defined along the outer profile of a layer. The TE suction side is 0, the TE pressure side is 1. The first dimension represents each layer, the second dimension represents each entry along blade span.
blade.internal_structure_2d_fem.layer_end_nd | output |  | [[1. 1. 1. 1. 1. 1. 1. 1. 1. 1. 1. 1. 1. 1. 1. 1. 1. 1. 1. 1. 1. 1. 1. 1. 1. 1. 1. 1. 1. 1. ] [1. 1. 1. 1. 1. 1. 1. 1. 1. 1. 1. 1. 1. 1. 1. 1. 1. 1. 1. 1. 1. 1. 1. 1. 1. 1. 1. 1. 1. 1. ] [1. 1. 1. 1. 1. 1. 1. 1. 1. 1. 1. 1. 1. 1. 1. 1. 1. 1. 1. 1. 1. 1. 1. 1. 1. 1. 1. 1. 1. 1. ] [0.74674599 0.74457689 0.74374403 0.74753901 0.74649452 0.74005576 0.74153477 0.74229997 0.74332546 0.74452554 0.74553621 0.74635493 0.74699618 0.74775923 0.74887169 0.75022402 0.75173122 0.75344473 0.75528652 0.75727768 0.75977209 0.76279283 0.76602345 0.76953223 0.77335011 0.77739405 0.7822646 0.78937016 0.82234353 0.831227 ] [0.2467312 0.24820449 0.24657251 0.2553723 0.27971089 0.29874853 0.30418219 0.30839785 0.31211396 0.31543168 0.31847448 0.32177546 0.32547174 0.32914112 0.3324521 0.33533074 0.33804313 0.34084786 0.34389518 0.34710042 0.35019912 0.35305419 0.35608793 0.35939601 0.36301407 0.36685597 0.371528 0.37844667 0.41129725 0.42016601] [1. 1. 1. 1. 1. 1. 1. 1. 1. 1. 1. 1. 1. 1. 1. 1. 1. 1. 1. 1. 1. 1. 1. 1. 1. 1. 1. 1. 1. 1. ] [0. 0.04026053 0.04015776 0.04202744 0.04318347 0.0435052 0.04367478 0.04404266 0.04535663 0.04682889 0.04821982 0.04980477 0.05164346 0.05364942 0.0558279 0.05805947 0.06035262 0.06280684 0.06547046 0.06837068 0.07139309 0.07451457 0.07675699 0.07570219 0.0714523 0.06412413 0.05445387 0.04325272 0.03740515 0.01704267] [1. 0.95973947 0.95984224 0.95797256 0.95681653 0.9564948 0.95632522 0.95595734 0.95464337 0.95317111 0.95178018 0.95019523 0.94835654 0.94635058 0.9441721 0.94194053 0.93964738 0.93719316 0.93452954 0.93162932 0.92860691 0.92548543 0.92324301 0.92429781 0.9285477 0.93587587 0.94554613 0.95674728 0.96259485 0.98295733] [0.17932132 0.18110362 0.17964291 0.18532656 0.20773843 0.22623986 0.23139089 0.23499342 0.23651957 0.23738353 0.23810811 0.23876751 0.2393993 0.23972541 0.23940559 0.23856495 0.23745544 0.23616979 0.23477775 0.23314929 0.23121063 0.22886324 0.22624059 0.22335242 0.22015324 0.21673572 0.2124813 0.20595577 0.17336376 0.16452599] [0.6793361 0.67747602 0.67681443 0.67749327 0.67452207 0.66754709 0.66874347 0.66889553 0.66773107 0.66647738 0.66516984 0.66334697 0.66092374 0.65834353 0.65582519 0.65345824 0.65114352 0.64876667 0.64616909 0.64332655 0.6407836 0.63860188 0.63617611 0.63348864 0.63048928 0.6272738 0.62321791 0.61687926 0.58441003 0.57558698] [1. 1. 1. 1. 1. 1. 1. 1. 1. 1. 1. 1. 1. 1. 1. 1. 1. 1. 1. 1. 1. 1. 1. 1. 1. 1. 1. 1. 1. 1. ] [0. 0. 0. 0. 0. 0. 0. 0. 0. 0. 0. 0. 0. 0. 0. 0. 0. 0. 0. 0. 0. 0. 0. 0. 0. 0. 0. 0. 0. 0. ] [0. 0. 0. 0. 0. 0. 0. 0. 0. 0. 0. 0. 0. 0. 0. 0. 0. 0. 0. 0. 0. 0. 0. 0. 0. 0. 0. 0. 0. 0. ] [0. 0. 0. 0. 0. 0. 0. 0. 0. 0. 0. 0. 0. 0. 0. 0. 0. 0. 0. 0. 0. 0. 0. 0. 0. 0. 0. 0. 0. 0. ] [0. 0. 0. 0. 0. 0. 0. 0. 0. 0. 0. 0. 0. 0. 0. 0. 0. 0. 0. 0. 0. 0. 0. 0. 0. 0. 0. 0. 0. 0. ] [0. 0. 0. 0. 0. 0. 0. 0. 0. 0. 0. 0. 0. 0. 0. 0. 0. 0. 0. 0. 0. 0. 0. 0. 0. 0. 0. 0. 0. 0. ] [0. 0. 0. 0. 0. 0. 0. 0. 0. 0. 0. 0. 0. 0. 0. 0. 0. 0. 0. 0. 0. 0. 0. 0. 0. 0. 0. 0. 0. 0. ]] | 2D array of the non-dimensional end point defined along the outer profile of a layer. The TE suction side is 0, the TE pressure side is 1. The first dimension represents each layer, the second dimension represents each entry along blade span.
blade.internal_structure_2d_fem.layer_offset_y_pa | output | m | [[0. 0. 0. 0. 0. 0. 0. 0. 0. 0. 0. 0. 0. 0. 0. 0. 0. 0. 0. 0. 0. 0. 0. 0. 0. 0. 0. 0. 0. 0.] [0. 0. 0. 0. 0. 0. 0. 0. 0. 0. 0. 0. 0. 0. 0. 0. 0. 0. 0. 0. 0. 0. 0. 0. 0. 0. 0. 0. 0. 0.] [0. 0. 0. 0. 0. 0. 0. 0. 0. 0. 0. 0. 0. 0. 0. 0. 0. 0. 0. 0. 0. 0. 0. 0. 0. 0. 0. 0. 0. 0.] [0. 0. 0. 0. 0. 0. 0. 0. 0. 0. 0. 0. 0. 0. 0. 0. 0. 0. 0. 0. 0. 0. 0. 0. 0. 0. 0. 0. 0. 0.] [0. 0. 0. 0. 0. 0. 0. 0. 0. 0. 0. 0. 0. 0. 0. 0. 0. 0. 0. 0. 0. 0. 0. 0. 0. 0. 0. 0. 0. 0.] [0. 0. 0. 0. 0. 0. 0. 0. 0. 0. 0. 0. 0. 0. 0. 0. 0. 0. 0. 0. 0. 0. 0. 0. 0. 0. 0. 0. 0. 0.] [0. 0. 0. 0. 0. 0. 0. 0. 0. 0. 0. 0. 0. 0. 0. 0. 0. 0. 0. 0. 0. 0. 0. 0. 0. 0. 0. 0. 0. 0.] [0. 0. 0. 0. 0. 0. 0. 0. 0. 0. 0. 0. 0. 0. 0. 0. 0. 0. 0. 0. 0. 0. 0. 0. 0. 0. 0. 0. 0. 0.] [0. 0. 0. 0. 0. 0. 0. 0. 0. 0. 0. 0. 0. 0. 0. 0. 0. 0. 0. 0. 0. 0. 0. 0. 0. 0. 0. 0. 0. 0.] [0. 0. 0. 0. 0. 0. 0. 0. 0. 0. 0. 0. 0. 0. 0. 0. 0. 0. 0. 0. 0. 0. 0. 0. 0. 0. 0. 0. 0. 0.] [0. 0. 0. 0. 0. 0. 0. 0. 0. 0. 0. 0. 0. 0. 0. 0. 0. 0. 0. 0. 0. 0. 0. 0. 0. 0. 0. 0. 0. 0.] [0. 0. 0. 0. 0. 0. 0. 0. 0. 0. 0. 0. 0. 0. 0. 0. 0. 0. 0. 0. 0. 0. 0. 0. 0. 0. 0. 0. 0. 0.] [0. 0. 0. 0. 0. 0. 0. 0. 0. 0. 0. 0. 0. 0. 0. 0. 0. 0. 0. 0. 0. 0. 0. 0. 0. 0. 0. 0. 0. 0.] [0. 0. 0. 0. 0. 0. 0. 0. 0. 0. 0. 0. 0. 0. 0. 0. 0. 0. 0. 0. 0. 0. 0. 0. 0. 0. 0. 0. 0. 0.] [0. 0. 0. 0. 0. 0. 0. 0. 0. 0. 0. 0. 0. 0. 0. 0. 0. 0. 0. 0. 0. 0. 0. 0. 0. 0. 0. 0. 0. 0.] [0. 0. 0. 0. 0. 0. 0. 0. 0. 0. 0. 0. 0. 0. 0. 0. 0. 0. 0. 0. 0. 0. 0. 0. 0. 0. 0. 0. 0. 0.] [0. 0. 0. 0. 0. 0. 0. 0. 0. 0. 0. 0. 0. 0. 0. 0. 0. 0. 0. 0. 0. 0. 0. 0. 0. 0. 0. 0. 0. 0.]] | 2D array of the offset along the y axis to set the position of a layer. Positive values move the layer towards the trailing edge, negative values towards the leading edge. The first dimension represents each layer, the second dimension represents each entry along blade span.
blade.internal_structure_2d_fem.layer_width | output | m | [[0. 0. 0. 0. 0. 0. 0. 0. 0. 0. 0. 0. 0. 0. 0. 0. 0. 0. 0. 0. 0. 0. 0. 0. 0. 0. 0. 0. 0. 0. ] [0. 0. 0. 0. 0. 0. 0. 0. 0. 0. 0. 0. 0. 0. 0. 0. 0. 0. 0. 0. 0. 0. 0. 0. 0. 0. 0. 0. 0. 0. ] [0. 0. 0. 0. 0. 0. 0. 0. 0. 0. 0. 0. 0. 0. 0. 0. 0. 0. 0. 0. 0. 0. 0. 0. 0. 0. 0. 0. 0. 0. ] [0.75 0.75 0.75 0.75 0.75 0.75 0.75 0.75 0.75 0.75 0.75 0.75 0.75 0.75 0.75 0.75 0.75 0.75 0.75 0.75 0.75 0.75 0.75 0.75 0.75 0.75 0.75 0.75 0.75 0.75 ] [0.75 0.75 0.75 0.75 0.75 0.75 0.75 0.75 0.75 0.75 0.75 0.75 0.75 0.75 0.75 0.75 0.75 0.75 0.75 0.75 0.75 0.75 0.75 0.75 0.75 0.75 0.75 0.75 0.75 0.75 ] [0. 0.45 0.45 0.45 0.45 0.45 0.45 0.45 0.45 0.45 0.45 0.45 0.45 0.45 0.45 0.45 0.45 0.45 0.45 0.45 0.45 0.45 0.44334941 0.41734153 0.37511491 0.3203638 0.25678249 0.18806523 0.11790632 0.05 ] [0. 0.45 0.45 0.45 0.45 0.45 0.45 0.45 0.45 0.45 0.45 0.45 0.45 0.45 0.45 0.45 0.45 0.45 0.45 0.45 0.45 0.45 0.44334941 0.41734153 0.37511491 0.3203638 0.25678249 0.18806523 0.11790632 0.05 ] [0. 0. 0. 0. 0. 0. 0. 0. 0. 0. 0. 0. 0. 0. 0. 0. 0. 0. 0. 0. 0. 0. 0. 0. 0. 0. 0. 0. 0. 0. ] [0. 0. 0. 0. 0. 0. 0. 0. 0. 0. 0. 0. 0. 0. 0. 0. 0. 0. 0. 0. 0. 0. 0. 0. 0. 0. 0. 0. 0. 0. ] [0. 0. 0. 0. 0. 0. 0. 0. 0. 0. 0. 0. 0. 0. 0. 0. 0. 0. 0. 0. 0. 0. 0. 0. 0. 0. 0. 0. 0. 0. ] [0. 0. 0. 0. 0. 0. 0. 0. 0. 0. 0. 0. 0. 0. 0. 0. 0. 0. 0. 0. 0. 0. 0. 0. 0. 0. 0. 0. 0. 0. ] [0. 0. 0. 0. 0. 0. 0. 0. 0. 0. 0. 0. 0. 0. 0. 0. 0. 0. 0. 0. 0. 0. 0. 0. 0. 0. 0. 0. 0. 0. ] [0. 0. 0. 0. 0. 0. 0. 0. 0. 0. 0. 0. 0. 0. 0. 0. 0. 0. 0. 0. 0. 0. 0. 0. 0. 0. 0. 0. 0. 0. ] [0. 0. 0. 0. 0. 0. 0. 0. 0. 0. 0. 0. 0. 0. 0. 0. 0. 0. 0. 0. 0. 0. 0. 0. 0. 0. 0. 0. 0. 0. ] [0. 0. 0. 0. 0. 0. 0. 0. 0. 0. 0. 0. 0. 0. 0. 0. 0. 0. 0. 0. 0. 0. 0. 0. 0. 0. 0. 0. 0. 0. ] [0. 0. 0. 0. 0. 0. 0. 0. 0. 0. 0. 0. 0. 0. 0. 0. 0. 0. 0. 0. 0. 0. 0. 0. 0. 0. 0. 0. 0. 0. ] [0. 0. 0. 0. 0. 0. 0. 0. 0. 0. 0. 0. 0. 0. 0. 0. 0. 0. 0. 0. 0. 0. 0. 0. 0. 0. 0. 0. 0. 0. ]] | 2D array of the width along the outer profile of a layer. The first dimension represents each layer, the second dimension represents each entry along blade span.
blade.interp_airfoils.r_thick_interp | output |  | [1. 0.98964428 0.87254312 0.68480309 0.50177122 0.39873514 0.36623504 0.34586024 0.33129768 0.31976414 0.30840306 0.29440513 0.2773373 0.26020528 0.24611865 0.23464382 0.22434731 0.21431102 0.20287772 0.18938788 0.18061067 0.18 0.18 0.18 0.18 0.18 0.18 0.18 0.18 0.18 ] | 1D array of the relative thicknesses of the blade defined along span.
blade.interp_airfoils.ac_interp | output |  | [0.5 0.49568949 0.44755893 0.3724981 0.30386876 0.275 0.275 0.275 0.275 0.275 0.275 0.275 0.275 0.275 0.275 0.275 0.275 0.275 0.275 0.275 0.275 0.275 0.275 0.275 0.275 0.275 0.275 0.275 0.275 0.275 ] | 1D array of the aerodynamic center of the blade defined along span.
blade.interp_airfoils.cl_interp | output |  | [[[[-3.25260652e-19]] [[ 3.46944695e-18]] [[-1.38777878e-17]] ... [[ 3.38271078e-17]] [[-1.73472348e-18]] [[-3.57786717e-18]]] [[[ 3.62864642e-06]] [[ 3.43335236e-03]] [[ 6.98205459e-03]] ... [[-7.96885440e-03]] [[-4.50541440e-03]] [[ 3.62864642e-06]]] [[[ 5.54997382e-04]] [[ 3.95536938e-02]] [[ 7.92668263e-02]] ... [[-8.97079997e-02]] [[-5.05598857e-02]] [[ 5.54997382e-04]]] ... [[[-1.29808326e-03]] [[ 2.29200963e-01]] [[ 4.64558751e-01]] ... [[-5.09705052e-01]] [[-3.05120377e-01]] [[-1.29808326e-03]]] [[[-1.29808326e-03]] [[ 2.29200963e-01]] [[ 4.64558751e-01]] ... [[-5.09705052e-01]] [[-3.05120377e-01]] [[-1.29808326e-03]]] [[[-1.29808326e-03]] [[ 2.29200963e-01]] [[ 4.64558751e-01]] ... [[-5.09705052e-01]] [[-3.05120377e-01]] [[-1.29808326e-03]]]] | 4D array with the lift coefficients of the airfoils. Dimension 0 is along the blade span for n_span stations, dimension 1 is along the angles of attack, dimension 2 is along the Reynolds number, dimension 3 is along the number of tabs, which may describe multiple sets at the same station, for example in presence of a flap.
blade.interp_airfoils.cd_interp | output |  | [[[[0.5 ]] [[0.5 ]] [[0.5 ]] ... [[0.5 ]] [[0.5 ]] [[0.5 ]]] [[[0.4900672 ]] [[0.48898308]] [[0.4872525 ]] ... [[0.48808699]] [[0.48929527]] [[0.4900672 ]]] [[[0.3844799 ]] [[0.37390424]] [[0.35641336]] ... [[0.3651494 ]] [[0.37702543]] [[0.3844799 ]]] ... [[[0.01799703]] [[0.0271908 ]] [[0.04580378]] ... [[0.04333319]] [[0.02569179]] [[0.01799703]]] [[[0.01799703]] [[0.0271908 ]] [[0.04580378]] ... [[0.04333319]] [[0.02569179]] [[0.01799703]]] [[[0.01799703]] [[0.0271908 ]] [[0.04580378]] ... [[0.04333319]] [[0.02569179]] [[0.01799703]]]] | 4D array with the drag coefficients of the airfoils. Dimension 0 is along the blade span for n_span stations, dimension 1 is along the angles of attack, dimension 2 is along the Reynolds number, dimension 3 is along the number of tabs, which may describe multiple sets at the same station, for example in presence of a flap.
blade.interp_airfoils.cm_interp | output |  | [[[[-4.06575815e-20]] [[-3.90312782e-18]] [[ 8.67361738e-19]] ... [[-1.73472348e-18]] [[ 3.03576608e-18]] [[-3.38813179e-21]]] [[[ 5.03731484e-06]] [[ 1.87282156e-03]] [[ 3.54736059e-03]] ... [[-4.17491594e-03]] [[-2.20543758e-03]] [[ 5.03731484e-06]]] [[[ 6.62817646e-05]] [[ 2.10179139e-02]] [[ 3.98094410e-02]] ... [[-4.61235506e-02]] [[-2.43519787e-02]] [[ 6.62817646e-05]]] ... [[[-1.16934629e-07]] [[ 1.12680702e-01]] [[ 2.31784178e-01]] ... [[-2.31716501e-01]] [[-1.12594849e-01]] [[-1.16934629e-07]]] [[[-1.16934629e-07]] [[ 1.12680702e-01]] [[ 2.31784178e-01]] ... [[-2.31716501e-01]] [[-1.12594849e-01]] [[-1.16934629e-07]]] [[[-1.16934629e-07]] [[ 1.12680702e-01]] [[ 2.31784178e-01]] ... [[-2.31716501e-01]] [[-1.12594849e-01]] [[-1.16934629e-07]]]] | 4D array with the moment coefficients of the airfoils. Dimension 0 is along the blade span for n_span stations, dimension 1 is along the angles of attack, dimension 2 is along the Reynolds number, dimension 3 is along the number of tabs, which may describe multiple sets at the same station, for example in presence of a flap.
blade.interp_airfoils.coord_xy_interp | output |  | [[[ 1.00000000e+00 4.33680869e-19] [ 9.99310113e-01 -2.24586628e-02] [ 9.97715675e-01 -4.48159779e-02] ... [ 9.97767307e-01 4.41944433e-02] [ 9.99327246e-01 2.21465777e-02] [ 1.00000000e+00 -6.93889390e-18]] [[ 1.00000000e+00 -1.79523317e-04] [ 9.98907231e-01 -2.19287005e-02] [ 9.96942612e-01 -4.35334724e-02] ... [ 9.97067481e-01 4.34585243e-02] [ 9.98961147e-01 2.18874403e-02] [ 1.00000000e+00 1.73653594e-04]] [[ 1.00000000e+00 -1.80437969e-03] [ 9.94647553e-01 -1.63171224e-02] [ 9.88734878e-01 -3.02596019e-02] ... [ 9.89615253e-01 3.57417519e-02] [ 9.95074439e-01 1.90424314e-02] [ 1.00000000e+00 1.74538340e-03]] ... [[ 1.00000000e+00 1.15158179e-04] [ 9.76517692e-01 2.75561392e-03] [ 9.52834515e-01 4.25516776e-03] ... [ 9.53598747e-01 1.28938799e-02] [ 9.76918075e-01 6.56229716e-03] [ 1.00000000e+00 1.15158179e-04]] [[ 1.00000000e+00 1.15158179e-04] [ 9.76517692e-01 2.75561392e-03] [ 9.52834515e-01 4.25516776e-03] ... [ 9.53598747e-01 1.28938799e-02] [ 9.76918075e-01 6.56229716e-03] [ 1.00000000e+00 1.15158179e-04]] [[ 1.00000000e+00 1.15158179e-04] [ 9.76517692e-01 2.75561392e-03] [ 9.52834515e-01 4.25516776e-03] ... [ 9.53598747e-01 1.28938799e-02] [ 9.76918075e-01 6.56229716e-03] [ 1.00000000e+00 1.15158179e-04]]] | 3D array of the non-dimensional x and y airfoil coordinates of the airfoils interpolated along span for n_span stations. The leading edge is place at x=0 and y=0.
blade.opt_var.s_opt_twist | output |  | [0. 0.03448276 0.06896552 0.10344828 0.13793103 0.17241379 0.20689655 0.24137931 0.27586207 0.31034483 0.34482759 0.37931034 0.4137931 0.44827586 0.48275862 0.51724138 0.55172414 0.5862069 0.62068966 0.65517241 0.68965517 0.72413793 0.75862069 0.79310345 0.82758621 0.86206897 0.89655172 0.93103448 0.96551724 1. ]
blade.opt_var.s_opt_chord | output |  | [0. 0.03448276 0.06896552 0.10344828 0.13793103 0.17241379 0.20689655 0.24137931 0.27586207 0.31034483 0.34482759 0.37931034 0.4137931 0.44827586 0.48275862 0.51724138 0.55172414 0.5862069 0.62068966 0.65517241 0.68965517 0.72413793 0.75862069 0.79310345 0.82758621 0.86206897 0.89655172 0.93103448 0.96551724 1. ]
blade.opt_var.twist_opt | output | rad | [0.23226842 0.23226842 0.23226842 0.23226842 0.23226842 0.23177953 0.21529633 0.19721961 0.18514807 0.17410388 0.16383607 0.15332789 0.14234851 0.1311726 0.11978974 0.1087882 0.09816062 0.08749259 0.07684918 0.06669746 0.05711932 0.04915361 0.04213653 0.03497169 0.02782777 0.02059416 0.01347902 0.00678095 0.00237776 0.00185005]
blade.opt_var.chord_opt | output | m | [3.542 3.58290657 3.87016779 4.11308266 4.38618432 4.57059836 4.63432561 4.64678192 4.54552935 4.42674161 4.32029193 4.20554804 4.08020909 3.94987415 3.81447079 3.68347913 3.5568911 3.42989655 3.30265517 3.17541379 3.04817241 2.92093104 2.79368966 2.66644816 2.53920681 2.41641741 2.28079676 2.10302789 1.52459909 1.419 ]
blade.opt_var.af_position | output |  | [0. 0.02222276 0.1713786 0.23333333 0.36666667 0.47222385 0.60053472 0.7 1. ]
blade.opt_var.s_opt_layer_0 | output |  | [0. 0.03448276 0.06896552 0.10344828 0.13793103 0.17241379 0.20689655 0.24137931 0.27586207 0.31034483 0.34482759 0.37931034 0.4137931 0.44827586 0.48275862 0.51724138 0.55172414 0.5862069 0.62068966 0.65517241 0.68965517 0.72413793 0.75862069 0.79310345 0.82758621 0.86206897 0.89655172 0.93103448 0.96551724 1. ]
blade.opt_var.layer_0_opt | output | m | [5.e-05 5.e-05 5.e-05 5.e-05 5.e-05 5.e-05 5.e-05 5.e-05 5.e-05 5.e-05 5.e-05 5.e-05 5.e-05 5.e-05 5.e-05 5.e-05 5.e-05 5.e-05 5.e-05 5.e-05 5.e-05 5.e-05 5.e-05 5.e-05 5.e-05 5.e-05 5.e-05 5.e-05 5.e-05 5.e-05]
blade.opt_var.s_opt_layer_1 | output |  | [0. 0.03448276 0.06896552 0.10344828 0.13793103 0.17241379 0.20689655 0.24137931 0.27586207 0.31034483 0.34482759 0.37931034 0.4137931 0.44827586 0.48275862 0.51724138 0.55172414 0.5862069 0.62068966 0.65517241 0.68965517 0.72413793 0.75862069 0.79310345 0.82758621 0.86206897 0.89655172 0.93103448 0.96551724 1. ]
blade.opt_var.layer_1_opt | output | m | [0.00282 0.00282 0.00282 0.00282 0.00282 0.00282 0.00282 0.00282 0.00282 0.00282 0.00282 0.00282 0.00282 0.00282 0.00282 0.00282 0.00282 0.00282 0.00282 0.00282 0.00282 0.00282 0.00282 0.00282 0.00282 0.00282 0.00282 0.00282 0.00282 0.00282]
blade.opt_var.s_opt_layer_2 | output |  | [0. 0.03448276 0.06896552 0.10344828 0.13793103 0.17241379 0.20689655 0.24137931 0.27586207 0.31034483 0.34482759 0.37931034 0.4137931 0.44827586 0.48275862 0.51724138 0.55172414 0.5862069 0.62068966 0.65517241 0.68965517 0.72413793 0.75862069 0.79310345 0.82758621 0.86206897 0.89655172 0.93103448 0.96551724 1. ]
blade.opt_var.layer_2_opt | output | m | [0.0517 0.02595932 0.01243393 0.00427131 0.00107727 0. 0. 0. 0. 0. 0. 0. 0. 0. 0. 0. 0. 0. 0. 0. 0. 0. 0. 0. 0. 0. 0. 0. 0. 0. ]
blade.opt_var.s_opt_layer_3 | output |  | [0. 0.03448276 0.06896552 0.10344828 0.13793103 0.17241379 0.20689655 0.24137931 0.27586207 0.31034483 0.34482759 0.37931034 0.4137931 0.44827586 0.48275862 0.51724138 0.55172414 0.5862069 0.62068966 0.65517241 0.68965517 0.72413793 0.75862069 0.79310345 0.82758621 0.86206897 0.89655172 0.93103448 0.96551724 1. ]
blade.opt_var.layer_3_opt | output | m | [0.00047 0.00263778 0.02300629 0.0414211 0.0423 0.0423 0.0423 0.0423 0.0423 0.0423 0.0423 0.04226684 0.04185976 0.04104126 0.03987718 0.03843334 0.03677558 0.03496973 0.03308163 0.03117711 0.02923239 0.0270009 0.02448127 0.02169365 0.01865823 0.01539517 0.01192465 0.00826683 0.00444189 0.00047 ]
blade.opt_var.s_opt_layer_4 | output |  | [0. 0.03448276 0.06896552 0.10344828 0.13793103 0.17241379 0.20689655 0.24137931 0.27586207 0.31034483 0.34482759 0.37931034 0.4137931 0.44827586 0.48275862 0.51724138 0.55172414 0.5862069 0.62068966 0.65517241 0.68965517 0.72413793 0.75862069 0.79310345 0.82758621 0.86206897 0.89655172 0.93103448 0.96551724 1. ]
blade.opt_var.layer_4_opt | output | m | [0.00047 0.00263778 0.02300629 0.0414211 0.0423 0.0423 0.0423 0.0423 0.0423 0.0423 0.0423 0.04226684 0.04185976 0.04104126 0.03987718 0.03843334 0.03677558 0.03496973 0.03308163 0.03117711 0.02923239 0.0270009 0.02448127 0.02169365 0.01865823 0.01539517 0.01192465 0.00826683 0.00444189 0.00047 ]
blade.opt_var.s_opt_layer_5 | output |  | [0. 0.03448276 0.06896552 0.10344828 0.13793103 0.17241379 0.20689655 0.24137931 0.27586207 0.31034483 0.34482759 0.37931034 0.4137931 0.44827586 0.48275862 0.51724138 0.55172414 0.5862069 0.62068966 0.65517241 0.68965517 0.72413793 0.75862069 0.79310345 0.82758621 0.86206897 0.89655172 0.93103448 0.96551724 1. ]
blade.opt_var.layer_5_opt | output | m | [ 0.00000000e+00 1.76336508e-03 6.03688768e-03 7.05000000e-03 7.05000000e-03 7.05000000e-03 7.05000000e-03 7.05000000e-03 7.05000000e-03 7.05000000e-03 7.05000000e-03 7.02816092e-03 6.76555652e-03 6.25385742e-03 5.55396162e-03 4.72676715e-03 3.83317203e-03 2.93407428e-03 2.09037192e-03 1.36296297e-03 8.12745457e-04 5.00617392e-04 3.89993070e-04 2.95522934e-04 2.11472464e-04 1.39341227e-04 8.06287937e-05 3.68347320e-05 9.45861116e-06 -1.35525272e-20]
blade.opt_var.s_opt_layer_6 | output |  | [0. 0.03448276 0.06896552 0.10344828 0.13793103 0.17241379 0.20689655 0.24137931 0.27586207 0.31034483 0.34482759 0.37931034 0.4137931 0.44827586 0.48275862 0.51724138 0.55172414 0.5862069 0.62068966 0.65517241 0.68965517 0.72413793 0.75862069 0.79310345 0.82758621 0.86206897 0.89655172 0.93103448 0.96551724 1. ]
blade.opt_var.layer_6_opt | output | m | [ 0.00000000e+00 1.76336508e-03 6.03688768e-03 7.05000000e-03 7.05000000e-03 7.05000000e-03 7.05000000e-03 7.05000000e-03 7.05000000e-03 7.05000000e-03 7.05000000e-03 7.02816092e-03 6.76555652e-03 6.25385742e-03 5.55396162e-03 4.72676715e-03 3.83317203e-03 2.93407428e-03 2.09037192e-03 1.36296297e-03 8.12745457e-04 5.00617392e-04 3.89993070e-04 2.95522934e-04 2.11472464e-04 1.39341227e-04 8.06287937e-05 3.68347320e-05 9.45861116e-06 -1.35525272e-20]
blade.opt_var.s_opt_layer_7 | output |  | [0. 0.03448276 0.06896552 0.10344828 0.13793103 0.17241379 0.20689655 0.24137931 0.27586207 0.31034483 0.34482759 0.37931034 0.4137931 0.44827586 0.48275862 0.51724138 0.55172414 0.5862069 0.62068966 0.65517241 0.68965517 0.72413793 0.75862069 0.79310345 0.82758621 0.86206897 0.89655172 0.93103448 0.96551724 1. ]
blade.opt_var.layer_7_opt | output | m | [0. 0.02 0.02 0.06994883 0.09 0.09 0.09 0.09 0.09 0.09 0.09 0.08032556 0.06 0.06 0.06 0.06 0.06 0.06 0.06 0.03098856 0.02 0.02 0.02 0.02 0.02 0.02 0.02 0.02 0. 0. ]
blade.opt_var.s_opt_layer_8 | output |  | [0. 0.03448276 0.06896552 0.10344828 0.13793103 0.17241379 0.20689655 0.24137931 0.27586207 0.31034483 0.34482759 0.37931034 0.4137931 0.44827586 0.48275862 0.51724138 0.55172414 0.5862069 0.62068966 0.65517241 0.68965517 0.72413793 0.75862069 0.79310345 0.82758621 0.86206897 0.89655172 0.93103448 0.96551724 1. ]
blade.opt_var.layer_8_opt | output | m | [0. 0.02 0.02 0.06994883 0.09 0.09 0.09 0.09 0.09 0.09 0.09 0.08032556 0.06 0.06 0.06 0.06 0.06 0.06 0.06 0.03098856 0.02 0.02 0.02 0.02 0.02 0.02 0.02 0.02 0. 0. ]
blade.opt_var.s_opt_layer_9 | output |  | [0. 0.03448276 0.06896552 0.10344828 0.13793103 0.17241379 0.20689655 0.24137931 0.27586207 0.31034483 0.34482759 0.37931034 0.4137931 0.44827586 0.48275862 0.51724138 0.55172414 0.5862069 0.62068966 0.65517241 0.68965517 0.72413793 0.75862069 0.79310345 0.82758621 0.86206897 0.89655172 0.93103448 0.96551724 1. ]
blade.opt_var.layer_9_opt | output | m | [0. 0. 0. 0. 0.02 0.02 0.02 0.02 0.02 0.02 0.02 0.02 0.02 0.02 0.02 0.02 0.02 0.02 0.02 0.02 0.02 0.02 0.02 0.02 0.02 0.02 0.02 0.02 0. 0. ]
blade.opt_var.s_opt_layer_10 | output |  | [0. 0.03448276 0.06896552 0.10344828 0.13793103 0.17241379 0.20689655 0.24137931 0.27586207 0.31034483 0.34482759 0.37931034 0.4137931 0.44827586 0.48275862 0.51724138 0.55172414 0.5862069 0.62068966 0.65517241 0.68965517 0.72413793 0.75862069 0.79310345 0.82758621 0.86206897 0.89655172 0.93103448 0.96551724 1. ]
blade.opt_var.layer_10_opt | output | m | [0.00282 0.00282 0.00282 0.00282 0.00282 0.00282 0.00282 0.00282 0.00282 0.00282 0.00282 0.00282 0.00282 0.00282 0.00282 0.00282 0.00282 0.00282 0.00282 0.00282 0.00282 0.00282 0.00282 0.00282 0.00282 0.00282 0.00282 0.00282 0.00282 0.00282]
blade.opt_var.s_opt_layer_11 | output |  | [0. 0.03448276 0.06896552 0.10344828 0.13793103 0.17241379 0.20689655 0.24137931 0.27586207 0.31034483 0.34482759 0.37931034 0.4137931 0.44827586 0.48275862 0.51724138 0.55172414 0.5862069 0.62068966 0.65517241 0.68965517 0.72413793 0.75862069 0.79310345 0.82758621 0.86206897 0.89655172 0.93103448 0.96551724 1. ]
blade.opt_var.layer_11_opt | output | m | [0.002 0.002 0.002 0.002 0.002 0.002 0.002 0.002 0.002 0.002 0.002 0.002 0.002 0.002 0.002 0.002 0.002 0.002 0.002 0.002 0.002 0.002 0.002 0.002 0.002 0.002 0.002 0.002 0.002 0.002]
blade.opt_var.s_opt_layer_12 | output |  | [0. 0.03448276 0.06896552 0.10344828 0.13793103 0.17241379 0.20689655 0.24137931 0.27586207 0.31034483 0.34482759 0.37931034 0.4137931 0.44827586 0.48275862 0.51724138 0.55172414 0.5862069 0.62068966 0.65517241 0.68965517 0.72413793 0.75862069 0.79310345 0.82758621 0.86206897 0.89655172 0.93103448 0.96551724 1. ]
blade.opt_var.layer_12_opt | output | m | [0.04 0.04 0.04 0.04 0.04 0.04 0.04 0.04 0.04 0.04 0.04 0.04 0.04 0.04 0.04 0.04 0.04 0.04 0.04 0.04 0.04 0.04 0.04 0.04 0.04 0.04 0.04 0.04 0.04 0.04]
blade.opt_var.s_opt_layer_13 | output |  | [0. 0.03448276 0.06896552 0.10344828 0.13793103 0.17241379 0.20689655 0.24137931 0.27586207 0.31034483 0.34482759 0.37931034 0.4137931 0.44827586 0.48275862 0.51724138 0.55172414 0.5862069 0.62068966 0.65517241 0.68965517 0.72413793 0.75862069 0.79310345 0.82758621 0.86206897 0.89655172 0.93103448 0.96551724 1. ]
blade.opt_var.layer_13_opt | output | m | [0.002 0.002 0.002 0.002 0.002 0.002 0.002 0.002 0.002 0.002 0.002 0.002 0.002 0.002 0.002 0.002 0.002 0.002 0.002 0.002 0.002 0.002 0.002 0.002 0.002 0.002 0.002 0.002 0.002 0.002]
blade.opt_var.s_opt_layer_14 | output |  | [0. 0.03448276 0.06896552 0.10344828 0.13793103 0.17241379 0.20689655 0.24137931 0.27586207 0.31034483 0.34482759 0.37931034 0.4137931 0.44827586 0.48275862 0.51724138 0.55172414 0.5862069 0.62068966 0.65517241 0.68965517 0.72413793 0.75862069 0.79310345 0.82758621 0.86206897 0.89655172 0.93103448 0.96551724 1. ]
blade.opt_var.layer_14_opt | output | m | [0.002 0.002 0.002 0.002 0.002 0.002 0.002 0.002 0.002 0.002 0.002 0.002 0.002 0.002 0.002 0.002 0.002 0.002 0.002 0.002 0.002 0.002 0.002 0.002 0.002 0.002 0.002 0.002 0.002 0.002]
blade.opt_var.s_opt_layer_15 | output |  | [0. 0.03448276 0.06896552 0.10344828 0.13793103 0.17241379 0.20689655 0.24137931 0.27586207 0.31034483 0.34482759 0.37931034 0.4137931 0.44827586 0.48275862 0.51724138 0.55172414 0.5862069 0.62068966 0.65517241 0.68965517 0.72413793 0.75862069 0.79310345 0.82758621 0.86206897 0.89655172 0.93103448 0.96551724 1. ]
blade.opt_var.layer_15_opt | output | m | [0.04 0.04 0.04 0.04 0.04 0.04 0.04 0.04 0.04 0.04 0.04 0.04 0.04 0.04 0.04 0.04 0.04 0.04 0.04 0.04 0.04 0.04 0.04 0.04 0.04 0.04 0.04 0.04 0.04 0.04]
blade.opt_var.s_opt_layer_16 | output |  | [0. 0.03448276 0.06896552 0.10344828 0.13793103 0.17241379 0.20689655 0.24137931 0.27586207 0.31034483 0.34482759 0.37931034 0.4137931 0.44827586 0.48275862 0.51724138 0.55172414 0.5862069 0.62068966 0.65517241 0.68965517 0.72413793 0.75862069 0.79310345 0.82758621 0.86206897 0.89655172 0.93103448 0.96551724 1. ]
blade.opt_var.layer_16_opt | output | m | [0.002 0.002 0.002 0.002 0.002 0.002 0.002 0.002 0.002 0.002 0.002 0.002 0.002 0.002 0.002 0.002 0.002 0.002 0.002 0.002 0.002 0.002 0.002 0.002 0.002 0.002 0.002 0.002 0.002 0.002]
blade.outer_shape_bem.af_position | output |  | [0. 0.02222276 0.1713786 0.23333333 0.36666667 0.47222385 0.60053472 0.7 1. ] | 1D array of the non dimensional positions of the airfoils af_used defined along blade span.
blade.outer_shape_bem.s | output |  | [0. 0.03448276 0.06896552 0.10344828 0.13793103 0.17241379 0.20689655 0.24137931 0.27586207 0.31034483 0.34482759 0.37931034 0.4137931 0.44827586 0.48275862 0.51724138 0.55172414 0.5862069 0.62068966 0.65517241 0.68965517 0.72413793 0.75862069 0.79310345 0.82758621 0.86206897 0.89655172 0.93103448 0.96551724 1. ] | 1D array of the non-dimensional spanwise grid defined along blade axis (0-blade root, 1-blade tip)
blade.outer_shape_bem.chord | output | m | [3.542 3.58290657 3.87016779 4.11308266 4.38618432 4.57059836 4.63432561 4.64678192 4.54552935 4.42674161 4.32029193 4.20554804 4.08020909 3.94987415 3.81447079 3.68347913 3.5568911 3.42989655 3.30265517 3.17541379 3.04817241 2.92093104 2.79368966 2.66644816 2.53920681 2.41641741 2.28079676 2.10302789 1.52459909 1.419 ] | 1D array of the chord values defined along blade span.
blade.outer_shape_bem.twist | output | rad | [0.23226842 0.23226842 0.23226842 0.23226842 0.23226842 0.23177953 0.21529633 0.19721961 0.18514807 0.17410388 0.16383607 0.15332789 0.14234851 0.1311726 0.11978974 0.1087882 0.09816062 0.08749259 0.07684918 0.06669746 0.05711932 0.04915361 0.04213653 0.03497169 0.02782777 0.02059416 0.01347902 0.00678095 0.00237776 0.00185005] | 1D array of the twist values defined along blade span. The twist is defined positive for negative rotations around the z axis (the same as in BeamDyn).
blade.outer_shape_bem.pitch_axis | output |  | [0.5 0.49151228 0.46763951 0.44376674 0.41989397 0.4 0.4 0.4 0.4 0.4 0.4 0.4 0.4 0.4 0.4 0.4 0.4 0.4 0.4 0.4 0.4 0.4 0.4 0.4 0.4 0.4 0.4 0.4 0.4 0.4 ] | 1D array of the chordwise position of the pitch axis (0-LE, 1-TE), defined along blade span.
blade.outer_shape_bem.r_thick_yaml_interp | output |  | [0. 0. 0. 0. 0. 0. 0. 0. 0. 0. 0. 0. 0. 0. 0. 0. 0. 0. 0. 0. 0. 0. 0. 0. 0. 0. 0. 0. 0. 0.] | 1D array of the relative thickness values defined along blade span.
blade.outer_shape_bem.ref_axis | output | m | [[ 0. 0. 0. ] [ 0. 0. 2.12068966] [ 0. 0. 4.24137931] [ 0. 0. 6.36206897] [ 0. 0. 8.48275862] [ 0. 0. 10.60344828] [ 0. 0. 12.72413793] [ 0. 0. 14.84482759] [ 0. 0. 16.96551724] [ 0. 0. 19.0862069 ] [ 0. 0. 21.20689655] [ 0. 0. 23.32758621] [ 0. 0. 25.44827586] [ 0. 0. 27.56896552] [ 0. 0. 29.68965517] [ 0. 0. 31.81034483] [ 0. 0. 33.93103448] [ 0. 0. 36.05172414] [ 0. 0. 38.17241379] [ 0. 0. 40.29310345] [ 0. 0. 42.4137931 ] [ 0. 0. 44.53448276] [ 0. 0. 46.65517241] [ 0. 0. 48.77586207] [ 0. 0. 50.89655172] [ 0. 0. 53.01724138] [ 0. 0. 55.13793103] [ 0. 0. 57.25862069] [ 0. 0. 59.37931034] [ 0. 0. 61.5 ]] | 2D array of the coordinates (x,y,z) of the blade reference axis, defined along blade span. The coordinate system is the one of BeamDyn: it is placed at blade root with x pointing the suction side of the blade, y pointing the trailing edge and z along the blade span. A standard configuration will have negative x values (prebend), if swept positive y values, and positive z values.
blade.pa.twist_param | output | rad | [0.23226842 0.23226842 0.23226842 0.23226842 0.23226842 0.23177953 0.21529633 0.19721961 0.18514807 0.17410388 0.16383607 0.15332789 0.14234851 0.1311726 0.11978974 0.1087882 0.09816062 0.08749259 0.07684918 0.06669746 0.05711932 0.04915361 0.04213653 0.03497169 0.02782777 0.02059416 0.01347902 0.00678095 0.00237776 0.00185005] | 1D array of the twist values defined along blade span. The twist is the result of the parameterization.
blade.pa.chord_param | output | m | [3.542 3.58290657 3.87016779 4.11308266 4.38618432 4.57059836 4.63432561 4.64678192 4.54552935 4.42674161 4.32029193 4.20554804 4.08020909 3.94987415 3.81447079 3.68347913 3.5568911 3.42989655 3.30265517 3.17541379 3.04817241 2.92093104 2.79368966 2.66644816 2.53920681 2.41641741 2.28079676 2.10302789 1.52459909 1.419 ] | 1D array of the chord values defined along blade span. The chord is the result of the parameterization.
blade.pa.max_chord_constr | output |  | [0.74568421 0.75429612 0.81477217 0.86591214 0.92340722 0.96223123 0.9756475 0.97826988 0.95695355 0.9319456 0.90953514 0.88537854 0.85899139 0.83155245 0.80304648 0.77546929 0.74881918 0.72208348 0.69529583 0.66850817 0.64172051 0.61493285 0.58814519 0.56135751 0.53456985 0.50871945 0.48016774 0.44274271 0.32096823 0.29873684] | 1D array of the ratio between chord values and maximum chord along blade span.
blade.ps.layer_thickness_param | output | m | [[ 5.00000000e-05 5.00000000e-05 5.00000000e-05 5.00000000e-05 5.00000000e-05 5.00000000e-05 5.00000000e-05 5.00000000e-05 5.00000000e-05 5.00000000e-05 5.00000000e-05 5.00000000e-05 5.00000000e-05 5.00000000e-05 5.00000000e-05 5.00000000e-05 5.00000000e-05 5.00000000e-05 5.00000000e-05 5.00000000e-05 5.00000000e-05 5.00000000e-05 5.00000000e-05 5.00000000e-05 5.00000000e-05 5.00000000e-05 5.00000000e-05 5.00000000e-05 5.00000000e-05 5.00000000e-05] [ 2.82000000e-03 2.82000000e-03 2.82000000e-03 2.82000000e-03 2.82000000e-03 2.82000000e-03 2.82000000e-03 2.82000000e-03 2.82000000e-03 2.82000000e-03 2.82000000e-03 2.82000000e-03 2.82000000e-03 2.82000000e-03 2.82000000e-03 2.82000000e-03 2.82000000e-03 2.82000000e-03 2.82000000e-03 2.82000000e-03 2.82000000e-03 2.82000000e-03 2.82000000e-03 2.82000000e-03 2.82000000e-03 2.82000000e-03 2.82000000e-03 2.82000000e-03 2.82000000e-03 2.82000000e-03] [ 5.17000000e-02 2.59593191e-02 1.24339293e-02 4.27131105e-03 1.07726981e-03 0.00000000e+00 0.00000000e+00 0.00000000e+00 0.00000000e+00 0.00000000e+00 0.00000000e+00 0.00000000e+00 0.00000000e+00 0.00000000e+00 0.00000000e+00 0.00000000e+00 0.00000000e+00 0.00000000e+00 0.00000000e+00 0.00000000e+00 0.00000000e+00 0.00000000e+00 0.00000000e+00 0.00000000e+00 0.00000000e+00 0.00000000e+00 0.00000000e+00 0.00000000e+00 0.00000000e+00 0.00000000e+00] [ 4.70000000e-04 2.63777678e-03 2.30062882e-02 4.14211021e-02 4.23000000e-02 4.23000000e-02 4.23000000e-02 4.23000000e-02 4.23000000e-02 4.23000000e-02 4.23000000e-02 4.22668360e-02 4.18597613e-02 4.10412647e-02 3.98771799e-02 3.84333404e-02 3.67755801e-02 3.49697326e-02 3.30816315e-02 3.11771105e-02 2.92323870e-02 2.70009013e-02 2.44812660e-02 2.16936522e-02 1.86582309e-02 1.53951732e-02 1.19246502e-02 8.26683295e-03 4.44189253e-03 4.70000000e-04] [ 4.70000000e-04 2.63777678e-03 2.30062882e-02 4.14211021e-02 4.23000000e-02 4.23000000e-02 4.23000000e-02 4.23000000e-02 4.23000000e-02 4.23000000e-02 4.23000000e-02 4.22668360e-02 4.18597613e-02 4.10412647e-02 3.98771799e-02 3.84333404e-02 3.67755801e-02 3.49697326e-02 3.30816315e-02 3.11771105e-02 2.92323870e-02 2.70009013e-02 2.44812660e-02 2.16936522e-02 1.86582309e-02 1.53951732e-02 1.19246502e-02 8.26683295e-03 4.44189253e-03 4.70000000e-04] [ 0.00000000e+00 1.76336508e-03 6.03688768e-03 7.05000000e-03 7.05000000e-03 7.05000000e-03 7.05000000e-03 7.05000000e-03 7.05000000e-03 7.05000000e-03 7.05000000e-03 7.02816092e-03 6.76555652e-03 6.25385742e-03 5.55396162e-03 4.72676715e-03 3.83317203e-03 2.93407428e-03 2.09037192e-03 1.36296297e-03 8.12745457e-04 5.00617392e-04 3.89993070e-04 2.95522934e-04 2.11472464e-04 1.39341227e-04 8.06287937e-05 3.68347320e-05 9.45861116e-06 -1.43995601e-20] [ 0.00000000e+00 1.76336508e-03 6.03688768e-03 7.05000000e-03 7.05000000e-03 7.05000000e-03 7.05000000e-03 7.05000000e-03 7.05000000e-03 7.05000000e-03 7.05000000e-03 7.02816092e-03 6.76555652e-03 6.25385742e-03 5.55396162e-03 4.72676715e-03 3.83317203e-03 2.93407428e-03 2.09037192e-03 1.36296297e-03 8.12745457e-04 5.00617392e-04 3.89993070e-04 2.95522934e-04 2.11472464e-04 1.39341227e-04 8.06287937e-05 3.68347320e-05 9.45861116e-06 -1.43995601e-20] [ 0.00000000e+00 2.00000000e-02 2.00000000e-02 6.99488261e-02 9.00000000e-02 9.00000000e-02 9.00000000e-02 9.00000000e-02 9.00000000e-02 9.00000000e-02 9.00000000e-02 8.03255569e-02 6.00000000e-02 6.00000000e-02 6.00000000e-02 6.00000000e-02 6.00000000e-02 6.00000000e-02 6.00000000e-02 3.09885606e-02 2.00000000e-02 2.00000000e-02 2.00000000e-02 2.00000000e-02 2.00000000e-02 2.00000000e-02 2.00000000e-02 2.00000000e-02 0.00000000e+00 0.00000000e+00] [ 0.00000000e+00 2.00000000e-02 2.00000000e-02 6.99488261e-02 9.00000000e-02 9.00000000e-02 9.00000000e-02 9.00000000e-02 9.00000000e-02 9.00000000e-02 9.00000000e-02 8.03255569e-02 6.00000000e-02 6.00000000e-02 6.00000000e-02 6.00000000e-02 6.00000000e-02 6.00000000e-02 6.00000000e-02 3.09885606e-02 2.00000000e-02 2.00000000e-02 2.00000000e-02 2.00000000e-02 2.00000000e-02 2.00000000e-02 2.00000000e-02 2.00000000e-02 0.00000000e+00 0.00000000e+00] [ 0.00000000e+00 0.00000000e+00 0.00000000e+00 0.00000000e+00 2.00000000e-02 2.00000000e-02 2.00000000e-02 2.00000000e-02 2.00000000e-02 2.00000000e-02 2.00000000e-02 2.00000000e-02 2.00000000e-02 2.00000000e-02 2.00000000e-02 2.00000000e-02 2.00000000e-02 2.00000000e-02 2.00000000e-02 2.00000000e-02 2.00000000e-02 2.00000000e-02 2.00000000e-02 2.00000000e-02 2.00000000e-02 2.00000000e-02 2.00000000e-02 2.00000000e-02 0.00000000e+00 0.00000000e+00] [ 2.82000000e-03 2.82000000e-03 2.82000000e-03 2.82000000e-03 2.82000000e-03 2.82000000e-03 2.82000000e-03 2.82000000e-03 2.82000000e-03 2.82000000e-03 2.82000000e-03 2.82000000e-03 2.82000000e-03 2.82000000e-03 2.82000000e-03 2.82000000e-03 2.82000000e-03 2.82000000e-03 2.82000000e-03 2.82000000e-03 2.82000000e-03 2.82000000e-03 2.82000000e-03 2.82000000e-03 2.82000000e-03 2.82000000e-03 2.82000000e-03 2.82000000e-03 2.82000000e-03 2.82000000e-03] [ 2.00000000e-03 2.00000000e-03 2.00000000e-03 2.00000000e-03 2.00000000e-03 2.00000000e-03 2.00000000e-03 2.00000000e-03 2.00000000e-03 2.00000000e-03 2.00000000e-03 2.00000000e-03 2.00000000e-03 2.00000000e-03 2.00000000e-03 2.00000000e-03 2.00000000e-03 2.00000000e-03 2.00000000e-03 2.00000000e-03 2.00000000e-03 2.00000000e-03 2.00000000e-03 2.00000000e-03 2.00000000e-03 2.00000000e-03 2.00000000e-03 2.00000000e-03 2.00000000e-03 2.00000000e-03] [ 4.00000000e-02 4.00000000e-02 4.00000000e-02 4.00000000e-02 4.00000000e-02 4.00000000e-02 4.00000000e-02 4.00000000e-02 4.00000000e-02 4.00000000e-02 4.00000000e-02 4.00000000e-02 4.00000000e-02 4.00000000e-02 4.00000000e-02 4.00000000e-02 4.00000000e-02 4.00000000e-02 4.00000000e-02 4.00000000e-02 4.00000000e-02 4.00000000e-02 4.00000000e-02 4.00000000e-02 4.00000000e-02 4.00000000e-02 4.00000000e-02 4.00000000e-02 4.00000000e-02 4.00000000e-02] [ 2.00000000e-03 2.00000000e-03 2.00000000e-03 2.00000000e-03 2.00000000e-03 2.00000000e-03 2.00000000e-03 2.00000000e-03 2.00000000e-03 2.00000000e-03 2.00000000e-03 2.00000000e-03 2.00000000e-03 2.00000000e-03 2.00000000e-03 2.00000000e-03 2.00000000e-03 2.00000000e-03 2.00000000e-03 2.00000000e-03 2.00000000e-03 2.00000000e-03 2.00000000e-03 2.00000000e-03 2.00000000e-03 2.00000000e-03 2.00000000e-03 2.00000000e-03 2.00000000e-03 2.00000000e-03] [ 2.00000000e-03 2.00000000e-03 2.00000000e-03 2.00000000e-03 2.00000000e-03 2.00000000e-03 2.00000000e-03 2.00000000e-03 2.00000000e-03 2.00000000e-03 2.00000000e-03 2.00000000e-03 2.00000000e-03 2.00000000e-03 2.00000000e-03 2.00000000e-03 2.00000000e-03 2.00000000e-03 2.00000000e-03 2.00000000e-03 2.00000000e-03 2.00000000e-03 2.00000000e-03 2.00000000e-03 2.00000000e-03 2.00000000e-03 2.00000000e-03 2.00000000e-03 2.00000000e-03 2.00000000e-03] [ 4.00000000e-02 4.00000000e-02 4.00000000e-02 4.00000000e-02 4.00000000e-02 4.00000000e-02 4.00000000e-02 4.00000000e-02 4.00000000e-02 4.00000000e-02 4.00000000e-02 4.00000000e-02 4.00000000e-02 4.00000000e-02 4.00000000e-02 4.00000000e-02 4.00000000e-02 4.00000000e-02 4.00000000e-02 4.00000000e-02 4.00000000e-02 4.00000000e-02 4.00000000e-02 4.00000000e-02 4.00000000e-02 4.00000000e-02 4.00000000e-02 4.00000000e-02 4.00000000e-02 4.00000000e-02] [ 2.00000000e-03 2.00000000e-03 2.00000000e-03 2.00000000e-03 2.00000000e-03 2.00000000e-03 2.00000000e-03 2.00000000e-03 2.00000000e-03 2.00000000e-03 2.00000000e-03 2.00000000e-03 2.00000000e-03 2.00000000e-03 2.00000000e-03 2.00000000e-03 2.00000000e-03 2.00000000e-03 2.00000000e-03 2.00000000e-03 2.00000000e-03 2.00000000e-03 2.00000000e-03 2.00000000e-03 2.00000000e-03 2.00000000e-03 2.00000000e-03 2.00000000e-03 2.00000000e-03 2.00000000e-03]] | 2D array of the thickness of the layers of the blade structure after the parametrization. The first dimension represents each layer, the second dimension represents each entry along blade span.
bos.plant_turbine_spacing | output |  | [7.] | Distance between turbines in rotor diameters
bos.plant_row_spacing | output |  | [7.] | Distance between turbine rows in rotor diameters
bos.commissioning_pct | output |  | [0.01]
bos.decommissioning_pct | output |  | [0.15]
bos.distance_to_substation | output | km | [50.]
bos.distance_to_interconnection | output | km | [8.]
bos.interconnect_voltage | output | kV | [130.]
configuration.rated_power | output | W | [5000000.] | Electrical rated power of the generator.
configuration.lifetime | output | year | [25.] | Turbine design lifetime.
configuration.rotor_diameter_user | output | m | [126.] | Diameter of the rotor specified by the user. It is defined as two times the blade length plus the hub diameter.
configuration.hub_height_user | output | m | [90.] | Height of the hub center over the ground (land-based) or the mean sea level (offshore) specified by the user.
configuration.ws_class | output | n/a | I | IEC wind turbine class. I - offshore, II coastal, III - land-based, IV - low wind speed site.
configuration.turb_class | output | n/a | B | IEC wind turbine category. A - high turbulence intensity (land-based), B - mid turbulence, C - low turbulence (offshore).
configuration.gearbox_type | output | n/a | geared | Gearbox configuration (geared, direct-drive, etc.).
configuration.rotor_orientation | output | n/a | upwind | Rotor orientation, either upwind or downwind.
configuration.upwind | output | n/a | TRUE | Convenient boolean for upwind (True) or downwind (False).
configuration.n_blades | output | n/a | 3 | Number of blades of the rotor.
control.V_in | output | m/s | [3.] | Cut in wind speed. This is the wind speed where region II begins.
control.V_out | output | m/s | [25.] | Cut out wind speed. This is the wind speed where region III ends.
control.minOmega | output | rad/s | [0.72256] | Minimum allowed rotor speed.
control.maxOmega | output | rad/s | [1.26711] | Maximum allowed rotor speed.
control.max_TS | output | m/s | [80.] | Maximum allowed blade tip speed.
control.max_pitch_rate | output | rad/s | [0.1745] | Maximum allowed blade pitch rate
control.max_torque_rate | output | N*m/s | [1500000.] | Maximum allowed generator torque rate
control.rated_TSR | output |  | [7.01754386] | Constant tip speed ratio in region II.
control.rated_pitch | output | rad | [0.] | Constant pitch angle in region II.
costs.offset_tcc_per_kW | output | USD/kW | [0.] | Offset to turbine capital cost
costs.bos_per_kW | output | USD/kW | [2979.] | Balance of station/plant capital cost
costs.opex_per_kW | output | USD/kW/year | [144.] | Average annual operational expenditures of the turbine
costs.wake_loss_factor | output |  | [0.15] | The losses in AEP due to waked conditions
costs.fixed_charge_rate | output |  | [0.075] | Fixed charge rate for coe calculation
costs.labor_rate | output | USD/h | [58.8]
costs.painting_rate | output | USD/m**2 | [30.]
costs.blade_mass_cost_coeff | output | USD/kg | [14.6]
costs.hub_mass_cost_coeff | output | USD/kg | [3.9]
costs.pitch_system_mass_cost_coeff | output | USD/kg | [22.1]
costs.spinner_mass_cost_coeff | output | USD/kg | [11.1]
costs.lss_mass_cost_coeff | output | USD/kg | [11.9]
costs.bearing_mass_cost_coeff | output | USD/kg | [4.5]
costs.gearbox_torque_cost | output | USD/kN/m | [50.]
costs.hss_mass_cost_coeff | output | USD/kg | [6.8]
costs.generator_mass_cost_coeff | output | USD/kg | [12.4]
costs.bedplate_mass_cost_coeff | output | USD/kg | [2.9]
costs.yaw_mass_cost_coeff | output | USD/kg | [8.3]
costs.converter_mass_cost_coeff | output | USD/kg | [18.8]
costs.transformer_mass_cost_coeff | output | USD/kg | [18.8]
costs.hvac_mass_cost_coeff | output | USD/kg | [124.]
costs.cover_mass_cost_coeff | output | USD/kg | [5.7]
costs.elec_connec_machine_rating_cost_coeff | output | USD/kW | [41.85]
costs.platforms_mass_cost_coeff | output | USD/kg | [17.1]
costs.tower_mass_cost_coeff | output | USD/kg | [2.9]
costs.controls_machine_rating_cost_coeff | output | USD/kW | [21.15]
costs.crane_cost | output | USD | [12000.]
costs.electricity_price | output | USD/kW/h | [0.04]
costs.reserve_margin_price | output | USD/kW/year | [120.]
costs.capacity_credit | output |  | [1.]
costs.benchmark_price | output | USD/kW/h | [0.071]
costs.turbine_number | output | n/a | 120 | Number of turbines at plant
env.rho_air | output | kg/m**3 | [1.225] | Density of air
env.mu_air | output | kg/m/s | [1.81e-05] | Dynamic viscosity of air
env.shear_exp | output |  | [0.2] | Shear exponent of the wind.
env.speed_sound_air | output | m/s | [340.] | Speed of sound in air.
env.weibull_k | output |  | [2.] | Shape parameter of the Weibull probability density function of the wind.
env.rho_water | output | kg/m**3 | [1025.] | Density of ocean water
env.mu_water | output | kg/m/s | [0.0013351] | Dynamic viscosity of ocean water
env.water_depth | output | m | [0.] | Water depth for analysis. Values > 0 mean offshore
env.Hsig_wave | output | m | [0.] | Significant wave height
env.Tsig_wave | output | s | [0.] | Significant wave period
env.G_soil | output | N/m**2 | [1.4e+08] | Shear stress of soil
env.nu_soil | output |  | [0.4] | Poisson ratio of soil
generator.B_r | output | T | [1.2]
generator.P_Fe0e | output | W/kg | [1.]
generator.P_Fe0h | output | W/kg | [4.]
generator.S_N | output |  | [-0.002]
generator.alpha_p | output |  | [1.09955743]
generator.b_r_tau_r | output |  | [0.45]
generator.b_ro | output | m | [0.004]
generator.b_s_tau_s | output |  | [0.45]
generator.b_so | output | m | [0.004]
generator.cofi | output |  | [0.9]
generator.freq | output | Hz | [60.]
generator.h_i | output | m | [0.001]
generator.h_sy0 | output |  | [0.]
generator.h_w | output | m | [0.005]
generator.k_fes | output |  | [0.9]
generator.k_fillr | output |  | [0.55]
generator.k_fills | output |  | [0.65]
generator.k_s | output |  | [0.2]
generator.mu_0 | output | m*kg/s**2/A**2 | [1.25663706e-06]
generator.mu_r | output | m*kg/s**2/A**2 | [1.06]
generator.p | output |  | [3.]
generator.phi | output | rad | [1.57079633]
generator.ratio_mw2pp | output |  | [0.7]
generator.resist_Cu | output | ohm/m | [2.52e-08]
generator.sigma | output | Pa | [21500.]
generator.y_tau_p | output |  | [0.8]
generator.y_tau_pr | output |  | [0.8333333]
generator.I_0 | output | A | [40.]
generator.d_r | output | m | [0.]
generator.h_m | output | m | [0.]
generator.h_0 | output | m | [0.01]
generator.h_s | output | m | [0.08]
generator.len_s | output | m | [0.49]
generator.n_r | output |  | [0.]
generator.rad_ag | output | m | [0.61]
generator.t_wr | output | m | [0.]
generator.n_s | output |  | [0.]
generator.b_st | output | m | [0.]
generator.d_s | output | m | [0.]
generator.t_ws | output | m | [0.]
generator.rho_Copper | output | kg/m**3 | [8900.]
generator.rho_Fe | output | kg/m**3 | [7700.]
generator.rho_Fes | output | kg/m**3 | [7850.]
generator.rho_PM | output | kg/m**3 | [7450.]
generator.C_Cu | output | USD/kg | [4.786]
generator.C_Fe | output | USD/kg | [0.556]
generator.C_Fes | output | USD/kg | [0.50139]
generator.C_PM | output | USD/kg | [50.]
generator.B_symax | output | T | [1.3]
generator.S_Nmax | output |  | [-0.2]
generator.m | output | n/a | 3
generator.q1 | output | n/a | 5
generator.q2 | output | n/a | 4
high_level_tower_props.tower_ref_axis | output | m | [[ 0. 0. 0. ] [ 0. 0. 14.60042593] [ 0. 0. 29.20085185] [ 0. 0. 43.80127778] [ 0. 0. 58.4017037 ] [ 0. 0. 73.00212963] [ 0. 0. 87.7 ]] | 2D array of the coordinates (x,y,z) of the tower reference axis. The coordinate system is the global coordinate system of OpenFAST: it is placed at tower base with x pointing downwind, y pointing on the side and z pointing vertically upwards. A standard tower configuration will have zero x and y values and positive z values.
high_level_tower_props.hub_height | output | m | [90.] | Height of the hub in the global reference system, i.e. distance rotor center to ground.
hub.radius | output | m | [1.5] | Radius of the hub. It defines the distance of the blade root from the rotor center along the coned line.
hub.cone | output | rad | [0.04363] | Cone angle of the rotor. It defines the angle between the rotor plane and the blade pitch axis. A standard machine has positive values.
hub.flange_t2shell_t | output |  | [4.]
hub.flange_OD2hub_D | output |  | [0.5]
hub.flange_ID2flange_OD | output |  | [0.8]
hub.hub_stress_concentration | output |  | [2.5]
hub.clearance_hub_spinner | output | m | [0.75]
hub.spin_hole_incr | output |  | [1.2]
hub.pitch_system_scaling_factor | output |  | [0.54]
hub.hub_in2out_circ | output |  | [1.2]
hub.n_front_brackets | output | n/a | 3
hub.n_rear_brackets | output | n/a | 3
hub.hub_material | output | n/a | cast_iron
hub.spinner_material | output | n/a | glassDB
materials.ply_t | output | m | [0. 0.0013457 0.00088593 0.00098437 0. 0. 0. 0. 0.00515873 0. 0. ] | 1D array of the ply thicknesses of the materials. Non-composite materials are kept at 0.
materials.fvf | output |  | [0. 0.53103448 0.48275862 0.43448276 0. 0. 0. 0. 0.10769231 0. 0. ] | 1D array of the non-dimensional fiber volume fraction of the composite materials. Non-composite materials are kept at 0.
materials.fwf | output |  | [0. 0.7191092 0.67847158 0.63463774 0. 0. 0. 0. 0.15889029 0. 0. ] | 1D array of the non-dimensional fiber weight- fraction of the composite materials. Non-composite materials are kept at 0.
materials.E | output | Pa | [[3.440e+09 3.440e+09 3.440e+09] [4.180e+10 1.400e+10 2.630e+09] [2.770e+10 1.365e+10 7.200e+09] [1.360e+10 1.330e+10 1.180e+10] [2.000e+11 2.000e+11 2.000e+11] [2.050e+11 2.050e+11 2.050e+11] [1.180e+11 1.180e+11 1.180e+11] [9.846e+07 9.846e+07 9.846e+07] [1.145e+11 8.390e+09 5.990e+09] [1.000e+06 1.000e+06 1.000e+06] [4.560e+06 4.560e+06 4.560e+06]] | 2D array of the Youngs moduli of the materials. Each row represents a material, the three columns represent E11, E22 and E33.
materials.G | output | Pa | [[1.32300000e+09 1.32300000e+09 1.32300000e+09] [2.63000000e+09 2.63000000e+09 2.63000000e+09] [7.20000000e+09 7.20000000e+09 7.20000000e+09] [1.18000000e+10 1.18000000e+10 1.18000000e+10] [7.93000000e+10 7.93000000e+10 7.93000000e+10] [8.00000000e+10 8.00000000e+10 8.00000000e+10] [4.76000000e+10 4.76000000e+10 4.76000000e+10] [9.84600000e+07 9.84600000e+07 9.84600000e+07] [5.99000000e+09 5.99000000e+09 5.99000000e+09] [3.84615385e+05 3.84615385e+05 3.84615385e+05] [1.52000000e+06 1.52000000e+06 1.52000000e+06]] | 2D array of the shear moduli of the materials. Each row represents a material, the three columns represent G12, G13 and G23.
materials.nu | output |  | [[0.3 0.3 0.3 ] [0.28 0.28 0.28] [0.39 0.39 0.39] [0.49 0.49 0.49] [0.3 0.3 0.3 ] [0.3 0.3 0.3 ] [0.3 0.3 0.3 ] [0.3 0.3 0.3 ] [0.27 0.27 0.27] [0.3 0.3 0.3 ] [0.49 0.49 0.49]] | 2D array of the Poisson ratio of the materials. Each row represents a material, the three columns represent nu12, nu13 and nu23.
materials.Xt | output | Pa | [[7.400e+07 7.400e+07 7.400e+07] [1.060e+09 6.630e+07 2.660e+07] [5.450e+07 5.450e+07 2.660e+07] [5.447e+07 5.447e+07 2.660e+07] [4.500e+08 4.500e+08 4.500e+08] [8.140e+08 8.140e+08 8.140e+08] [3.100e+08 3.100e+08 3.100e+08] [6.040e+06 6.040e+06 6.040e+06] [2.236e+09 0.000e+00 0.000e+00] [6.151e+07 6.151e+07 6.151e+07] [6.900e+05 6.900e+05 6.900e+05]] | 2D array of the Ultimate Tensile Strength (UTS) of the materials. Each row represents a material, the three columns represent Xt12, Xt13 and Xt23.
materials.Xc | output | Pa | [[8.700e+07 8.700e+07 8.700e+07] [8.260e+08 1.960e+08 1.970e+08] [7.410e+07 7.410e+07 1.970e+08] [7.410e+07 7.410e+07 1.970e+08] [4.500e+08 4.500e+08 4.500e+08] [8.140e+08 8.140e+08 8.140e+08] [3.100e+08 3.100e+08 3.100e+08] [5.100e+06 5.100e+06 5.100e+06] [1.528e+09 0.000e+00 0.000e+00] [6.536e+07 6.536e+07 6.536e+07] [4.000e+05 4.000e+05 4.000e+05]] | 2D array of the Ultimate Compressive Strength (UCS) of the materials. Each row represents a material, the three columns represent Xc12, Xc13 and Xc23.
materials.S | output | Pa | [[ 0. 0. 0.] [ 0. 0. 0.] [ 0. 0. 0.] [ 0. 0. 0.] [ 0. 0. 0.] [ 0. 0. 0.] [ 0. 0. 0.] [ 0. 0. 0.] [ 0. 0. 0.] [ 0. 0. 0.] [310000. 310000. 310000.]] | 2D array of the Ultimate Shear Strength (USS) of the materials. Each row represents a material, the three columns represent S12, S13 and S23.
materials.sigma_y | output | Pa | [0.00e+00 0.00e+00 0.00e+00 0.00e+00 3.45e+08 4.85e+08 2.65e+08 0.00e+00 0.00e+00 0.00e+00 0.00e+00] | Yield stress of the material (in the principle direction for composites).
materials.wohler_exp | output |  | [ 1. 10. 10. 10. 3. 3. 3. 1. 16.1 1. 1. ] | Exponent of S-N Wohler fatigue curve in the form of S = A*N^-(1/m).
materials.wohler_intercept | output |  | [8.70000000e+07 1.06000000e+09 1.97000000e+08 1.97000000e+08 3.55346484e+10 3.55346484e+10 3.10000000e+08 6.04000000e+06 2.23600000e+09 6.53600000e+07 6.90000000e+05] | Stress-intercept (A) of S-N Wohler fatigue curve in the form of S = A*N^-(1/m), taken as ultimate stress unless otherwise specified.
materials.unit_cost | output | USD/kg | [ 7.23 1.87 2.86 3. 0.7 0.9 0.5 13. 30. 3.63 9. ] | 1D array of the unit costs of the materials.
materials.waste | output |  | [0.25 0.05 0.15 0.15 0. 0. 0. 0.2 0.05 0. 0. ] | 1D array of the non-dimensional waste fraction of the materials.
materials.roll_mass | output | kg | [ 0. 0. 181.4368 181.4368 0. 0. 0. 0. 0. 0. 0. ] | 1D array of the roll mass of the composite fabrics. Non-composite materials are kept at 0.
materials.orth | output | n/a | [0. 1. 1. 1. 0. 0. 0. 0. 1. 0. 0.] | 1D array of flags to set whether a material is isotropic (0) or orthtropic (1). Each entry represents a material.
nacelle.uptilt | output | rad | [0.08726] | Nacelle uptilt angle. A standard machine has positive values.
nacelle.distance_tt_hub | output | m | [2.3] | Vertical distance from tower top plane to hub flange
nacelle.overhang | output | m | [5.] | Horizontal distance from tower top edge to hub flange
nacelle.gearbox_efficiency | output |  | [0.975] | Efficiency of the gearbox. Set to 1.0 for direct-drive
nacelle.gearbox_mass_user | output | kg | [0.] | User override of gearbox mass.
nacelle.gearbox_torque_density | output | N*m/kg | [200.] | Torque density of the gearbox.
nacelle.gearbox_radius_user | output | m | [0.] | User override of gearbox radius (only used if gearbox_mass_user is > 0).
nacelle.gearbox_length_user | output | m | [0.] | User override of gearbox length (only used if gearbox_mass_user is > 0).
nacelle.gear_ratio | output |  | [96.] | Total gear ratio of drivetrain (use 1.0 for direct)
nacelle.distance_hub_mb | output | m | [1.912] | Distance from hub flange to first main bearing along shaft
nacelle.distance_mb_mb | output | m | [0.368] | Distance from first to second main bearing along shaft
nacelle.L_generator | output | m | [2.] | Generator length along shaft
nacelle.lss_diameter | output | m | [0.577 0.577] | Diameter of low speed shaft
nacelle.lss_wall_thickness | output | m | [0.288 0.288] | Thickness of low speed shaft
nacelle.damping_ratio | output |  | [0.01] | Damping ratio for the drivetrain system
nacelle.brake_mass_user | output | kg | [0.] | Override regular regression-based calculation of brake mass with this value
nacelle.hvac_mass_coeff | output | kg/kW/m | [0.025] | Regression-based scaling coefficient on machine rating to get HVAC system mass
nacelle.converter_mass_user | output | kg | [0.] | Override regular regression-based calculation of converter mass with this value
nacelle.transformer_mass_user | output | kg | [0.] | Override regular regression-based calculation of transformer mass with this value
nacelle.hss_length | output | m | [1.5] | Length of high speed shaft
nacelle.hss_diameter | output | m | [0.288 0.288] | Diameter of high speed shaft
nacelle.hss_wall_thickness | output | m | [0.144 0.144] | Wall thickness of high speed shaft
nacelle.bedplate_flange_width | output | m | [1.] | Bedplate I-beam flange width
nacelle.bedplate_flange_thickness | output | m | [0.05] | Bedplate I-beam flange thickness
nacelle.bedplate_web_thickness | output | m | [0.05] | Bedplate I-beam web thickness
nacelle.mb1Type | output | n/a | CARB | Type of main bearing: CARB / CRB / SRB / TRB
nacelle.mb2Type | output | n/a | SRB | Type of main bearing: CARB / CRB / SRB / TRB
nacelle.uptower | output | n/a | TRUE | If power electronics are located uptower (True) or at tower base (False)
nacelle.lss_material | output | n/a | steel_drive | Material name identifier for the low speed shaft
nacelle.hss_material | output | n/a | steel_drive | Material name identifier for the high speed shaft
nacelle.bedplate_material | output | n/a | steel | Material name identifier for the bedplate
nacelle.gear_configuration | output | n/a | eep | 3-letter string of Es or Ps to denote epicyclic or parallel gear configuration
nacelle.planet_numbers | output | n/a | [3, 3, 0] | Number of planets for epicyclic stages (use 0 for parallel)
tower.ref_axis | output | m | [[ 0. 0. 0. ] [ 0. 0. 14.6 ] [ 0. 0. 29.2 ] [ 0. 0. 43.8 ] [ 0. 0. 58.4 ] [ 0. 0. 73. ] [ 0. 0. 87.6974416]] | 2D array of the coordinates (x,y,z) of the tower reference axis. The coordinate system is the global coordinate system of OpenFAST: it is placed at tower base with x pointing downwind, y pointing on the side and z pointing vertically upwards. A standard tower configuration will have zero x and y values and positive z values.
tower.diameter | output | m | [6. 5.645 5.29 4.935 4.58 4.225 3.87 ] | 1D array of the outer diameter values defined along the tower axis.
tower.cd | output |  | [1. 1. 1. 1. 1. 1. 1.] | 1D array of the drag coefficients defined along the tower height.
tower.layer_thickness | output | m | [[0.027 0.0254 0.0238 0.0222 0.0206 0.019 0.019 ]] | 2D array of the thickness of the layers of the tower structure. The first dimension represents each layer, the second dimension represents each piecewise-constant entry of the tower sections.
tower.outfitting_factor | output |  | [1.07] | Multiplier that accounts for secondary structure mass inside of tower
tower.layer_name | output | n/a | ['tower_wall'] | 1D array of the names of the layers modeled in the tower structure.
tower.layer_mat | output | n/a | ['steel'] | 1D array of the names of the materials of each layer modeled in the tower structure.
tower_grid.s | output |  | [0. 0.16648148 0.33296296 0.49944444 0.66592593 0.83240741 1. ] | 1D array of the non-dimensional grid defined along the tower axis (0-tower base, 1-tower top)
tower_grid.height | output | m | [87.7] | Scalar of the tower height computed along the z axis.
tower_grid.length | output | m | [87.7] | Scalar of the tower length computed along its curved axis. A standard straight tower will be as high as long.
tower_grid.foundation_height | output | m | [0.] | Foundation height in respect to the ground level.
drivese.bear1.mb_max_defl_ang | output | rad | [0.00872665]
drivese.bear1.mb_mass | output | kg | [1480.55356999]
drivese.bear1.mb_I | output | kg*m**2 | [134.02030141 70.60698288 70.60698288]
drivese.bear2.mb_max_defl_ang | output | rad | [0.078]
drivese.bear2.mb_mass | output | kg | [1349.62411874]
drivese.bear2.mb_I | output | kg*m**2 | [118.75932276 61.52201828 61.52201828]
drivese.mb1_deflection | output | m | [2.94589029e-05]
drivese.mb2_deflection | output | m | [2.30241135e-05]
drivese.stator_deflection | output | m | [0.00014794]
drivese.mb1_angle | output | rad | [5.06752538e-05]
drivese.mb2_angle | output | rad | [5.23485738e-05]
drivese.stator_angle | output | rad | [5.36864835e-05]
drivese.base_F | output | N | [[ 1166402.71193633] [ 9709.52809112] [-1154882.04568269]]
drivese.base_M | output | N*m | [[7097344.4327712 ] [1481140.08142759] [ 676158.25813107]]
drivese.bedplate_axial_stress | output | Pa | [[7.81148561e+04] [1.22051246e+06] [3.89805673e+05] [1.90799460e+06] [3.87547457e+06] [9.31270239e+06] [9.12160353e+06] [4.17385410e+06] [3.80342856e+06] [7.13930262e+04] [1.88624084e+00] [7.81163547e+04] [4.96573663e+05] [9.32819664e+05] [2.45100899e+06] [4.55961614e+06] [1.55749095e+07] [1.59631247e+07] [4.15821507e+06] [3.79821701e+06] [7.13945547e+04] [1.08654806e+00]]
drivese.bedplate_shear_stress | output | Pa | [[3.53174843e+05] [2.59848448e+06] [2.86223283e+06] [3.12711391e+06] [3.46172529e+06] [6.47562795e+06] [6.43879495e+06] [4.67118484e+06] [4.60619964e+06] [3.37643822e+05] [3.70441006e+00] [3.53181652e+05] [5.87157731e+06] [6.13568843e+06] [6.40057105e+06] [6.73490809e+06] [3.53519621e+06] [3.49797295e+06] [4.67117497e+06] [4.60619032e+06] [3.37637114e+05] [2.09859887e+00]]
drivese.bedplate_bending_stress | output | Pa | [[0.] [0.] [0.] [0.] [0.] [0.] [0.] [0.] [0.] [0.] [0.] [0.] [0.] [0.] [0.] [0.] [0.] [0.] [0.] [0.] [0.] [0.]]
drivese.constr_bedplate_vonmises | output |  | [[3.13704545e-03] [2.37218127e-02] [2.52965908e-02] [2.92121407e-02] [3.63174244e-02] [7.41593295e-02] [7.32906502e-02] [4.63111341e-02] [4.49605507e-02] [2.99702056e-03] [3.40202426e-08] [3.13710593e-03] [5.17953218e-02] [5.42685930e-02] [5.77564214e-02] [6.37123912e-02] [8.51318007e-02] [8.68557858e-02] [4.62746372e-02] [4.49490744e-02] [2.99696283e-03] [1.92989090e-08]]
drivese.constr_mb1_defl | output |  | [0.00580696]
drivese.constr_mb2_defl | output |  | [0.00067114]
drivese.constr_stator_deflection | output |  | [2.59643123]
drivese.constr_stator_angle | output |  | [0.09421978]
drivese.drivetrain_spring_constant | output | N*m/rad | [3.65374246e+08]
drivese.drivetrain_damping_coefficient | output | N*m*s/rad | [2281484.7795757]
drivese.stage_ratios | output |  | [0. 0. 0.]
drivese.D_gearbox | output | m | [1.512]
drivese.generator.con_uas | output | m | [0.]
drivese.generator.con_zas | output | m | [0.]
drivese.generator.con_yas | output | m | [0.]
drivese.generator.con_bst | output | m | [0.]
drivese.generator.con_uar | output | m | [0.]
drivese.generator.con_yar | output | m | [0.]
drivese.generator.con_zar | output | m | [0.]
drivese.generator.con_br | output | m | [0.]
drivese.generator.TCr | output | m**3 | [-0.06557409]
drivese.generator.TCs | output | m**3 | [-0.24790309]
drivese.generator.con_TC2r | output | m**3 | [-0.24790309]
drivese.generator.con_TC2s | output | m**3 | [-0.24790309]
drivese.generator.con_Bsmax | output | T | [1.10731968]
drivese.generator.K_rad_L | output |  | [0.40163934]
drivese.generator.K_rad_U | output |  | [0.40163934]
drivese.generator.D_ratio_L | output |  | [1.42327238]
drivese.generator.D_ratio_U | output |  | [1.42327238]
drivese.generator.converter_efficiency | output |  | [0.98450381 0.98458664 0.98466178 0.98473005 0.98479214 0.98484868 0.98490019 0.98494715 0.98498997 0.985029 0.98506458 0.98509698 0.98512647 0.98515327 0.98517759 0.98519962 0.98521951 0.98523743 0.9852535 0.98526786]
drivese.generator.transformer_efficiency | output |  | [0.99420119 0.99399094 0.9937725 0.9935459 0.99331111 0.99306814 0.992817 0.99255768 0.99229019 0.99201451 0.99173066 0.99143863 0.99113842 0.99083004 0.99051348 0.99018874 0.98985582 0.98951472 0.98916545 0.988808 ]
drivese.generator_efficiency | output |  | [0.89554052 0.900887 0.90561571 0.90981096 0.91354295 0.91687049 0.91984319 0.92250306 0.92488596 0.92702257 0.92893931 0.93065902 0.93220152 0.93358409 0.93482184 0.93592804 0.93691436 0.93779114 0.93856751 0.93925162]
drivese.generator_cost | output | USD | [59315.10496779]
drivese.generator.B_rymax | output | T | [1.3]
drivese.generator.B_trmax | output | T | [2.04698443]
drivese.generator.B_tsmax | output | T | [2.01330851]
drivese.generator.B_g1 | output | T | [1.0207571]
drivese.generator.B_pm1 | output |  | [0.]
drivese.generator.N_s | output |  | [30.]
drivese.generator.b_s | output | m | [0.01916372]
drivese.generator.b_t | output | m | [0.02342232]
drivese.generator.A_Curcalc | output | mm**2 | [5.32239525]
drivese.generator.A_Cuscalc | output | mm**2 | [287.4557278]
drivese.generator.b_m | output |  | [0.]
drivese.generator.f | output |  | [33.11971076 34.43341251 35.74711427 37.06081603 38.37451778 39.68821954 41.0019213 42.31562306 43.62932481 44.94302657 46.25672833 47.57043009 48.88413184 50.1978336 51.51153536 52.82523711 54.13893887 55.45264063 56.76634239 58.08004414]
drivese.generator.I_s | output | A | [1703.60277886 1639.17888315 1579.55668791 1524.23050076 1472.76404002 1424.7789445 1379.94549189 1337.97504574 1298.61386675 1261.6380092 1226.84908668 1194.07073923 1163.14566977 1133.93314566 1106.30688221 1080.15324179 1055.36969482 1031.86349926 1009.55056322 988.3544616 ]
drivese.generator.R_s | output | ohm | [0.00378304 0.00378304 0.00378304 0.00378304 0.00378304 0.00378304 0.00378304 0.00378304 0.00378304 0.00378304 0.00378304 0.00378304 0.00378304 0.00378304 0.00378304 0.00378304 0.00378304 0.00378304 0.00378304 0.00378304]
drivese.generator.L_s | output |  | [0.00018555]
drivese.generator.J_s | output | A/m**2 | [5.9264875 5.70236988 5.49495639 5.30248784 5.12344649 4.95651611 4.80054964 4.654543 4.51761347 4.38898198 4.2679584 4.15392919 4.04634717 3.94472274 3.84861659 3.75763339 3.67141647 3.5896432 3.51202104 3.43828411]
drivese.generator.A_1 | output |  | [80007.58130794 76981.99333706 74181.9112452 71583.58581866 69166.52763256 66912.96742555 64807.42019971 62836.33050394 60987.78178864 59251.25672153 57617.43833283 56078.04409652 54625.68675163 53253.75696438 51956.32393206 50728.0508049 49564.12240907 48460.18323053 47412.2839978 46416.83550207]
drivese.generator.Losses | output | W | [354408.38027027 331160.24196972 310474.70356374 291995.98155868 275428.0819312 260523.13328383 247072.29248141 234898.5943102 223851.28430446 213801.29325452 204637.59788774 196264.27479361 188598.10066566 181566.58606169 175106.35542564 169161.8053881 163683.98801892 158629.67693313 153960.58281246 149642.69163031]
drivese.generator.S | output |  | [90.]
drivese.generator.Slot_aspect_ratio | output |  | [0.]
drivese.generator.Slot_aspect_ratio1 | output |  | [4.17455588]
drivese.generator.Slot_aspect_ratio2 | output |  | [0.41893351]
drivese.generator.J_r | output |  | [319.41763749 307.23123246 295.94052499 285.45026521 275.67824626 266.55314565 258.01278157 250.00269404 242.47498235 235.38734641 228.70229146 222.38646456 216.41009803 210.74654035 205.37185877 200.26450125 195.40500765 190.77576188 186.36077858 182.14551866]
drivese.generator.L_sm | output |  | [0.01956817]
drivese.generator.Q_r | output |  | [72.]
drivese.generator.R_R | output |  | [0.03168834]
drivese.generator.b_r | output |  | [0.02387014]
drivese.generator.b_tr | output |  | [0.02917461]
drivese.generator.b_trmin | output |  | [0.02869465]
drivese.generator.N_r | output |  | [148.]
drivese.generator.L_r | output |  | [0.00016404]
drivese.generator.h_yr | output |  | [0.17319615]
drivese.generator.h_ys | output |  | [0.17319615]
drivese.generator.tau_p | output |  | [0.63879051]
drivese.generator.Current_ratio | output |  | [0.09803536 0.10192395 0.10581255 0.10970115 0.11358975 0.11747834 0.12136694 0.12525554 0.12914414 0.13303273 0.13692133 0.14080993 0.14469853 0.14858712 0.15247572 0.15636432 0.16025291 0.16414151 0.16803011 0.17191871]
drivese.generator.E_p | output |  | [ 816.96130619 849.36628435 881.7712625 914.17624066 946.58121881 978.98619696 1011.39117512 1043.79615327 1076.20113143 1108.60610958 1141.01108774 1173.41606589 1205.82104404 1238.2260222 1270.63100035 1303.03597851 1335.44095666 1367.84593482 1400.25091297 1432.65589112]
drivese.hss_axial_stress | output | Pa | [[6.73138422e+05] [1.71200501e-02]]
drivese.hss_shear_stress | output | Pa | [[26498213.77061451] [24596346.28652424]]
drivese.hss_bending_stress | output | Pa | [[0.] [0.]]
drivese.constr_hss_vonmises | output |  | [[0.16609605] [0.15415819]]
drivese.hub_system_cost | output | USD | [1528.17580575]
drivese.constr_hub_diameter | output | m | [-1.90793917]
drivese.spinner.spinner_diameter | output | m | [4.5]
drivese.L_lss | output | m | [2.38]
drivese.constr_length | output | m | [2.29973007]
drivese.torq_deflection | output | m | [0.00011075]
drivese.torq_angle | output | rad | [9.46478096e-07]
drivese.lss_axial_stress | output | Pa | [[1.19240026e+06] [9.27074871e+07] [9.11568837e+07] [1.05220188e+08]]
drivese.lss_shear_stress | output | Pa | [[2.95451661e+08] [2.95483393e+08] [2.95515126e+08] [2.94528902e+08]]
drivese.constr_lss_vonmises | output |  | [[1.85175542] [1.88208778] [1.88129159] [1.88482386]]
drivese.lss_axial_load2stress | output | m**2 | [ 3.82436907 0. 0. 0. 53.02402191 53.02402191]
drivese.lss_shear_load2stress | output | m**2 | [ 0. 4.29987073 4.29987073 26.51201095 0. 0. ]
drivese.constr_shaft_deflection | output |  | [1.94366309]
drivese.constr_shaft_angle | output |  | [0.00166107]
drivese.hub_E | output | Pa | [1.18e+11]
drivese.hub_G | output | Pa | [4.76e+10]
drivese.hub_rho | output | kg/m**3 | [7200.]
drivese.hub_Xy | output | Pa | [2.65e+08]
drivese.hub_wohler_exp | output |  | [3.]
drivese.hub_wohler_A | output |  | [3.1e+08]
drivese.hub_mat_cost | output | USD/kg | [0.5]
drivese.spinner_rho | output | kg/m**3 | [1780.]
drivese.spinner_Xt | output | Pa | [54470000.]
drivese.spinner_mat_cost | output | USD/kg | [3.]
drivese.lss_Xt | output | Pa | [8.14e+08]
drivese.lss_wohler_exp | output |  | [3.]
drivese.lss_wohler_A | output |  | [3.55346484e+10]
drivese.lss_cost | output | USD/kg | [0.9]
drivese.hss_Xt | output | Pa | [8.14e+08]
drivese.hss_wohler_exp | output |  | [3.]
drivese.hss_wohler_A | output |  | [3.55346484e+10]
drivese.hss_cost | output | USD/kg | [0.9]
drivese.bedplate_mat_cost | output | USD/kg | [0.7]
drivese.cover_length | output | m | [8.5144809]
drivese.cover_height | output | m | [2.59635431]
drivese.cover_width | output | m | [1.91003154]
drivese.mean_bearing_mass | output | kg | [1415.08884437]
drivese.total_bedplate_mass | output | kg | [20178.22242316]
drivese.above_yaw_mass | output | kg | [111501.80045239]
drivese.above_yaw_cm | output | m | [ 0.19681809 -0.18825985 1.00334873]
drivese.nacelle_I | output | kg*m**2 | [ 2.92026509e+05 5.23092511e+05 7.12331269e+05 -3.92696784e+03 -8.07723152e+03 -1.82295824e+02]
drivese.above_yaw_I | output | kg*m**2 | [286274.68703235 517322.50023484 711921.86105747 -4131.46990813 -6987.31831743 -1224.81633282]
drivese.above_yaw_I_TT | output | kg*m**2 | [ 4.02476337e+05 6.33891615e+05 7.20192968e+05 -9.09494702e-13 -2.90063793e+04 1.98367898e+04]
drivese.rotor_mass | output | kg | [60804.6062498]
drivese.rna_mass | output | kg | [178450.61033485]
drivese.rna_cm | output | m | [-3.25836684 -0.11763093 1.4311541 ]
drivese.rna_I_TT | output | kg*m**2 | [ 3.62210878e+07 2.47801420e+07 2.46631613e+07 -1.12688976e+01 -1.49716034e+05 1.97793427e+04]
drivese.lss_rpm | output | rpm | [ 6.89993974 7.17362761 7.44731547 7.72100334 7.99469121 8.26837907 8.54206694 8.8157548 9.08944267 9.36313054 9.6368184 9.91050627 10.18419413 10.457882 10.73156987 11.00525773 11.2789456 11.55263346 11.82632133 12.1000092 ]
drivese.hss_rpm | output | rpm | [ 662.39421512 688.66825026 714.94228541 741.21632055 767.4903557 793.76439084 820.03842599 846.31246113 872.58649627 898.86053142 925.13456656 951.40860171 977.68263685 1003.956672 1030.23070714 1056.50474228 1082.77877743 1109.05281257 1135.32684772 1161.60088286]
rotorse.rp.AEP | output | kW*h | [23912797.25559693] | annual energy production
rotorse.rp.cdf.F | output | m/s | [0.06824543 0.07317592 0.07825729 0.08348677 0.08886153 0.09437864 0.10003514 0.10582799 0.11175409 0.1178103 0.12399341 0.13030017 0.13672727 0.14327136 0.14992906 0.15669694 0.16357153 0.17054933 0.17762681 0.18480043 0.19206659 0.19942169 0.20686212 0.21438424 0.2219844 0.22965893 0.23740419 0.24521648 0.25309215 0.26102753 0.26901895 0.27706275 0.28515528 0.29329292 0.30147203 0.30968902 0.31794031 0.32622234 0.33453157 0.3428645 0.35121765 0.35958758 0.36797088 0.37636417 0.38476413 0.39316746 0.4015709 0.40997127 0.41836538 0.42675014 0.43512249 0.4434794 0.45181794 0.46013518 0.4684283 0.4766945 0.48493104 0.49313527 0.50130457 0.50943638 0.51752823 0.5255777 0.53358242 0.54154011 0.54944853 0.55730553 0.56510902 0.57285696 0.5805474 0.58817845 0.59574828 0.60325515 0.61069736 0.6180733 0.62538141 0.63262022 0.63978832 0.64688436 0.65390705 0.6608552 0.66772765 0.67452333 0.68124122 0.68788039 0.69443994 0.70091905 0.70731698 0.71363303 0.71986656 0.726017 0.73208386 0.73806666 0.74396502 0.7497786 0.75550712 0.76115035 0.76670812 0.77218031 0.77756684 0.78286771 0.78808294 0.79321261 0.79825684 0.80321582 0.80808974 0.81287887 0.81758352 0.82220402 0.82674074 0.83119412 0.8355646 0.83985268 0.84405887 0.84818374 0.85222787 0.85619189 0.86007643 0.86388218 0.86760984 0.87126013 0.8748338 0.87833164 0.88175443 0.88510299 0.88837815 0.89158077 0.89471172 0.89777188 0.90076215 0.90368344 0.90653669 0.90932282 0.91204279 0.91469754 0.91728805 0.91981528 0.92228022 0.92468385 0.92702715 0.92931111 0.93153673 0.93370501 0.93581694 0.93787353 0.93987575 0.94182462 0.94372112 0.94556625 0.94736099 0.94910633 0.95080325 0.95245271 0.9540557 0.95561316 0.95712606 0.95859534 0.96002195 0.96140681 0.96275085 0.96405498 0.96532012 0.96654715 0.96773696 0.96889042 0.97000841 0.97109177 0.97214134 0.97315796 0.97414245 0.97509561 0.97601824 0.97691112 0.97777502 0.97861071 0.97941893 0.98020041 0.98095587 0.98168602 0.98239156 0.98307317 0.98373152 0.98436726 0.98498105 0.9855735 0.98614525 0.98669689 0.98722901 0.98774221 0.98823704 0.98871406 0.98917382 0.98961684 0.99004365 0.99045474 0.99085061 0.99123175 0.99159863 0.9919517 0.99229141 0.99261821] | magnitude of wind speed at each z location
rotorse.rp.gust.V_gust | output | m/s | [20.76046046] | gust wind speed
rotorse.rp.powercurve.pitch | output | deg | [ 1.55839543e+00 1.78052346e+00 9.90511330e-01 -7.27766209e-01 0.00000000e+00 0.00000000e+00 0.00000000e+00 0.00000000e+00 0.00000000e+00 0.00000000e+00 0.00000000e+00 0.00000000e+00 2.45571792e-17 5.58791422e+00 9.45562959e+00 1.25817136e+01 1.54311145e+01 1.81206836e+01 2.06812898e+01 2.31147410e+01] | rotor pitch schedule
rotorse.rp.powercurve.P_aero | output | W | [ 54729.30259568 261126.47652875 528159.85594635 810238.45093605 1025402.74124684 1137890.7846343 1161372.88332517 1334233.63265185 1695842.70232702 2324007.85829797 3341913.6400154 4925046.39544847 5459884.23300717 5459874.39660413 5459884.23164463 5459888.44238861 5459884.55464125 5459783.08692274 5459906.12760284 5459885.41008685] | rotor mechanical power
rotorse.rp.powercurve.T | output | N | [ 59350.97303293 110385.40173425 169415.1637601 229688.13869161 246819.7696576 264555.83625233 268183.10475743 294174.40420262 345176.06315542 425868.33989181 542559.17058285 702625.39743312 746612.30012698 556598.20401086 454804.43995843 394386.13066577 352795.93412072 322442.12963146 299692.30282866 282354.78292423] | rotor aerodynamic thrust
rotorse.rp.powercurve.Q | output | N*m | [ 75743.60965966 361390.71707366 730956.39939431 1121344.18032558 1397247.04791653 1497650.94475797 1518184.91664273 1665321.69775101 1954042.15766191 2410841.24476907 3071428.1942187 3977563.31965028 4308926.79641639 4308919.03355204 4308926.79534108 4308930.11844955 4308927.05024919 4308846.97218295 4308944.07557579 4308927.72536469] | rotor aerodynamic torque
rotorse.rp.powercurve.M | output | N*m | [ 928519.04364082 1609608.98758687 2398265.68571538 3209274.34801885 3419463.43505263 3665180.50741863 3715433.01368876 4075518.82936563 4782100.43001316 5900018.53752141 7516663.87070298 9734235.8693344 10330782.33819426 7433206.22394662 5712607.9281804 4565863.77274413 3678542.69266834 2949373.18132664 2332987.15423051 1803862.44923504] | blade root moment
rotorse.rp.powercurve.Cp | output |  | [0.23218594 0.38363912 0.40544026 0.41291355 0.41168635 0.41381842 0.41421121 0.41676947 0.42059611 0.42459201 0.42800952 0.43044872 0.43004462 0.32195482 0.2184149 0.15034098 0.10553328 0.07576408 0.05571192 0.04197976] | rotor electrical power coefficient
rotorse.rp.powercurve.Cp_aero | output |  | [0.26591697 0.43937267 0.46434099 0.47289997 0.47038593 0.47038593 0.47038593 0.47038593 0.47038593 0.47038593 0.47038593 0.47038593 0.46959877 0.35156721 0.23850401 0.16416887 0.11523989 0.08273262 0.06083613 0.04584093] | rotor aerodynamic power coefficient
rotorse.rp.powercurve.Ct_aero | output |  | [0.86511779 0.79346851 0.7900053 0.81509112 0.74596161 0.74596161 0.74596161 0.74596161 0.74596161 0.74596161 0.74596161 0.74596161 0.73918666 0.4543483 0.28663518 0.19377138 0.13690936 0.10032658 0.07596668 0.05926592] | rotor aerodynamic thrust coefficient
rotorse.rp.powercurve.Cq_aero | output |  | [0.01754148 0.04127319 0.05415545 0.06322364 0.06709384 0.06709384 0.06709384 0.06709384 0.06709384 0.06709384 0.06709384 0.06709384 0.06777992 0.05588412 0.04314663 0.03363647 0.02656756 0.02130091 0.01735367 0.01436984] | rotor aerodynamic torque coefficient
rotorse.rp.powercurve.Cm_aero | output |  | [0.21503599 0.18382788 0.17768385 0.18094533 0.16419784 0.16419784 0.16419784 0.16419784 0.16419784 0.16419784 0.16419784 0.16419784 0.1625044 0.09640426 0.05720212 0.03564215 0.0226808 0.01458031 0.00939578 0.0060157 ] | rotor aerodynamic moment coefficient
rotorse.rp.powercurve.ax_induct_rotor | output |  | [0.39701799 0.32167876 0.30825051 0.31841034 0.27875713 0.27875713 0.27875713 0.27875713 0.27875713 0.27875713 0.27875713 0.27875713 0.27506498 0.15736066 0.1003074 0.07012392 0.05149296 0.03915265 0.03061457 0.02451479] | rotor aerodynamic induction
rotorse.rp.powercurve.V_R25 | output | m/s | [11.37548002] | region 2.5 transition wind speed
rotorse.rp.powercurve.rated_V | output | m/s | [11.51106388] | rated wind speed
rotorse.rp.powercurve.rated_Omega | output | rpm | [12.1000092] | rotor rotation speed at rated
rotorse.rp.powercurve.rated_pitch | output | deg | [2.45571792e-17] | pitch setting at rated
rotorse.rp.powercurve.rated_T | output | N | [746612.30012698] | rotor aerodynamic thrust at rated
rotorse.rp.powercurve.rated_Q | output | N*m | [4308926.79641639] | rotor aerodynamic torque at rated
rotorse.rp.powercurve.rated_mech | output | W | [5459884.23300717] | Mechanical shaft power at rated
rotorse.rp.powercurve.ax_induct_regII | output |  | [0.13765983 0.07505229 0.14393116 0.21201745 0.24992364 0.25020462 0.25975636 0.26555102 0.26004614 0.25044125 0.24456313 0.24123617 0.24609116 0.25167823 0.25842755 0.26450589 0.26842899 0.27575939 0.27652788 0.2680373 0.2582892 0.25997394 0.26178109 0.26514047 0.27091815 0.2818698 0.29974176 0.32941514 0.32125099 0.48801757] | rotor axial induction at cut-in wind speed along blade span
rotorse.rp.powercurve.tang_induct_regII | output |  | [-0.13765983 -0.05021263 0.04304296 0.0861129 0.08512067 0.07801407 0.07138516 0.05783079 0.0457406 0.03635301 0.02972345 0.02489367 0.02163104 0.01907461 0.01704733 0.01529932 0.01375691 0.01248449 0.01119537 0.00999743 0.00897824 0.00824826 0.00761442 0.00708329 0.00664713 0.00632134 0.00609251 0.005957 0.00551874 0.00628725] | rotor tangential induction at cut-in wind speed along blade span
rotorse.rp.powercurve.aoa_regII | output | deg | [63.49470467 54.35487525 39.10866543 26.80340852 19.10079092 14.60205458 11.84677975 10.2183763 9.04262928 8.21846263 7.49011624 6.91325222 6.36714878 5.97076013 5.69313506 5.51233224 5.43157094 5.3769085 5.47642506 5.71545475 5.96854587 6.01990128 6.04919839 6.09965812 6.15089193 6.1806968 6.16247505 6.03643877 6.16197568 4.54431042] | angle of attack distribution along blade span at cut-in wind speed
rotorse.rp.powercurve.L_D | output |  | [-1.76087178e-16 1.28989863e-01 1.12161422e+00 2.62810132e+00 4.67986347e+00 1.02113556e+01 4.54059111e+01 1.06711018e+02 1.31721758e+02 1.19686150e+02 1.14665226e+02 1.16564776e+02 1.23063199e+02 1.35836534e+02 1.54520108e+02 1.63025999e+02 1.69778577e+02 1.53464425e+02 1.31192219e+02 1.44410643e+02 1.81439942e+02 1.80895558e+02 1.82922980e+02 1.86430811e+02 1.90001542e+02 1.92077150e+02 1.90808591e+02 1.82038943e+02 1.90773806e+02 1.10524083e+02] | Lift over drag distribution along blade span at cut-in wind speed
rotorse.rp.powercurve.Cp_regII | output |  | [0.47038593] | power coefficient at cut-in wind speed
rotorse.rp.powercurve.Ct_regII | output |  | [0.74596161] | thrust coefficient at cut-in wind speed
rotorse.rp.powercurve.cl_regII | output |  | [-8.80435890e-17 7.28219042e-02 9.93791447e-01 1.77082716e+00 1.90339348e+00 1.74143252e+00 1.64350701e+00 1.53517378e+00 1.43232147e+00 1.33210623e+00 1.25215968e+00 1.19272288e+00 1.17056517e+00 1.15733508e+00 1.15360972e+00 1.15065332e+00 1.14431925e+00 1.15079635e+00 1.14359767e+00 1.11537634e+00 1.08513754e+00 1.08738611e+00 1.08970832e+00 1.09369325e+00 1.09772022e+00 1.10005403e+00 1.09862799e+00 1.08869772e+00 1.09858887e+00 9.62402875e-01] | lift coefficient distribution along blade span at cut-in wind speed
rotorse.rp.powercurve.cd_regII | output |  | [0.5 0.56455525 0.88603677 0.67380475 0.40671987 0.17053882 0.03619588 0.01438627 0.01087384 0.01112999 0.01092013 0.01023228 0.0095119 0.00852006 0.00746576 0.0070581 0.00674007 0.00749878 0.00871696 0.00772364 0.0059807 0.00601113 0.0059572 0.00586648 0.00577743 0.00572715 0.00575775 0.00598058 0.00575859 0.00870763] | drag coefficient distribution along blade span at cut-in wind speed
rotorse.rp.powercurve.rated_efficiency | output |  | [0.91577033] | Efficiency at rated conditions
rotorse.rp.powercurve.V_spline | output | m/s | [ 3. 3.11055276 3.22110553 3.33165829 3.44221106 3.55276382 3.66331658 3.77386935 3.88442211 3.99497487 4.10552764 4.2160804 4.32663317 4.43718593 4.54773869 4.65829146 4.76884422 4.87939698 4.98994975 5.10050251 5.21105528 5.32160804 5.4321608 5.54271357 5.65326633 5.7638191 5.87437186 5.98492462 6.09547739 6.20603015 6.31658291 6.42713568 6.53768844 6.64824121 6.75879397 6.86934673 6.9798995 7.09045226 7.20100503 7.31155779 7.42211055 7.53266332 7.64321608 7.75376884 7.86432161 7.97487437 8.08542714 8.1959799 8.30653266 8.41708543 8.52763819 8.63819095 8.74874372 8.85929648 8.96984925 9.08040201 9.19095477 9.30150754 9.4120603 9.52261307 9.63316583 9.74371859 9.85427136 9.96482412 10.07537688 10.18592965 10.29648241 10.40703518 10.51758794 10.6281407 10.73869347 10.84924623 10.95979899 11.07035176 11.18090452 11.29145729 11.40201005 11.51256281 11.62311558 11.73366834 11.84422111 11.95477387 12.06532663 12.1758794 12.28643216 12.39698492 12.50753769 12.61809045 12.72864322 12.83919598 12.94974874 13.06030151 13.17085427 13.28140704 13.3919598 13.50251256 13.61306533 13.72361809 13.83417085 13.94472362 14.05527638 14.16582915 14.27638191 14.38693467 14.49748744 14.6080402 14.71859296 14.82914573 14.93969849 15.05025126 15.16080402 15.27135678 15.38190955 15.49246231 15.60301508 15.71356784 15.8241206 15.93467337 16.04522613 16.15577889 16.26633166 16.37688442 16.48743719 16.59798995 16.70854271 16.81909548 16.92964824 17.04020101 17.15075377 17.26130653 17.3718593 17.48241206 17.59296482 17.70351759 17.81407035 17.92462312 18.03517588 18.14572864 18.25628141 18.36683417 18.47738693 18.5879397 18.69849246 18.80904523 18.91959799 19.03015075 19.14070352 19.25125628 19.36180905 19.47236181 19.58291457 19.69346734 19.8040201 19.91457286 20.02512563 20.13567839 20.24623116 20.35678392 20.46733668 20.57788945 20.68844221 20.79899497 20.90954774 21.0201005 21.13065327 21.24120603 21.35175879 21.46231156 21.57286432 21.68341709 21.79396985 21.90452261 22.01507538 22.12562814 22.2361809 22.34673367 22.45728643 22.5678392 22.67839196 22.78894472 22.89949749 23.01005025 23.12060302 23.23115578 23.34170854 23.45226131 23.56281407 23.67336683 23.7839196 23.89447236 24.00502513 24.11557789 24.22613065 24.33668342 24.44723618 24.55778894 24.66834171 24.77889447 24.88944724 25. ] | wind vector
rotorse.rp.powercurve.P_spline | output | W | [ 47787.00014163 58864.54040024 71015.69572503 84177.09319653 98285.35989527 113277.12290179 129089.00929661 145657.64616027 162919.66057329 180811.67961621 199270.33036956 218232.23991386 237759.13296889 258551.79391209 280664.28061753 304018.52738463 328536.46851282 354140.03830153 380751.17105018 408291.80105819 436683.86262499 465869.92958807 496753.71913867 529625.46142521 564169.8936204 600071.75289693 637015.77642751 674686.70138484 712777.46424934 751624.82384223 791740.03622061 833392.16031735 876850.25506532 922851.67004073 972566.6658258 1023525.38742633 1076254.52241366 1130283.19303982 1186489.47725505 1244603.275695 1304167.14953402 1365396.98051836 1428508.6503943 1493718.04090807 1561085.15077997 1630241.91169882 1701219.75029027 1774088.2999898 1848917.19423286 1925776.06645493 2004734.55009146 2085862.27857792 2169186.01690626 2254669.66629507 2342324.83356448 2432164.14766075 2524200.23753011 2618445.73211881 2714913.26037309 2813615.4512392 2914564.93366338 3017774.33659188 3123588.17243053 3232629.29332147 3344703.97248829 3459589.99882938 3577065.16124314 3696907.24862794 3818894.04988218 3942803.35390426 4068412.94959255 4195500.62584546 4323844.17156136 4453221.37563866 4595805.90660905 4776107.3072892 4933675.20471008 4999999.99995539 4999999.76645831 4999999.14053206 4999998.21428966 4999997.07984413 4999995.82930849 4999994.55479576 4999993.34841897 4999992.30229114 4999991.50852528 4999991.05923443 4999991.01091229 4999991.16987098 4999991.4750712 4999991.90699853 4999992.44613857 4999993.07297691 4999993.76799915 4999994.51169088 4999995.2845377 4999996.0670252 4999996.83963897 4999997.5828646 4999998.27718769 4999998.90309384 4999999.44106864 4999999.87159767 5000000.20327927 5000000.52706424 5000000.84957646 5000001.16834278 5000001.48089003 5000001.78474504 5000002.07743465 5000002.35648572 5000002.61942506 5000002.86377952 5000003.08707594 5000003.28684115 5000003.46060199 5000003.60588531 5000003.72021794 5000003.80112671 5000003.84613846 5000003.8537438 5000003.83501061 5000003.79399076 5000003.73099285 5000003.64632549 5000003.54029726 5000003.41321678 5000003.26539264 5000003.09713344 5000002.90874779 5000002.70054428 5000002.47283151 5000002.22591808 5000001.9601126 5000001.67572366 5000001.37305987 5000001.05242982 5000000.71414212 5000000.35850536 4999999.52755269 4999997.4364958 4999994.21043635 4999989.99568933 4999984.93856971 4999979.1853925 4999972.88247268 4999966.17612523 4999959.21266514 4999952.13840741 4999945.09966701 4999938.24275894 4999931.71399818 4999925.65969972 4999920.22617855 4999915.55974966 4999911.80672803 4999909.11342865 4999907.62616651 4999907.5074394 4999908.94926683 4999911.83844391 4999916.00707729 4999921.28727361 4999927.51113953 4999934.51078171 4999942.11830678 4999950.1658214 4999958.48543222 4999966.90924589 4999975.26936906 4999983.39790839 4999991.12697052 4999998.2886621 5000004.71508979 5000010.23836023 5000014.69058007 5000017.90385597 5000019.71029458 5000020.05047444 5000020.04495564 5000020.02112445 5000019.96548732 5000019.86455068 5000019.70482098 5000019.47280467 5000019.15500818 5000018.73793797 5000018.20810048 5000017.55200215 5000016.75614942 5000015.80704874 5000014.69120656 5000013.39512931 5000011.90532344 5000010.2082954 5000008.29055163 5000006.13859857 5000003.73894267 5000001.07809037] | rotor electrical power
rotorse.rp.powercurve.Omega_spline | output | rpm | [ 6.89993974 6.89993974 6.89993974 6.89993974 6.89993974 6.89993974 6.89993974 6.89993974 6.89993974 6.89993974 6.89993974 6.89993974 6.89993974 6.89993974 6.89993974 6.89993974 6.89993974 6.89993974 6.89993974 6.89993974 6.89993974 6.89993974 6.89993974 6.89993974 6.89993974 6.89993974 6.89993974 6.89993974 6.90005608 6.90748381 6.92561479 6.95322935 6.98910783 7.04931369 7.18102984 7.30687043 7.42446454 7.54205865 7.65965277 7.77724688 7.89484099 8.0124351 8.13002921 8.24762332 8.36521743 8.48281154 8.60040565 8.71799976 8.83559387 8.95318798 9.0707821 9.18837621 9.30597032 9.42356443 9.54115854 9.65875265 9.77634676 9.89394087 10.01153498 10.12912909 10.2467232 10.36431731 10.48320573 10.60566048 10.73067423 10.85712692 10.98389849 11.10986887 11.233918 11.35492581 11.47177223 11.58333722 11.68850068 11.78614258 11.88074264 11.98302897 12.06623734 12.1000092 12.1000092 12.1000092 12.1000092 12.1000092 12.1000092 12.1000092 12.1000092 12.1000092 12.1000092 12.1000092 12.1000092 12.1000092 12.1000092 12.1000092 12.1000092 12.1000092 12.1000092 12.1000092 12.1000092 12.1000092 12.1000092 12.1000092 12.1000092 12.1000092 12.1000092 12.1000092 12.1000092 12.1000092 12.1000092 12.1000092 12.1000092 12.1000092 12.1000092 12.1000092 12.1000092 12.1000092 12.1000092 12.1000092 12.1000092 12.1000092 12.1000092 12.1000092 12.1000092 12.1000092 12.1000092 12.1000092 12.1000092 12.1000092 12.1000092 12.1000092 12.1000092 12.1000092 12.1000092 12.1000092 12.1000092 12.1000092 12.1000092 12.1000092 12.1000092 12.1000092 12.1000092 12.1000092 12.1000092 12.1000092 12.1000092 12.1000092 12.1000092 12.1000092 12.1000092 12.1000092 12.1000092 12.1000092 12.1000092 12.1000092 12.1000092 12.1000092 12.1000092 12.1000092 12.1000092 12.1000092 12.1000092 12.1000092 12.1000092 12.1000092 12.1000092 12.1000092 12.1000092 12.1000092 12.1000092 12.1000092 12.1000092 12.1000092 12.1000092 12.1000092 12.1000092 12.1000092 12.1000092 12.1000092 12.1000092 12.1000092 12.1000092 12.1000092 12.1000092 12.1000092 12.1000092 12.1000092 12.1000092 12.1000092 12.1000092 12.1000092 12.1000092 12.1000092 12.1000092 12.1000092 12.1000092 12.1000092 12.1000092 12.1000092 12.1000092 12.1000092 12.1000092 12.1000092 ] | omega
rotorse.rs.aero_gust.loads_r | output | m | [ 1.5 3.62068966 5.74137931 7.86206897 9.98275862 12.10344828 14.22413793 16.34482759 18.46551724 20.5862069 22.70689655 24.82758621 26.94827586 29.06896552 31.18965517 33.31034483 35.43103448 37.55172414 39.67241379 41.79310345 43.9137931 46.03448276 48.15517241 50.27586207 52.39655172 54.51724138 56.63793103 58.75862069 60.87931034 63. ]
rotorse.rs.aero_gust.loads_Px | output | N/m | [ 354.20658047 497.75058678 1296.75509333 2274.70582403 2982.19222571 3615.50204954 3824.59194099 4049.58716157 4415.39086172 4795.43205034 5227.76894977 5680.74708352 5984.90573233 6171.74870553 6391.75320712 6772.10195985 7053.97503591 7363.14199121 7743.20541559 8666.843217 9609.09099326 10064.15670495 10445.64617381 10781.41932891 11066.91381053 11317.19574017 11441.5749313 11254.8587693 8700.24126878 8109.43723692]
rotorse.rs.aero_gust.loads_Py | output | N/m | [ 45.51228729 54.19109043 -269.12500087 -759.41555595 -1059.05044479 -1371.51667104 -1396.16825025 -1420.84530355 -1583.23534697 -1718.23349093 -1868.86595586 -2020.20785002 -2070.78585408 -2054.99824895 -2048.15041524 -2118.09143449 -2138.15340107 -2159.99785784 -2153.13390501 -2238.06921039 -2317.1320582 -2328.74601371 -2331.29991752 -2317.51133652 -2288.93730463 -2248.00365849 -2179.77178452 -2055.00960375 -1543.7877753 -1370.1669304 ]
rotorse.rs.aero_gust.loads_Pz | output | N/m | [0. 0. 0. 0. 0. 0. 0. 0. 0. 0. 0. 0. 0. 0. 0. 0. 0. 0. 0. 0. 0. 0. 0. 0. 0. 0. 0. 0. 0. 0.]
rotorse.rs.aero_hub_loads.P | output | W | [14033417.67756676] | Rotor aerodynamic power
rotorse.rs.aero_hub_loads.Mb | output | N/m | [15726516.8535841] | Aerodynamic blade root flapwise moment
rotorse.rs.aero_hub_loads.Fhub | output | N | [1171726.24681838 9709.60828864 9930.09366144] | Aerodynamic forces at hub center in the hub c.s.
rotorse.rs.aero_hub_loads.Mhub | output | N*m | [11075137.65779353 1317752.66701242 1200194.31654884] | Aerodynamic moments at hub center in the hub c.s.
rotorse.rs.aero_hub_loads.CP | output |  | [0.20575122] | Rotor aerodynamic power coefficient
rotorse.rs.aero_hub_loads.CMb | output |  | [0.07605389] | Aerodynamic blade root flapwise moment coefficient
rotorse.rs.aero_hub_loads.CFhub | output |  | [0.3566499 0.00295541 0.00302252] | Aerodynamic force coefficients at hub center in the hub c.s.
rotorse.rs.aero_hub_loads.CMhub | output |  | [0.05355969 0.00637269 0.00580417] | Aerodynamic moment coefficients at hub center in the hub c.s.
rotorse.rs.brs.d_r | output | m | [3.16203741] | Root fastener circle diameter
rotorse.rs.brs.ratio | output |  | [0.91143252] | Ratio of recommended diameter over actual diameter. It can be constrained to be smaller than 1
rotorse.rs.constr.constr_max_strainU_spar | output |  | [2.62634551e-01 4.18596464e-01 3.34454447e-01 3.14982715e-01 4.06933852e-01 4.64733381e-01 4.78996902e-01 4.76462609e-01 4.74303990e-01 4.65715703e-01 4.52268326e-01 4.40405181e-01 4.34214253e-01 4.31926750e-01 4.27911750e-01 4.22205336e-01 4.15201865e-01 4.06648481e-01 3.97827171e-01 3.88622806e-01 3.65531574e-01 3.24245796e-01 2.81957071e-01 2.39433142e-01 1.96332149e-01 1.52125855e-01 1.08520104e-01 6.74358710e-02 4.00990974e-02 4.26267486e-06] | constraint for maximum strain in spar cap suction side
rotorse.rs.constr.constr_max_strainL_spar | output |  | [2.51373896e-01 3.99597510e-01 3.13818866e-01 2.85283360e-01 3.71055266e-01 4.37110058e-01 4.44137364e-01 4.35759327e-01 4.31184478e-01 4.23174542e-01 4.11214162e-01 4.00730618e-01 3.98183563e-01 3.98858865e-01 3.96304017e-01 3.91337655e-01 3.84230640e-01 3.74959992e-01 3.65259740e-01 3.56370110e-01 3.34701755e-01 2.96148788e-01 2.56615289e-01 2.16852666e-01 1.76582696e-01 1.35409378e-01 9.50914247e-02 5.77138369e-02 3.32465897e-02 3.67032714e-06] | constraint for maximum strain in spar cap pressure side
rotorse.rs.constr.constr_max_strainU_te | output |  | [2.50456629e-02 1.15972269e-01 2.35748816e-03 1.17415147e-01 9.86430877e-02 8.66767500e-03 6.19949408e-02 9.85726695e-02 1.23152749e-01 1.30101366e-01 1.27842035e-01 1.22989235e-01 1.19033951e-01 1.21263009e-01 1.25441606e-01 1.27023639e-01 1.28213266e-01 1.28680405e-01 1.28058524e-01 1.26562449e-01 1.20773343e-01 1.04761337e-01 8.50162389e-02 6.86488408e-02 5.46149685e-02 4.16415887e-02 2.92459879e-02 1.75288860e-02 9.25623758e-03 8.84776117e-07] | constraint for maximum strain in trailing edge suction side
rotorse.rs.constr.constr_max_strainL_te | output |  | [2.50456629e-02 2.64657861e-02 9.95882383e-02 1.94248457e-01 1.51728182e-01 4.86078842e-02 9.93919036e-02 1.34666529e-01 1.59403255e-01 1.66241872e-01 1.63312352e-01 1.57694906e-01 1.54188675e-01 1.57773109e-01 1.64450187e-01 1.71317934e-01 1.78726338e-01 1.84604102e-01 1.87627203e-01 1.88380651e-01 1.81502795e-01 1.61753820e-01 1.36477947e-01 1.11416484e-01 8.69013314e-02 6.35226866e-02 4.19302710e-02 2.34392885e-02 1.21926079e-02 8.84776117e-07] | constraint for maximum strain in trailing edge pressure side
rotorse.rs.constr.constr_flap_f_margin | output |  | [ -0.22285203 -2.07192055 -5.50734976 -10.2795592 -16.7941098 ] | constraint on flap blade frequency such that ratio of 3P/f is above or below gamma with constraint <= 0
rotorse.rs.constr.constr_edge_f_margin | output |  | [ -0.39128917 -3.06859077 -8.18908065 -15.2001681 -25.92374656] | constraint on edge blade frequency such that ratio of 3P/f is above or below gamma with constraint <= 0
rotorse.rs.curvature.s | output | m | [ 1.5 3.62068966 5.74137931 7.86206897 9.98275862 12.10344828 14.22413793 16.34482759 18.46551724 20.5862069 22.70689655 24.82758621 26.94827586 29.06896552 31.18965517 33.31034483 35.43103448 37.55172414 39.67241379 41.79310345 43.9137931 46.03448276 48.15517241 50.27586207 52.39655172 54.51724138 56.63793103 58.75862069 60.87931034 63. ] | cumulative path length along blade
rotorse.rs.curvature.blades_cg_hubcc | output | m | [0.99847077] | cg of all blades relative to hub along shaft axis. Distance is should be interpreted as negative for upwind and positive for downwind turbines
rotorse.rs.frame.root_F | output | N | [-442099.51186625 -107733.71317407 402565.3079609 ] | Blade root forces in blade c.s.
rotorse.rs.frame.root_M | output | N*m | [ 3608443.07222503 -16256766.58649734 -0. ] | Blade root moment in blade c.s.
rotorse.rs.frame.flap_mode_shapes | output |  | [[ 2.16146908e-02 2.21790771e+00 -3.36799099e+00 3.88842390e+00 -1.75995530e+00] [-1.40767413e+00 5.21033053e+00 -2.50367680e+01 4.02761783e+01 -1.80420667e+01] [-5.56799714e+00 6.35885457e+01 -1.75531179e+02 1.75852065e+02 -5.73414340e+01] [-3.76092872e+00 -1.55061997e+01 1.24775438e+02 -2.06451832e+02 1.01943523e+02] [ 4.23135556e+01 -3.01540267e+02 7.55111749e+02 -7.97838422e+02 3.02953384e+02]] | 6-degree polynomial coefficients of mode shapes in the flap direction (x^2..x^6, no linear or constant term)
rotorse.rs.frame.edge_mode_shapes | output |  | [[ 4.35611353e-01 3.65817136e+00 -7.51067705e+00 6.73090216e+00 -2.31400782e+00] [-1.48177926e+00 -6.64710519e+00 1.84113895e+01 -9.38470923e+00 1.02204162e-01] [ 1.76162802e+00 3.71382990e+01 -1.62813941e+02 2.06422902e+02 -8.15088876e+01] [-3.13536116e+01 1.85808280e+02 -3.75980545e+02 3.09820639e+02 -8.72947622e+01] [ 3.16908305e+01 -2.35281446e+02 6.09256260e+02 -6.61713410e+02 2.57047765e+02]] | 6-degree polynomial coefficients of mode shapes in the edge direction (x^2..x^6, no linear or constant term)
rotorse.rs.frame.tors_mode_shapes | output |  | [[ 16.34055397 -62.45757357 107.7147499 -88.21633121 27.61860091] [ 0. 0. 0. 0. 0. ] [ 0. 0. 0. 0. 0. ] [ 0. 0. 0. 0. 0. ] [ 0. 0. 0. 0. 0. ]] | 6-degree polynomial coefficients of mode shapes in the torsional direction (x^2..x^6, no linear or constant term)
rotorse.rs.frame.all_mode_shapes | output |  | [[ 2.16146908e-02 2.21790771e+00 -3.36799099e+00 3.88842390e+00 -1.75995530e+00] [ 4.35611353e-01 3.65817136e+00 -7.51067705e+00 6.73090216e+00 -2.31400782e+00] [-1.40767413e+00 5.21033053e+00 -2.50367680e+01 4.02761783e+01 -1.80420667e+01] [-1.48177926e+00 -6.64710519e+00 1.84113895e+01 -9.38470923e+00 1.02204162e-01] [-5.56799714e+00 6.35885457e+01 -1.75531179e+02 1.75852065e+02 -5.73414340e+01] [ 1.76162802e+00 3.71382990e+01 -1.62813941e+02 2.06422902e+02 -8.15088876e+01] [-3.76092872e+00 -1.55061997e+01 1.24775438e+02 -2.06451832e+02 1.01943523e+02] [-3.13536116e+01 1.85808280e+02 -3.75980545e+02 3.09820639e+02 -8.72947622e+01] [ 4.23135556e+01 -3.01540267e+02 7.55111749e+02 -7.97838422e+02 3.02953384e+02] [ 3.16908305e+01 -2.35281446e+02 6.09256260e+02 -6.61713410e+02 2.57047765e+02]] | 6-degree polynomial coefficients of mode shapes in the edge direction (x^2..x^6, no linear or constant term)
rotorse.rs.frame.flap_mode_freqs | output | Hz | [ 0.9198361 2.97435668 6.79150025 12.09395517 19.33234473] | Frequencies associated with mode shapes in the flap direction
rotorse.rs.frame.edge_mode_freqs | output | Hz | [ 1.10698848 4.08176803 9.77120123 17.5612984 29.47638558] | Frequencies associated with mode shapes in the edge direction
rotorse.rs.frame.tors_mode_freqs | output | Hz | [31.00227491 0. 0. 0. 0. ] | Frequencies associated with mode shapes in the torsional direction
rotorse.rs.frame.freqs | output | Hz | [ 0.9198361 1.10698848 2.97435668 4.08176803 6.40001148 6.79150025 9.77120123 11.43152136 12.09395517 17.5612984 ] | ration of 2nd and 1st natural frequencies, should be ratio of edgewise to flapwise
rotorse.rs.frame.freq_distance | output |  | [1.20346274] | ration of 2nd and 1st natural frequencies, should be ratio of edgewise to flapwise
rotorse.rs.frame.dx | output | m | [-0.00000000e+00 1.64232412e-03 6.78397859e-03 1.56132666e-02 2.87361683e-02 4.82032601e-02 7.63984779e-02 1.14693194e-01 1.63751627e-01 2.24164945e-01 2.96474151e-01 3.81103019e-01 4.78526880e-01 5.89641055e-01 7.15636861e-01 8.57663364e-01 1.01684333e+00 1.19428856e+00 1.39113253e+00 1.60833976e+00 1.84714623e+00 2.10823891e+00 2.39058664e+00 2.69227528e+00 3.01114411e+00 3.34475780e+00 3.69038570e+00 4.04511457e+00 4.40580880e+00 4.77008374e+00] | deflection of blade section in airfoil x-direction
rotorse.rs.frame.dy | output | m | [ 0.00000000e+00 -3.76835846e-04 -1.71764997e-03 -4.63617990e-03 -1.01526403e-02 -1.94375539e-02 -3.31729383e-02 -5.14313988e-02 -7.40933557e-02 -1.01083687e-01 -1.32341024e-01 -1.67750808e-01 -2.07166861e-01 -2.50492932e-01 -2.97651188e-01 -3.48523454e-01 -4.02976995e-01 -4.60862134e-01 -5.22004546e-01 -5.86158656e-01 -6.53076648e-01 -7.22499149e-01 -7.94078468e-01 -8.67437786e-01 -9.42206667e-01 -1.01802896e+00 -1.09457432e+00 -1.17155948e+00 -1.24876946e+00 -1.32607148e+00] | deflection of blade section in airfoil y-direction
rotorse.rs.frame.dz | output | m | [-0.00000000e+00 -6.13410678e-05 -1.45729831e-04 -2.31142700e-04 -3.17720016e-04 -4.09759000e-04 -5.02158208e-04 -5.92584288e-04 -6.80672367e-04 -7.66164863e-04 -8.48592268e-04 -9.27385523e-04 -1.00237058e-03 -1.07492377e-03 -1.14472761e-03 -1.21188135e-03 -1.27636397e-03 -1.33804784e-03 -1.39671512e-03 -1.45110109e-03 -1.50301821e-03 -1.55186024e-03 -1.59726933e-03 -1.63910625e-03 -1.67716357e-03 -1.71107276e-03 -1.74021752e-03 -1.76359364e-03 -1.77861478e-03 -1.78792872e-03] | deflection of blade section in airfoil z-direction
rotorse.rs.frame.EI11 | output | N*m**2 | [2.69153267e+10 1.56170325e+10 1.04963868e+10 6.35854660e+09 4.87243516e+09 4.23602099e+09 3.93998154e+09 3.66496216e+09 3.26127247e+09 2.90274771e+09 2.60048713e+09 2.29636603e+09 1.95251333e+09 1.62060288e+09 1.34256084e+09 1.10462228e+09 9.01181500e+08 7.28008201e+08 5.75913108e+08 4.38780116e+08 3.45062612e+08 2.91184616e+08 2.42605368e+08 1.97413671e+08 1.55958439e+08 1.19008602e+08 8.47961156e+07 5.26137161e+07 1.50522001e+07 4.52356219e+06] | stiffness w.r.t principal axis 1
rotorse.rs.frame.EI22 | output | N*m**2 | [2.74187966e+10 1.68460078e+10 1.90657386e+10 1.64827924e+10 9.67180779e+09 7.05302943e+09 6.42999494e+09 6.06873786e+09 5.54162636e+09 5.05845172e+09 4.66810340e+09 4.27997218e+09 3.84688972e+09 3.41109370e+09 2.98332737e+09 2.58997063e+09 2.23430448e+09 1.91289573e+09 1.62623653e+09 1.37671123e+09 1.17562039e+09 1.01927136e+09 8.90292726e+08 7.70306075e+08 6.58819375e+08 5.57847465e+08 4.57734797e+08 3.48011121e+08 1.42448670e+08 8.70742677e+07] | stiffness w.r.t principal axis 2
rotorse.rs.frame.alpha | output | deg | [84.11023131 74.61183506 72.22333217 71.16247111 62.72933168 46.06894671 35.51696876 28.8444438 24.61062315 21.5365694 18.83146923 16.07927456 12.90472009 9.99697492 7.91981548 6.3116364 5.01961776 3.94509732 2.95238893 1.9834123 1.41686604 1.25382471 1.07393009 0.89555143 0.72745793 0.56962309 0.43433986 0.33462237 0.41038495 0.28337157] | Angle between blade c.s. and principal axes
rotorse.rs.frame.M1 | output | N*m | [-2.84750644e+06 -2.66278283e+06 -3.96895753e+06 -4.08910370e+06 -4.79328049e+06 -6.73741663e+06 -8.25577823e+06 -8.62197703e+06 -8.40259869e+06 -7.92506056e+06 -7.35426314e+06 -6.75276832e+06 -6.14555682e+06 -5.53269457e+06 -4.91627192e+06 -4.31242021e+06 -3.73405084e+06 -3.18742056e+06 -2.67594365e+06 -2.20217462e+06 -1.77052912e+06 -1.38528803e+06 -1.04715598e+06 -7.56042021e+05 -5.12411890e+05 -3.16700196e+05 -1.69261317e+05 -7.00010479e+04 -1.61900027e+04 5.65407676e-01] | distribution along blade span of bending moment w.r.t principal axis 1
rotorse.rs.frame.M2 | output | N*m | [ 1.64071662e+07 1.54629635e+07 1.41907228e+07 1.31696580e+07 1.19319885e+07 9.86518437e+06 7.35408835e+06 5.43199783e+06 4.10156219e+06 3.17446712e+06 2.45472696e+06 1.84282043e+06 1.28545928e+06 8.03668764e+05 4.51802279e+05 2.17710317e+05 6.13701939e+04 -4.08116481e+04 -1.05763073e+05 -1.43504675e+05 -1.53392394e+05 -1.38478814e+05 -1.13679466e+05 -8.83358507e+04 -6.40669838e+04 -4.21261406e+04 -2.37992446e+04 -1.02969829e+04 -2.41274896e+03 6.28712213e-03] | distribution along blade span of bending moment w.r.t principal axis 2
rotorse.rs.frame.F2 | output | N | [ 87030.87315087 87238.6884418 132381.72425652 143760.78652133 175098.88551105 252932.59228042 322472.8985554 354248.89536837 365075.47819513 365304.77326542 360515.84075956 352771.57096647 343066.6956262 331418.54988151 317697.55502823 302311.37199155 285721.19717 268269.79704487 249986.60853087 230355.86516026 208929.47151857 186219.17887626 162785.88783688 138708.60337633 114104.65316309 89082.03056553 63831.06788379 38850.53222921 17212.32095352 -721.48676855] | distribution along blade span of force w.r.t principal axis 2
rotorse.rs.frame.F3 | output | N | [ 4.02565308e+05 4.15933514e+05 4.19572903e+05 4.18668002e+05 4.15014967e+05 4.09170545e+05 4.01149591e+05 3.90840737e+05 3.78400693e+05 3.64032257e+05 3.47838813e+05 3.30150644e+05 3.11675502e+05 2.92484608e+05 2.72349195e+05 2.51479974e+05 2.30067016e+05 2.08296129e+05 1.86356019e+05 1.65215345e+05 1.45270902e+05 1.25762739e+05 1.06479524e+05 8.75845480e+04 6.92630197e+04 5.16901525e+04 3.50833398e+04 1.98150595e+04 8.11094973e+03 -4.13820089e-11] | axial resultant along blade span
rotorse.rs.strains.strainU_spar | output |  | [-1.05053821e-03 -1.67438586e-03 -1.33781779e-03 -1.25993086e-03 -1.62773541e-03 -1.85893352e-03 -1.91598761e-03 -1.90585044e-03 -1.89721596e-03 -1.86286281e-03 -1.80907330e-03 -1.76162072e-03 -1.73685701e-03 -1.72770700e-03 -1.71164700e-03 -1.68882134e-03 -1.66080746e-03 -1.62659393e-03 -1.59130868e-03 -1.55449122e-03 -1.46212630e-03 -1.29698318e-03 -1.12782828e-03 -9.57732569e-04 -7.85328595e-04 -6.08503421e-04 -4.34080414e-04 -2.69743484e-04 -1.60396389e-04 1.70506994e-08] | strain in spar cap on upper surface at location xu,yu_strain with loads P_strain
rotorse.rs.strains.strainL_spar | output |  | [ 1.00549558e-03 1.59839004e-03 1.25527546e-03 1.14113344e-03 1.48422106e-03 1.74844023e-03 1.77654946e-03 1.74303731e-03 1.72473791e-03 1.69269817e-03 1.64485665e-03 1.60292247e-03 1.59273425e-03 1.59543546e-03 1.58521607e-03 1.56535062e-03 1.53692256e-03 1.49983997e-03 1.46103896e-03 1.42548044e-03 1.33880702e-03 1.18459515e-03 1.02646115e-03 8.67410663e-04 7.06330784e-04 5.41637512e-04 3.80365699e-04 2.30855348e-04 1.32986359e-04 -1.46813086e-08] | strain in spar cap on lower surface at location xl,yl_strain with loads P_strain
rotorse.rs.strains.strainU_te | output |  | [-1.00182652e-04 -4.63889076e-04 -9.42995263e-06 4.69660586e-04 3.94572351e-04 3.46707000e-05 2.47979763e-04 3.94290678e-04 4.92610994e-04 5.20405463e-04 5.11368140e-04 4.91956939e-04 4.76135804e-04 4.85052036e-04 5.01766423e-04 5.08094556e-04 5.12853065e-04 5.14721618e-04 5.12234096e-04 5.06249794e-04 4.83093373e-04 4.19045346e-04 3.40064955e-04 2.74595363e-04 2.18459874e-04 1.66566355e-04 1.16983952e-04 7.01155442e-05 3.70249503e-05 -3.53910447e-09] | strain in trailing-edge panels on upper surface at location xu,yu_te with loads P_te
rotorse.rs.strains.strainL_te | output |  | [-1.00182652e-04 1.05863145e-04 3.98352953e-04 7.76993829e-04 6.06912727e-04 1.94431537e-04 3.97567614e-04 5.38666115e-04 6.37613021e-04 6.64967487e-04 6.53249409e-04 6.30779626e-04 6.16754700e-04 6.31092434e-04 6.57800749e-04 6.85271734e-04 7.14905353e-04 7.38416406e-04 7.50508811e-04 7.53522603e-04 7.26011181e-04 6.47015280e-04 5.45911787e-04 4.45665937e-04 3.47605326e-04 2.54090746e-04 1.67721084e-04 9.37571540e-05 4.87704317e-05 -3.53910447e-09] | strain in trailing-edge panels on lower surface at location xl,yl_te with loads P_te
rotorse.rs.strains.axial_root_sparU_load2stress | output | m**2 | [ 0. 0. -1.05690695 -0.27551589 1.20642415 0. ] | Linear conversion factors between loads [Fx-z; Mx-z] and axial stress in the upper spar cap at blade root
rotorse.rs.strains.axial_root_sparL_load2stress | output | m**2 | [ 0. 0. -1.05690695 0.28778942 -1.20648798 0. ] | Linear conversion factors between loads [Fx-z; Mx-z] and axial stress in the lower spar cap at blade root
rotorse.rs.strains.axial_maxc_teU_load2stress | output | m**2 | [ 0. 0. -1.42543761 -5.99780355 -0.92069395 0. ] | Linear conversion factors between loads [Fx-z; Mx-z] and axial stress in the upper trailing edge at blade max chord
rotorse.rs.strains.axial_maxc_teL_load2stress | output | m**2 | [ 0. 0. -1.42543761 -6.04888926 -1.11155625 0. ] | Linear conversion factors between loads [Fx-z; Mx-z] and axial stress in the lower trailing edge at blade max chord
rotorse.rs.tip_pos.tip_deflection | output | m | [4.7295144] | deflection at tip in yaw x-direction
rotorse.rs.tot_loads_gust.Px_af | output | N/m | [ 1000.0974676 989.55328015 1760.18128328 2784.54654087 3547.09563874 4251.70345605 4496.84894823 4756.08502275 5172.10055309 5592.45644435 6065.08293022 6537.50044081 6821.3715315 7004.09595071 7215.33417769 7590.33106815 7857.56903481 8147.3989141 8500.93078886 9356.55946767 10258.28841388 10688.20352646 11042.49140754 11345.81258178 11594.17268855 11803.34044748 11880.32185948 11635.79446122 8928.66585718 8294.3635031 ] | total distributed loads in airfoil x-direction
rotorse.rs.tot_loads_gust.Py_af | output | N/m | [ 283.32863951 289.75283286 139.79743474 -121.72160745 -249.2533014 -405.70755271 -445.76663683 -498.58588712 -642.06616716 -760.9810783 -891.56511428 -1033.87883227 -1114.32050575 -1148.75394373 -1194.45272177 -1301.67574247 -1374.70525265 -1453.63014558 -1504.92887965 -1618.07075169 -1734.33262533 -1805.77481102 -1867.80324369 -1921.9851926 -1967.10051964 -2005.36615301 -2019.82499201 -1976.15391446 -1522.56183851 -1354.82427052] | total distributed loads in airfoil y-direction
rotorse.rs.tot_loads_gust.Pz_af | output | N/m | [-9492.63604023 -3114.78440372 -317.48641738 1170.88911967 2274.2519563 3237.56301297 4326.91705262 5395.25910096 6336.82107393 7213.90448081 8057.96884897 8623.56484929 8800.15371946 9298.58628425 9690.917744 9990.63200644 10203.71303139 10328.19070929 10363.30466148 9574.25129648 9235.15132777 9162.79940063 9023.00577786 8796.65337502 8482.19481542 8090.59869095 7571.11753502 6828.24272742 4209.78408215 3439.57064135] | total distributed loads in airfoil z-direction
rotorse.stall_check.no_stall_constraint | output |  | [0. 0. 0. 0. 0. 0. 0. 0.92550964 0.90705531 0.88860615 0.86716743 0.85779368 0.88797571 0.93887254 0.94957272 0.9508485 0.95748379 0.95342338 0.96497954 0.97837792 0.96501788 0.96754353 0.97068676 0.97610049 0.98159726 0.98479496 0.98283999 0.96931781 0.98278641 0.80923034] | Constraint, ratio between angle of attack plus a margin and stall angle
rotorse.stall_check.stall_angle_along_span | output | deg | [1.00000000e-06 6.24153052e+01 3.04633280e+00 3.73840528e+01 2.63559530e+01 2.13444059e+01 1.55820771e+01 1.42804179e+01 1.32747333e+01 1.26228598e+01 1.20950165e+01 1.15546904e+01 1.05469517e+01 9.55299887e+00 9.15298328e+00 8.95055348e+00 8.80417942e+00 8.78434155e+00 8.78227246e+00 8.90631597e+00 9.29188380e+00 9.32070663e+00 9.32070663e+00 9.32070663e+00 9.32070663e+00 9.32070663e+00 9.32070663e+00 9.32070663e+00 9.32070663e+00 9.32070663e+00] | Stall angle along blade span