## Sheet1
variables | type | units | values | description
financese.machine_rating | input | kW | [5000.]
financese.offset_tcc_per_kW | input | USD/kW | [0.]
financese.opex_per_kW | input | USD/kW/year | [43.]
financese.plant_aep_in | input | kW*h | [0.]
financese.wake_loss_factor | input |  | [0.15]
financese.fixed_charge_rate | input |  | [0.0578]
financese.electricity_price | input | USD/kW/h | [0.04]
financese.reserve_margin_price | input | USD/kW/year | [120.]
financese.capacity_credit | input |  | [1.]
financese.benchmark_price | input | USD/kW/h | [0.071]
financese.turbine_number | input | n/a | 120
landbosse.blade_drag_coefficient | input |  | [-1.]
landbosse.blade_lever_arm | input | m | [-1.]
landbosse.blade_install_cycle_time | input | h | [-1.]
landbosse.blade_offload_hook_height | input | m | [-1.]
landbosse.blade_offload_cycle_time | input | h | [-1.]
landbosse.blade_drag_multiplier | input |  | [-1.]
landbosse.tower_section_length_m | input | m | [30.]
landbosse.crane_breakdown_fraction | input |  | [0.] | 0 means the crane is never broken down. 1 means it is broken down every turbine.
landbosse.construct_duration | input |  | [9.] | Total project construction time (months)
landbosse.wind_shear_exponent | input |  | [0.2] | Wind shear exponent
landbosse.turbine_rating_MW | input | MW | [5.] | Turbine rating MW
landbosse.fuel_cost_usd_per_gal | input |  | [1.5] | Fuel cost USD/gal
landbosse.breakpoint_between_base_and_topping_percent | input |  | [0.8] | Breakpoint between base and topping (percent)
landbosse.turbine_spacing_rotor_diameters | input |  | [7.] | Turbine spacing (times rotor diameter)
landbosse.depth | input | m | [2.36] | Foundation depth m
landbosse.bearing_pressure_n_m2 | input |  | [191521.] | Bearing Pressure (n/m2)
landbosse.road_length_adder_m | input | m | [5000.] | Road length adder (m)
landbosse.fraction_new_roads | input |  | [0.33] | Percent of roads that will be constructed (0.0 - 1.0)
landbosse.road_quality | input |  | [0.6] | Road Quality (0-1)
landbosse.line_frequency_hz | input | Hz | [60.] | Line Frequency (Hz)
landbosse.row_spacing_rotor_diameters | input |  | [7.] | Row spacing (times rotor diameter)
landbosse.trench_len_to_substation_km | input | km | [50.] | Combined Homerun Trench Length to Substation (km)
landbosse.distance_to_interconnect_mi | input | mi | [4.97096954] | Distance to interconnect (miles)
landbosse.interconnect_voltage_kV | input | kV | [130.] | Interconnect Voltage (kV)
landbosse.critical_speed_non_erection_wind_delays_m_per_s | input | m/s | [15.] | Non-Erection Wind Delay Critical Speed (m/s)
landbosse.critical_height_non_erection_wind_delays_m | input | m | [10.] | Non-Erection Wind Delay Critical Height (m)
landbosse.road_width_ft | input | ft | [20.] | Road width (ft)
landbosse.road_thickness | input |  | [8.] | Road thickness (in)
landbosse.crane_width | input | m | [12.2] | Crane width (m)
landbosse.overtime_multiplier | input |  | [1.4] | Overtime multiplier
landbosse.markup_contingency | input |  | [0.03] | Markup contingency
landbosse.markup_warranty_management | input |  | [0.0002] | Markup warranty management
landbosse.markup_sales_and_use_tax | input |  | [0.] | Markup sales and use tax
landbosse.markup_overhead | input |  | [0.05] | Markup overhead
landbosse.markup_profit_margin | input |  | [0.05] | Markup profit margin
landbosse.Mass tonne | input | t | [1.]
landbosse.development_labor_cost_usd | input | USD | [1000000.] | The cost of labor in the development phase
landbosse.labor_cost_multiplier | input |  | [1.] | Labor cost multiplier
landbosse.commissioning_pct | input |  | [0.01]
landbosse.decommissioning_pct | input |  | [0.15]
landbosse.road_distributed_winnd | input | n/a | FALSE
landbosse.num_turbines | input | n/a | 120 | Number of turbines in project
landbosse.number_of_blades | input | n/a | 3 | Number of blades on the rotor
landbosse.user_defined_home_run_trench | input | n/a | 0 | Flag for user-defined home run trench length (0 = no; 1 = yes)
landbosse.allow_same_flag | input | n/a | FALSE | Allow same crane for base and topping (True or False)
landbosse.hour_day | input | n/a | {'long': 24, 'normal': 10} | Dictionary of normal and long hours for construction in a day in the form of {'long': 24, 'normal': 10}
landbosse.time_construct | input | n/a | normal | One of the keys in the hour_day dictionary to specify how many hours per day construction happens.
landbosse.user_defined_distance_to_grid_connection | input | n/a | FALSE | Flag for user-defined home run trench length (True or False)
landbosse.rate_of_deliveries | input | n/a | 10 | Rate of deliveries (turbines per week)
landbosse.new_switchyard | input | n/a | TRUE | New Switchyard (True or False)
landbosse.num_hwy_permits | input | n/a | 10 | Number of highway permits
landbosse.num_access_roads | input | n/a | 2 | Number of access roads
landbosse.site_facility_building_area_df | input | n/a | Size Min (MW) Size Max (MW) Building area (sq. ft.) 0 0 200 3000 1 200 500 5000 2 500 800 7000 3 800 1000 9000 4 1000 5000 12000 | site_facility_building_area DataFrame
landbosse.components | input | n/a | Component Mass tonne Lift height m Surface area sq m Coeff drag Coeff drag (installed) ... Lever arm m Cycle time installation hrs Offload hook height m Offload cycle time hrs Multplier drag rotor Multiplier tower drag 0 Nacelle GE 1.5SLE 50.0 90 33.00 0.8 0.8 ... 80 1.5 6 0.5 1.000000 0 1 Hub 15.4 90 11.30 1.1 1.1 ... 80 1.0 6 0.5 0.000000 0 2 Blade 1 5.2 90 33.44 0.1 1.4 ... 80 1.0 6 0.5 0.666667 0 3 Blade 2 5.2 90 33.44 0.1 1.4 ... 80 1.0 6 0.5 0.666667 0 4 Blade 3 5.2 90 33.44 0.1 1.4 ... 80 1.0 6 0.5 0.666667 0 5 Tower section 1 59.8 30 95.89 0.6 1.1 ... 12 1.0 6 0.5 0.000000 1 6 Tower section 2 39.3 60 96.25 0.6 1.1 ... 37 1.0 6 0.5 0.000000 1 7 Tower section 3 30.9 90 90.00 0.6 1.1 ... 65 1.0 6 0.5 0.000000 1 [8 rows x 13 columns] | Dataframe of components for tower, blade, nacelle
landbosse.crane_specs | input | n/a | Equipment name Crane name Boom system Crane capacity tonne Speed of travel km per hr Hoist speed m per min ... Max wind speed m per s Hub height m Max capacity tonne Radius m Hook Height m Mobilization cost USD 0 Offload crane LB 75 Hydraulic 75 40 60 ... 10 12.5 38 5.4 12.5 8040 1 Offload crane Big LB 2580 Big Hydraulic 500 40 60 ... 10 48.0 500 11.0 48.0 406100 2 Offload crane LB 258 Hydraulic 200 40 60 ... 10 48.0 63 11.0 48.0 40610 3 Crawler crane M999 22EL 275 2 20 ... 9 57.0 67 14.0 57.0 68709 4 Crawler crane LR1500 SL3F 500 2 20 ... 9 80.0 102 16.0 94.0 184398 5 Crawler crane LR1500 SL3F 500 2 20 ... 9 85.0 95 16.0 100.0 184398 6 Crawler crane LR1500 SL3F 500 2 20 ... 9 90.0 87 16.0 106.0 184398 7 Crawler crane LR1500 SL3F 500 2 20 ... 9 100.0 77 18.0 112.0 184398 8 Crawler crane LR1500 SL4DFB + Derrick 500 2 20 ... 9 80.0 112 16.0 94.0 184398 9 Crawler crane LR1500 SL4DFB + Derrick 500 2 20 ... 9 90.0 105 16.0 100.0 184398 10 Crawler crane LR1500 SL4DFB + Derrick 500 2 20 ... 9 100.0 90 16.0 112.0 184398 11 Crawler crane LR1500 SL4DFB + Derrick 500 2 20 ... 9 120.0 74 18.0 130.0 184398 12 Crawler crane LR1500 SL4DFB + Derrick 500 2 20 ... 9 130.0 60 20.0 142.0 184398 13 Crawler crane LR1600/2 SL8F3 600 2 20 ... 9 80.0 137 18.0 93.0 249177 14 Crawler crane LR1600/2 SL8F3 600 2 20 ... 9 100.0 118 18.0 114.0 249177 15 Crawler crane LR1600/2 SL3F 600 2 20 ... 9 105.0 93 18.0 117.0 249177 16 Crawler crane LR1600/2 HSL4DF + Derrick boom 600 2 20 ... 9 120.0 87 20.0 135.0 249177 17 Crawler crane LR1600/2 SL13DFB + Derrick 600 2 20 ... 9 135.0 96 20.0 147.0 249177 18 Crawler crane LR1600/2 SL13DFB + Derrick 600 2 20 ... 9 140.0 87 24.0 152.0 249177 19 Crawler crane LR1600/2 SL13DFB2 + Derrick 600 2 20 ... 9 150.0 71 24.0 164.0 249177 20 Crawler crane LR1750/2 HSL8HS 750 2 20 ... 9 80.0 111 18.0 101.0 360193 21 Crawler crane LR1500/2 HSL8HS 750 2 20 ... 9 95.0 110 18.0 109.0 360193 22 Crawler crane LR1750/2 HSL7DHS 750 2 20 ... 9 120.0 108 18.0 136.0 360193 23 Crawler crane LR1750/2 HSL7DHS 750 2 20 ... 9 130.0 98 18.0 147.0 360193 24 Crawler crane LR1500/2 HSL7DHS 750 2 20 ... 9 140.0 89 22.0 152.0 360193 25 Crawler crane LR1750/2 SX3D4F2B Derrick (walk) 750 2 20 ... 9 140.0 141 28.0 154.0 360193 26 Crawler crane LR1750/2 SX3D4F2B Derrick (walk) 750 2 20 ... 6 150.0 118 28.0 165.0 360193 27 Crawler crane LR11000 SL3F 1000 1 25 ... 6 100.0 179 18.0 114.0 579224 28 Crawler crane LR11000 SL3F 1000 1 25 ... 6 110.0 152 18.0 120.0 1000000 29 Crawler crane LR11000 SL2DFB 1000 1 25 ... 6 120.0 179 20.0 132.0 1000000 30 Crawler crane LR11000 SL2DFB 1000 1 25 ... 6 140.0 133 18.0 136.0 1000000 31 Crawler crane LR11000 SL2DFB 1000 1 25 ... 6 150.0 154 18.0 147.0 1000000 32 Crawler crane LR11000 SL2DFB 1000 1 25 ... 6 155.0 140 22.0 152.0 1000000 33 Crawler crane LR11000 SL2DFB 1000 1 25 ... 6 160.0 120 26.0 174.0 1000000 34 Crawler crane LR11000 SL2DFB 1000 1 25 ... 6 180.0 73 22.0 192.0 1000000 35 Crawler crane LR11000 SL2DFB 1000 1 25 ... 6 185.0 54 34.0 198.0 1000000 36 Crawler crane LR11000 PDW3B Derrick 1000 1 25 ... 6 130.0 227 28.0 147.0 1000000 37 Crawler crane LR11000 PDW3B2 Derrick 1000 1 25 ... 6 165.0 142 26.0 174.0 1000000 38 Crawler crane Big LR110000 Big PDW3B2 Derrick 100000 1 25 ... 6 250.0 1000 50.0 300.0 1400000 [39 rows x 16 columns] | Dataframe of specifications of cranes
landbosse.weather_window | input | n/a | Date UTC Temp C Pressure atm Direction deg Speed m per s Date Month Day Hour Time window Season 0 2012-01-01 12:00:00+00:00 2.444 0.952053 185.0 8.681 2012-01-01 05:00:00-07:00 1 1 5 long winter 1 2012-01-01 13:00:00+00:00 1.655 0.952275 270.0 7.234 2012-01-01 06:00:00-07:00 1 1 6 long winter 2 2012-01-01 14:00:00+00:00 2.512 0.952485 322.0 12.898 2012-01-01 07:00:00-07:00 1 1 7 long winter 3 2012-01-01 15:00:00+00:00 2.589 0.953325 321.0 14.795 2012-01-01 08:00:00-07:00 1 1 8 normal winter 4 2012-01-01 16:00:00+00:00 1.534 0.954406 323.0 15.076 2012-01-01 09:00:00-07:00 1 1 9 normal winter ... ... ... ... ... ... ... ... ... ... ... ... 8779 2013-01-01 07:00:00+00:00 -8.496 0.970703 346.0 6.550 2013-01-01 00:00:00-07:00 1 1 0 long winter 8780 2013-01-01 08:00:00+00:00 -8.584 0.970879 348.0 6.387 2013-01-01 01:00:00-07:00 1 1 1 long winter 8781 2013-01-01 09:00:00+00:00 -9.121 0.970915 351.0 6.617 2013-01-01 02:00:00-07:00 1 1 2 long winter 8782 2013-01-01 10:00:00+00:00 -9.941 0.970998 351.0 7.304 2013-01-01 03:00:00-07:00 1 1 3 long winter 8783 2013-01-01 11:00:00+00:00 -10.568 0.971338 351.0 7.864 2013-01-01 04:00:00-07:00 1 1 4 long winter [8784 rows x 11 columns] | Dataframe of wind toolkit data
landbosse.crew | input | n/a | Crew type ID Operation Crew name Labor type ID Number of workers 0 M0 Management Management - project size Project manager 1 1 M0 Management Management - project size Site manager 1 2 M0 Management Management - project size Construction manager 1 3 M0 Management Management - project size Project engineer 1 4 M0 Management Management - project size Safety or qc manager 1 .. ... ... ... ... ... 74 C4 Base Top 1000t Rigger foreman 1 75 C0 Base Offload can tower Crane operator 2 76 C0 Base Offload can tower Oiler 2 77 C0 Base Offload can tower Iron worker 3 78 C0 Base Offload can tower Rigger foreman 1 [79 rows x 5 columns] | Dataframe of crew configurations
landbosse.crew_price | input | n/a | Labor type ID Hourly rate USD per hour Per diem USD per day Notes/References 0 Crane operator 81.910500 149 2017 National Construction Estimator: Page 30... 1 Oiler 61.625000 149 (35% burden) https://www.ziprecruiter.com/Sala... 2 Rigger 85.840000 149 2017 National Construction Estimator: Page 30... 3 Truck driver 66.410000 149 2017 National Construction Estimator: Page 30... 4 Iron worker 94.554500 149 2017 National Construction Estimator: Page 30... 5 Project manager 119.000000 149 (50% burden) https://www.salary.com/tools/sala... 6 Site manager 112.200000 149 (50% burden) https://www.salary.com/tools/sala... 7 Construction manager 112.200000 149 (50% burden) https://www.salary.com/tools/sala... 8 Project engineer 93.500000 149 (50% burden) https://www.salary.com/tools/sala... 9 Safety or qc manager 106.117647 149 (70% burden) https://www.salary.com/tools/sala... 10 Logistics manager 99.900000 149 (50 % burden) https://www.salary.com/research/... 11 Rigger foreman 85.840000 149 2017 National Construction Estimator: Page 30... 12 Rigger 85.840000 149 2017 National Construction Estimator: Page 30... 13 Operator 81.910500 149 2017 National Construction Estimator: Page 30... 14 Oiler 71.145000 149 (35% burden) https://www.ziprecruiter.com/Sala... 15 Electrician 85.840000 149 2017 National Construction Estimator: Page 30... 16 Tool room 85.840000 149 2017 National Construction Estimator: Page 30... 17 QC/QA tech 87.125000 149 (50% burden for QC/QC Manager) https://www.zip... 18 Office admin 44.562500 149 (35% burden) https://www.salary.com/tools/sala... 19 RSMeans NaN 149 NaN | Dataframe of costs per hour for each type of worker.
landbosse.equip | input | n/a | Equipment ID Operation Equipment name Crane capacity tonne Number of equipment 0 E1 Base Crawler crane 500 1 1 E1 Base Truck crane 50 1 2 E1 Top Crawler crane 500 1 3 E1 Top Truck crane 50 2 4 E2 Top Crawler crane 600 1 5 E2 Top Truck crane 50 2 6 E2 Top RT 100 2 7 E3 Top Crawler crane 750 1 8 E3 Top RT 100 2 9 E4 Top Crawler crane 1000 1 10 E4 Top RT 100 2 11 ST1 Top Mobile crane 200 1 12 ST1 Top RT 100 2 13 OL1 Offload Offload crane 75 2 14 OL2 Offload Offload crane 200 2 15 B1 Base Crawler crane 275 1 16 B1 Base Truck crane 50 1 17 E2 Base Crawler crane 600 1 18 E2 Base Truck crane 50 2 19 E2 Base RT 100 2 20 E3 Base Crawler crane 750 1 21 E3 Base RT 100 2 22 E4 Base Crawler crane 1000 1 23 E4 Base RT 100 2 24 ST1 Base Mobile crane 200 1 25 ST1 Base RT 100 2 26 OL2 Base Offload crane 200 2 | Collections of equipment to perform erection operations.
landbosse.equip_price | input | n/a | Equipment name Crane capacity tonne Equipment price USD per hour Cost USD per breakdown Fuel consumption gal per day 0 Mobile crane 75 35 NaN 44.0 1 Mobile crane 200 149 NaN 64.0 2 Crawler crane 275 217 37674.0 76.0 3 Crawler crane 250 194 30534.0 72.0 4 Crawler crane 400 330 73375.0 97.0 5 Crawler crane 500 420 101936.0 113.0 6 Crawler crane 600 511 130497.0 130.0 7 Crawler crane 750 647 173339.0 154.0 8 Crawler crane 1000 873 244741.0 195.0 9 Crawler crane 1350 1190 344705.0 252.0 10 Truck crane 50 13 NaN NaN 11 RT 100 58 NaN NaN 12 Offload crane 75 35 NaN 44.0 13 Offload crane 200 149 NaN 64.0 | Prices for various type of equipment.
landbosse.rsmeans | input | n/a | Operation ID Type of cost ... Additional Notes Source 0 Concrete placement Equipment rental ... NaN Source 2017 National Construction Estimator: ... 1 Rebar installation Equipment rental ... NaN Source: 2017 National Construction Estimator: ... 2 Survey Equipment rental ... NaN NaN 3 Clear and grub Equipment rental ... NaN NaN 4 Topsoil stripping and stockpiling Equipment rental ... 460 HP D-9 dozer with “U”- blade 2017 National Construction Estimator: Page 599 5 Stormwater pollution prevention Equipment rental ... NaN NaN 6 Culverts Equipment rental ... NaN NaN 7 Compaction of soil (subgrade and crane path) Equipment rental ... NaN http://www.get-a-quote.net/QuoteEngine/costboo... 8 Mass material movement (cut and fill) Equipment rental ... NaN NaN 9 Placing road base (hauling) Equipment rental ... NaN NaN 10 Rough grading road base Equipment rental ... Site preparation grading based on using one cr... http://www.get-a-quote.net/QuoteEngine/costboo... 11 Compacting road base Equipment rental ... NaN http://www.get-a-quote.net/QuoteEngine/costboo... 12 Final grading Equipment rental ... NaN NaN 13 Road maintanance Equipment rental ... NaN NaN 14 Decompaction of crane paths Equipment rental ... NaN NaN 15 Reseeding, planting, etc Equipment rental ... NaN NaN 16 Concrete placement Labor ... Ready-mix concrete for the pour strip includin... Source: 2017 National Construction Estimator: ... 17 Rebar installation Labor ... Steel reinforcing bars (rebar), ASTM A615 Grad... Source: 2017 National Construction Estimator: ... 18 Survey Labor ... NaN NaN 19 Clear and grub Labor ... NaN NaN 20 Topsoil stripping and stockpiling Labor ... Tractor operator 2017 National Construction Estimator: Page 599 21 Stormwater pollution prevention Labor ... NaN NaN 22 Culverts Labor ... NaN NaN 23 Compaction of soil (subgrade and crane path) Labor ... Laborer, tractor operator, and truck driver http://www.get-a-quote.net/QuoteEngine/costboo... 24 Mass material movement (cut and fill) Labor ... NaN NaN 25 Placing road base (hauling) Labor ... Tractor operator http://www.get-a-quote.net/QuoteEngine/costboo... 26 Rough grading road base Labor ... Laborer and tractor operator http://www.get-a-quote.net/QuoteEngine/costboo... 27 Compacting road base Labor ... Laborer, tractor operator, and truck driver http://www.get-a-quote.net/QuoteEngine/costboo... 28 Final grading Labor ... NaN NaN 29 Road maintanance Labor ... NaN NaN 30 Decompaction of crane paths Labor ... NaN NaN 31 Reseeding, planting, etc Labor ... NaN NaN 32 Excavation Equipment rental ... NaN Source: 2017 National Construction Estimator: ... 33 Excavation Labor ... NaN Source: 2017 National Construction Estimator: ... 34 Backfill Equipment rental ... NaN Source: 2017 National Construction Estimator: ... 35 Backfill Labor ... 1 truck operator Source: 2017 National Construction Estimator: ... 36 Collection Labor ... NaN Source: 2017 National Construction Estimator: ... 37 Collection Equipment ... NaN Source: 2017 National Construction Estimator: ... 38 Collection Labor ... NaN Source: 2017 National Construction Estimator: ... 39 Collection Equipment ... NaN Source: 2017 National Construction Estimator: ... 40 Collection Labor ... NaN Source: 2017 National Construction Estimator: ... 41 Collection Equipment ... NaN Source: 2017 National Construction Estimator: ... [42 rows x 12 columns] | RSMeans price data
landbosse.cable_specs | input | n/a | Array Cable Conductor Size (mm2) Current Capacity (A) Rated Voltage (V) AC Resistance (Ohms/km) Inductance (mH/km) Capacitance (nF/km) Cost (USD/LF) Notes 0 AWG 1/0 120 300 36 0.2530 0.398 0.179 6 2017 National Construction Estimator: Page 55... 1 AWG 4/0 240 440 36 0.1250 0.359 0.223 9 2017 National Construction Estimator: Page 55... 2 MCM 500 500 640 36 0.0605 0.317 0.293 13 2017 National Construction Estimator: Page 55... 3 MCM1000 800 830 36 0.0367 0.291 0.375 16 (curve fitted) 2017 National Construction Esti... 4 MCM1250 1000 935 36 0.0291 0.284 0.411 17 (curve fitted) 2017 National Construction Esti... | cable specs for collection system
landbosse.material_price | input | n/a | Material type ID Material price USD per unit Unit Notes 0 unique identifier for the material price of material per unit unit of measure used for cost NaN 1 Concrete 3000 psi 117 cubic yard http://gsiconcrete.com/pricing/ 2 Concrete 5000 psi 140 cubic yard http://gsiconcrete.com/pricing/ 3 Concrete 8000 psi 130 cubic yard Curve fit http://gsiconcrete.com/pricing/ 4 Steel - rebar 1120 ton (short) https://www.steelsupplylp.com/sku/102775?gclid... 5 Road base - 3/4 inch crushed stone 15 Loose cubic yard https://homeguide.com/costs/gravel-prices#yard 6 Excavated dirt 0 cubic yard NaN 7 Backfill 0 cubic yard NaN | Prices of materials for foundations and roads
landbosse.project_data | input | n/a | {'components': Component Mass tonne Lift height m Surface area sq m Coeff drag Coeff drag (installed) ... Cycle time installation hrs Offload hook height m Offload cycle time hrs Multplier drag rotor Multiplier tower drag Operation 0 Nacelle 178.691438 140.0 33.000000 0.8 0.8 ... 1.5 6 0.5 1.000000 0 Top 1 Hub 36.108088 140.0 11.300000 1.1 1.1 ... 1.0 6 0.5 0.000000 0 Top 2 Blade 1 50.167154 140.0 151.092291 0.1 1.4 ... 1.0 6 0.5 0.666667 0 Top 2 Blade 2 50.167154 140.0 151.092291 0.1 1.4 ... 1.0 6 0.5 0.666667 0 Top 2 Blade 3 50.167154 140.0 151.092291 0.1 1.4 ... 1.0 6 0.5 0.666667 0 Top 5 Tower 1 79.144596 14.0 74.330082 0.6 1.1 ... 1.0 6 0.5 0.000000 1 Base 5 Tower 2 79.144596 28.0 74.330082 0.6 1.1 ... 1.0 6 0.5 0.000000 1 Base 5 Tower 3 79.144596 42.0 74.330082 0.6 1.1 ... 1.0 6 0.5 0.000000 1 Base 5 Tower 4 79.144596 56.0 74.330082 0.6 1.1 ... 1.0 6 0.5 0.000000 1 Base 5 Tower 5 79.144596 70.0 74.330082 0.6 1.1 ... 1.0 6 0.5 0.000000 1 Base 5 Tower 6 79.144596 84.0 74.330082 0.6 1.1 ... 1.0 6 0.5 0.000000 1 Base 5 Tower 7 79.144596 98.0 74.330082 0.6 1.1 ... 1.0 6 0.5 0.000000 1 Base 5 Tower 8 79.144596 112.0 74.330082 0.6 1.1 ... 1.0 6 0.5 0.000000 1 Base 5 Tower 9 79.144596 126.0 74.330082 0.6 1.1 ... 1.0 6 0.5 0.000000 1 Top 5 Tower 10 79.144596 140.0 74.330082 0.6 1.1 ... 1.0 6 0.5 0.000000 1 Top [15 rows x 14 columns], 'cable_specs': Array Cable Conductor Size (mm2) Current Capacity (A) Rated Voltage (V) AC Resistance (Ohms/km) Inductance (mH/km) Capacitance (nF/km) Cost (USD/LF) Notes 0 AWG 1/0 120 300 36 0.2530 0.398 0.179 6 2017 National Construction Estimator: Page 55... 1 AWG 4/0 240 440 36 0.1250 0.359 0.223 9 2017 National Construction Estimator: Page 55... 2 MCM 500 500 640 36 0.0605 0.317 0.293 13 2017 National Construction Estimator: Page 55... 3 MCM1000 800 830 36 0.0367 0.291 0.375 16 (curve fitted) 2017 National Construction Esti... 4 MCM1250 1000 935 36 0.0291 0.284 0.411 17 (curve fitted) 2017 National Construction Esti..., 'equip': Equipment ID Operation Equipment name Crane capacity tonne Number of equipment 0 E1 Base Crawler crane 500 1 1 E1 Base Truck crane 50 1 2 E1 Top Crawler crane 500 1 3 E1 Top Truck crane 50 2 4 E2 Top Crawler crane 600 1 5 E2 Top Truck crane 50 2 6 E2 Top RT 100 2 7 E3 Top Crawler crane 750 1 8 E3 Top RT 100 2 9 E4 Top Crawler crane 1000 1 10 E4 Top RT 100 2 11 ST1 Top Mobile crane 200 1 12 ST1 Top RT 100 2 13 OL1 Offload Offload crane 75 2 14 OL2 Offload Offload crane 200 2 15 B1 Base Crawler crane 275 1 16 B1 Base Truck crane 50 1 17 E2 Base Crawler crane 600 1 18 E2 Base Truck crane 50 2 19 E2 Base RT 100 2 20 E3 Base Crawler crane 750 1 21 E3 Base RT 100 2 22 E4 Base Crawler crane 1000 1 23 E4 Base RT 100 2 24 ST1 Base Mobile crane 200 1 25 ST1 Base RT 100 2 26 OL2 Base Offload crane 200 2, 'crane_specs': Equipment name Crane name Boom system Crane capacity tonne Speed of travel km per hr Hoist speed m per min ... Max wind speed m per s Hub height m Max capacity tonne Radius m Hook Height m Mobilization cost USD 0 Offload crane LB 75 Hydraulic 75 40 60 ... 10 12.5 38 5.4 12.5 8040 1 Offload crane Big LB 2580 Big Hydraulic 500 40 60 ... 10 48.0 500 11.0 48.0 406100 2 Offload crane LB 258 Hydraulic 200 40 60 ... 10 48.0 63 11.0 48.0 40610 3 Crawler crane M999 22EL 275 2 20 ... 9 57.0 67 14.0 57.0 68709 4 Crawler crane LR1500 SL3F 500 2 20 ... 9 80.0 102 16.0 94.0 184398 5 Crawler crane LR1500 SL3F 500 2 20 ... 9 85.0 95 16.0 100.0 184398 6 Crawler crane LR1500 SL3F 500 2 20 ... 9 90.0 87 16.0 106.0 184398 7 Crawler crane LR1500 SL3F 500 2 20 ... 9 100.0 77 18.0 112.0 184398 8 Crawler crane LR1500 SL4DFB + Derrick 500 2 20 ... 9 80.0 112 16.0 94.0 184398 9 Crawler crane LR1500 SL4DFB + Derrick 500 2 20 ... 9 90.0 105 16.0 100.0 184398 10 Crawler crane LR1500 SL4DFB + Derrick 500 2 20 ... 9 100.0 90 16.0 112.0 184398 11 Crawler crane LR1500 SL4DFB + Derrick 500 2 20 ... 9 120.0 74 18.0 130.0 184398 12 Crawler crane LR1500 SL4DFB + Derrick 500 2 20 ... 9 130.0 60 20.0 142.0 184398 13 Crawler crane LR1600/2 SL8F3 600 2 20 ... 9 80.0 137 18.0 93.0 249177 14 Crawler crane LR1600/2 SL8F3 600 2 20 ... 9 100.0 118 18.0 114.0 249177 15 Crawler crane LR1600/2 SL3F 600 2 20 ... 9 105.0 93 18.0 117.0 249177 16 Crawler crane LR1600/2 HSL4DF + Derrick boom 600 2 20 ... 9 120.0 87 20.0 135.0 249177 17 Crawler crane LR1600/2 SL13DFB + Derrick 600 2 20 ... 9 135.0 96 20.0 147.0 249177 18 Crawler crane LR1600/2 SL13DFB + Derrick 600 2 20 ... 9 140.0 87 24.0 152.0 249177 19 Crawler crane LR1600/2 SL13DFB2 + Derrick 600 2 20 ... 9 150.0 71 24.0 164.0 249177 20 Crawler crane LR1750/2 HSL8HS 750 2 20 ... 9 80.0 111 18.0 101.0 360193 21 Crawler crane LR1500/2 HSL8HS 750 2 20 ... 9 95.0 110 18.0 109.0 360193 22 Crawler crane LR1750/2 HSL7DHS 750 2 20 ... 9 120.0 108 18.0 136.0 360193 23 Crawler crane LR1750/2 HSL7DHS 750 2 20 ... 9 130.0 98 18.0 147.0 360193 24 Crawler crane LR1500/2 HSL7DHS 750 2 20 ... 9 140.0 89 22.0 152.0 360193 25 Crawler crane LR1750/2 SX3D4F2B Derrick (walk) 750 2 20 ... 9 140.0 141 28.0 154.0 360193 26 Crawler crane LR1750/2 SX3D4F2B Derrick (walk) 750 2 20 ... 6 150.0 118 28.0 165.0 360193 27 Crawler crane LR11000 SL3F 1000 1 25 ... 6 100.0 179 18.0 114.0 579224 28 Crawler crane LR11000 SL3F 1000 1 25 ... 6 110.0 152 18.0 120.0 1000000 29 Crawler crane LR11000 SL2DFB 1000 1 25 ... 6 120.0 179 20.0 132.0 1000000 30 Crawler crane LR11000 SL2DFB 1000 1 25 ... 6 140.0 133 18.0 136.0 1000000 31 Crawler crane LR11000 SL2DFB 1000 1 25 ... 6 150.0 154 18.0 147.0 1000000 32 Crawler crane LR11000 SL2DFB 1000 1 25 ... 6 155.0 140 22.0 152.0 1000000 33 Crawler crane LR11000 SL2DFB 1000 1 25 ... 6 160.0 120 26.0 174.0 1000000 34 Crawler crane LR11000 SL2DFB 1000 1 25 ... 6 180.0 73 22.0 192.0 1000000 35 Crawler crane LR11000 SL2DFB 1000 1 25 ... 6 185.0 54 34.0 198.0 1000000 36 Crawler crane LR11000 PDW3B Derrick 1000 1 25 ... 6 130.0 227 28.0 147.0 1000000 37 Crawler crane LR11000 PDW3B2 Derrick 1000 1 25 ... 6 165.0 142 26.0 174.0 1000000 38 Crawler crane Big LR110000 Big PDW3B2 Derrick 100000 1 25 ... 6 250.0 1000 50.0 300.0 1400000 [39 rows x 16 columns], 'development': Type of cost Cost USD Phase of construction 0 Equipment rental 0 Development 1 Labor 1000000 Development 2 Materials 0 Development 3 Mobilization 0 Development 4 Other 0 Development, 'crew_price': Labor type ID Hourly rate USD per hour Per diem USD per day Notes/References 0 Crane operator 81.910500 149 2017 National Construction Estimator: Page 30... 1 Oiler 61.625000 149 (35% burden) https://www.ziprecruiter.com/Sala... 2 Rigger 85.840000 149 2017 National Construction Estimator: Page 30... 3 Truck driver 66.410000 149 2017 National Construction Estimator: Page 30... 4 Iron worker 94.554500 149 2017 National Construction Estimator: Page 30... 5 Project manager 119.000000 149 (50% burden) https://www.salary.com/tools/sala... 6 Site manager 112.200000 149 (50% burden) https://www.salary.com/tools/sala... 7 Construction manager 112.200000 149 (50% burden) https://www.salary.com/tools/sala... 8 Project engineer 93.500000 149 (50% burden) https://www.salary.com/tools/sala... 9 Safety or qc manager 106.117647 149 (70% burden) https://www.salary.com/tools/sala... 10 Logistics manager 99.900000 149 (50 % burden) https://www.salary.com/research/... 11 Rigger foreman 85.840000 149 2017 National Construction Estimator: Page 30... 12 Rigger 85.840000 149 2017 National Construction Estimator: Page 30... 13 Operator 81.910500 149 2017 National Construction Estimator: Page 30... 14 Oiler 71.145000 149 (35% burden) https://www.ziprecruiter.com/Sala... 15 Electrician 85.840000 149 2017 National Construction Estimator: Page 30... 16 Tool room 85.840000 149 2017 National Construction Estimator: Page 30... 17 QC/QA tech 87.125000 149 (50% burden for QC/QC Manager) https://www.zip... 18 Office admin 44.562500 149 (35% burden) https://www.salary.com/tools/sala... 19 RSMeans NaN 149 NaN, 'crew': Crew type ID Operation Crew name Labor type ID Number of workers 0 M0 Management Management - project size Project manager 1 1 M0 Management Management - project size Site manager 1 2 M0 Management Management - project size Construction manager 1 3 M0 Management Management - project size Project engineer 1 4 M0 Management Management - project size Safety or qc manager 1 .. ... ... ... ... ... 74 C4 Base Top 1000t Rigger foreman 1 75 C0 Base Offload can tower Crane operator 2 76 C0 Base Offload can tower Oiler 2 77 C0 Base Offload can tower Iron worker 3 78 C0 Base Offload can tower Rigger foreman 1 [79 rows x 5 columns], 'equip_price': Equipment name Crane capacity tonne Equipment price USD per hour Cost USD per breakdown Fuel consumption gal per day 0 Mobile crane 75 35 NaN 44.0 1 Mobile crane 200 149 NaN 64.0 2 Crawler crane 275 217 37674.0 76.0 3 Crawler crane 250 194 30534.0 72.0 4 Crawler crane 400 330 73375.0 97.0 5 Crawler crane 500 420 101936.0 113.0 6 Crawler crane 600 511 130497.0 130.0 7 Crawler crane 750 647 173339.0 154.0 8 Crawler crane 1000 873 244741.0 195.0 9 Crawler crane 1350 1190 344705.0 252.0 10 Truck crane 50 13 NaN NaN 11 RT 100 58 NaN NaN 12 Offload crane 75 35 NaN 44.0 13 Offload crane 200 149 NaN 64.0, 'material_price': Material type ID Material price USD per unit Unit Notes 0 unique identifier for the material price of material per unit unit of measure used for cost NaN 1 Concrete 3000 psi 117 cubic yard http://gsiconcrete.com/pricing/ 2 Concrete 5000 psi 140 cubic yard http://gsiconcrete.com/pricing/ 3 Concrete 8000 psi 130 cubic yard Curve fit http://gsiconcrete.com/pricing/ 4 Steel - rebar 1120 ton (short) https://www.steelsupplylp.com/sku/102775?gclid... 5 Road base - 3/4 inch crushed stone 15 Loose cubic yard https://homeguide.com/costs/gravel-prices#yard 6 Excavated dirt 0 cubic yard NaN 7 Backfill 0 cubic yard NaN, 'rsmeans': Operation ID Type of cost ... Additional Notes Source 0 Concrete placement Equipment rental ... NaN Source 2017 National Construction Estimator: ... 1 Rebar installation Equipment rental ... NaN Source: 2017 National Construction Estimator: ... 2 Survey Equipment rental ... NaN NaN 3 Clear and grub Equipment rental ... NaN NaN 4 Topsoil stripping and stockpiling Equipment rental ... 460 HP D-9 dozer with “U”- blade 2017 National Construction Estimator: Page 599 5 Stormwater pollution prevention Equipment rental ... NaN NaN 6 Culverts Equipment rental ... NaN NaN 7 Compaction of soil (subgrade and crane path) Equipment rental ... NaN http://www.get-a-quote.net/QuoteEngine/costboo... 8 Mass material movement (cut and fill) Equipment rental ... NaN NaN 9 Placing road base (hauling) Equipment rental ... NaN NaN 10 Rough grading road base Equipment rental ... Site preparation grading based on using one cr... http://www.get-a-quote.net/QuoteEngine/costboo... 11 Compacting road base Equipment rental ... NaN http://www.get-a-quote.net/QuoteEngine/costboo... 12 Final grading Equipment rental ... NaN NaN 13 Road maintanance Equipment rental ... NaN NaN 14 Decompaction of crane paths Equipment rental ... NaN NaN 15 Reseeding, planting, etc Equipment rental ... NaN NaN 16 Concrete placement Labor ... Ready-mix concrete for the pour strip includin... Source: 2017 National Construction Estimator: ... 17 Rebar installation Labor ... Steel reinforcing bars (rebar), ASTM A615 Grad... Source: 2017 National Construction Estimator: ... 18 Survey Labor ... NaN NaN 19 Clear and grub Labor ... NaN NaN 20 Topsoil stripping and stockpiling Labor ... Tractor operator 2017 National Construction Estimator: Page 599 21 Stormwater pollution prevention Labor ... NaN NaN 22 Culverts Labor ... NaN NaN 23 Compaction of soil (subgrade and crane path) Labor ... Laborer, tractor operator, and truck driver http://www.get-a-quote.net/QuoteEngine/costboo... 24 Mass material movement (cut and fill) Labor ... NaN NaN 25 Placing road base (hauling) Labor ... Tractor operator http://www.get-a-quote.net/QuoteEngine/costboo... 26 Rough grading road base Labor ... Laborer and tractor operator http://www.get-a-quote.net/QuoteEngine/costboo... 27 Compacting road base Labor ... Laborer, tractor operator, and truck driver http://www.get-a-quote.net/QuoteEngine/costboo... 28 Final grading Labor ... NaN NaN 29 Road maintanance Labor ... NaN NaN 30 Decompaction of crane paths Labor ... NaN NaN 31 Reseeding, planting, etc Labor ... NaN NaN 32 Excavation Equipment rental ... NaN Source: 2017 National Construction Estimator: ... 33 Excavation Labor ... NaN Source: 2017 National Construction Estimator: ... 34 Backfill Equipment rental ... NaN Source: 2017 National Construction Estimator: ... 35 Backfill Labor ... 1 truck operator Source: 2017 National Construction Estimator: ... 36 Collection Labor ... NaN Source: 2017 National Construction Estimator: ... 37 Collection Equipment ... NaN Source: 2017 National Construction Estimator: ... 38 Collection Labor ... NaN Source: 2017 National Construction Estimator: ... 39 Collection Equipment ... NaN Source: 2017 National Construction Estimator: ... 40 Collection Labor ... NaN Source: 2017 National Construction Estimator: ... 41 Collection Equipment ... NaN Source: 2017 National Construction Estimator: ... [42 rows x 12 columns], 'site_facility_building_area': Size Min (MW) Size Max (MW) Building area (sq. ft.) 0 0 200 3000 1 200 500 5000 2 500 800 7000 3 800 1000 9000 4 1000 5000 12000, 'weather_window': Unnamed: 0 71444 city?? Iowa United States 2012 42.141941 -93.429169 Not Available 1 8760 0 NaT WTK data from NREL downloaded 2018-1-25 NaN NaN NaN NaN NaN NaN NaN NaN NaN 1 NaT Temperature Pressure Direction Speed NaN NaN NaN NaN NaN NaN 2 NaT C | Dictionary of all dataframes of data
outputs_2_screen.My_std | input | N*m | [0.]
outputs_2_screen.flp1_std | input | deg | [0.]
outputs_2_screen.PC_omega | input | rad/s | [0.]
outputs_2_screen.PC_zeta | input |  | [0.]
outputs_2_screen.VS_omega | input | rad/s | [0.]
outputs_2_screen.VS_zeta | input |  | [0.]
outputs_2_screen.Flp_omega | input | rad/s | [0.]
outputs_2_screen.Flp_zeta | input |  | [0.]
tcc.bearing_mass_cost_coeff | input | USD/kg | [4.5]
tcc.bedplate_mass_cost_coeff | input | USD/kg | [2.9]
tcc.blade_mass_cost_coeff | input | USD/kg | [14.6]
tcc.brake_mass_cost_coeff | input | USD/kg | [3.6254]
tcc.machine_rating | input | kW | [5000.]
tcc.controls_machine_rating_cost_coeff | input | USD/kW | [21.15]
tcc.converter_mass_cost_coeff | input | USD/kg | [18.8]
tcc.cover_mass_cost_coeff | input | USD/kg | [5.7]
tcc.elec_connec_machine_rating_cost_coeff | input | USD/kW | [41.85]
tcc.gearbox_torque_density | input | N*m/kg | [200.] | In 2024, modern 5-7MW gearboxes are able to reach 200 Nm/kg
tcc.gearbox_torque_cost | input | USD/kN/m | [50.] | In 2024, modern 5-7MW gearboxes cost approx $50/kNm
tcc.generator_mass_cost_coeff | input | USD/kg | [12.4]
tcc.generator_cost_external | input | USD | [0.]
tcc.hss_mass_cost_coeff | input | USD/kg | [6.8]
tcc.hub_assemblyCostMultiplier | input |  | [0.]
tcc.hub_overheadCostMultiplier | input |  | [0.]
tcc.hub_profitMultiplier | input |  | [0.]
tcc.hub_transportMultiplier | input |  | [0.]
tcc.hub_mass_cost_coeff | input | USD/kg | [3.9]
tcc.hvac_mass_cost_coeff | input | USD/kg | [124.]
tcc.lss_mass_cost_coeff | input | USD/kg | [11.9]
tcc.nacelle_assemblyCostMultiplier | input |  | [0.]
tcc.nacelle_overheadCostMultiplier | input |  | [0.]
tcc.nacelle_profitMultiplier | input |  | [0.]
tcc.nacelle_transportMultiplier | input |  | [0.]
tcc.main_bearing_number | input | n/a | 2
tcc.pitch_system_mass_cost_coeff | input | USD/kg | [22.1]
tcc.platforms_mass_cost_coeff | input | USD/kg | [17.1]
tcc.crane_cost | input | USD | [12000.]
tcc.crane | input | n/a | FALSE
tcc.blade_number | input | n/a | 3
tcc.spinner_mass_cost_coeff | input | USD/kg | [11.1]
tcc.tower_assemblyCostMultiplier | input |  | [0.]
tcc.tower_overheadCostMultiplier | input |  | [0.]
tcc.tower_profitMultiplier | input |  | [0.]
tcc.tower_transportMultiplier | input |  | [0.]
tcc.tower_mass_cost_coeff | input | USD/kg | [2.9]
tcc.transformer_mass_cost_coeff | input | USD/kg | [18.8]
tcc.turbine_assemblyCostMultiplier | input |  | [0.]
tcc.turbine_overheadCostMultiplier | input |  | [0.]
tcc.turbine_profitMultiplier | input |  | [0.]
tcc.turbine_transportMultiplier | input |  | [0.]
tcc.yaw_mass_cost_coeff | input | USD/kg | [8.3]
tcons.blade_number | input | n/a | 3
tcons.precone | input | deg | [2.]
tcons.tilt | input | deg | [4.]
tcons.overhang | input | m | [7.]
tcons.outer_diameter_full | input | m | [6. 6. 6. 6. 6. 6. 6. 6. 6. 5.89079213 5.53032592]
tcons.max_allowable_td_ratio | input |  | [1.4175]
tcons.rotor_orientation | input | n/a | upwind
towerse.env.distLoads.waveLoads_Px | input | N/m | [0. 0. 0. 0. 0. 0. 0. 0. 0. 0. 0. 0. 0. 0. 0. 0. 0. 0. 0. 0. 0. 0. 0. 0. 0. 0. 0. 0. 0. 0. 0.]
towerse.env.distLoads.waveLoads_Py | input | N/m | [0. 0. 0. 0. 0. 0. 0. 0. 0. 0. 0. 0. 0. 0. 0. 0. 0. 0. 0. 0. 0. 0. 0. 0. 0. 0. 0. 0. 0. 0. 0.]
towerse.env.distLoads.waveLoads_Pz | input | N/m | [0. 0. 0. 0. 0. 0. 0. 0. 0. 0. 0. 0. 0. 0. 0. 0. 0. 0. 0. 0. 0. 0. 0. 0. 0. 0. 0. 0. 0. 0. 0.]
towerse.env.distLoads.waveLoads_qdyn | input | N/m**2 | [0. 0. 0. 0. 0. 0. 0. 0. 0. 0. 0. 0. 0. 0. 0. 0. 0. 0. 0. 0. 0. 0. 0. 0. 0. 0. 0. 0. 0. 0. 0.]
towerse.env.distLoads.waveLoads_z | input | m | [0. 0. 0. 0. 0. 0. 0. 0. 0. 0. 0. 0. 0. 0. 0. 0. 0. 0. 0. 0. 0. 0. 0. 0. 0. 0. 0. 0. 0. 0. 0.]
towerse.env.distLoads.waveLoads_beta | input | deg | [0.]
towerse.yaw | input | deg | [0.]
towerse.z0 | input | m | [0.]
towerse.shearExp | input |  | [0.2]
towerse.beta_wind | input | deg | [0.]
towerse.rho_air | input | kg/m**3 | [1.225]
towerse.mu_air | input | kg/m/s | [1.81e-05]
towerse.cd_usr | input |  | [-1. -1. -1. -1. -1. -1. -1. -1. -1. -1. -1. -1. -1. -1. -1. -1. -1. -1. -1. -1. -1. -1. -1. -1. -1. -1. -1. -1. -1. -1. -1.]
towerse.s_all | input |  | [0. 0. 0. 0. 0. 0. 0. 0. 0. 0. 0. 0. 0. 0. 0. 0. 0. 0. 0. 0. 0. 0. 0. 0. 0. 0. 0. 0. 0. 0. 0.]
rotorse.ccblade.Uhub | input | m/s | [9.] | Undisturbed wind speed
rotorse.tsr | input |  | [10.5] | Tip speed ratio
rotorse.pitch | input | deg | [0.] | Pitch angle
rotorse.ccblade.s_opt_chord | input |  | [0. 0.03448276 0.06896552 0.10344828 0.13793103 0.17241379 0.20689655 0.24137931 0.27586207 0.31034483 0.34482759 0.37931034 0.4137931 0.44827586 0.48275862 0.51724138 0.55172414 0.5862069 0.62068966 0.65517241 0.68965517 0.72413793 0.75862069 0.79310345 0.82758621 0.86206897 0.89655172 0.93103448 0.96551724 1. ] | 1D array of the non-dimensional spanwise grid defined along blade axis to optimize the blade chord
rotorse.ccblade.s_opt_theta | input |  | [0. 0.33333333 0.66666667 1. ] | 1D array of the non-dimensional spanwise grid defined along blade axis to optimize the blade twist
rotorse.ccblade.aoa_op | input | rad | [3.14159265 3.14159265 3.14159265 3.14159265 3.14159265 3.14159265 3.14159265 3.14159265 3.14159265 3.14159265 3.14159265 3.14159265 3.14159265 3.14159265 3.14159265 3.14159265 3.14159265 3.14159265 3.14159265 3.14159265 3.14159265 3.14159265 3.14159265 3.14159265 3.14159265 3.14159265 3.14159265 3.14159265 3.14159265 3.14159265] | 1D array with the operational angles of attack for the airfoils along blade span.
rotorse.airfoils_aoa | input | deg | [-180. -177. -174. -171. -168. -165. -162. -159. -156. -153. -150. -147. -144. -141. -138. -135. -132. -129. -126. -123. -120. -117. -114. -111. -108. -105. -102. -99. -96. -93. -90. -87. -84. -81. -78. -75. -72. -69. -66. -63. -60. -57. -54. -51. -48. -45. -42. -39. -36. -33. -30. -29.39393939 -28.78787879 -28.18181818 -27.57575758 -26.96969697 -26.36363636 -25.75757576 -25.15151515 -24.54545455 -23.93939394 -23.33333333 -22.72727273 -22.12121212 -21.51515152 -20.90909091 -20.3030303 -19.6969697 -19.09090909 -18.48484848 -17.87878788 -17.27272727 -16.66666667 -16.06060606 -15.45454545 -14.84848485 -14.24242424 -13.63636364 -13.03030303 -12.42424242 -11.81818182 -11.21212121 -10.60606061 -10. -9.39393939 -8.78787879 -8.18181818 -7.57575758 -6.96969697 -6.36363636 -5.75757576 -5.15151515 -4.54545455 -3.93939394 -3.33333333 -2.72727273 -2.12121212 -1.51515152 -0.90909091 -0.3030303 0.3030303 0.90909091 1.51515152 2.12121212 2.72727273 3.33333333 3.93939394 4.54545455 5.15151515 5.75757576 6.36363636 6.96969697 7.57575758 8.18181818 8.78787879 9.39393939 10. 10.60606061 11.21212121 11.81818182 12.42424242 13.03030303 13.63636364 14.24242424 14.84848485 15.45454545 16.06060606 16.66666667 17.27272727 17.87878788 18.48484848 19.09090909 19.6969697 20.3030303 20.90909091 21.51515152 22.12121212 22.72727273 23.33333333 23.93939394 24.54545455 25.15151515 25.75757576 26.36363636 26.96969697 27.57575758 28.18181818 28.78787879 29.39393939 30. 33. 36. 39. 42. 45. 48. 51. 54. 57. 60. 63. 66. 69. 72. 75. 78. 81. 84. 87. 90. 93. 96. 99. 102. 105. 108. 111. 114. 117. 120. 123. 126. 129. 132. 135. 138. 141. 144. 147. 150. 153. 156. 159. 162. 165. 168. 171. 174. 177. 180. ] | angle of attack grid for polars
rotorse.airfoils_Re | input |  | [ 3000000. 5280000. 6000000. 9000000. 12000000.] | Reynolds numbers of polars
rotorse.precone | input | deg | [2.] | precone angle
rotorse.tilt | input | deg | [4.] | shaft tilt
rotorse.yaw | input | deg | [0.] | yaw error
rotorse.rho_air | input | kg/m**3 | [1.225] | density of air
rotorse.mu_air | input | kg/m/s | [1.81e-05] | dynamic viscosity of air
rotorse.shearExp | input |  | [0.2] | shear exponent
rotorse.nBlades | input | n/a | 3 | number of blades
rotorse.nSector | output | n/a | 4 | number of sectors to divide rotor face into in computing thrust and power
rotorse.tiploss | output | n/a | TRUE | include Prandtl tip loss model
rotorse.hubloss | output | n/a | TRUE | include Prandtl hub loss model
rotorse.wakerotation | output | n/a | TRUE | include effect of wake rotation (i.e., tangential induction factor is nonzero)
rotorse.usecd | output | n/a | TRUE | use drag coefficient in computing induction factors
rotorse.re.precomp.uptilt | input | deg | [4.] | Nacelle uptilt angle. A standard machine has positive values.
rotorse.re.precomp.layer_web | input |  | [0. 0. 0. 0. 0. 0. 0. 0. 0. 0. 0. 0. 0. 0. 1. 1. 1. 2. 2. 2.] | 1D array of the web id the layer is associated to. If the layer is on the outer profile, this entry can simply stay equal to 0.
rotorse.re.precomp.fiber_orientation | input | deg | [[0. 0. 0. 0. 0. 0. 0. 0. 0. 0. 0. 0. 0. 0. 0. 0. 0. 0. 0. 0. 0. 0. 0. 0. 0. 0. 0. 0. 0. 0.] [0. 0. 0. 0. 0. 0. 0. 0. 0. 0. 0. 0. 0. 0. 0. 0. 0. 0. 0. 0. 0. 0. 0. 0. 0. 0. 0. 0. 0. 0.] [0. 0. 0. 0. 0. 0. 0. 0. 0. 0. 0. 0. 0. 0. 0. 0. 0. 0. 0. 0. 0. 0. 0. 0. 0. 0. 0. 0. 0. 0.] [0. 0. 0. 0. 0. 0. 0. 0. 0. 0. 0. 0. 0. 0. 0. 0. 0. 0. 0. 0. 0. 0. 0. 0. 0. 0. 0. 0. 0. 0.] [0. 0. 0. 0. 0. 0. 0. 0. 0. 0. 0. 0. 0. 0. 0. 0. 0. 0. 0. 0. 0. 0. 0. 0. 0. 0. 0. 0. 0. 0.] [0. 0. 0. 0. 0. 0. 0. 0. 0. 0. 0. 0. 0. 0. 0. 0. 0. 0. 0. 0. 0. 0. 0. 0. 0. 0. 0. 0. 0. 0.] [0. 0. 0. 0. 0. 0. 0. 0. 0. 0. 0. 0. 0. 0. 0. 0. 0. 0. 0. 0. 0. 0. 0. 0. 0. 0. 0. 0. 0. 0.] [0. 0. 0. 0. 0. 0. 0. 0. 0. 0. 0. 0. 0. 0. 0. 0. 0. 0. 0. 0. 0. 0. 0. 0. 0. 0. 0. 0. 0. 0.] [0. 0. 0. 0. 0. 0. 0. 0. 0. 0. 0. 0. 0. 0. 0. 0. 0. 0. 0. 0. 0. 0. 0. 0. 0. 0. 0. 0. 0. 0.] [0. 0. 0. 0. 0. 0. 0. 0. 0. 0. 0. 0. 0. 0. 0. 0. 0. 0. 0. 0. 0. 0. 0. 0. 0. 0. 0. 0. 0. 0.] [0. 0. 0. 0. 0. 0. 0. 0. 0. 0. 0. 0. 0. 0. 0. 0. 0. 0. 0. 0. 0. 0. 0. 0. 0. 0. 0. 0. 0. 0.] [0. 0. 0. 0. 0. 0. 0. 0. 0. 0. 0. 0. 0. 0. 0. 0. 0. 0. 0. 0. 0. 0. 0. 0. 0. 0. 0. 0. 0. 0.] [0. 0. 0. 0. 0. 0. 0. 0. 0. 0. 0. 0. 0. 0. 0. 0. 0. 0. 0. 0. 0. 0. 0. 0. 0. 0. 0. 0. 0. 0.] [0. 0. 0. 0. 0. 0. 0. 0. 0. 0. 0. 0. 0. 0. 0. 0. 0. 0. 0. 0. 0. 0. 0. 0. 0. 0. 0. 0. 0. 0.] [0. 0. 0. 0. 0. 0. 0. 0. 0. 0. 0. 0. 0. 0. 0. 0. 0. 0. 0. 0. 0. 0. 0. 0. 0. 0. 0. 0. 0. 0.] [0. 0. 0. 0. 0. 0. 0. 0. 0. 0. 0. 0. 0. 0. 0. 0. 0. 0. 0. 0. 0. 0. 0. 0. 0. 0. 0. 0. 0. 0.] [0. 0. 0. 0. 0. 0. 0. 0. 0. 0. 0. 0. 0. 0. 0. 0. 0. 0. 0. 0. 0. 0. 0. 0. 0. 0. 0. 0. 0. 0.] [0. 0. 0. 0. 0. 0. 0. 0. 0. 0. 0. 0. 0. 0. 0. 0. 0. 0. 0. 0. 0. 0. 0. 0. 0. 0. 0. 0. 0. 0.] [0. 0. 0. 0. 0. 0. 0. 0. 0. 0. 0. 0. 0. 0. 0. 0. 0. 0. 0. 0. 0. 0. 0. 0. 0. 0. 0. 0. 0. 0.] [0. 0. 0. 0. 0. 0. 0. 0. 0. 0. 0. 0. 0. 0. 0. 0. 0. 0. 0. 0. 0. 0. 0. 0. 0. 0. 0. 0. 0. 0.]] | 2D array of the orientation of the layers of the blade structure. The first dimension represents each layer, the second dimension represents each entry along blade span.
rotorse.re.precomp.E | input | Pa | [[3.44000e+09 3.44000e+09 3.44000e+09] [4.56000e+06 4.56000e+06 4.56000e+06] [4.37000e+10 1.65000e+10 1.54500e+10] [1.57599e+11 9.10000e+09 9.10000e+09] [1.10231e+10 1.10231e+10 1.60477e+10] [2.82114e+10 1.62388e+10 1.58355e+10] [1.42500e+08 1.42500e+08 1.42500e+08] [1.00000e+06 1.00000e+06 1.00000e+06] [2.00000e+11 2.00000e+11 2.00000e+11] [2.10000e+11 2.10000e+11 2.10000e+11]] | 2D array of the Youngs moduli of the materials. Each row represents a material, the three columns represent E11, E22 and E33.
rotorse.re.precomp.G | input | Pa | [[1.32300e+09 1.32300e+09 1.32300e+09] [1.45000e+06 1.45000e+06 1.45000e+06] [3.26500e+09 3.49500e+09 3.48000e+09] [4.13100e+09 4.13100e+09 2.68900e+09] [1.32314e+10 3.48748e+09 3.48748e+09] [8.24822e+09 3.49124e+09 3.49124e+09] [5.40000e+10 5.40000e+10 5.40000e+10] [3.12500e+05 3.12500e+05 3.12500e+05] [7.93000e+10 7.93000e+10 7.93000e+10] [8.39000e+10 8.39000e+10 8.39000e+10]] | 2D array of the shear moduli of the materials. Each row represents a material, the three columns represent G12, G13 and G23.
rotorse.re.precomp.nu | input |  | [[0.3 0.3 0.3 ] [0.3 0.3 0.3 ] [0.262 0.264 0.35 ] [0.3133 0.3133 0.47066 ] [0.688074 0.117173 0.117173] [0.497511 0.18091 0.27481 ] [0.3194 0.3194 0.3194 ] [0.3 0.3 0.3 ] [0.3 0.3 0.3 ] [0.283 0.283 0.283 ]] | 2D array of the Poisson ratio of the materials. Each row represents a material, the three columns represent nu12, nu13 and nu23.
rotorse.re.precomp.rho | input | kg/m**3 | [1235. 1100. 1940. 1600. 1940. 1940. 130. 1150. 7800. 7800.] | 1D array of the density of the materials. For composites, this is the density of the laminate.
rotorse.re.precomp.joint_position | input |  | [0.7] | Spanwise position of the segmentation joint.
rotorse.re.precomp.n_blades | input | n/a | 3 | Number of blades of the rotor.
rotorse.re.precomp.definition_layer | input | n/a | [ 9. 9. 2. 2. 2. 2. 5. 7. 8. 6. 6. 6. 6. 9. 10. 10. 10. 10. 10. 10.] | 1D array of flags identifying how layers are specified in the yaml. 1) all around (skin, paint, ) 2) offset+rotation twist+width (spar caps) 3) offset+user defined rotation+width 4) midpoint TE+width (TE reinf) 5) midpoint LE+width (LE reinf) 6) layer position fixed to other layer (core fillers) 7) start and width 8) end and width 9) start and end nd 10) web layer
rotorse.re.precomp.mat_name | input | n/a | ['Gelcoat', 'Adhesive', 'glass_uni', 'carbon_uni_industry_baseline', 'glass_biax', 'glass_triax', 'medium_density_foam', 'resin', 'steel', 'joint_insert'] | 1D array of names of materials.
rotorse.re.precomp.orth | input | n/a | [0. 0. 1. 1. 1. 1. 0. 0. 0. 0.] | 1D array of flags to set whether a material is isotropic (0) or orthtropic (1). Each entry represents a material.
rotorse.wt_class.V_mean_overwrite | input |  | [0.]
rotorse.wt_class.V_extreme50_overwrite | input |  | [0.]
rotorse.wt_class.turbine_class | input | n/a | III
towerse.member.ca_usr_grid | input |  | [0. 0. 0. 0. 0. 0. 0. 0. 0. 0. 0.]
towerse.member.cd_usr_grid | input |  | [0. 0. 0. 0. 0. 0. 0. 0. 0. 0. 0.]
towerse.rho_water | input | kg/m**3 | [0.]
towerse.member.s_ghost1 | input |  | [0.]
towerse.member.s_ghost2 | input |  | [1.]
towerse.member.s_const1 | input |  | [0.]
towerse.member.s_const2 | input |  | [0.]
towerse.tower_layer_thickness | input | m | [[0.06515525 0.05866464 0.05197538 0.04607753 0.04094533 0.03582223 0.03074005 0.02575014 0.02129438 0.01803766 0.01803766]]
towerse.tower_outer_diameter_in | input | m | [6. 6. 6. 6. 6. 6. 6. 6. 6. 5.89079213 5.53032592]
towerse.E_mat | input | Pa | [[3.44000e+09 3.44000e+09 3.44000e+09] [4.56000e+06 4.56000e+06 4.56000e+06] [4.37000e+10 1.65000e+10 1.54500e+10] [1.57599e+11 9.10000e+09 9.10000e+09] [1.10231e+10 1.10231e+10 1.60477e+10] [2.82114e+10 1.62388e+10 1.58355e+10] [1.42500e+08 1.42500e+08 1.42500e+08] [1.00000e+06 1.00000e+06 1.00000e+06] [2.00000e+11 2.00000e+11 2.00000e+11] [2.10000e+11 2.10000e+11 2.10000e+11]]
towerse.E_user | input | Pa | [0.]
towerse.G_mat | input | Pa | [[1.32300e+09 1.32300e+09 1.32300e+09] [1.45000e+06 1.45000e+06 1.45000e+06] [3.26500e+09 3.49500e+09 3.48000e+09] [4.13100e+09 4.13100e+09 2.68900e+09] [1.32314e+10 3.48748e+09 3.48748e+09] [8.24822e+09 3.49124e+09 3.49124e+09] [5.40000e+10 5.40000e+10 5.40000e+10] [3.12500e+05 3.12500e+05 3.12500e+05] [7.93000e+10 7.93000e+10 7.93000e+10] [8.39000e+10 8.39000e+10 8.39000e+10]]
towerse.sigma_y_mat | input | Pa | [0.00e+00 0.00e+00 0.00e+00 0.00e+00 0.00e+00 0.00e+00 0.00e+00 0.00e+00 3.45e+08 1.65e+09]
towerse.sigma_ult_mat | input | Pa | [[0.0000e+00 0.0000e+00 0.0000e+00] [6.1510e+07 6.1510e+07 6.1510e+07] [6.4023e+08 3.8100e+07 0.0000e+00] [1.2852e+09 3.8100e+07 0.0000e+00] [4.6210e+07 4.6210e+07 4.6210e+07] [4.3563e+08 7.6440e+07 0.0000e+00] [2.0830e+06 2.0830e+06 2.0830e+06] [0.0000e+00 0.0000e+00 0.0000e+00] [4.5000e+08 4.5000e+08 4.5000e+08] [1.7900e+09 1.7900e+09 1.7900e+09]]
towerse.wohler_exp_mat | input |  | [ 1. 1. 10. 16.1 10. 10. 1. 1. 3. 1. ]
towerse.wohler_A_mat | input |  | [0.00000000e+00 6.53600000e+07 6.40230000e+08 1.28520000e+09 7.06900000e+07 4.35630000e+08 2.08300000e+06 0.00000000e+00 3.55346484e+10 1.79000000e+09]
towerse.rho_mat | input | kg/m**3 | [1235. 1100. 1940. 1600. 1940. 1940. 130. 1150. 7800. 7800.]
towerse.unit_cost_mat | input | USD/kg | [ 7.23 7.23 1.87 20.08 3. 2.86 13. 3.63 0.7 2. ]
towerse.outfitting_factor_in | input |  | [1.07]
towerse.tower_layer_materials | input | n/a | ['steel']
towerse.member.ballast_materials | input | n/a | []
towerse.material_names | input | n/a | ['Gelcoat', 'Adhesive', 'glass_uni', 'carbon_uni_industry_baseline', 'glass_biax', 'glass_triax', 'medium_density_foam', 'resin', 'steel', 'joint_insert']
towerse.labor_cost_rate | input | USD/min | [0.98]
towerse.painting_cost_rate | input | USD/m**2 | [30.]
af_3d.aoa | input | rad | [-3.14159265 -3.08923278 -3.0368729 -2.98451302 -2.93215314 -2.87979327 -2.82743339 -2.77507351 -2.72271363 -2.67035376 -2.61799388 -2.565634 -2.51327412 -2.46091425 -2.40855437 -2.35619449 -2.30383461 -2.25147474 -2.19911486 -2.14675498 -2.0943951 -2.04203522 -1.98967535 -1.93731547 -1.88495559 -1.83259571 -1.78023584 -1.72787596 -1.67551608 -1.6231562 -1.57079633 -1.51843645 -1.46607657 -1.41371669 -1.36135682 -1.30899694 -1.25663706 -1.20427718 -1.15191731 -1.09955743 -1.04719755 -0.99483767 -0.9424778 -0.89011792 -0.83775804 -0.78539816 -0.73303829 -0.68067841 -0.62831853 -0.57595865 -0.52359878 -0.51302102 -0.50244327 -0.49186552 -0.48128776 -0.47071001 -0.46013226 -0.4495545 -0.43897675 -0.428399 -0.41782125 -0.40724349 -0.39666574 -0.38608799 -0.37551023 -0.36493248 -0.35435473 -0.34377697 -0.33319922 -0.32262147 -0.31204371 -0.30146596 -0.29088821 -0.28031046 -0.2697327 -0.25915495 -0.2485772 -0.23799944 -0.22742169 -0.21684394 -0.20626618 -0.19568843 -0.18511068 -0.17453293 -0.16395517 -0.15337742 -0.14279967 -0.13222191 -0.12164416 -0.11106641 -0.10048865 -0.0899109 -0.07933315 -0.06875539 -0.05817764 -0.04759989 -0.03702214 -0.02644438 -0.01586663 -0.00528888 0.00528888 0.01586663 0.02644438 0.03702214 0.04759989 0.05817764 0.06875539 0.07933315 0.0899109 0.10048865 0.11106641 0.12164416 0.13222191 0.14279967 0.15337742 0.16395517 0.17453293 0.18511068 0.19568843 0.20626618 0.21684394 0.22742169 0.23799944 0.2485772 0.25915495 0.2697327 0.28031046 0.29088821 0.30146596 0.31204371 0.32262147 0.33319922 0.34377697 0.35435473 0.36493248 0.37551023 0.38608799 0.39666574 0.40724349 0.41782125 0.428399 0.43897675 0.4495545 0.46013226 0.47071001 0.48128776 0.49186552 0.50244327 0.51302102 0.52359878 0.57595865 0.62831853 0.68067841 0.73303829 0.78539816 0.83775804 0.89011792 0.9424778 0.99483767 1.04719755 1.09955743 1.15191731 1.20427718 1.25663706 1.30899694 1.36135682 1.41371669 1.46607657 1.51843645 1.57079633 1.6231562 1.67551608 1.72787596 1.78023584 1.83259571 1.88495559 1.93731547 1.98967535 2.04203522 2.0943951 2.14675498 2.19911486 2.25147474 2.30383461 2.35619449 2.40855437 2.46091425 2.51327412 2.565634 2.61799388 2.67035376 2.72271363 2.77507351 2.82743339 2.87979327 2.93215314 2.98451302 3.0368729 3.08923278 3.14159265] | 1D array of the angles of attack used to define the polars of the airfoils. All airfoils defined in openmdao share this grid.
af_3d.Re | input |  | [ 3000000. 5280000. 6000000. 9000000. 12000000.] | 1D array of the Reynolds numbers used to define the polars of the airfoils. All airfoils defined in openmdao share this grid.
af_3d.rated_TSR | input |  | [10.5] | Constant tip speed ratio in region II.
blade.compute_reynolds.rho | input | kg/m**3 | [1.225]
blade.compute_reynolds.mu | input | kg/m/s | [1.81e-05] | Dynamic viscosity of air
blade.compute_reynolds.maxOmega | input | rad/s | [2.] | Maximum allowed rotor speed.
blade.compute_reynolds.max_TS | input | m/s | [85.] | Maximum allowed blade tip speed.
blade.compute_reynolds.V_out | input | m/s | [25.] | Cut out wind speed. This is the wind speed where region III ends.
blade.high_level_blade_props.rotor_diameter_user | input | m | [205.99253562] | Diameter of the rotor specified by the user. It is defined as two times the blade length plus the hub diameter.
blade.internal_structure_2d_fem.web_rotation_yaml | output | rad | [[0. 0. 0. 0. 0. 0. 0. 0. 0. 0. 0. 0. 0. 0. 0. 0. 0. 0. 0. 0. 0. 0. 0. 0. 0. 0. 0. 0. 0. 0.] [0. 0. 0. 0. 0. 0. 0. 0. 0. 0. 0. 0. 0. 0. 0. 0. 0. 0. 0. 0. 0. 0. 0. 0. 0. 0. 0. 0. 0. 0.]] | 2D array of the rotation angle of the shear webs in respect to the chord line. The first dimension represents each shear web, the second dimension represents each entry along blade span. If the rotation is equal to negative twist +- a constant, then the web is built straight.
blade.internal_structure_2d_fem.web_offset_y_pa_yaml | output | m | [[ 0.00000000e+00 0.00000000e+00 0.00000000e+00 -1.15000000e+00 -1.14866374e+00 -1.14462435e+00 -1.13783587e+00 -1.12825239e+00 -1.11582796e+00 -1.10051665e+00 -1.08227253e+00 -1.06104965e+00 -1.03680208e+00 -1.00948389e+00 -9.79049142e-01 -9.45451897e-01 -9.08646222e-01 -8.68586181e-01 -8.25225838e-01 -7.78519258e-01 -7.12722539e-01 -6.74883645e-01 -6.17862740e-01 -5.57311856e-01 -4.93185057e-01 -4.25436408e-01 -3.54019972e-01 -2.78889815e-01 -2.00000000e-01 4.16333634e-17] [ 0.00000000e+00 0.00000000e+00 0.00000000e+00 -4.50000000e-01 -4.46963200e-01 -4.38185600e-01 -4.24166400e-01 -4.05404800e-01 -3.82400000e-01 -3.55651200e-01 -3.25657600e-01 -2.92918400e-01 -2.57932800e-01 -2.21200000e-01 -1.83219200e-01 -1.44489600e-01 -1.05510400e-01 -6.67808000e-02 -2.88000000e-02 7.93280000e-03 5.29987456e-02 7.56576000e-02 1.05651200e-01 1.32400000e-01 1.55404800e-01 1.74166400e-01 1.88185600e-01 1.96963200e-01 2.00000000e-01 2.77555756e-17]] | 2D array of the offset along the y axis to set the position of the shear webs. Positive values move the web towards the trailing edge, negative values towards the leading edge. The first dimension represents each shear web, the second dimension represents each entry along blade span.
blade.internal_structure_2d_fem.web_start_nd_yaml | output |  | [[0. 0. 0. 0. 0. 0. 0. 0. 0. 0. 0. 0. 0. 0. 0. 0. 0. 0. 0. 0. 0. 0. 0. 0. 0. 0. 0. 0. 0. 0.] [0. 0. 0. 0. 0. 0. 0. 0. 0. 0. 0. 0. 0. 0. 0. 0. 0. 0. 0. 0. 0. 0. 0. 0. 0. 0. 0. 0. 0. 0.]] | 2D array of the non-dimensional start point defined along the outer profile of a web. The TE suction side is 0, the TE pressure side is 1. The first dimension represents each web, the second dimension represents each entry along blade span.
blade.internal_structure_2d_fem.web_end_nd_yaml | output |  | [[0. 0. 0. 0. 0. 0. 0. 0. 0. 0. 0. 0. 0. 0. 0. 0. 0. 0. 0. 0. 0. 0. 0. 0. 0. 0. 0. 0. 0. 0.] [0. 0. 0. 0. 0. 0. 0. 0. 0. 0. 0. 0. 0. 0. 0. 0. 0. 0. 0. 0. 0. 0. 0. 0. 0. 0. 0. 0. 0. 0.]] | 2D array of the non-dimensional end point defined along the outer profile of a web. The TE suction side is 0, the TE pressure side is 1. The first dimension represents each web, the second dimension represents each entry along blade span.
blade.internal_structure_2d_fem.layer_web | output |  | [0. 0. 0. 0. 0. 0. 0. 0. 0. 0. 0. 0. 0. 0. 1. 1. 1. 2. 2. 2.] | 1D array of the web id the layer is associated to. If the layer is on the outer profile, this entry can simply stay equal to zero.
blade.internal_structure_2d_fem.layer_thickness | output | m | [[ 1.00000000e-03 1.00000000e-03 1.00000000e-03 1.00000000e-03 1.00000000e-03 1.00000000e-03 1.00000000e-03 1.00000000e-03 1.00000000e-03 1.00000000e-03 1.00000000e-03 1.00000000e-03 1.00000000e-03 1.00000000e-03 1.00000000e-03 1.00000000e-03 1.00000000e-03 1.00000000e-03 1.00000000e-03 1.00000000e-03 1.00000000e-03 1.00000000e-03 1.00000000e-03 1.00000000e-03 1.00000000e-03 1.00000000e-03 1.00000000e-03 1.00000000e-03 1.00000000e-03 1.00000000e-03] [ 4.10000000e-02 3.30000000e-02 2.60000000e-02 2.00000000e-02 1.50000000e-02 1.10000000e-02 8.28454072e-03 6.51243402e-03 5.36207752e-03 4.70247504e-03 4.40263040e-03 4.33154742e-03 4.35822991e-03 4.35168169e-03 4.30702965e-03 4.21940069e-03 4.08392168e-03 3.89571952e-03 3.64992111e-03 3.34165333e-03 2.86491152e-03 2.57935592e-03 2.14614940e-03 1.69211977e-03 1.22767857e-03 1.00000000e-03 1.00000000e-03 1.00000000e-03 1.00000000e-03 1.00000000e-03] [ 0.00000000e+00 1.03638639e-02 1.80212345e-02 2.53616596e-02 3.20681938e-02 3.78238917e-02 4.23118077e-02 4.52149966e-02 4.62165127e-02 4.56952678e-02 4.40301733e-02 4.16001409e-02 3.87840821e-02 3.59609085e-02 3.35095318e-02 3.13580743e-02 2.94346583e-02 2.76674064e-02 2.59844408e-02 2.43138839e-02 2.20549123e-02 2.08042751e-02 1.89850461e-02 1.71360827e-02 1.52672963e-02 1.33885984e-02 1.15099005e-02 9.63120264e-03 7.75250477e-03 5.87380689e-03] [ 0.00000000e+00 1.24780597e-02 1.76115740e-02 2.27450883e-02 2.76641755e-02 3.21544085e-02 3.60013601e-02 3.89906033e-02 4.09077110e-02 4.15382560e-02 4.11017265e-02 3.98176106e-02 3.79053964e-02 3.55845720e-02 3.30746256e-02 3.05950453e-02 2.81565527e-02 2.57698696e-02 2.34457177e-02 2.11948185e-02 1.83968865e-02 1.69556653e-02 1.49623503e-02 1.30321660e-02 1.11493299e-02 9.29805909e-03 7.46257101e-03 5.62708293e-03 3.79159485e-03 1.95610677e-03] [ 0.00000000e+00 0.00000000e+00 0.00000000e+00 0.00000000e+00 0.00000000e+00 0.00000000e+00 0.00000000e+00 0.00000000e+00 0.00000000e+00 0.00000000e+00 0.00000000e+00 0.00000000e+00 0.00000000e+00 0.00000000e+00 0.00000000e+00 0.00000000e+00 0.00000000e+00 0.00000000e+00 0.00000000e+00 1.00000000e-03 5.00000000e-02 1.00000000e-03 -8.13151629e-20 0.00000000e+00 0.00000000e+00 0.00000000e+00 0.00000000e+00 0.00000000e+00 0.00000000e+00 0.00000000e+00] [ 0.00000000e+00 0.00000000e+00 0.00000000e+00 0.00000000e+00 0.00000000e+00 0.00000000e+00 0.00000000e+00 0.00000000e+00 0.00000000e+00 0.00000000e+00 0.00000000e+00 0.00000000e+00 0.00000000e+00 0.00000000e+00 0.00000000e+00 0.00000000e+00 0.00000000e+00 0.00000000e+00 0.00000000e+00 1.00000000e-03 5.00000000e-02 1.00000000e-03 -8.13151629e-20 0.00000000e+00 0.00000000e+00 0.00000000e+00 0.00000000e+00 0.00000000e+00 0.00000000e+00 0.00000000e+00] [ 0.00000000e+00 0.00000000e+00 6.65003373e-03 8.14812366e-03 9.64621359e-03 1.11443035e-02 1.26025620e-02 1.39811575e-02 1.52402586e-02 1.63400338e-02 1.72406517e-02 1.79022807e-02 1.83276090e-02 1.85193246e-02 1.84801155e-02 1.82126698e-02 1.77196757e-02 1.70038210e-02 1.61057826e-02 1.50662370e-02 1.35708454e-02 1.27253309e-02 1.15053236e-02 1.03065158e-02 9.12537420e-03 7.95836553e-03 6.80195656e-03 5.65261407e-03 4.50680481e-03 3.36099555e-03] [ 0.00000000e+00 0.00000000e+00 2.33432275e-02 2.51480648e-02 2.69529021e-02 2.87577394e-02 3.05625767e-02 3.23674140e-02 3.39953792e-02 3.52696003e-02 3.60132052e-02 3.60493218e-02 3.52010780e-02 3.32916017e-02 3.05938669e-02 2.73808473e-02 2.39255169e-02 2.05008494e-02 1.73798187e-02 1.48353987e-02 1.22323494e-02 1.10919834e-02 9.70078471e-03 8.50178952e-03 7.39889612e-03 6.29600271e-03 5.19310930e-03 4.09021589e-03 2.98732248e-03 -2.16840434e-19] [ 0.00000000e+00 0.00000000e+00 2.33432275e-02 2.51480648e-02 2.69529021e-02 2.87577394e-02 3.05625767e-02 3.23674140e-02 3.39953792e-02 3.52696003e-02 3.60132052e-02 3.60493218e-02 3.52010780e-02 3.32916017e-02 3.05938669e-02 2.73808473e-02 2.39255169e-02 2.05008494e-02 1.73798187e-02 1.48353987e-02 1.22323494e-02 1.10919834e-02 9.70078471e-03 8.50178952e-03 7.39889612e-03 6.29600271e-03 5.19310930e-03 4.09021589e-03 2.98732248e-03 -2.16840434e-19] [ 0.00000000e+00 0.00000000e+00 1.86402175e-02 2.29043857e-02 2.71685539e-02 3.12820798e-02 3.50943212e-02 3.84546359e-02 4.12123815e-02 4.32169158e-02 4.43175966e-02 4.46317757e-02 4.42768050e-02 4.33700364e-02 4.20288217e-02 4.03705128e-02 3.85124616e-02 3.64638788e-02 3.42339751e-02 3.18319613e-02 2.84675254e-02 2.65484460e-02 2.36853660e-02 2.07018877e-02 1.76220907e-02 1.44700547e-02 1.12698594e-02 8.04558436e-03 4.82130936e-03 1.59703436e-03] [ 0.00000000e+00 0.00000000e+00 1.06783227e-02 1.30277497e-02 1.53771767e-02 1.77266036e-02 2.00760306e-02 2.23436643e-02 2.44477114e-02 2.63063787e-02 2.78378729e-02 2.89604006e-02 2.95921686e-02 2.97916789e-02 2.96174332e-02 2.91279335e-02 2.83816816e-02 2.74371794e-02 2.63529289e-02 2.51106409e-02 2.32295708e-02 2.20787956e-02 2.02526601e-02 1.81953304e-02 1.58885175e-02 1.33738018e-02 1.06927639e-02 7.88698432e-03 4.99804368e-03 2.06752250e-03] [ 0.00000000e+00 0.00000000e+00 1.17141324e-02 1.47649473e-02 1.78157623e-02 2.08665773e-02 2.39173922e-02 2.69682072e-02 3.00190222e-02 3.29529872e-02 3.56532524e-02 3.80029677e-02 3.98852833e-02 4.11833493e-02 4.17803156e-02 4.17273646e-02 4.10756783e-02 3.98764390e-02 3.81808288e-02 3.60400301e-02 3.26797937e-02 3.06420809e-02 2.75162660e-02 2.41934479e-02 2.07392943e-02 1.72194730e-02 1.36996517e-02 1.01798304e-02 6.66000904e-03 3.14018771e-03] [ 0.00000000e+00 0.00000000e+00 3.59873815e-02 4.39773438e-02 5.19673061e-02 5.96302097e-02 6.66389959e-02 7.26666060e-02 7.73859813e-02 8.04700630e-02 8.15917924e-02 8.09966867e-02 7.89302631e-02 7.56380387e-02 7.13655306e-02 6.63582560e-02 6.08617321e-02 5.50357312e-02 4.90400260e-02 4.30343888e-02 3.54771595e-02 3.16324086e-02 2.65556105e-02 2.18699671e-02 1.74972473e-02 1.33592202e-02 9.37765500e-03 5.47432071e-03 1.57098642e-03 1.00000000e-03] [ 4.10000000e-02 3.30000000e-02 2.60000000e-02 2.00000000e-02 1.53156219e-02 1.26140524e-02 1.00892854e-02 7.82972209e-03 5.92376367e-03 4.45981139e-03 3.52626648e-03 3.01625067e-03 2.82288569e-03 2.83929329e-03 2.95859519e-03 3.07391313e-03 3.07836885e-03 2.99303427e-03 2.83898133e-03 2.63728196e-03 2.33877707e-03 2.17523163e-03 1.95702453e-03 1.75179189e-03 1.55693882e-03 1.36987043e-03 1.18799183e-03 1.00870812e-03 1.00000000e-03 1.00000000e-03] [ 0.00000000e+00 0.00000000e+00 0.00000000e+00 2.16422907e-03 2.21016153e-03 2.25609398e-03 2.30202643e-03 2.34795888e-03 2.38578561e-03 2.40740088e-03 2.40469897e-03 2.36957416e-03 2.29392070e-03 2.16963289e-03 2.01292217e-03 1.84000000e-03 1.66707783e-03 1.51036711e-03 1.38607930e-03 1.31042584e-03 1.27397979e-03 1.27259912e-03 1.29421439e-03 1.33204112e-03 1.37797357e-03 1.42390602e-03 1.46983847e-03 1.51577093e-03 1.56170338e-03 1.08420217e-19] [ 0.00000000e+00 0.00000000e+00 0.00000000e+00 3.74890612e-02 3.61172335e-02 3.47454058e-02 3.33630956e-02 3.19598202e-02 3.05250972e-02 2.90484440e-02 2.75193780e-02 2.59274168e-02 2.43374498e-02 2.28143666e-02 2.14230569e-02 2.02284101e-02 1.92953159e-02 1.86886639e-02 1.83467902e-02 1.82080313e-02 2.00000000e-02 2.00000000e-02 2.00000000e-02 2.00000000e-02 2.00000000e-02 2.00000000e-02 2.00000000e-02 2.00000000e-02 2.00000000e-02 5.20417043e-18] [ 0.00000000e+00 0.00000000e+00 0.00000000e+00 2.07236417e-03 2.11829662e-03 2.16422907e-03 2.21016153e-03 2.25609398e-03 2.30202643e-03 2.34795888e-03 2.38578561e-03 2.40740088e-03 2.40469897e-03 2.36957416e-03 2.29392070e-03 2.16963289e-03 2.01292217e-03 1.84000000e-03 1.66707783e-03 1.51036711e-03 1.35893442e-03 1.31042584e-03 1.27530103e-03 1.27259912e-03 1.29421439e-03 1.33204112e-03 1.37797357e-03 1.42390602e-03 1.46983847e-03 1.08420217e-19] [ 0.00000000e+00 0.00000000e+00 0.00000000e+00 2.51759997e-03 2.44512991e-03 2.37265986e-03 2.30018980e-03 2.22771975e-03 2.15449048e-03 2.07974278e-03 2.00271744e-03 1.92265525e-03 1.83879698e-03 1.75038343e-03 1.66146746e-03 1.57610193e-03 1.49833970e-03 1.43223365e-03 1.38183663e-03 1.35120150e-03 1.33654766e-03 1.33604234e-03 1.34493101e-03 1.36040697e-03 1.37917659e-03 1.39794620e-03 1.41671582e-03 1.43548543e-03 1.45425505e-03 2.16840434e-19] [ 0.00000000e+00 0.00000000e+00 0.00000000e+00 3.77066146e-02 3.63461220e-02 3.49856293e-02 3.36139152e-02 3.22197581e-02 3.07919366e-02 2.93192293e-02 2.77904146e-02 2.61942712e-02 2.45955568e-02 2.30590296e-02 2.16494473e-02 2.04315680e-02 2.00000000e-02 2.00000000e-02 2.00000000e-02 2.00000000e-02 2.00000000e-02 2.00000000e-02 2.00000000e-02 2.00000000e-02 2.00000000e-02 2.00000000e-02 2.00000000e-02 2.00000000e-02 2.00000000e-02 5.20417043e-18] [ 0.00000000e+00 0.00000000e+00 0.00000000e+00 2.66254008e-03 2.59007002e-03 2.51759997e-03 2.44512991e-03 2.37265986e-03 2.30018980e-03 2.22771975e-03 2.15449048e-03 2.07974278e-03 2.00271744e-03 1.92265525e-03 1.83879698e-03 1.75038343e-03 1.66146746e-03 1.57610193e-03 1.49833970e-03 1.43223365e-03 1.37083839e-03 1.35120150e-03 1.33703462e-03 1.33604234e-03 1.34493101e-03 1.36040697e-03 1.37917659e-03 1.39794620e-03 1.41671582e-03 3.25260652e-19]] | 2D array of the thickness of the layers of the blade structure. The first dimension represents each layer, the second dimension represents each entry along blade span.
blade.internal_structure_2d_fem.layer_orientation | output | rad | [[0. 0. 0. 0. 0. 0. 0. 0. 0. 0. 0. 0. 0. 0. 0. 0. 0. 0. 0. 0. 0. 0. 0. 0. 0. 0. 0. 0. 0. 0.] [0. 0. 0. 0. 0. 0. 0. 0. 0. 0. 0. 0. 0. 0. 0. 0. 0. 0. 0. 0. 0. 0. 0. 0. 0. 0. 0. 0. 0. 0.] [0. 0. 0. 0. 0. 0. 0. 0. 0. 0. 0. 0. 0. 0. 0. 0. 0. 0. 0. 0. 0. 0. 0. 0. 0. 0. 0. 0. 0. 0.] [0. 0. 0. 0. 0. 0. 0. 0. 0. 0. 0. 0. 0. 0. 0. 0. 0. 0. 0. 0. 0. 0. 0. 0. 0. 0. 0. 0. 0. 0.] [0. 0. 0. 0. 0. 0. 0. 0. 0. 0. 0. 0. 0. 0. 0. 0. 0. 0. 0. 0. 0. 0. 0. 0. 0. 0. 0. 0. 0. 0.] [0. 0. 0. 0. 0. 0. 0. 0. 0. 0. 0. 0. 0. 0. 0. 0. 0. 0. 0. 0. 0. 0. 0. 0. 0. 0. 0. 0. 0. 0.] [0. 0. 0. 0. 0. 0. 0. 0. 0. 0. 0. 0. 0. 0. 0. 0. 0. 0. 0. 0. 0. 0. 0. 0. 0. 0. 0. 0. 0. 0.] [0. 0. 0. 0. 0. 0. 0. 0. 0. 0. 0. 0. 0. 0. 0. 0. 0. 0. 0. 0. 0. 0. 0. 0. 0. 0. 0. 0. 0. 0.] [0. 0. 0. 0. 0. 0. 0. 0. 0. 0. 0. 0. 0. 0. 0. 0. 0. 0. 0. 0. 0. 0. 0. 0. 0. 0. 0. 0. 0. 0.] [0. 0. 0. 0. 0. 0. 0. 0. 0. 0. 0. 0. 0. 0. 0. 0. 0. 0. 0. 0. 0. 0. 0. 0. 0. 0. 0. 0. 0. 0.] [0. 0. 0. 0. 0. 0. 0. 0. 0. 0. 0. 0. 0. 0. 0. 0. 0. 0. 0. 0. 0. 0. 0. 0. 0. 0. 0. 0. 0. 0.] [0. 0. 0. 0. 0. 0. 0. 0. 0. 0. 0. 0. 0. 0. 0. 0. 0. 0. 0. 0. 0. 0. 0. 0. 0. 0. 0. 0. 0. 0.] [0. 0. 0. 0. 0. 0. 0. 0. 0. 0. 0. 0. 0. 0. 0. 0. 0. 0. 0. 0. 0. 0. 0. 0. 0. 0. 0. 0. 0. 0.] [0. 0. 0. 0. 0. 0. 0. 0. 0. 0. 0. 0. 0. 0. 0. 0. 0. 0. 0. 0. 0. 0. 0. 0. 0. 0. 0. 0. 0. 0.] [0. 0. 0. 0. 0. 0. 0. 0. 0. 0. 0. 0. 0. 0. 0. 0. 0. 0. 0. 0. 0. 0. 0. 0. 0. 0. 0. 0. 0. 0.] [0. 0. 0. 0. 0. 0. 0. 0. 0. 0. 0. 0. 0. 0. 0. 0. 0. 0. 0. 0. 0. 0. 0. 0. 0. 0. 0. 0. 0. 0.] [0. 0. 0. 0. 0. 0. 0. 0. 0. 0. 0. 0. 0. 0. 0. 0. 0. 0. 0. 0. 0. 0. 0. 0. 0. 0. 0. 0. 0. 0.] [0. 0. 0. 0. 0. 0. 0. 0. 0. 0. 0. 0. 0. 0. 0. 0. 0. 0. 0. 0. 0. 0. 0. 0. 0. 0. 0. 0. 0. 0.] [0. 0. 0. 0. 0. 0. 0. 0. 0. 0. 0. 0. 0. 0. 0. 0. 0. 0. 0. 0. 0. 0. 0. 0. 0. 0. 0. 0. 0. 0.] [0. 0. 0. 0. 0. 0. 0. 0. 0. 0. 0. 0. 0. 0. 0. 0. 0. 0. 0. 0. 0. 0. 0. 0. 0. 0. 0. 0. 0. 0.]] | Fiber orientation of the composite layer with 0-value meaning alignment with reference axis. The first dimension represents each layer, the second dimension represents each entry along blade span.
blade.internal_structure_2d_fem.layer_rotation_yaml | output | rad | [[0. 0. 0. 0. 0. 0. 0. 0. 0. 0. 0. 0. 0. 0. 0. 0. 0. 0. 0. 0. 0. 0. 0. 0. 0. 0. 0. 0. 0. 0.] [0. 0. 0. 0. 0. 0. 0. 0. 0. 0. 0. 0. 0. 0. 0. 0. 0. 0. 0. 0. 0. 0. 0. 0. 0. 0. 0. 0. 0. 0.] [0. 0. 0. 0. 0. 0. 0. 0. 0. 0. 0. 0. 0. 0. 0. 0. 0. 0. 0. 0. 0. 0. 0. 0. 0. 0. 0. 0. 0. 0.] [0. 0. 0. 0. 0. 0. 0. 0. 0. 0. 0. 0. 0. 0. 0. 0. 0. 0. 0. 0. 0. 0. 0. 0. 0. 0. 0. 0. 0. 0.] [0. 0. 0. 0. 0. 0. 0. 0. 0. 0. 0. 0. 0. 0. 0. 0. 0. 0. 0. 0. 0. 0. 0. 0. 0. 0. 0. 0. 0. 0.] [0. 0. 0. 0. 0. 0. 0. 0. 0. 0. 0. 0. 0. 0. 0. 0. 0. 0. 0. 0. 0. 0. 0. 0. 0. 0. 0. 0. 0. 0.] [0. 0. 0. 0. 0. 0. 0. 0. 0. 0. 0. 0. 0. 0. 0. 0. 0. 0. 0. 0. 0. 0. 0. 0. 0. 0. 0. 0. 0. 0.] [0. 0. 0. 0. 0. 0. 0. 0. 0. 0. 0. 0. 0. 0. 0. 0. 0. 0. 0. 0. 0. 0. 0. 0. 0. 0. 0. 0. 0. 0.] [0. 0. 0. 0. 0. 0. 0. 0. 0. 0. 0. 0. 0. 0. 0. 0. 0. 0. 0. 0. 0. 0. 0. 0. 0. 0. 0. 0. 0. 0.] [0. 0. 0. 0. 0. 0. 0. 0. 0. 0. 0. 0. 0. 0. 0. 0. 0. 0. 0. 0. 0. 0. 0. 0. 0. 0. 0. 0. 0. 0.] [0. 0. 0. 0. 0. 0. 0. 0. 0. 0. 0. 0. 0. 0. 0. 0. 0. 0. 0. 0. 0. 0. 0. 0. 0. 0. 0. 0. 0. 0.] [0. 0. 0. 0. 0. 0. 0. 0. 0. 0. 0. 0. 0. 0. 0. 0. 0. 0. 0. 0. 0. 0. 0. 0. 0. 0. 0. 0. 0. 0.] [0. 0. 0. 0. 0. 0. 0. 0. 0. 0. 0. 0. 0. 0. 0. 0. 0. 0. 0. 0. 0. 0. 0. 0. 0. 0. 0. 0. 0. 0.] [0. 0. 0. 0. 0. 0. 0. 0. 0. 0. 0. 0. 0. 0. 0. 0. 0. 0. 0. 0. 0. 0. 0. 0. 0. 0. 0. 0. 0. 0.] [0. 0. 0. 0. 0. 0. 0. 0. 0. 0. 0. 0. 0. 0. 0. 0. 0. 0. 0. 0. 0. 0. 0. 0. 0. 0. 0. 0. 0. 0.] [0. 0. 0. 0. 0. 0. 0. 0. 0. 0. 0. 0. 0. 0. 0. 0. 0. 0. 0. 0. 0. 0. 0. 0. 0. 0. 0. 0. 0. 0.] [0. 0. 0. 0. 0. 0. 0. 0. 0. 0. 0. 0. 0. 0. 0. 0. 0. 0. 0. 0. 0. 0. 0. 0. 0. 0. 0. 0. 0. 0.] [0. 0. 0. 0. 0. 0. 0. 0. 0. 0. 0. 0. 0. 0. 0. 0. 0. 0. 0. 0. 0. 0. 0. 0. 0. 0. 0. 0. 0. 0.] [0. 0. 0. 0. 0. 0. 0. 0. 0. 0. 0. 0. 0. 0. 0. 0. 0. 0. 0. 0. 0. 0. 0. 0. 0. 0. 0. 0. 0. 0.] [0. 0. 0. 0. 0. 0. 0. 0. 0. 0. 0. 0. 0. 0. 0. 0. 0. 0. 0. 0. 0. 0. 0. 0. 0. 0. 0. 0. 0. 0.]] | 2D array of the rotation angle of a layer in respect to the chord line. The first dimension represents each layer, the second dimension represents each entry along blade span. If the rotation is equal to negative twist +- a constant, then the layer is built straight.
blade.internal_structure_2d_fem.layer_offset_y_pa_yaml | output | m | [[ 0. 0. 0. 0. 0. 0. 0. 0. 0. 0. 0. 0. 0. 0. 0. 0. 0. 0. 0. 0. 0. 0. 0. 0. 0. 0. 0. 0. 0. 0. ] [ 0. 0. 0. 0. 0. 0. 0. 0. 0. 0. 0. 0. 0. 0. 0. 0. 0. 0. 0. 0. 0. 0. 0. 0. 0. 0. 0. 0. 0. 0. ] [ 0. 0. 0. -0.8 -0.768 -0.736 -0.704 -0.672 -0.64 -0.608 -0.576 -0.544 -0.512 -0.48 -0.448 -0.416 -0.384 -0.352 -0.32 -0.288 -0.2464 -0.224 -0.192 -0.16 -0.128 -0.096 -0.064 -0.032 0. 0. ] [ 0. 0. 0. -0.8 -0.768 -0.736 -0.704 -0.672 -0.64 -0.608 -0.576 -0.544 -0.512 -0.48 -0.448 -0.416 -0.384 -0.352 -0.32 -0.288 -0.2464 -0.224 -0.192 -0.16 -0.128 -0.096 -0.064 -0.032 0. 0. ] [ 0. 0. 0. 0. 0. 0. 0. 0. 0. 0. 0. 0. 0. 0. 0. 0. 0. 0. 0. 0. 0. 0. 0. 0. 0. 0. 0. 0. 0. 0. ] [ 0. 0. 0. 0. 0. 0. 0. 0. 0. 0. 0. 0. 0. 0. 0. 0. 0. 0. 0. 0. 0. 0. 0. 0. 0. 0. 0. 0. 0. 0. ] [ 0. 0. 0. 0. 0. 0. 0. 0. 0. 0. 0. 0. 0. 0. 0. 0. 0. 0. 0. 0. 0. 0. 0. 0. 0. 0. 0. 0. 0. 0. ] [ 0. 0. 0. 0. 0. 0. 0. 0. 0. 0. 0. 0. 0. 0. 0. 0. 0. 0. 0. 0. 0. 0. 0. 0. 0. 0. 0. 0. 0. 0. ] [ 0. 0. 0. 0. 0. 0. 0. 0. 0. 0. 0. 0. 0. 0. 0. 0. 0. 0. 0. 0. 0. 0. 0. 0. 0. 0. 0. 0. 0. 0. ] [ 0. 0. 0. 0. 0. 0. 0. 0. 0. 0. 0. 0. 0. 0. 0. 0. 0. 0. 0. 0. 0. 0. 0. 0. 0. 0. 0. 0. 0. 0. ] [ 0. 0. 0. 0. 0. 0. 0. 0. 0. 0. 0. 0. 0. 0. 0. 0. 0. 0. 0. 0. 0. 0. 0. 0. 0. 0. 0. 0. 0. 0. ] [ 0. 0. 0. 0. 0. 0. 0. 0. 0. 0. 0. 0. 0. 0. 0. 0. 0. 0. 0. 0. 0. 0. 0. 0. 0. 0. 0. 0. 0. 0. ] [ 0. 0. 0. 0. 0. 0. 0. 0. 0. 0. 0. 0. 0. 0. 0. 0. 0. 0. 0. 0. 0. 0. 0. 0. 0. 0. 0. 0. 0. 0. ] [ 0. 0. 0. 0. 0. 0. 0. 0. 0. 0. 0. 0. 0. 0. 0. 0. 0. 0. 0. 0. 0. 0. 0. 0. 0. 0. 0. 0. 0. 0. ] [ 0. 0. 0. 0. 0. 0. 0. 0. 0. 0. 0. 0. 0. 0. 0. 0. 0. 0. 0. 0. 0. 0. 0. 0. 0. 0. 0. 0. 0. 0. ] [ 0. 0. 0. 0. 0. 0. 0. 0. 0. 0. 0. 0. 0. 0. 0. 0. 0. 0. 0. 0. 0. 0. 0. 0. 0. 0. 0. 0. 0. 0. ] [ 0. 0. 0. 0. 0. 0. 0. 0. 0. 0. 0. 0. 0. 0. 0. 0. 0. 0. 0. 0. 0. 0. 0. 0. 0. 0. 0. 0. 0. 0. ] [ 0. 0. 0. 0. 0. 0. 0. 0. 0. 0. 0. 0. 0. 0. 0. 0. 0. 0. 0. 0. 0. 0. 0. 0. 0. 0. 0. 0. 0. 0. ] [ 0. 0. 0. 0. 0. 0. 0. 0. 0. 0. 0. 0. 0. 0. 0. 0. 0. 0. 0. 0. 0. 0. 0. 0. 0. 0. 0. 0. 0. 0. ] [ 0. 0. 0. 0. 0. 0. 0. 0. 0. 0. 0. 0. 0. 0. 0. 0. 0. 0. 0. 0. 0. 0. 0. 0. 0. 0. 0. 0. 0. 0. ]] | 2D array of the offset along the y axis to set the position of a layer. Positive values move the layer towards the trailing edge, negative values towards the leading edge. The first dimension represents each layer, the second dimension represents each entry along blade span.
blade.internal_structure_2d_fem.layer_width_yaml | output | m | [[0.00000000e+00 0.00000000e+00 0.00000000e+00 0.00000000e+00 0.00000000e+00 0.00000000e+00 0.00000000e+00 0.00000000e+00 0.00000000e+00 0.00000000e+00 0.00000000e+00 0.00000000e+00 0.00000000e+00 0.00000000e+00 0.00000000e+00 0.00000000e+00 0.00000000e+00 0.00000000e+00 0.00000000e+00 0.00000000e+00 0.00000000e+00 0.00000000e+00 0.00000000e+00 0.00000000e+00 0.00000000e+00 0.00000000e+00 0.00000000e+00 0.00000000e+00 0.00000000e+00 0.00000000e+00] [0.00000000e+00 0.00000000e+00 0.00000000e+00 0.00000000e+00 0.00000000e+00 0.00000000e+00 0.00000000e+00 0.00000000e+00 0.00000000e+00 0.00000000e+00 0.00000000e+00 0.00000000e+00 0.00000000e+00 0.00000000e+00 0.00000000e+00 0.00000000e+00 0.00000000e+00 0.00000000e+00 0.00000000e+00 0.00000000e+00 0.00000000e+00 0.00000000e+00 0.00000000e+00 0.00000000e+00 0.00000000e+00 0.00000000e+00 0.00000000e+00 0.00000000e+00 0.00000000e+00 0.00000000e+00] [8.00000000e-01 8.00000000e-01 8.00000000e-01 8.00000000e-01 8.00000000e-01 8.00000000e-01 8.00000000e-01 8.00000000e-01 8.00000000e-01 8.00000000e-01 8.00000000e-01 8.00000000e-01 8.00000000e-01 8.00000000e-01 8.00000000e-01 8.00000000e-01 8.00000000e-01 8.00000000e-01 8.00000000e-01 8.00000000e-01 8.00000000e-01 8.00000000e-01 8.00000000e-01 8.00000000e-01 7.53600000e-01 7.05900000e-01 6.58700000e-01 6.11000000e-01 5.38300000e-01 3.41900000e-01] [8.00000000e-01 8.00000000e-01 8.00000000e-01 8.00000000e-01 8.00000000e-01 8.00000000e-01 8.00000000e-01 8.00000000e-01 8.00000000e-01 8.00000000e-01 8.00000000e-01 8.00000000e-01 8.00000000e-01 8.00000000e-01 8.00000000e-01 8.00000000e-01 8.00000000e-01 8.00000000e-01 8.00000000e-01 8.00000000e-01 8.00000000e-01 8.00000000e-01 8.00000000e-01 7.85500000e-01 7.45300000e-01 7.01900000e-01 6.57100000e-01 6.09900000e-01 5.24600000e-01 3.31000000e-01] [0.00000000e+00 0.00000000e+00 0.00000000e+00 0.00000000e+00 0.00000000e+00 0.00000000e+00 0.00000000e+00 0.00000000e+00 0.00000000e+00 0.00000000e+00 0.00000000e+00 0.00000000e+00 0.00000000e+00 0.00000000e+00 0.00000000e+00 0.00000000e+00 0.00000000e+00 0.00000000e+00 0.00000000e+00 3.00000000e-01 1.70000000e+00 3.00000000e-01 1.38777878e-17 0.00000000e+00 0.00000000e+00 0.00000000e+00 0.00000000e+00 0.00000000e+00 0.00000000e+00 0.00000000e+00] [0.00000000e+00 0.00000000e+00 0.00000000e+00 0.00000000e+00 0.00000000e+00 0.00000000e+00 0.00000000e+00 0.00000000e+00 0.00000000e+00 0.00000000e+00 0.00000000e+00 0.00000000e+00 0.00000000e+00 0.00000000e+00 0.00000000e+00 0.00000000e+00 0.00000000e+00 0.00000000e+00 0.00000000e+00 3.00000000e-01 1.70000000e+00 3.00000000e-01 1.38777878e-17 0.00000000e+00 0.00000000e+00 0.00000000e+00 0.00000000e+00 0.00000000e+00 0.00000000e+00 0.00000000e+00] [3.09400000e-01 3.09400000e-01 3.09400000e-01 3.09400000e-01 3.09400000e-01 3.09400000e-01 3.09400000e-01 3.09400000e-01 3.09400000e-01 3.09400000e-01 3.09400000e-01 3.09400000e-01 3.09400000e-01 3.09400000e-01 3.09400000e-01 3.09400000e-01 3.09400000e-01 3.09400000e-01 3.09400000e-01 3.09400000e-01 3.09400000e-01 3.09400000e-01 3.09400000e-01 3.09400000e-01 3.09400000e-01 3.09400000e-01 2.80100000e-01 2.22300000e-01 1.63500000e-01 1.03500000e-01] [5.76000000e-01 5.77450000e-01 5.81000000e-01 5.83650000e-01 5.86850000e-01 5.89850000e-01 5.99450000e-01 6.05250000e-01 6.11950000e-01 6.13850000e-01 6.11900000e-01 6.09150000e-01 6.06600000e-01 6.06300000e-01 6.07450000e-01 6.10600000e-01 6.16150000e-01 5.78650000e-01 5.37350000e-01 4.96500000e-01 4.44467378e-01 4.16750000e-01 3.77250000e-01 3.36250000e-01 2.74450000e-01 2.34700000e-01 1.94700000e-01 1.54100000e-01 1.13000000e-01 7.13000000e-02] [5.76000000e-01 5.77450000e-01 5.81000000e-01 5.83650000e-01 5.86850000e-01 5.89850000e-01 5.99450000e-01 6.05250000e-01 6.11950000e-01 6.13850000e-01 6.11900000e-01 6.09150000e-01 6.06600000e-01 6.06300000e-01 6.07450000e-01 6.10600000e-01 6.16150000e-01 5.78650000e-01 5.37350000e-01 4.96500000e-01 4.44467378e-01 4.16750000e-01 3.77250000e-01 3.36250000e-01 2.74450000e-01 2.34700000e-01 1.94700000e-01 1.54100000e-01 1.13000000e-01 7.13000000e-02] [0.00000000e+00 0.00000000e+00 0.00000000e+00 0.00000000e+00 0.00000000e+00 0.00000000e+00 0.00000000e+00 0.00000000e+00 0.00000000e+00 0.00000000e+00 0.00000000e+00 0.00000000e+00 0.00000000e+00 0.00000000e+00 0.00000000e+00 0.00000000e+00 0.00000000e+00 0.00000000e+00 0.00000000e+00 0.00000000e+00 0.00000000e+00 0.00000000e+00 0.00000000e+00 0.00000000e+00 0.00000000e+00 0.00000000e+00 0.00000000e+00 0.00000000e+00 0.00000000e+00 0.00000000e+00] [0.00000000e+00 0.00000000e+00 0.00000000e+00 0.00000000e+00 0.00000000e+00 0.00000000e+00 0.00000000e+00 0.00000000e+00 0.00000000e+00 0.00000000e+00 0.00000000e+00 0.00000000e+00 0.00000000e+00 0.00000000e+00 0.00000000e+00 0.00000000e+00 0.00000000e+00 0.00000000e+00 0.00000000e+00 0.00000000e+00 0.00000000e+00 0.00000000e+00 0.00000000e+00 0.00000000e+00 0.00000000e+00 0.00000000e+00 0.00000000e+00 0.00000000e+00 0.00000000e+00 0.00000000e+00] [0.00000000e+00 0.00000000e+00 0.00000000e+00 0.00000000e+00 0.00000000e+00 0.00000000e+00 0.00000000e+00 0.00000000e+00 0.00000000e+00 0.00000000e+00 0.00000000e+00 0.00000000e+00 0.00000000e+00 0.00000000e+00 0.00000000e+00 0.00000000e+00 0.00000000e+00 0.00000000e+00 0.00000000e+00 0.00000000e+00 0.00000000e+00 0.00000000e+00 0.00000000e+00 0.00000000e+00 0.00000000e+00 0.00000000e+00 0.00000000e+00 0.00000000e+00 0.00000000e+00 0.00000000e+00] [0.00000000e+00 0.00000000e+00 0.00000000e+00 0.00000000e+00 0.00000000e+00 0.00000000e+00 0.00000000e+00 0.00000000e+00 0.00000000e+00 0.00000000e+00 0.00000000e+00 0.00000000e+00 0.00000000e+00 0.00000000e+00 0.00000000e+00 0.00000000e+00 0.00000000e+00 0.00000000e+00 0.00000000e+00 0.00000000e+00 0.00000000e+00 0.00000000e+00 0.00000000e+00 0.00000000e+00 0.00000000e+00 0.00000000e+00 0.00000000e+00 0.00000000e+00 0.00000000e+00 0.00000000e+00] [0.00000000e+00 0.00000000e+00 0.00000000e+00 0.00000000e+00 0.00000000e+00 0.00000000e+00 0.00000000e+00 0.00000000e+00 0.00000000e+00 0.00000000e+00 0.00000000e+00 0.00000000e+00 0.00000000e+00 0.00000000e+00 0.00000000e+00 0.00000000e+00 0.00000000e+00 0.00000000e+00 0.00000000e+00 0.00000000e+00 0.00000000e+00 0.00000000e+00 0.00000000e+00 0.00000000e+00 0.00000000e+00 0.00000000e+00 0.00000000e+00 0.00000000e+00 0.00000000e+00 0.00000000e+00] [0.00000000e+00 0.00000000e+00 0.00000000e+00 0.00000000e+00 0.00000000e+00 0.00000000e+00 0.00000000e+00 0.00000000e+00 0.00000000e+00 0.00000000e+00 0.00000000e+00 0.00000000e+00 0.00000000e+00 0.00000000e+00 0.00000000e+00 0.00000000e+00 0.00000000e+00 0.00000000e+00 0.00000000e+00 0.00000000e+00 0.00000000e+00 0.00000000e+00 0.00000000e+00 0.00000000e+00 0.00000000e+00 0.00000000e+00 0.00000000e+00 0.00000000e+00 0.00000000e+00 0.00000000e+00] [0.00000000e+00 0.00000000e+00 0.00000000e+00 0.00000000e+00 0.00000000e+00 0.00000000e+00 0.00000000e+00 0.00000000e+00 0.00000000e+00 0.00000000e+00 0.00000000e+00 0.00000000e+00 0.00000000e+00 0.00000000e+00 0.00000000e+00 0.00000000e+00 0.00000000e+00 0.00000000e+00 0.00000000e+00 0.00000000e+00 0.00000000e+00 0.00000000e+00 0.00000000e+00 0.00000000e+00 0.00000000e+00 0.00000000e+00 0.00000000e+00 0.00000000e+00 0.00000000e+00 0.00000000e+00] [0.00000000e+00 0.00000000e+00 0.00000000e+00 0.00000000e+00 0.00000000e+00 0.00000000e+00 0.00000000e+00 0.00000000e+00 0.00000000e+00 0.00000000e+00 0.00000000e+00 0.00000000e+00 0.00000000e+00 0.00000000e+00 0.00000000e+00 0.00000000e+00 0.00000000e+00 0.00000000e+00 0.00000000e+00 0.00000000e+00 0.00000000e+00 0.00000000e+00 0.00000000e+00 0.00000000e+00 0.00000000e+00 0.00000000e+00 0.00000000e+00 0.00000000e+00 0.00000000e+00 0.00000000e+00] [0.00000000e+00 0.00000000e+00 0.00000000e+00 0.00000000e+00 0.00000000e+00 0.00000000e+00 0.00000000e+00 0.00000000e+00 0.00000000e+00 0.00000000e+00 0.00000000e+00 0.00000000e+00 0.00000000e+00 0.00000000e+00 0.00000000e+00 0.00000000e+00 0.00000000e+00 0.00000000e+00 0.00000000e+00 0.00000000e+00 0.00000000e+00 0.00000000e+00 0.00000000e+00 0.00000000e+00 0.00000000e+00 0.00000000e+00 0.00000000e+00 0.00000000e+00 0.00000000e+00 0.00000000e+00] [0.00000000e+00 0.00000000e+00 0.00000000e+00 0.00000000e+00 0.00000000e+00 0.00000000e+00 0.00000000e+00 0.00000000e+00 0.00000000e+00 0.00000000e+00 0.00000000e+00 0.00000000e+00 0.00000000e+00 0.00000000e+00 0.00000000e+00 0.00000000e+00 0.00000000e+00 0.00000000e+00 0.00000000e+00 0.00000000e+00 0.00000000e+00 0.00000000e+00 0.00000000e+00 0.00000000e+00 0.00000000e+00 0.00000000e+00 0.00000000e+00 0.00000000e+00 0.00000000e+00 0.00000000e+00] [0.00000000e+00 0.00000000e+00 0.00000000e+00 0.00000000e+00 0.00000000e+00 0.00000000e+00 0.00000000e+00 0.00000000e+00 0.00000000e+00 0.00000000e+00 0.00000000e+00 0.00000000e+00 0.00000000e+00 0.00000000e+00 0.00000000e+00 0.00000000e+00 0.00000000e+00 0.00000000e+00 0.00000000e+00 0.00000000e+00 0.00000000e+00 0.00000000e+00 0.00000000e+00 0.00000000e+00 0.00000000e+00 0.00000000e+00 0.00000000e+00 0.00000000e+00 0.00000000e+00 0.00000000e+00]] | 2D array of the width along the outer profile of a layer. The first dimension represents each layer, the second dimension represents each entry along blade span.
blade.internal_structure_2d_fem.layer_midpoint_nd | output |  | [[0. 0. 0. 0. 0. 0. 0. 0. 0. 0. 0. 0. 0. 0. 0. 0. 0. 0. 0. 0. 0. 0. 0. 0. 0. 0. 0. 0. 0. 0. ] [0. 0. 0. 0. 0. 0. 0. 0. 0. 0. 0. 0. 0. 0. 0. 0. 0. 0. 0. 0. 0. 0. 0. 0. 0. 0. 0. 0. 0. 0. ] [0. 0. 0. 0. 0. 0. 0. 0. 0. 0. 0. 0. 0. 0. 0. 0. 0. 0. 0. 0. 0. 0. 0. 0. 0. 0. 0. 0. 0. 0. ] [0. 0. 0. 0. 0. 0. 0. 0. 0. 0. 0. 0. 0. 0. 0. 0. 0. 0. 0. 0. 0. 0. 0. 0. 0. 0. 0. 0. 0. 0. ] [0. 0. 0. 0. 0. 0. 0. 0. 0. 0. 0. 0. 0. 0. 0. 0. 0. 0. 0. 0. 0. 0. 0. 0. 0. 0. 0. 0. 0. 0. ] [0. 0. 0. 0. 0. 0. 0. 0. 0. 0. 0. 0. 0. 0. 0. 0. 0. 0. 0. 0. 0. 0. 0. 0. 0. 0. 0. 0. 0. 0. ] [0.49999933 0.49993499 0.49952822 0.49929129 0.49971658 0.49945578 0.49906381 0.49963123 0.50016113 0.50043572 0.50087085 0.5012724 0.50154369 0.50167442 0.50164556 0.50144596 0.50117098 0.50086069 0.50053289 0.50018991 0.49970653 0.49941629 0.4989484 0.49848578 0.49797069 0.49714493 0.4959859 0.49469692 0.49329601 0.49178762] [0. 0. 0. 0. 0. 0. 0. 0. 0. 0. 0. 0. 0. 0. 0. 0. 0. 0. 0. 0. 0. 0. 0. 0. 0. 0. 0. 0. 0. 0. ] [0. 0. 0. 0. 0. 0. 0. 0. 0. 0. 0. 0. 0. 0. 0. 0. 0. 0. 0. 0. 0. 0. 0. 0. 0. 0. 0. 0. 0. 0. ] [0. 0. 0. 0. 0. 0. 0. 0. 0. 0. 0. 0. 0. 0. 0. 0. 0. 0. 0. 0. 0. 0. 0. 0. 0. 0. 0. 0. 0. 0. ] [0. 0. 0. 0. 0. 0. 0. 0. 0. 0. 0. 0. 0. 0. 0. 0. 0. 0. 0. 0. 0. 0. 0. 0. 0. 0. 0. 0. 0. 0. ] [0. 0. 0. 0. 0. 0. 0. 0. 0. 0. 0. 0. 0. 0. 0. 0. 0. 0. 0. 0. 0. 0. 0. 0. 0. 0. 0. 0. 0. 0. ] [0. 0. 0. 0. 0. 0. 0. 0. 0. 0. 0. 0. 0. 0. 0. 0. 0. 0. 0. 0. 0. 0. 0. 0. 0. 0. 0. 0. 0. 0. ] [0. 0. 0. 0. 0. 0. 0. 0. 0. 0. 0. 0. 0. 0. 0. 0. 0. 0. 0. 0. 0. 0. 0. 0. 0. 0. 0. 0. 0. 0. ] [0. 0. 0. 0. 0. 0. 0. 0. 0. 0. 0. 0. 0. 0. 0. 0. 0. 0. 0. 0. 0. 0. 0. 0. 0. 0. 0. 0. 0. 0. ] [0. 0. 0. 0. 0. 0. 0. 0. 0. 0. 0. 0. 0. 0. 0. 0. 0. 0. 0. 0. 0. 0. 0. 0. 0. 0. 0. 0. 0. 0. ] [0. 0. 0. 0. 0. 0. 0. 0. 0. 0. 0. 0. 0. 0. 0. 0. 0. 0. 0. 0. 0. 0. 0. 0. 0. 0. 0. 0. 0. 0. ] [0. 0. 0. 0. 0. 0. 0. 0. 0. 0. 0. 0. 0. 0. 0. 0. 0. 0. 0. 0. 0. 0. 0. 0. 0. 0. 0. 0. 0. 0. ] [0. 0. 0. 0. 0. 0. 0. 0. 0. 0. 0. 0. 0. 0. 0. 0. 0. 0. 0. 0. 0. 0. 0. 0. 0. 0. 0. 0. 0. 0. ] [0. 0. 0. 0. 0. 0. 0. 0. 0. 0. 0. 0. 0. 0. 0. 0. 0. 0. 0. 0. 0. 0. 0. 0. 0. 0. 0. 0. 0. 0. ]] | 2D array of the non-dimensional midpoint defined along the outer profile of a layer. The first dimension represents each layer, the second dimension represents each entry along blade span.
blade.internal_structure_2d_fem.layer_start_nd_yaml | output |  | [[0. 0. 0. 0. 0. 0. 0. 0. 0. 0. 0. 0. 0. 0. 0. 0. 0. 0. 0. 0. 0. 0. 0. 0. 0. 0. 0. 0. 0. 0. ] [0. 0. 0. 0. 0. 0. 0. 0. 0. 0. 0. 0. 0. 0. 0. 0. 0. 0. 0. 0. 0. 0. 0. 0. 0. 0. 0. 0. 0. 0. ] [0. 0. 0. 0. 0. 0. 0. 0. 0. 0. 0. 0. 0. 0. 0. 0. 0. 0. 0. 0. 0. 0. 0. 0. 0. 0. 0. 0. 0. 0. ] [0. 0. 0. 0. 0. 0. 0. 0. 0. 0. 0. 0. 0. 0. 0. 0. 0. 0. 0. 0. 0. 0. 0. 0. 0. 0. 0. 0. 0. 0. ] [0. 0. 0. 0. 0. 0. 0. 0. 0. 0. 0. 0. 0. 0. 0. 0. 0. 0. 0. 0. 0. 0. 0. 0. 0. 0. 0. 0. 0. 0. ] [0. 0. 0. 0. 0. 0. 0. 0. 0. 0. 0. 0. 0. 0. 0. 0. 0. 0. 0. 0. 0. 0. 0. 0. 0. 0. 0. 0. 0. 0. ] [0. 0. 0. 0. 0. 0. 0. 0. 0. 0. 0. 0. 0. 0. 0. 0. 0. 0. 0. 0. 0. 0. 0. 0. 0. 0. 0. 0. 0. 0. ] [0. 0. 0. 0. 0. 0. 0. 0. 0. 0. 0. 0. 0. 0. 0. 0. 0. 0. 0. 0. 0. 0. 0. 0. 0. 0. 0. 0. 0. 0. ] [0. 0. 0. 0. 0. 0. 0. 0. 0. 0. 0. 0. 0. 0. 0. 0. 0. 0. 0. 0. 0. 0. 0. 0. 0. 0. 0. 0. 0. 0. ] [0. 0. 0. 0. 0. 0. 0. 0. 0. 0. 0. 0. 0. 0. 0. 0. 0. 0. 0. 0. 0. 0. 0. 0. 0. 0. 0. 0. 0. 0. ] [0. 0. 0. 0. 0. 0. 0. 0. 0. 0. 0. 0. 0. 0. 0. 0. 0. 0. 0. 0. 0. 0. 0. 0. 0. 0. 0. 0. 0. 0. ] [0. 0. 0. 0. 0. 0. 0. 0. 0. 0. 0. 0. 0. 0. 0. 0. 0. 0. 0. 0. 0. 0. 0. 0. 0. 0. 0. 0. 0. 0. ] [0. 0. 0. 0. 0. 0. 0. 0. 0. 0. 0. 0. 0. 0. 0. 0. 0. 0. 0. 0. 0. 0. 0. 0. 0. 0. 0. 0. 0. 0. ] [0. 0. 0. 0. 0. 0. 0. 0. 0. 0. 0. 0. 0. 0. 0. 0.05 0.05 0.05 0.05 0.05 0.05 0.05 0.05 0.05 0.05 0.05 0.04 0.05 0.05 0.05] [0. 0. 0. 0. 0. 0. 0. 0. 0. 0. 0. 0. 0. 0. 0. 0. 0. 0. 0. 0. 0. 0. 0. 0. 0. 0. 0. 0. 0. 0. ] [0. 0. 0. 0. 0. 0. 0. 0. 0. 0. 0. 0. 0. 0. 0. 0. 0. 0. 0. 0. 0. 0. 0. 0. 0. 0. 0. 0. 0. 0. ] [0. 0. 0. 0. 0. 0. 0. 0. 0. 0. 0. 0. 0. 0. 0. 0. 0. 0. 0. 0. 0. 0. 0. 0. 0. 0. 0. 0. 0. 0. ] [0. 0. 0. 0. 0. 0. 0. 0. 0. 0. 0. 0. 0. 0. 0. 0. 0. 0. 0. 0. 0. 0. 0. 0. 0. 0. 0. 0. 0. 0. ] [0. 0. 0. 0. 0. 0. 0. 0. 0. 0. 0. 0. 0. 0. 0. 0. 0. 0. 0. 0. 0. 0. 0. 0. 0. 0. 0. 0. 0. 0. ] [0. 0. 0. 0. 0. 0. 0. 0. 0. 0. 0. 0. 0. 0. 0. 0. 0. 0. 0. 0. 0. 0. 0. 0. 0. 0. 0. 0. 0. 0. ]] | 2D array of the non-dimensional start point defined along the outer profile of a layer. The TE suction side is 0, the TE pressure side is 1. The first dimension represents each layer, the second dimension represents each entry along blade span.
blade.internal_structure_2d_fem.layer_end_nd_yaml | output |  | [[1. 1. 1. 1. 1. 1. 1. 1. 1. 1. 1. 1. 1. 1. 1. 1. 1. 1. 1. 1. 1. 1. 1. 1. 1. 1. 1. 1. 1. 1. ] [1. 1. 1. 1. 1. 1. 1. 1. 1. 1. 1. 1. 1. 1. 1. 1. 1. 1. 1. 1. 1. 1. 1. 1. 1. 1. 1. 1. 1. 1. ] [0. 0. 0. 0. 0. 0. 0. 0. 0. 0. 0. 0. 0. 0. 0. 0. 0. 0. 0. 0. 0. 0. 0. 0. 0. 0. 0. 0. 0. 0. ] [0. 0. 0. 0. 0. 0. 0. 0. 0. 0. 0. 0. 0. 0. 0. 0. 0. 0. 0. 0. 0. 0. 0. 0. 0. 0. 0. 0. 0. 0. ] [0. 0. 0. 0. 0. 0. 0. 0. 0. 0. 0. 0. 0. 0. 0. 0. 0. 0. 0. 0. 0. 0. 0. 0. 0. 0. 0. 0. 0. 0. ] [0. 0. 0. 0. 0. 0. 0. 0. 0. 0. 0. 0. 0. 0. 0. 0. 0. 0. 0. 0. 0. 0. 0. 0. 0. 0. 0. 0. 0. 0. ] [0. 0. 0. 0. 0. 0. 0. 0. 0. 0. 0. 0. 0. 0. 0. 0. 0. 0. 0. 0. 0. 0. 0. 0. 0. 0. 0. 0. 0. 0. ] [0. 0. 0. 0. 0. 0. 0. 0. 0. 0. 0. 0. 0. 0. 0. 0. 0. 0. 0. 0. 0. 0. 0. 0. 0. 0. 0. 0. 0. 0. ] [1. 1. 1. 1. 1. 1. 1. 1. 1. 1. 1. 1. 1. 1. 1. 1. 1. 1. 1. 1. 1. 1. 1. 1. 1. 1. 1. 1. 1. 1. ] [0. 0. 0. 0. 0. 0. 0. 0. 0. 0. 0. 0. 0. 0. 0. 0. 0. 0. 0. 0. 0. 0. 0. 0. 0. 0. 0. 0. 0. 0. ] [0. 0. 0. 0. 0. 0. 0. 0. 0. 0. 0. 0. 0. 0. 0. 0. 0. 0. 0. 0. 0. 0. 0. 0. 0. 0. 0. 0. 0. 0. ] [0. 0. 0. 0. 0. 0. 0. 0. 0. 0. 0. 0. 0. 0. 0. 0. 0. 0. 0. 0. 0. 0. 0. 0. 0. 0. 0. 0. 0. 0. ] [0. 0. 0. 0. 0. 0. 0. 0. 0. 0. 0. 0. 0. 0. 0. 0. 0. 0. 0. 0. 0. 0. 0. 0. 0. 0. 0. 0. 0. 0. ] [1. 1. 1. 1. 1. 1. 1. 1. 1. 1. 1. 1. 1. 1. 1. 0.95 0.95 0.95 0.95 0.95 0.95 0.95 0.95 0.95 0.95 0.95 0.95 0.95 0.95 0.95] [0. 0. 0. 0. 0. 0. 0. 0. 0. 0. 0. 0. 0. 0. 0. 0. 0. 0. 0. 0. 0. 0. 0. 0. 0. 0. 0. 0. 0. 0. ] [0. 0. 0. 0. 0. 0. 0. 0. 0. 0. 0. 0. 0. 0. 0. 0. 0. 0. 0. 0. 0. 0. 0. 0. 0. 0. 0. 0. 0. 0. ] [0. 0. 0. 0. 0. 0. 0. 0. 0. 0. 0. 0. 0. 0. 0. 0. 0. 0. 0. 0. 0. 0. 0. 0. 0. 0. 0. 0. 0. 0. ] [0. 0. 0. 0. 0. 0. 0. 0. 0. 0. 0. 0. 0. 0. 0. 0. 0. 0. 0. 0. 0. 0. 0. 0. 0. 0. 0. 0. 0. 0. ] [0. 0. 0. 0. 0. 0. 0. 0. 0. 0. 0. 0. 0. 0. 0. 0. 0. 0. 0. 0. 0. 0. 0. 0. 0. 0. 0. 0. 0. 0. ] [0. 0. 0. 0. 0. 0. 0. 0. 0. 0. 0. 0. 0. 0. 0. 0. 0. 0. 0. 0. 0. 0. 0. 0. 0. 0. 0. 0. 0. 0. ]] | 2D array of the non-dimensional end point defined along the outer profile of a layer. The TE suction side is 0, the TE pressure side is 1. The first dimension represents each layer, the second dimension represents each entry along blade span.
blade.internal_structure_2d_fem.layer_side | output | n/a | ['', '', 'suction', 'pressure', 'suction', 'pressure', '', '', '', '', '', '', '', '', '', '', '', '', '', ''] | 1D array setting whether the layer is on the suction or pressure side. This entry is only used if definition_layer is equal to 1 or 2.
blade.internal_structure_2d_fem.definition_web | output | n/a | [1. 1.] | 1D array of flags identifying how webs are specified in the yaml. 1) offset+rotation=twist 2) offset+rotation
blade.internal_structure_2d_fem.definition_layer | output | n/a | [ 9. 9. 2. 2. 2. 2. 5. 7. 8. 6. 6. 6. 6. 9. 10. 10. 10. 10. 10. 10.] | 1D array of flags identifying how layers are specified in the yaml. 1) all around (skin, paint, ) 2) offset+rotation twist+width (spar caps) 3) offset+user defined rotation+width 4) midpoint TE+width (TE reinf) 5) midpoint LE+width (LE reinf) 6) layer position fixed to other layer (core fillers) 7) start and width 8) end and width 9) start and end nd 10) web layer
blade.internal_structure_2d_fem.index_layer_start | output | n/a | [0. 0. 0. 0. 0. 0. 0. 0. 0. 7. 2. 6. 3. 0. 0. 0. 0. 0. 0. 0.] | Index used to fix a layer to another
blade.internal_structure_2d_fem.index_layer_end | output | n/a | [0. 0. 0. 0. 0. 0. 0. 0. 0. 2. 6. 3. 8. 0. 0. 0. 0. 0. 0. 0.] | Index used to fix a layer to another
blade.interp_airfoils.af_position | input |  | [0. 0.02 0.18 0.29632121 0.4824137 0.76458948 0.87235063 1. ] | 1D array of the non dimensional positions of the airfoils af_used defined along blade span.
blade.interp_airfoils.ac | input |  | [0.5 0.316 0.316 0.282 0.266 0.265 0.228] | 1D array of the aerodynamic centers of each airfoil.
blade.interp_airfoils.r_thick_discrete | input |  | [1. 0.5 0.36 0.301 0.241 0.211 0.18 ] | 1D array of the relative thicknesses of each airfoil.
blade.interp_airfoils.aoa | input | rad | [-3.14159265 -3.08923278 -3.0368729 -2.98451302 -2.93215314 -2.87979327 -2.82743339 -2.77507351 -2.72271363 -2.67035376 -2.61799388 -2.565634 -2.51327412 -2.46091425 -2.40855437 -2.35619449 -2.30383461 -2.25147474 -2.19911486 -2.14675498 -2.0943951 -2.04203522 -1.98967535 -1.93731547 -1.88495559 -1.83259571 -1.78023584 -1.72787596 -1.67551608 -1.6231562 -1.57079633 -1.51843645 -1.46607657 -1.41371669 -1.36135682 -1.30899694 -1.25663706 -1.20427718 -1.15191731 -1.09955743 -1.04719755 -0.99483767 -0.9424778 -0.89011792 -0.83775804 -0.78539816 -0.73303829 -0.68067841 -0.62831853 -0.57595865 -0.52359878 -0.51302102 -0.50244327 -0.49186552 -0.48128776 -0.47071001 -0.46013226 -0.4495545 -0.43897675 -0.428399 -0.41782125 -0.40724349 -0.39666574 -0.38608799 -0.37551023 -0.36493248 -0.35435473 -0.34377697 -0.33319922 -0.32262147 -0.31204371 -0.30146596 -0.29088821 -0.28031046 -0.2697327 -0.25915495 -0.2485772 -0.23799944 -0.22742169 -0.21684394 -0.20626618 -0.19568843 -0.18511068 -0.17453293 -0.16395517 -0.15337742 -0.14279967 -0.13222191 -0.12164416 -0.11106641 -0.10048865 -0.0899109 -0.07933315 -0.06875539 -0.05817764 -0.04759989 -0.03702214 -0.02644438 -0.01586663 -0.00528888 0.00528888 0.01586663 0.02644438 0.03702214 0.04759989 0.05817764 0.06875539 0.07933315 0.0899109 0.10048865 0.11106641 0.12164416 0.13222191 0.14279967 0.15337742 0.16395517 0.17453293 0.18511068 0.19568843 0.20626618 0.21684394 0.22742169 0.23799944 0.2485772 0.25915495 0.2697327 0.28031046 0.29088821 0.30146596 0.31204371 0.32262147 0.33319922 0.34377697 0.35435473 0.36493248 0.37551023 0.38608799 0.39666574 0.40724349 0.41782125 0.428399 0.43897675 0.4495545 0.46013226 0.47071001 0.48128776 0.49186552 0.50244327 0.51302102 0.52359878 0.57595865 0.62831853 0.68067841 0.73303829 0.78539816 0.83775804 0.89011792 0.9424778 0.99483767 1.04719755 1.09955743 1.15191731 1.20427718 1.25663706 1.30899694 1.36135682 1.41371669 1.46607657 1.51843645 1.57079633 1.6231562 1.67551608 1.72787596 1.78023584 1.83259571 1.88495559 1.93731547 1.98967535 2.04203522 2.0943951 2.14675498 2.19911486 2.25147474 2.30383461 2.35619449 2.40855437 2.46091425 2.51327412 2.565634 2.61799388 2.67035376 2.72271363 2.77507351 2.82743339 2.87979327 2.93215314 2.98451302 3.0368729 3.08923278 3.14159265] | 1D array of the angles of attack used to define the polars of the airfoils. All airfoils defined in openmdao share this grid.
blade.interp_airfoils.cl | input |  | [[[[ 0.00000000e+00] [ 0.00000000e+00] [ 0.00000000e+00] [ 0.00000000e+00] [ 0.00000000e+00]] [[ 0.00000000e+00] [ 0.00000000e+00] [ 0.00000000e+00] [ 0.00000000e+00] [ 0.00000000e+00]] [[ 0.00000000e+00] [ 0.00000000e+00] [ 0.00000000e+00] [ 0.00000000e+00] [ 0.00000000e+00]] ... [[ 0.00000000e+00] [ 0.00000000e+00] [ 0.00000000e+00] [ 0.00000000e+00] [ 0.00000000e+00]] [[ 0.00000000e+00] [ 0.00000000e+00] [ 0.00000000e+00] [ 0.00000000e+00] [ 0.00000000e+00]] [[ 0.00000000e+00] [ 0.00000000e+00] [ 0.00000000e+00] [ 0.00000000e+00] [ 0.00000000e+00]]] [[[ 0.00000000e+00] [ 0.00000000e+00] [ 0.00000000e+00] [ 0.00000000e+00] [ 0.00000000e+00]] [[ 1.22100448e-01] [ 1.22100448e-01] [ 1.22100448e-01] [ 1.22100448e-01] [ 1.22100448e-01]] [[ 2.44200897e-01] [ 2.44200897e-01] [ 2.44200897e-01] [ 2.44200897e-01] [ 2.44200897e-01]] ... [[-2.44200897e-01] [-2.44200897e-01] [-2.44200897e-01] [-2.44200897e-01] [-2.44200897e-01]] [[-1.22100448e-01] [-1.22100448e-01] [-1.22100448e-01] [-1.22100448e-01] [-1.22100448e-01]] [[-1.34424078e-17] [-1.34424078e-17] [-1.34424078e-17] [-1.34424078e-17] [-1.34424078e-17]]] [[[ 0.00000000e+00] [ 0.00000000e+00] [ 0.00000000e+00] [ 0.00000000e+00] [ 0.00000000e+00]] [[ 1.57528665e-01] [ 1.63580197e-01] [ 1.64098095e-01] [ 1.63901955e-01] [ 1.64630025e-01]] [[ 3.15057330e-01] [ 3.27160395e-01] [ 3.28196190e-01] [ 3.27803910e-01] [ 3.29260050e-01]] ... [[-3.15057330e-01] [-3.27160395e-01] [-3.28196190e-01] [-3.27803910e-01] [-3.29260050e-01]] [[-1.57528665e-01] [-1.63580197e-01] [-1.64098095e-01] [-1.63901955e-01] [-1.64630025e-01]] [[ 0.00000000e+00] [ 2.64361049e-18] [ 2.80518940e-18] [ 0.00000000e+00] [ 1.10725984e-17]]] ... [[[ 0.00000000e+00] [ 0.00000000e+00] [ 0.00000000e+00] [ 0.00000000e+00] [ 0.00000000e+00]] [[ 1.81712160e-01] [ 1.89787656e-01] [ 1.91505405e-01] [ 1.95913725e-01] [ 2.00357430e-01]] [[ 3.63424320e-01] [ 3.79575312e-01] [ 3.83010810e-01] [ 3.91827450e-01] [ 4.00714860e-01]] ... [[-3.63424320e-01] [-3.79575312e-01] [-3.83010810e-01] [-3.91827450e-01] [-4.00714860e-01]] [[-1.81712160e-01] [-1.89787656e-01] [-1.91505405e-01] [-1.95913725e-01] [-2.00357430e-01]] [[-1.10725984e-17] [-8.80138702e-19] [ 0.00000000e+00] [ 0.00000000e+00] [ 0.00000000e+00]]] [[[ 0.00000000e+00] [ 0.00000000e+00] [ 0.00000000e+00] [ 0.00000000e+00] [ 0.00000000e+00]] [[ 1.74256425e-01] [ 1.77577080e-01] [ 1.78876950e-01] [ 1.85995005e-01] [ 1.89664125e-01]] [[ 3.48512850e-01] [ 3.55154161e-01] [ 3.57753900e-01] [ 3.71990010e-01] [ 3.79328250e-01]] ... [[-3.48512850e-01] [-3.55154161e-01] [-3.57753900e-01] [-3.71990010e-01] [-3.79328250e-01]] [[-1.74256425e-01] [-1.77577080e-01] [-1.78876950e-01] [-1.85995005e-01] [-1.89664125e-01]] [[ 0.00000000e+00] [ 0.00000000e+00] [ 0.00000000e+00] [ 1.10725984e-17] [ 0.00000000e+00]]] [[[ 0.00000000e+00] [ 0.00000000e+00] [ 0.00000000e+00] [ 0.00000000e+00] [ 0.00000000e+00]] [[ 2.02449660e-01] [ 2.09583515e-01] [ 2.11419915e-01] [ 2.17381080e-01] [ 2.21043270e-01]] [[ 4.04899320e-01] [ 4.19167029e-01] [ 4.22839830e-01] [ 4.34762160e-01] [ 4.42086540e-01]] ... [[-4.04899320e-01] [-4.19167029e-01] [-4.22839830e-01] [-4.34762160e-01] [-4.42086540e-01]] [[-2.02449660e-01] [-2.09583515e-01] [-2.11419915e-01] [-2.17381080e-01] [-2.21043270e-01]] [[-2.80518940e-18] [-1.05413865e-18] [ 0.00000000e+00] [ 1.38777878e-17] [-1.38777878e-17]]]] | 4D array with the lift coefficients of the airfoils. Dimension 0 is along the different airfoils defined in the yaml, dimension 1 is along the angles of attack, dimension 2 is along the Reynolds number, dimension 3 is along the number of tabs, which may describe multiple sets at the same station, for example in presence of a flap.
blade.interp_airfoils.cd | input |  | [[[[0.5 ] [0.5 ] [0.5 ] [0.5 ] [0.5 ]] [[0.5 ] [0.5 ] [0.5 ] [0.5 ] [0.5 ]] [[0.5 ] [0.5 ] [0.5 ] [0.5 ] [0.5 ]] ... [[0.5 ] [0.5 ] [0.5 ] [0.5 ] [0.5 ]] [[0.5 ] [0.5 ] [0.5 ] [0.5 ] [0.5 ]] [[0.5 ] [0.5 ] [0.5 ] [0.5 ] [0.5 ]]] [[[0.001] [0.001] [0.001] [0.001] [0.001]] [[0.001] [0.001] [0.001] [0.001] [0.001]] [[0.001] [0.001] [0.001] [0.001] [0.001]] ... [[0.001] [0.001] [0.001] [0.001] [0.001]] [[0.001] [0.001] [0.001] [0.001] [0.001]] [[0.001] [0.001] [0.001] [0.001] [0.001]]] [[[0.001] [0.001] [0.001] [0.001] [0.001]] [[0.001] [0.001] [0.001] [0.001] [0.001]] [[0.001] [0.001] [0.001] [0.001] [0.001]] ... [[0.001] [0.001] [0.001] [0.001] [0.001]] [[0.001] [0.001] [0.001] [0.001] [0.001]] [[0.001] [0.001] [0.001] [0.001] [0.001]]] ... [[[0.001] [0.001] [0.001] [0.001] [0.001]] [[0.001] [0.001] [0.001] [0.001] [0.001]] [[0.001] [0.001] [0.001] [0.001] [0.001]] ... [[0.001] [0.001] [0.001] [0.001] [0.001]] [[0.001] [0.001] [0.001] [0.001] [0.001]] [[0.001] [0.001] [0.001] [0.001] [0.001]]] [[[0.001] [0.001] [0.001] [0.001] [0.001]] [[0.001] [0.001] [0.001] [0.001] [0.001]] [[0.001] [0.001] [0.001] [0.001] [0.001]] ... [[0.001] [0.001] [0.001] [0.001] [0.001]] [[0.001] [0.001] [0.001] [0.001] [0.001]] [[0.001] [0.001] [0.001] [0.001] [0.001]]] [[[0.001] [0.001] [0.001] [0.001] [0.001]] [[0.001] [0.001] [0.001] [0.001] [0.001]] [[0.001] [0.001] [0.001] [0.001] [0.001]] ... [[0.001] [0.001] [0.001] [0.001] [0.001]] [[0.001] [0.001] [0.001] [0.001] [0.001]] [[0.001] [0.001] [0.001] [0.001] [0.001]]]] | 4D array with the drag coefficients of the airfoils. Dimension 0 is along the different airfoils defined in the yaml, dimension 1 is along the angles of attack, dimension 2 is along the Reynolds number, dimension 3 is along the number of tabs, which may describe multiple sets at the same station, for example in presence of a flap.
blade.interp_airfoils.cm | input |  | [[[[ 0.00000000e+00] [ 0.00000000e+00] [ 0.00000000e+00] [ 0.00000000e+00] [ 0.00000000e+00]] [[ 0.00000000e+00] [ 0.00000000e+00] [ 0.00000000e+00] [ 0.00000000e+00] [ 0.00000000e+00]] [[ 0.00000000e+00] [ 0.00000000e+00] [ 0.00000000e+00] [ 0.00000000e+00] [ 0.00000000e+00]] ... [[ 0.00000000e+00] [ 0.00000000e+00] [ 0.00000000e+00] [ 0.00000000e+00] [ 0.00000000e+00]] [[ 0.00000000e+00] [ 0.00000000e+00] [ 0.00000000e+00] [ 0.00000000e+00] [ 0.00000000e+00]] [[ 0.00000000e+00] [ 0.00000000e+00] [ 0.00000000e+00] [ 0.00000000e+00] [ 0.00000000e+00]]] [[[ 0.00000000e+00] [ 0.00000000e+00] [ 0.00000000e+00] [ 0.00000000e+00] [ 0.00000000e+00]] [[ 1.43186712e-01] [ 1.43186712e-01] [ 1.43186712e-01] [ 1.43186712e-01] [ 1.43186712e-01]] [[ 2.67081814e-01] [ 2.67081814e-01] [ 2.67081814e-01] [ 2.67081814e-01] [ 2.67081814e-01]] ... [[-3.58076394e-01] [-3.58076394e-01] [-3.58076394e-01] [-3.58076394e-01] [-3.58076394e-01]] [[-1.95896639e-01] [-1.95896639e-01] [-1.95896639e-01] [-1.95896639e-01] [-1.95896639e-01]] [[ 0.00000000e+00] [ 0.00000000e+00] [ 0.00000000e+00] [ 0.00000000e+00] [ 0.00000000e+00]]] [[[ 0.00000000e+00] [ 0.00000000e+00] [ 0.00000000e+00] [ 0.00000000e+00] [ 0.00000000e+00]] [[ 1.20000000e-01] [ 1.20000000e-01] [ 1.20000000e-01] [ 1.20000000e-01] [ 1.20000000e-01]] [[ 2.40000000e-01] [ 2.40000000e-01] [ 2.40000000e-01] [ 2.40000000e-01] [ 2.40000000e-01]] ... [[-3.00000000e-01] [-3.00000000e-01] [-3.00000000e-01] [-3.00000000e-01] [-3.00000000e-01]] [[-1.50000000e-01] [-1.50000000e-01] [-1.50000000e-01] [-1.50000000e-01] [-1.50000000e-01]] [[-1.92606959e-18] [-1.92606959e-18] [-1.92606959e-18] [-1.92606959e-18] [-1.92606959e-18]]] ... [[[ 0.00000000e+00] [ 0.00000000e+00] [ 0.00000000e+00] [ 0.00000000e+00] [ 0.00000000e+00]] [[ 1.20000000e-01] [ 1.20000000e-01] [ 1.20000000e-01] [ 1.20000000e-01] [ 1.20000000e-01]] [[ 2.40000000e-01] [ 2.40000000e-01] [ 2.40000000e-01] [ 2.40000000e-01] [ 2.40000000e-01]] ... [[-3.00000000e-01] [-3.00000000e-01] [-3.00000000e-01] [-3.00000000e-01] [-3.00000000e-01]] [[-1.50000000e-01] [-1.50000000e-01] [-1.50000000e-01] [-1.50000000e-01] [-1.50000000e-01]] [[-1.92606959e-18] [-1.92606959e-18] [-1.92606959e-18] [-1.92606959e-18] [-1.92606959e-18]]] [[[ 0.00000000e+00] [ 0.00000000e+00] [ 0.00000000e+00] [ 0.00000000e+00] [ 0.00000000e+00]] [[ 1.20000000e-01] [ 1.20000000e-01] [ 1.20000000e-01] [ 1.20000000e-01] [ 1.20000000e-01]] [[ 2.40000000e-01] [ 2.40000000e-01] [ 2.40000000e-01] [ 2.40000000e-01] [ 2.40000000e-01]] ... [[-3.00000000e-01] [-3.00000000e-01] [-3.00000000e-01] [-3.00000000e-01] [-3.00000000e-01]] [[-1.50000000e-01] [-1.50000000e-01] [-1.50000000e-01] [-1.50000000e-01] [-1.50000000e-01]] [[-1.92606959e-18] [-1.92606959e-18] [-1.92606959e-18] [-1.92606959e-18] [-1.92606959e-18]]] [[[ 0.00000000e+00] [ 0.00000000e+00] [ 0.00000000e+00] [ 0.00000000e+00] [ 0.00000000e+00]] [[ 1.20000000e-01] [ 1.20000000e-01] [ 1.20000000e-01] [ 1.20000000e-01] [ 1.20000000e-01]] [[ 2.40000000e-01] [ 2.40000000e-01] [ 2.40000000e-01] [ 2.40000000e-01] [ 2.40000000e-01]] ... [[-3.00000000e-01] [-3.00000000e-01] [-3.00000000e-01] [-3.00000000e-01] [-3.00000000e-01]] [[-1.50000000e-01] [-1.50000000e-01] [-1.50000000e-01] [-1.50000000e-01] [-1.50000000e-01]] [[-1.92606959e-18] [-1.92606959e-18] [-1.92606959e-18] [-1.92606959e-18] [-1.92606959e-18]]]] | 4D array with the moment coefficients of the airfoils. Dimension 0 is along the different airfoils defined in the yaml, dimension 1 is along the angles of attack, dimension 2 is along the Reynolds number, dimension 3 is along the number of tabs, which may describe multiple sets at the same station, for example in presence of a flap.
blade.interp_airfoils.coord_xy | input |  | [[[ 1.00000000e+00 0.00000000e+00] [ 9.99429684e-01 -2.22597407e-02] [ 9.98063018e-01 -4.44580349e-02] ... [ 9.98120489e-01 4.38394581e-02] [ 9.99443038e-01 2.19496514e-02] [ 1.00000000e+00 -3.99929253e-18]] [[ 1.00000000e+00 -9.70000080e-03] [ 9.72814821e-01 -1.34271661e-02] [ 9.46027311e-01 -1.93111175e-02] ... [ 9.53709610e-01 3.92185257e-02] [ 9.77051006e-01 2.52011977e-02] [ 1.00000000e+00 1.05000009e-02]] [[ 1.00000000e+00 -7.00000069e-04] [ 9.74085396e-01 -2.58383565e-03] [ 9.48123482e-01 -3.51119300e-03] ... [ 9.50802168e-01 2.72787770e-02] [ 9.75412980e-01 2.01917140e-02] [ 1.00000000e+00 1.29800013e-02]] ... [[ 1.00000000e+00 4.25000005e-03] [ 9.82343459e-01 -7.44795812e-04] [ 9.57832160e-01 2.09748789e-03] ... [ 9.52346202e-01 1.38691659e-02] [ 9.76159823e-01 9.05592971e-03] [ 1.00000000e+00 4.25000005e-03]] [[ 1.00000000e+00 9.40000193e-04] [ 9.76796386e-01 1.78959118e-03] [ 9.52789587e-01 3.69235436e-03] ... [ 9.52386679e-01 9.04801677e-03] [ 9.76167957e-01 4.91788955e-03] [ 1.00000000e+00 9.40000193e-04]] [[ 1.00000001e+00 0.00000000e+00] [ 9.76685172e-01 3.75162959e-03] [ 9.53182649e-01 5.77797312e-03] ... [ 9.52998468e-01 1.22858505e-02] [ 9.76506126e-01 6.21827841e-03] [ 1.00000001e+00 2.13114815e-20]]] | 3D array of the x and y airfoil coordinates of the n_af airfoils.
blade.interp_airfoils.name | input | n/a | ['circular', 'SNL-FFA-W3-500', 'FFA-W3-360', 'FFA-W3-301', 'FFA-W3-241', 'FFA-W3-211', 'NACA63-618'] | 1D array of names of airfoils.
blade.outer_shape_bem.s_default | output |  | [0. 0.03448276 0.06896552 0.10344828 0.13793103 0.17241379 0.20689655 0.24137931 0.27586207 0.31034483 0.34482759 0.37931034 0.4137931 0.44827586 0.48275862 0.51724138 0.55172414 0.5862069 0.62068966 0.65517241 0.7 0.72413793 0.75862069 0.79310345 0.82758621 0.86206897 0.89655172 0.93103448 0.96551724 1. ] | 1D array of the non-dimensional spanwise grid defined along blade axis (0-blade root, 1-blade tip)
blade.outer_shape_bem.chord_yaml | output | m | [4.5 4.51653455 4.59255455 4.72026865 4.75 4.75 4.75 4.75 4.75 4.75 4.75 4.7 4.64 4.48 4.30815493 4.07109567 3.83078655 3.59377787 3.3535724 3.10972681 2.79010443 2.61780457 2.37255549 2.12536608 1.87360817 1.6133977 1.34551447 1.07050448 0.78813172 0.5 ] | 1D array of the chord values defined along blade span.
blade.outer_shape_bem.twist_yaml | output | rad | [ 0.3491 0.32625117 0.30085553 0.27319561 0.24355395 0.2057759 0.15761451 0.11369865 0.08888556 0.08740227 0.08747036 0.08755246 0.08760935 0.08649735 0.08026523 0.07090719 0.06112253 0.05334186 0.04683973 0.04037517 0.03044013 0.02356245 0.0096627 -0.00714598 -0.02406408 -0.03833817 -0.05056212 -0.06194147 -0.07234987 -0.08166095] | 1D array of the twist values defined along blade span. The twist is defined positive for negative rotations around the z axis (the same as in BeamDyn).
blade.outer_shape_bem.r_thick_yaml | output |  | [0. 0. 0. 0. 0. 0. 0. 0. 0. 0. 0. 0. 0. 0. 0. 0. 0. 0. 0. 0. 0. 0. 0. 0. 0. 0. 0. 0. 0. 0.] | 1D array of the relative thickness values defined along blade span.
blade.outer_shape_bem.pitch_axis_yaml | output |  | [0.5 0.49816955 0.48992341 0.47666778 0.47368421 0.47368421 0.47368421 0.47368421 0.47368421 0.47368421 0.47368421 0.46808511 0.4612069 0.44196429 0.43251806 0.42095775 0.41010371 0.40195138 0.39522149 0.39116278 0.39008436 0.39134099 0.39523274 0.40007425 0.40504215 0.41113787 0.41946139 0.43201533 0.45321411 0.5 ] | 1D array of the chordwise position of the pitch axis (0-LE, 1-TE), defined along blade span.
blade.outer_shape_bem.ref_axis_yaml | output | m | [[ 0.00000000e+00 0.00000000e+00 0.00000000e+00] [ 1.45896086e-02 0.00000000e+00 3.44814717e+00] [ 5.22230768e-02 0.00000000e+00 6.89629433e+00] [ 1.08141891e-01 0.00000000e+00 1.03444415e+01] [ 1.74250500e-01 0.00000000e+00 1.37925887e+01] [ 2.41136773e-01 0.00000000e+00 1.72407358e+01] [ 3.00085581e-01 0.00000000e+00 2.06888830e+01] [ 3.42651213e-01 0.00000000e+00 2.41370302e+01] [ 3.59821072e-01 0.00000000e+00 2.75851773e+01] [ 3.47586472e-01 0.00000000e+00 3.10333245e+01] [ 3.14508104e-01 0.00000000e+00 3.44814717e+01] [ 2.66858145e-01 0.00000000e+00 3.79296188e+01] [ 2.10870490e-01 0.00000000e+00 4.13777660e+01] [ 1.40477297e-01 0.00000000e+00 4.48259132e+01] [ 3.80470534e-02 0.00000000e+00 4.82740603e+01] [-9.07529186e-02 0.00000000e+00 5.17222075e+01] [-2.35123811e-01 0.00000000e+00 5.51703547e+01] [-3.94137332e-01 0.00000000e+00 5.86185018e+01] [-5.85777112e-01 0.00000000e+00 6.20666490e+01] [-8.05291806e-01 0.00000000e+00 6.55147962e+01] [-1.11555530e+00 0.00000000e+00 6.99973875e+01] [-1.29121723e+00 0.00000000e+00 7.24110905e+01] [-1.56372970e+00 0.00000000e+00 7.58592376e+01] [-1.85903588e+00 0.00000000e+00 7.93073848e+01] [-2.17067421e+00 0.00000000e+00 8.27555320e+01] [-2.49837779e+00 0.00000000e+00 8.62036791e+01] [-2.84335536e+00 0.00000000e+00 8.96518263e+01] [-3.20952152e+00 0.00000000e+00 9.30999735e+01] [-3.59684443e+00 0.00000000e+00 9.65481206e+01] [-4.00000000e+00 0.00000000e+00 9.99962678e+01]] | 2D array of the coordinates (x,y,z) of the blade reference axis, defined along blade span. The coordinate system is the one of BeamDyn: it is placed at blade root with x pointing the suction side of the blade, y pointing the trailing edge and z along the blade span. A standard configuration will have negative x values (prebend), if swept positive y values, and positive z values.
blade.outer_shape_bem.span_end | input |  | [] | 1D array of the positions along blade span where something (a DAC device?) starts and we want a grid point. Only values between 0 and 1 are meaningful.
blade.outer_shape_bem.span_ext | input |  | [] | 1D array of the extensions along blade span where something (a DAC device?) lives and we want a grid point. Only values between 0 and 1 are meaningful.
blade.pa.s_opt_twist | input |  | [0. 0.33333333 0.66666667 1. ] | 1D array of the non-dimensional spanwise grid defined along blade axis to optimize the blade twist angle
blade.pa.twist_opt | input | rad | [ 0.3491 0.08744168 0.03805128 -0.08166095] | 1D array of the twist angle being optimized at the n_opt locations.
blade.pa.s_opt_chord | input |  | [0. 0.03448276 0.06896552 0.10344828 0.13793103 0.17241379 0.20689655 0.24137931 0.27586207 0.31034483 0.34482759 0.37931034 0.4137931 0.44827586 0.48275862 0.51724138 0.55172414 0.5862069 0.62068966 0.65517241 0.68965517 0.72413793 0.75862069 0.79310345 0.82758621 0.86206897 0.89655172 0.93103448 0.96551724 1. ] | 1D array of the non-dimensional spanwise grid defined along blade axis to optimize the blade chord
blade.pa.chord_opt | input | m | [4.5 4.51653455 4.59255455 4.72026865 4.75 4.75 4.75 4.75 4.75 4.75 4.75 4.7 4.64 4.48 4.30815493 4.07109567 3.83078655 3.59377787 3.3535724 3.10972681 2.86394905 2.61780457 2.37255549 2.12536608 1.87360817 1.6133977 1.34551447 1.07050448 0.78813172 0.5 ] | 1D array of the chord being optimized at the n_opt locations.
blade.ps.layer_thickness_original | input | m | [[ 1.00000000e-03 1.00000000e-03 1.00000000e-03 1.00000000e-03 1.00000000e-03 1.00000000e-03 1.00000000e-03 1.00000000e-03 1.00000000e-03 1.00000000e-03 1.00000000e-03 1.00000000e-03 1.00000000e-03 1.00000000e-03 1.00000000e-03 1.00000000e-03 1.00000000e-03 1.00000000e-03 1.00000000e-03 1.00000000e-03 1.00000000e-03 1.00000000e-03 1.00000000e-03 1.00000000e-03 1.00000000e-03 1.00000000e-03 1.00000000e-03 1.00000000e-03 1.00000000e-03 1.00000000e-03] [ 4.10000000e-02 3.30000000e-02 2.60000000e-02 2.00000000e-02 1.50000000e-02 1.10000000e-02 8.28454072e-03 6.51243402e-03 5.36207752e-03 4.70247504e-03 4.40263040e-03 4.33154742e-03 4.35822991e-03 4.35168169e-03 4.30702965e-03 4.21940069e-03 4.08392168e-03 3.89571952e-03 3.64992111e-03 3.34165333e-03 2.86491152e-03 2.57935592e-03 2.14614940e-03 1.69211977e-03 1.22767857e-03 1.00000000e-03 1.00000000e-03 1.00000000e-03 1.00000000e-03 1.00000000e-03] [ 0.00000000e+00 1.03638639e-02 1.80212345e-02 2.53616596e-02 3.20681938e-02 3.78238917e-02 4.23118077e-02 4.52149966e-02 4.62165127e-02 4.56952678e-02 4.40301733e-02 4.16001409e-02 3.87840821e-02 3.59609085e-02 3.35095318e-02 3.13580743e-02 2.94346583e-02 2.76674064e-02 2.59844408e-02 2.43138839e-02 2.20549123e-02 2.08042751e-02 1.89850461e-02 1.71360827e-02 1.52672963e-02 1.33885984e-02 1.15099005e-02 9.63120264e-03 7.75250477e-03 5.87380689e-03] [ 0.00000000e+00 1.24780597e-02 1.76115740e-02 2.27450883e-02 2.76641755e-02 3.21544085e-02 3.60013601e-02 3.89906033e-02 4.09077110e-02 4.15382560e-02 4.11017265e-02 3.98176106e-02 3.79053964e-02 3.55845720e-02 3.30746256e-02 3.05950453e-02 2.81565527e-02 2.57698696e-02 2.34457177e-02 2.11948185e-02 1.83968865e-02 1.69556653e-02 1.49623503e-02 1.30321660e-02 1.11493299e-02 9.29805909e-03 7.46257101e-03 5.62708293e-03 3.79159485e-03 1.95610677e-03] [ 0.00000000e+00 0.00000000e+00 0.00000000e+00 0.00000000e+00 0.00000000e+00 0.00000000e+00 0.00000000e+00 0.00000000e+00 0.00000000e+00 0.00000000e+00 0.00000000e+00 0.00000000e+00 0.00000000e+00 0.00000000e+00 0.00000000e+00 0.00000000e+00 0.00000000e+00 0.00000000e+00 0.00000000e+00 1.00000000e-03 5.00000000e-02 1.00000000e-03 -8.13151629e-20 0.00000000e+00 0.00000000e+00 0.00000000e+00 0.00000000e+00 0.00000000e+00 0.00000000e+00 0.00000000e+00] [ 0.00000000e+00 0.00000000e+00 0.00000000e+00 0.00000000e+00 0.00000000e+00 0.00000000e+00 0.00000000e+00 0.00000000e+00 0.00000000e+00 0.00000000e+00 0.00000000e+00 0.00000000e+00 0.00000000e+00 0.00000000e+00 0.00000000e+00 0.00000000e+00 0.00000000e+00 0.00000000e+00 0.00000000e+00 1.00000000e-03 5.00000000e-02 1.00000000e-03 -8.13151629e-20 0.00000000e+00 0.00000000e+00 0.00000000e+00 0.00000000e+00 0.00000000e+00 0.00000000e+00 0.00000000e+00] [ 0.00000000e+00 0.00000000e+00 6.65003373e-03 8.14812366e-03 9.64621359e-03 1.11443035e-02 1.26025620e-02 1.39811575e-02 1.52402586e-02 1.63400338e-02 1.72406517e-02 1.79022807e-02 1.83276090e-02 1.85193246e-02 1.84801155e-02 1.82126698e-02 1.77196757e-02 1.70038210e-02 1.61057826e-02 1.50662370e-02 1.35708454e-02 1.27253309e-02 1.15053236e-02 1.03065158e-02 9.12537420e-03 7.95836553e-03 6.80195656e-03 5.65261407e-03 4.50680481e-03 3.36099555e-03] [ 0.00000000e+00 0.00000000e+00 2.33432275e-02 2.51480648e-02 2.69529021e-02 2.87577394e-02 3.05625767e-02 3.23674140e-02 3.39953792e-02 3.52696003e-02 3.60132052e-02 3.60493218e-02 3.52010780e-02 3.32916017e-02 3.05938669e-02 2.73808473e-02 2.39255169e-02 2.05008494e-02 1.73798187e-02 1.48353987e-02 1.22323494e-02 1.10919834e-02 9.70078471e-03 8.50178952e-03 7.39889612e-03 6.29600271e-03 5.19310930e-03 4.09021589e-03 2.98732248e-03 -2.16840434e-19] [ 0.00000000e+00 0.00000000e+00 2.33432275e-02 2.51480648e-02 2.69529021e-02 2.87577394e-02 3.05625767e-02 3.23674140e-02 3.39953792e-02 3.52696003e-02 3.60132052e-02 3.60493218e-02 3.52010780e-02 3.32916017e-02 3.05938669e-02 2.73808473e-02 2.39255169e-02 2.05008494e-02 1.73798187e-02 1.48353987e-02 1.22323494e-02 1.10919834e-02 9.70078471e-03 8.50178952e-03 7.39889612e-03 6.29600271e-03 5.19310930e-03 4.09021589e-03 2.98732248e-03 -2.16840434e-19] [ 0.00000000e+00 0.00000000e+00 1.86402175e-02 2.29043857e-02 2.71685539e-02 3.12820798e-02 3.50943212e-02 3.84546359e-02 4.12123815e-02 4.32169158e-02 4.43175966e-02 4.46317757e-02 4.42768050e-02 4.33700364e-02 4.20288217e-02 4.03705128e-02 3.85124616e-02 3.64638788e-02 3.42339751e-02 3.18319613e-02 2.84675254e-02 2.65484460e-02 2.36853660e-02 2.07018877e-02 1.76220907e-02 1.44700547e-02 1.12698594e-02 8.04558436e-03 4.82130936e-03 1.59703436e-03] [ 0.00000000e+00 0.00000000e+00 1.06783227e-02 1.30277497e-02 1.53771767e-02 1.77266036e-02 2.00760306e-02 2.23436643e-02 2.44477114e-02 2.63063787e-02 2.78378729e-02 2.89604006e-02 2.95921686e-02 2.97916789e-02 2.96174332e-02 2.91279335e-02 2.83816816e-02 2.74371794e-02 2.63529289e-02 2.51106409e-02 2.32295708e-02 2.20787956e-02 2.02526601e-02 1.81953304e-02 1.58885175e-02 1.33738018e-02 1.06927639e-02 7.88698432e-03 4.99804368e-03 2.06752250e-03] [ 0.00000000e+00 0.00000000e+00 1.17141324e-02 1.47649473e-02 1.78157623e-02 2.08665773e-02 2.39173922e-02 2.69682072e-02 3.00190222e-02 3.29529872e-02 3.56532524e-02 3.80029677e-02 3.98852833e-02 4.11833493e-02 4.17803156e-02 4.17273646e-02 4.10756783e-02 3.98764390e-02 3.81808288e-02 3.60400301e-02 3.26797937e-02 3.06420809e-02 2.75162660e-02 2.41934479e-02 2.07392943e-02 1.72194730e-02 1.36996517e-02 1.01798304e-02 6.66000904e-03 3.14018771e-03] [ 0.00000000e+00 0.00000000e+00 3.59873815e-02 4.39773438e-02 5.19673061e-02 5.96302097e-02 6.66389959e-02 7.26666060e-02 7.73859813e-02 8.04700630e-02 8.15917924e-02 8.09966867e-02 7.89302631e-02 7.56380387e-02 7.13655306e-02 6.63582560e-02 6.08617321e-02 5.50357312e-02 4.90400260e-02 4.30343888e-02 3.54771595e-02 3.16324086e-02 2.65556105e-02 2.18699671e-02 1.74972473e-02 1.33592202e-02 9.37765500e-03 5.47432071e-03 1.57098642e-03 1.00000000e-03] [ 4.10000000e-02 3.30000000e-02 2.60000000e-02 2.00000000e-02 1.53156219e-02 1.26140524e-02 1.00892854e-02 7.82972209e-03 5.92376367e-03 4.45981139e-03 3.52626648e-03 3.01625067e-03 2.82288569e-03 2.83929329e-03 2.95859519e-03 3.07391313e-03 3.07836885e-03 2.99303427e-03 2.83898133e-03 2.63728196e-03 2.33877707e-03 2.17523163e-03 1.95702453e-03 1.75179189e-03 1.55693882e-03 1.36987043e-03 1.18799183e-03 1.00870812e-03 1.00000000e-03 1.00000000e-03] [ 0.00000000e+00 0.00000000e+00 0.00000000e+00 2.16422907e-03 2.21016153e-03 2.25609398e-03 2.30202643e-03 2.34795888e-03 2.38578561e-03 2.40740088e-03 2.40469897e-03 2.36957416e-03 2.29392070e-03 2.16963289e-03 2.01292217e-03 1.84000000e-03 1.66707783e-03 1.51036711e-03 1.38607930e-03 1.31042584e-03 1.27397979e-03 1.27259912e-03 1.29421439e-03 1.33204112e-03 1.37797357e-03 1.42390602e-03 1.46983847e-03 1.51577093e-03 1.56170338e-03 1.08420217e-19] [ 0.00000000e+00 0.00000000e+00 0.00000000e+00 3.74890612e-02 3.61172335e-02 3.47454058e-02 3.33630956e-02 3.19598202e-02 3.05250972e-02 2.90484440e-02 2.75193780e-02 2.59274168e-02 2.43374498e-02 2.28143666e-02 2.14230569e-02 2.02284101e-02 1.92953159e-02 1.86886639e-02 1.83467902e-02 1.82080313e-02 2.00000000e-02 2.00000000e-02 2.00000000e-02 2.00000000e-02 2.00000000e-02 2.00000000e-02 2.00000000e-02 2.00000000e-02 2.00000000e-02 5.20417043e-18] [ 0.00000000e+00 0.00000000e+00 0.00000000e+00 2.07236417e-03 2.11829662e-03 2.16422907e-03 2.21016153e-03 2.25609398e-03 2.30202643e-03 2.34795888e-03 2.38578561e-03 2.40740088e-03 2.40469897e-03 2.36957416e-03 2.29392070e-03 2.16963289e-03 2.01292217e-03 1.84000000e-03 1.66707783e-03 1.51036711e-03 1.35893442e-03 1.31042584e-03 1.27530103e-03 1.27259912e-03 1.29421439e-03 1.33204112e-03 1.37797357e-03 1.42390602e-03 1.46983847e-03 1.08420217e-19] [ 0.00000000e+00 0.00000000e+00 0.00000000e+00 2.51759997e-03 2.44512991e-03 2.37265986e-03 2.30018980e-03 2.22771975e-03 2.15449048e-03 2.07974278e-03 2.00271744e-03 1.92265525e-03 1.83879698e-03 1.75038343e-03 1.66146746e-03 1.57610193e-03 1.49833970e-03 1.43223365e-03 1.38183663e-03 1.35120150e-03 1.33654766e-03 1.33604234e-03 1.34493101e-03 1.36040697e-03 1.37917659e-03 1.39794620e-03 1.41671582e-03 1.43548543e-03 1.45425505e-03 2.16840434e-19] [ 0.00000000e+00 0.00000000e+00 0.00000000e+00 3.77066146e-02 3.63461220e-02 3.49856293e-02 3.36139152e-02 3.22197581e-02 3.07919366e-02 2.93192293e-02 2.77904146e-02 2.61942712e-02 2.45955568e-02 2.30590296e-02 2.16494473e-02 2.04315680e-02 2.00000000e-02 2.00000000e-02 2.00000000e-02 2.00000000e-02 2.00000000e-02 2.00000000e-02 2.00000000e-02 2.00000000e-02 2.00000000e-02 2.00000000e-02 2.00000000e-02 2.00000000e-02 2.00000000e-02 5.20417043e-18] [ 0.00000000e+00 0.00000000e+00 0.00000000e+00 2.66254008e-03 2.59007002e-03 2.51759997e-03 2.44512991e-03 2.37265986e-03 2.30018980e-03 2.22771975e-03 2.15449048e-03 2.07974278e-03 2.00271744e-03 1.92265525e-03 1.83879698e-03 1.75038343e-03 1.66146746e-03 1.57610193e-03 1.49833970e-03 1.43223365e-03 1.37083839e-03 1.35120150e-03 1.33703462e-03 1.33604234e-03 1.34493101e-03 1.36040697e-03 1.37917659e-03 1.39794620e-03 1.41671582e-03 3.25260652e-19]] | 2D array of the thickness of the layers of the blade structure. The first dimension represents each layer, the second dimension represents each entry along blade span.
blade.ps.s_opt_layer_0 | input |  | [0. 0.03448276 0.06896552 0.10344828 0.13793103 0.17241379 0.20689655 0.24137931 0.27586207 0.31034483 0.34482759 0.37931034 0.4137931 0.44827586 0.48275862 0.51724138 0.55172414 0.5862069 0.62068966 0.65517241 0.68965517 0.72413793 0.75862069 0.79310345 0.82758621 0.86206897 0.89655172 0.93103448 0.96551724 1. ]
blade.ps.layer_0_opt | input | m | [0.001 0.001 0.001 0.001 0.001 0.001 0.001 0.001 0.001 0.001 0.001 0.001 0.001 0.001 0.001 0.001 0.001 0.001 0.001 0.001 0.001 0.001 0.001 0.001 0.001 0.001 0.001 0.001 0.001 0.001]
blade.ps.s_opt_layer_1 | input |  | [0. 0.03448276 0.06896552 0.10344828 0.13793103 0.17241379 0.20689655 0.24137931 0.27586207 0.31034483 0.34482759 0.37931034 0.4137931 0.44827586 0.48275862 0.51724138 0.55172414 0.5862069 0.62068966 0.65517241 0.68965517 0.72413793 0.75862069 0.79310345 0.82758621 0.86206897 0.89655172 0.93103448 0.96551724 1. ]
blade.ps.layer_1_opt | input | m | [0.041 0.033 0.026 0.02 0.015 0.011 0.00828454 0.00651243 0.00536208 0.00470248 0.00440263 0.00433155 0.00435823 0.00435168 0.00430703 0.0042194 0.00408392 0.00389572 0.00364992 0.00334165 0.00298133 0.00257936 0.00214615 0.00169212 0.00122768 0.001 0.001 0.001 0.001 0.001 ]
blade.ps.s_opt_layer_2 | input |  | [0. 0.03448276 0.06896552 0.10344828 0.13793103 0.17241379 0.20689655 0.24137931 0.27586207 0.31034483 0.34482759 0.37931034 0.4137931 0.44827586 0.48275862 0.51724138 0.55172414 0.5862069 0.62068966 0.65517241 0.68965517 0.72413793 0.75862069 0.79310345 0.82758621 0.86206897 0.89655172 0.93103448 0.96551724 1. ]
blade.ps.layer_2_opt | input | m | [0. 0.01036386 0.01802123 0.02536166 0.03206819 0.03782389 0.04231181 0.045215 0.04621651 0.04569527 0.04403017 0.04160014 0.03878408 0.03596091 0.03350953 0.03135807 0.02943466 0.02766741 0.02598444 0.02431388 0.02258386 0.02080428 0.01898505 0.01713608 0.0152673 0.0133886 0.0115099 0.0096312 0.0077525 0.00587381]
blade.ps.s_opt_layer_3 | input |  | [0. 0.03448276 0.06896552 0.10344828 0.13793103 0.17241379 0.20689655 0.24137931 0.27586207 0.31034483 0.34482759 0.37931034 0.4137931 0.44827586 0.48275862 0.51724138 0.55172414 0.5862069 0.62068966 0.65517241 0.68965517 0.72413793 0.75862069 0.79310345 0.82758621 0.86206897 0.89655172 0.93103448 0.96551724 1. ]
blade.ps.layer_3_opt | input | m | [0. 0.01247806 0.01761157 0.02274509 0.02766418 0.03215441 0.03600136 0.0389906 0.04090771 0.04153826 0.04110173 0.03981761 0.0379054 0.03558457 0.03307463 0.03059505 0.02815655 0.02576987 0.02344572 0.02119482 0.01902789 0.01695567 0.01496235 0.01303217 0.01114933 0.00929806 0.00746257 0.00562708 0.00379159 0.00195611]
blade.ps.s_opt_layer_4 | input |  | [0. 0.03448276 0.06896552 0.10344828 0.13793103 0.17241379 0.20689655 0.24137931 0.27586207 0.31034483 0.34482759 0.37931034 0.4137931 0.44827586 0.48275862 0.51724138 0.55172414 0.5862069 0.62068966 0.65517241 0.68965517 0.72413793 0.75862069 0.79310345 0.82758621 0.86206897 0.89655172 0.93103448 0.96551724 1. ]
blade.ps.layer_4_opt | input | m | [ 0.00000000e+00 0.00000000e+00 0.00000000e+00 0.00000000e+00 0.00000000e+00 0.00000000e+00 0.00000000e+00 0.00000000e+00 0.00000000e+00 0.00000000e+00 0.00000000e+00 0.00000000e+00 0.00000000e+00 0.00000000e+00 0.00000000e+00 0.00000000e+00 0.00000000e+00 0.00000000e+00 0.00000000e+00 1.00000000e-03 4.34756148e-02 1.00000000e-03 -8.13151629e-20 0.00000000e+00 0.00000000e+00 0.00000000e+00 0.00000000e+00 0.00000000e+00 0.00000000e+00 0.00000000e+00]
blade.ps.s_opt_layer_5 | input |  | [0. 0.03448276 0.06896552 0.10344828 0.13793103 0.17241379 0.20689655 0.24137931 0.27586207 0.31034483 0.34482759 0.37931034 0.4137931 0.44827586 0.48275862 0.51724138 0.55172414 0.5862069 0.62068966 0.65517241 0.68965517 0.72413793 0.75862069 0.79310345 0.82758621 0.86206897 0.89655172 0.93103448 0.96551724 1. ]
blade.ps.layer_5_opt | input | m | [ 0.00000000e+00 0.00000000e+00 0.00000000e+00 0.00000000e+00 0.00000000e+00 0.00000000e+00 0.00000000e+00 0.00000000e+00 0.00000000e+00 0.00000000e+00 0.00000000e+00 0.00000000e+00 0.00000000e+00 0.00000000e+00 0.00000000e+00 0.00000000e+00 0.00000000e+00 0.00000000e+00 0.00000000e+00 1.00000000e-03 4.34756148e-02 1.00000000e-03 -8.13151629e-20 0.00000000e+00 0.00000000e+00 0.00000000e+00 0.00000000e+00 0.00000000e+00 0.00000000e+00 0.00000000e+00]
blade.ps.s_opt_layer_6 | input |  | [0. 0.03448276 0.06896552 0.10344828 0.13793103 0.17241379 0.20689655 0.24137931 0.27586207 0.31034483 0.34482759 0.37931034 0.4137931 0.44827586 0.48275862 0.51724138 0.55172414 0.5862069 0.62068966 0.65517241 0.68965517 0.72413793 0.75862069 0.79310345 0.82758621 0.86206897 0.89655172 0.93103448 0.96551724 1. ]
blade.ps.layer_6_opt | input | m | [0. 0. 0.00665003 0.00814812 0.00964621 0.0111443 0.01260256 0.01398116 0.01524026 0.01634003 0.01724065 0.01790228 0.01832761 0.01851932 0.01848012 0.01821267 0.01771968 0.01700382 0.01610578 0.01506624 0.01392586 0.01272533 0.01150532 0.01030652 0.00912537 0.00795837 0.00680196 0.00565261 0.0045068 0.003361 ]
blade.ps.s_opt_layer_7 | input |  | [0. 0.03448276 0.06896552 0.10344828 0.13793103 0.17241379 0.20689655 0.24137931 0.27586207 0.31034483 0.34482759 0.37931034 0.4137931 0.44827586 0.48275862 0.51724138 0.55172414 0.5862069 0.62068966 0.65517241 0.68965517 0.72413793 0.75862069 0.79310345 0.82758621 0.86206897 0.89655172 0.93103448 0.96551724 1. ]
blade.ps.layer_7_opt | input | m | [ 0.00000000e+00 0.00000000e+00 2.33432275e-02 2.51480648e-02 2.69529021e-02 2.87577394e-02 3.05625767e-02 3.23674140e-02 3.39953792e-02 3.52696003e-02 3.60132052e-02 3.60493218e-02 3.52010780e-02 3.32916017e-02 3.05938669e-02 2.73808473e-02 2.39255169e-02 2.05008494e-02 1.73798187e-02 1.48353987e-02 1.27714875e-02 1.10919834e-02 9.70078471e-03 8.50178952e-03 7.39889612e-03 6.29600271e-03 5.19310930e-03 4.09021589e-03 2.98732248e-03 -2.16840434e-19]
blade.ps.s_opt_layer_8 | input |  | [0. 0.03448276 0.06896552 0.10344828 0.13793103 0.17241379 0.20689655 0.24137931 0.27586207 0.31034483 0.34482759 0.37931034 0.4137931 0.44827586 0.48275862 0.51724138 0.55172414 0.5862069 0.62068966 0.65517241 0.68965517 0.72413793 0.75862069 0.79310345 0.82758621 0.86206897 0.89655172 0.93103448 0.96551724 1. ]
blade.ps.layer_8_opt | input | m | [ 0.00000000e+00 0.00000000e+00 2.33432275e-02 2.51480648e-02 2.69529021e-02 2.87577394e-02 3.05625767e-02 3.23674140e-02 3.39953792e-02 3.52696003e-02 3.60132052e-02 3.60493218e-02 3.52010780e-02 3.32916017e-02 3.05938669e-02 2.73808473e-02 2.39255169e-02 2.05008494e-02 1.73798187e-02 1.48353987e-02 1.27714875e-02 1.10919834e-02 9.70078471e-03 8.50178952e-03 7.39889612e-03 6.29600271e-03 5.19310930e-03 4.09021589e-03 2.98732248e-03 -2.16840434e-19]
blade.ps.s_opt_layer_9 | input |  | [0. 0.03448276 0.06896552 0.10344828 0.13793103 0.17241379 0.20689655 0.24137931 0.27586207 0.31034483 0.34482759 0.37931034 0.4137931 0.44827586 0.48275862 0.51724138 0.55172414 0.5862069 0.62068966 0.65517241 0.68965517 0.72413793 0.75862069 0.79310345 0.82758621 0.86206897 0.89655172 0.93103448 0.96551724 1. ]
blade.ps.layer_9_opt | input | m | [0. 0. 0.01864022 0.02290439 0.02716855 0.03128208 0.03509432 0.03845464 0.04121238 0.04321692 0.0443176 0.04463178 0.04427681 0.04337004 0.04202882 0.04037051 0.03851246 0.03646388 0.03423398 0.03183196 0.02926705 0.02654845 0.02368537 0.02070189 0.01762209 0.01447005 0.01126986 0.00804558 0.00482131 0.00159703]
blade.ps.s_opt_layer_10 | input |  | [0. 0.03448276 0.06896552 0.10344828 0.13793103 0.17241379 0.20689655 0.24137931 0.27586207 0.31034483 0.34482759 0.37931034 0.4137931 0.44827586 0.48275862 0.51724138 0.55172414 0.5862069 0.62068966 0.65517241 0.68965517 0.72413793 0.75862069 0.79310345 0.82758621 0.86206897 0.89655172 0.93103448 0.96551724 1. ]
blade.ps.layer_10_opt | input | m | [0. 0. 0.01067832 0.01302775 0.01537718 0.0177266 0.02007603 0.02234366 0.02444771 0.02630638 0.02783787 0.0289604 0.02959217 0.02979168 0.02961743 0.02912793 0.02838168 0.02743718 0.02635293 0.02511064 0.02369203 0.0220788 0.02025266 0.01819533 0.01588852 0.0133738 0.01069276 0.00788698 0.00499804 0.00206752]
blade.ps.s_opt_layer_11 | input |  | [0. 0.03448276 0.06896552 0.10344828 0.13793103 0.17241379 0.20689655 0.24137931 0.27586207 0.31034483 0.34482759 0.37931034 0.4137931 0.44827586 0.48275862 0.51724138 0.55172414 0.5862069 0.62068966 0.65517241 0.68965517 0.72413793 0.75862069 0.79310345 0.82758621 0.86206897 0.89655172 0.93103448 0.96551724 1. ]
blade.ps.layer_11_opt | input | m | [0. 0. 0.01171413 0.01476495 0.01781576 0.02086658 0.02391739 0.02696821 0.03001902 0.03295299 0.03565325 0.03800297 0.03988528 0.04118335 0.04178032 0.04172736 0.04107568 0.03987644 0.03818083 0.03604003 0.03350522 0.03064208 0.02751627 0.02419345 0.02073929 0.01721947 0.01369965 0.01017983 0.00666001 0.00314019]
blade.ps.s_opt_layer_12 | input |  | [0. 0.03448276 0.06896552 0.10344828 0.13793103 0.17241379 0.20689655 0.24137931 0.27586207 0.31034483 0.34482759 0.37931034 0.4137931 0.44827586 0.48275862 0.51724138 0.55172414 0.5862069 0.62068966 0.65517241 0.68965517 0.72413793 0.75862069 0.79310345 0.82758621 0.86206897 0.89655172 0.93103448 0.96551724 1. ]
blade.ps.layer_12_opt | input | m | [0. 0. 0.03598738 0.04397734 0.05196731 0.05963021 0.066639 0.07266661 0.07738598 0.08047006 0.08159179 0.08099669 0.07893026 0.07563804 0.07136553 0.06635826 0.06086173 0.05503573 0.04904003 0.04303439 0.03717859 0.03163241 0.02655561 0.02186997 0.01749725 0.01335922 0.00937765 0.00547432 0.00157099 0.001 ]
blade.ps.s_opt_layer_13 | input |  | [0. 0.03448276 0.06896552 0.10344828 0.13793103 0.17241379 0.20689655 0.24137931 0.27586207 0.31034483 0.34482759 0.37931034 0.4137931 0.44827586 0.48275862 0.51724138 0.55172414 0.5862069 0.62068966 0.65517241 0.68965517 0.72413793 0.75862069 0.79310345 0.82758621 0.86206897 0.89655172 0.93103448 0.96551724 1. ]
blade.ps.layer_13_opt | input | m | [0.041 0.033 0.026 0.02 0.01531562 0.01261405 0.01008929 0.00782972 0.00592376 0.00445981 0.00352627 0.00301625 0.00282289 0.00283929 0.0029586 0.00307391 0.00307837 0.00299303 0.00283898 0.00263728 0.00240901 0.00217523 0.00195702 0.00175179 0.00155694 0.00136987 0.00118799 0.00100871 0.001 0.001 ]
blade.ps.s_opt_layer_14 | input |  | [0. 0.03448276 0.06896552 0.10344828 0.13793103 0.17241379 0.20689655 0.24137931 0.27586207 0.31034483 0.34482759 0.37931034 0.4137931 0.44827586 0.48275862 0.51724138 0.55172414 0.5862069 0.62068966 0.65517241 0.68965517 0.72413793 0.75862069 0.79310345 0.82758621 0.86206897 0.89655172 0.93103448 0.96551724 1. ]
blade.ps.layer_14_opt | input | m | [0.00000000e+00 0.00000000e+00 0.00000000e+00 2.16422907e-03 2.21016153e-03 2.25609398e-03 2.30202643e-03 2.34795888e-03 2.38578561e-03 2.40740088e-03 2.40469897e-03 2.36957416e-03 2.29392070e-03 2.16963289e-03 2.01292217e-03 1.84000000e-03 1.66707783e-03 1.51036711e-03 1.38607930e-03 1.31042584e-03 1.27530103e-03 1.27259912e-03 1.29421439e-03 1.33204112e-03 1.37797357e-03 1.42390602e-03 1.46983847e-03 1.51577093e-03 1.56170338e-03 1.08420217e-19]
blade.ps.s_opt_layer_15 | input |  | [0. 0.03448276 0.06896552 0.10344828 0.13793103 0.17241379 0.20689655 0.24137931 0.27586207 0.31034483 0.34482759 0.37931034 0.4137931 0.44827586 0.48275862 0.51724138 0.55172414 0.5862069 0.62068966 0.65517241 0.68965517 0.72413793 0.75862069 0.79310345 0.82758621 0.86206897 0.89655172 0.93103448 0.96551724 1. ]
blade.ps.layer_15_opt | input | m | [0.00000000e+00 0.00000000e+00 0.00000000e+00 3.74890612e-02 3.61172335e-02 3.47454058e-02 3.33630956e-02 3.19598202e-02 3.05250972e-02 2.90484440e-02 2.75193780e-02 2.59274168e-02 2.43374498e-02 2.28143666e-02 2.14230569e-02 2.02284101e-02 1.92953159e-02 1.86886639e-02 1.83467902e-02 1.82080313e-02 2.00000000e-02 2.00000000e-02 2.00000000e-02 2.00000000e-02 2.00000000e-02 2.00000000e-02 2.00000000e-02 2.00000000e-02 2.00000000e-02 5.20417043e-18]
blade.ps.s_opt_layer_16 | input |  | [0. 0.03448276 0.06896552 0.10344828 0.13793103 0.17241379 0.20689655 0.24137931 0.27586207 0.31034483 0.34482759 0.37931034 0.4137931 0.44827586 0.48275862 0.51724138 0.55172414 0.5862069 0.62068966 0.65517241 0.68965517 0.72413793 0.75862069 0.79310345 0.82758621 0.86206897 0.89655172 0.93103448 0.96551724 1. ]
blade.ps.layer_16_opt | input | m | [0.00000000e+00 0.00000000e+00 0.00000000e+00 2.07236417e-03 2.11829662e-03 2.16422907e-03 2.21016153e-03 2.25609398e-03 2.30202643e-03 2.34795888e-03 2.38578561e-03 2.40740088e-03 2.40469897e-03 2.36957416e-03 2.29392070e-03 2.16963289e-03 2.01292217e-03 1.84000000e-03 1.66707783e-03 1.51036711e-03 1.38607930e-03 1.31042584e-03 1.27530103e-03 1.27259912e-03 1.29421439e-03 1.33204112e-03 1.37797357e-03 1.42390602e-03 1.46983847e-03 1.08420217e-19]
blade.ps.s_opt_layer_17 | input |  | [0. 0.03448276 0.06896552 0.10344828 0.13793103 0.17241379 0.20689655 0.24137931 0.27586207 0.31034483 0.34482759 0.37931034 0.4137931 0.44827586 0.48275862 0.51724138 0.55172414 0.5862069 0.62068966 0.65517241 0.68965517 0.72413793 0.75862069 0.79310345 0.82758621 0.86206897 0.89655172 0.93103448 0.96551724 1. ]
blade.ps.layer_17_opt | input | m | [0.00000000e+00 0.00000000e+00 0.00000000e+00 2.51759997e-03 2.44512991e-03 2.37265986e-03 2.30018980e-03 2.22771975e-03 2.15449048e-03 2.07974278e-03 2.00271744e-03 1.92265525e-03 1.83879698e-03 1.75038343e-03 1.66146746e-03 1.57610193e-03 1.49833970e-03 1.43223365e-03 1.38183663e-03 1.35120150e-03 1.33703462e-03 1.33604234e-03 1.34493101e-03 1.36040697e-03 1.37917659e-03 1.39794620e-03 1.41671582e-03 1.43548543e-03 1.45425505e-03 2.16840434e-19]
blade.ps.s_opt_layer_18 | input |  | [0. 0.03448276 0.06896552 0.10344828 0.13793103 0.17241379 0.20689655 0.24137931 0.27586207 0.31034483 0.34482759 0.37931034 0.4137931 0.44827586 0.48275862 0.51724138 0.55172414 0.5862069 0.62068966 0.65517241 0.68965517 0.72413793 0.75862069 0.79310345 0.82758621 0.86206897 0.89655172 0.93103448 0.96551724 1. ]
blade.ps.layer_18_opt | input | m | [0.00000000e+00 0.00000000e+00 0.00000000e+00 3.77066146e-02 3.63461220e-02 3.49856293e-02 3.36139152e-02 3.22197581e-02 3.07919366e-02 2.93192293e-02 2.77904146e-02 2.61942712e-02 2.45955568e-02 2.30590296e-02 2.16494473e-02 2.04315680e-02 2.00000000e-02 2.00000000e-02 2.00000000e-02 2.00000000e-02 2.00000000e-02 2.00000000e-02 2.00000000e-02 2.00000000e-02 2.00000000e-02 2.00000000e-02 2.00000000e-02 2.00000000e-02 2.00000000e-02 5.20417043e-18]
blade.ps.s_opt_layer_19 | input |  | [0. 0.03448276 0.06896552 0.10344828 0.13793103 0.17241379 0.20689655 0.24137931 0.27586207 0.31034483 0.34482759 0.37931034 0.4137931 0.44827586 0.48275862 0.51724138 0.55172414 0.5862069 0.62068966 0.65517241 0.68965517 0.72413793 0.75862069 0.79310345 0.82758621 0.86206897 0.89655172 0.93103448 0.96551724 1. ]
blade.ps.layer_19_opt | input | m | [0.00000000e+00 0.00000000e+00 0.00000000e+00 2.66254008e-03 2.59007002e-03 2.51759997e-03 2.44512991e-03 2.37265986e-03 2.30018980e-03 2.22771975e-03 2.15449048e-03 2.07974278e-03 2.00271744e-03 1.92265525e-03 1.83879698e-03 1.75038343e-03 1.66146746e-03 1.57610193e-03 1.49833970e-03 1.43223365e-03 1.38183663e-03 1.35120150e-03 1.33703462e-03 1.33604234e-03 1.34493101e-03 1.36040697e-03 1.37917659e-03 1.39794620e-03 1.41671582e-03 3.25260652e-19]
high_level_tower_props.tower_ref_axis_user | input | m | [[ 0. 0. 0. ] [ 0. 0. 13.7] [ 0. 0. 27.4] [ 0. 0. 41.1] [ 0. 0. 54.8] [ 0. 0. 68.5] [ 0. 0. 82.2] [ 0. 0. 95.9] [ 0. 0. 109.6] [ 0. 0. 123.3] [ 0. 0. 137. ]] | 2D array of the coordinates (x,y,z) of the tower reference axis. The coordinate system is the global coordinate system of OpenFAST: it is placed at tower base with x pointing downwind, y pointing on the side and z pointing vertically upwards. A standard tower configuration will have zero x and y values and positive z values.
high_level_tower_props.distance_tt_hub | input | m | [3.] | Vertical distance from tower top to hub center.
high_level_tower_props.hub_height_user | input | m | [140.] | Height of the hub specified by the user.
hub.diameter | output | m | [6.]
materials.rho_fiber | output | kg/m**3 | [ 0. 0. 2535.5 1800. 2535.5 2535.5 0. 0. 0. 0. ] | 1D array of the density of the fibers of the materials.
materials.rho | output | kg/m**3 | [1235. 1100. 1940. 1600. 1940. 1940. 130. 1150. 7800. 7800.] | 1D array of the density of the materials. For composites, this is the density of the laminate.
materials.rho_area_dry | output | kg/m**2 | [0. 0. 7.22716222 6.23076923 1.44543244 1.44543244 0. 0. 0. 0. ] | 1D array of the dry aerial density of the composite fabrics. Non-composite materials are kept at 0.
materials.ply_t_from_yaml | output | m | [0.0005 0.001 0.005 0.005 0.001 0.001 0. 0. 0. 0. ] | 1D array of the ply thicknesses of the materials. Non-composite materials are kept at 0.
materials.fvf_from_yaml | output |  | [0. 0. 0.57 0.69230769 0.57 0.57 0. 0. 0. 0. ] | 1D array of the non-dimensional fiber volume fraction of the composite materials. Non-composite materials are kept at 0.
materials.fwf_from_yaml | output |  | [0. 0. 0.74506827 0.77884615 0.74506827 0.74506827 0. 0. 0. 0. ] | 1D array of the non-dimensional fiber weight- fraction of the composite materials. Non-composite materials are kept at 0.
materials.name | output | n/a | ['Gelcoat', 'Adhesive', 'glass_uni', 'carbon_uni_industry_baseline', 'glass_biax', 'glass_triax', 'medium_density_foam', 'resin', 'steel', 'joint_insert'] | 1D array of names of materials.
materials.component_id | output | n/a | [ 0. -1. 5. 4. 3. 2. 1. -1. -1. -1.] | 1D array of flags to set whether a material is used in a blade: 0 - coating, 1 - sandwich filler , 2 - shell skin, 3 - shear webs, 4 - spar caps, 5 - TE/LE reinf.
drivese.bear1.D_bearing | input | m | [0.]
drivese.bear1.D_shaft | input | m | [0.577]
drivese.bear1.bearing_type | input | n/a | CARB
drivese.bear2.D_bearing | input | m | [0.]
drivese.bear2.D_shaft | input | m | [0.577]
drivese.bear2.bearing_type | input | n/a | SRB
drivese.tilt | input | deg | [4.]
drivese.D_top | input | m | [5.53032592]
drivese.bedplate_flange_width | input | m | [1.]
drivese.bedplate_flange_thickness | input | m | [0.05]
drivese.bedplate_web_thickness | input | m | [0.05]
drivese.stator_deflection_allowable | input | m | [0.0001]
drivese.stator_angle_allowable | input | rad | [0.001]
drivese.upwind | input | n/a | TRUE
drivese.brake_mass_user | input | kg | [0.]
drivese.s_rotor | input | m | [0.]
drivese.gear_ratio | input |  | [96.76]
drivese.damping_ratio | input |  | [0.005]
drivese.machine_rating | input | kW | [5000.]
drivese.converter_mass_user | input | kg | [0.]
drivese.transformer_mass_user | input | kg | [0.]
drivese.gearbox_mass_user | input | kg | [0.]
drivese.gearbox_torque_density | input | N*m/kg | [200.]
drivese.gearbox_radius_user | input | m | [0.]
drivese.gearbox_length_user | input | m | [0.]
drivese.gear_configuration | input | n/a | eep
drivese.planet_numbers | input | n/a | [3, 3, 1]
drivese.L_generator | input | m | [2.]
drivese.generator_mass_user | input | kg | [0.]
drivese.generator_radius_user | input | m | [0.]
drivese.generator_efficiency_user | input |  | [[0. 0.95 ] [0.05263158 0.95 ] [0.10526316 0.95 ] [0.15789474 0.95 ] [0.21052632 0.95 ] [0.26315789 0.95 ] [0.31578947 0.95 ] [0.36842105 0.95 ] [0.42105263 0.95 ] [0.47368421 0.95 ] [0.52631579 0.95 ] [0.57894737 0.95 ] [0.63157895 0.95 ] [0.68421053 0.95 ] [0.73684211 0.95 ] [0.78947368 0.95 ] [0.84210526 0.95 ] [0.89473684 0.95 ] [0.94736842 0.95 ] [1. 0.95 ]]
drivese.hss_diameter | input | m | [0.288 0.288]
drivese.hss_wall_thickness | input | m | [0.144 0.144]
drivese.flange_t2shell_t | input |  | [4.]
drivese.flange_OD2hub_D | input |  | [0.5]
drivese.flange_ID2flange_OD | input |  | [0.8]
drivese.hub_stress_concentration | input |  | [2.5]
drivese.hub_diameter | input | m | [6.]
drivese.hub_in2out_circ | input |  | [1.2]
drivese.hub_shell.n_blades | input | n/a | 3
drivese.stop_time | input | s | [5.]
drivese.pitch_system_scaling_factor | input |  | [0.54]
drivese.n_blades | input | n/a | 3
drivese.clearance_hub_spinner | input | m | [0.75]
drivese.spin_hole_incr | input |  | [1.2]
drivese.n_front_brackets | input | n/a | 3
drivese.n_rear_brackets | input | n/a | 3
drivese.L_12 | input | m | [0.368]
drivese.L_h1 | input | m | [1.912]
drivese.overhang | input | m | [7.]
drivese.drive_height | input | m | [3.]
drivese.lss_diameter | input | m | [0.577 0.577]
drivese.lss_wall_thickness | input | m | [0.288 0.288]
drivese.L_hss | input | m | [1.5]
drivese.shaft_deflection_allowable | input | m | [0.0001]
drivese.shaft_angle_allowable | input | rad | [0.001]
drivese.E_mat | input | Pa | [[3.44000e+09 3.44000e+09 3.44000e+09] [4.56000e+06 4.56000e+06 4.56000e+06] [4.37000e+10 1.65000e+10 1.54500e+10] [1.57599e+11 9.10000e+09 9.10000e+09] [1.10231e+10 1.10231e+10 1.60477e+10] [2.82114e+10 1.62388e+10 1.58355e+10] [1.42500e+08 1.42500e+08 1.42500e+08] [1.00000e+06 1.00000e+06 1.00000e+06] [2.00000e+11 2.00000e+11 2.00000e+11] [2.10000e+11 2.10000e+11 2.10000e+11]]
drivese.G_mat | input | Pa | [[1.32300e+09 1.32300e+09 1.32300e+09] [1.45000e+06 1.45000e+06 1.45000e+06] [3.26500e+09 3.49500e+09 3.48000e+09] [4.13100e+09 4.13100e+09 2.68900e+09] [1.32314e+10 3.48748e+09 3.48748e+09] [8.24822e+09 3.49124e+09 3.49124e+09] [5.40000e+10 5.40000e+10 5.40000e+10] [3.12500e+05 3.12500e+05 3.12500e+05] [7.93000e+10 7.93000e+10 7.93000e+10] [8.39000e+10 8.39000e+10 8.39000e+10]]
drivese.Xt_mat | input | Pa | [[0.0000e+00 0.0000e+00 0.0000e+00] [6.1510e+07 6.1510e+07 6.1510e+07] [6.4023e+08 3.8100e+07 0.0000e+00] [1.2852e+09 3.8100e+07 0.0000e+00] [4.6210e+07 4.6210e+07 4.6210e+07] [4.3563e+08 7.6440e+07 0.0000e+00] [2.0830e+06 2.0830e+06 2.0830e+06] [0.0000e+00 0.0000e+00 0.0000e+00] [4.5000e+08 4.5000e+08 4.5000e+08] [1.7900e+09 1.7900e+09 1.7900e+09]]
drivese.Xy_mat | input | Pa | [0.00e+00 0.00e+00 0.00e+00 0.00e+00 0.00e+00 0.00e+00 0.00e+00 0.00e+00 3.45e+08 1.65e+09]
drivese.wohler_exp_mat | input |  | [ 1. 1. 10. 16.1 10. 10. 1. 1. 3. 1. ]
drivese.wohler_A_mat | input |  | [0.00000000e+00 6.53600000e+07 6.40230000e+08 1.28520000e+09 7.06900000e+07 4.35630000e+08 2.08300000e+06 0.00000000e+00 3.55346484e+10 1.79000000e+09]
drivese.rho_mat | input | kg/m**3 | [1235. 1100. 1940. 1600. 1940. 1940. 130. 1150. 7800. 7800.]
drivese.unit_cost_mat | input | USD/kg | [ 7.23 7.23 1.87 20.08 3. 2.86 13. 3.63 0.7 2. ]
drivese.material_names | input | n/a | ['Gelcoat', 'Adhesive', 'glass_uni', 'carbon_uni_industry_baseline', 'glass_biax', 'glass_triax', 'medium_density_foam', 'resin', 'steel', 'joint_insert']
drivese.lss_material | input | n/a | steel
drivese.hss_material | input | n/a | steel
drivese.hub_material | input | n/a | steel
drivese.spinner_material | input | n/a | glass_biax
drivese.bedplate_material | input | n/a | steel
drivese.hvac_mass_coeff | input | kg/kW/m | [0.08]
drivese.nose_mass | input | kg | [0.]
drivese.nose_cm | input | m | [0.]
drivese.nose_I | input | kg*m**2 | [0. 0. 0.]
drivese.x_bedplate | input | m | [0. 0. 0. 0. 0. 0. 0. 0. 0. 0. 0. 0.]
drivese.uptower | input | n/a | TRUE
drivese.minimum_rpm | input | rpm | [0.]
rotorse.rc_in.layer_web | input |  | [0. 0. 0. 0. 0. 0. 0. 0. 0. 0. 0. 0. 0. 0. 1. 1. 1. 2. 2. 2.] | 1D array of the web id the layer is associated to. If the layer is on the outer profile, this entry can simply stay equal to 0.
rotorse.rc_in.rho | input | kg/m**3 | [1235. 1100. 1940. 1600. 1940. 1940. 130. 1150. 7800. 7800.] | 1D array of the density of the materials. For composites, this is the density of the laminate.
rotorse.rc_in.unit_cost | input | USD/kg | [ 7.23 7.23 1.87 20.08 3. 2.86 13. 3.63 0.7 2. ] | 1D array of the unit costs of the materials.
rotorse.rc_in.waste | input |  | [0.25 0.25 0.05 0.05 0.15 0.15 0.2 0. 0. 0. ] | 1D array of the non-dimensional waste fraction of the materials.
rotorse.rc_in.rho_fiber | input | kg/m**3 | [ 0. 0. 2535.5 1800. 2535.5 2535.5 0. 0. 0. 0. ] | 1D array of the density of the fibers of the materials.
rotorse.rc_in.roll_mass | input | kg | [ 0. 0. 0. 0. 181.4368 181.4368 0. 0. 0. 0. ] | 1D array of the roll mass of the composite fabrics. Non-composite materials are kept at 0.
rotorse.rc_in.flange_adhesive_squeezed | input |  | [0.2] | Extra width of the adhesive once squeezed
rotorse.rc_in.flange_thick | input | m | [0.008] | Average thickness of adhesive
rotorse.rc_in.flange_width | input | m | [0.05] | Average width of adhesive lines
rotorse.rc_in.t_bolt_unit_cost | input | USD | [25.] | Cost of one t-bolt
rotorse.rc_in.t_bolt_unit_mass | input | kg | [2.5] | Mass of one t-bolt
rotorse.rc_in.t_bolt_spacing | input | m | [0.15] | Spacing of t-bolts along blade root circumference
rotorse.rc_in.barrel_nut_unit_cost | input | USD | [12.] | Cost of one barrel nut
rotorse.rc_in.barrel_nut_unit_mass | input | kg | [1.9] | Mass of one barrel nut
rotorse.rc_in.LPS_unit_mass | input | kg/m | [1.] | Unit mass of the lightining protection system. Linear scaling based on the weight of 150 lbs for the 61.5 m NREL 5MW blade
rotorse.rc_in.LPS_unit_cost | input | USD/m | [40.] | Unit cost of the lightining protection system. Linear scaling based on the cost of 2500$ for the 61.5 m NREL 5MW blade
rotorse.rc_in.root_preform_length | input |  | [0.01] | Percentage of blade length starting from blade root that is preformed and later inserted into the mold
rotorse.rc_in.definition_layer | input | n/a | [ 9. 9. 2. 2. 2. 2. 5. 7. 8. 6. 6. 6. 6. 9. 10. 10. 10. 10. 10. 10.] | 1D array of flags identifying how layers are specified in the yaml. 1) all around (skin, paint, ) 2) offset+rotation twist+width (spar caps) 3) offset+user defined rotation+width 4) midpoint TE+width (TE reinf) 5) midpoint LE+width (LE reinf) 6) layer position fixed to other layer (core fillers) 7) start and width 8) end and width 9) start and end nd 10) web layer
rotorse.rc_in.mat_name | input | n/a | ['Gelcoat', 'Adhesive', 'glass_uni', 'carbon_uni_industry_baseline', 'glass_biax', 'glass_triax', 'medium_density_foam', 'resin', 'steel', 'joint_insert'] | 1D array of names of materials.
rotorse.rc_in.orth | input | n/a | [0. 0. 1. 1. 1. 1. 0. 0. 0. 0.] | 1D array of flags to set whether a material is isotropic (0) or orthtropic (1). Each entry represents a material.
rotorse.rc_in.component_id | input | n/a | [ 0. -1. 5. 4. 3. 2. 1. -1. -1. -1.] | 1D array of flags to set whether a material is used in a blade: 0 - coating, 1 - sandwich filler , 2 - shell skin, 3 - shear webs, 4 - spar caps, 5 - TE/LE reinf.
rotorse.rc_out.layer_web | input |  | [0. 0. 0. 0. 0. 0. 0. 0. 0. 0. 0. 0. 0. 0. 1. 1. 1. 2. 2. 2.] | 1D array of the web id the layer is associated to. If the layer is on the outer profile, this entry can simply stay equal to 0.
rotorse.rc_out.rho | input | kg/m**3 | [1235. 1100. 1940. 1600. 1940. 1940. 130. 1150. 7800. 7800.] | 1D array of the density of the materials. For composites, this is the density of the laminate.
rotorse.rc_out.unit_cost | input | USD/kg | [ 7.23 7.23 1.87 20.08 3. 2.86 13. 3.63 0.7 2. ] | 1D array of the unit costs of the materials.
rotorse.rc_out.waste | input |  | [0.25 0.25 0.05 0.05 0.15 0.15 0.2 0. 0. 0. ] | 1D array of the non-dimensional waste fraction of the materials.
rotorse.rc_out.rho_fiber | input | kg/m**3 | [ 0. 0. 2535.5 1800. 2535.5 2535.5 0. 0. 0. 0. ] | 1D array of the density of the fibers of the materials.
rotorse.rc_out.roll_mass | input | kg | [ 0. 0. 0. 0. 181.4368 181.4368 0. 0. 0. 0. ] | 1D array of the roll mass of the composite fabrics. Non-composite materials are kept at 0.
rotorse.rc_out.flange_adhesive_squeezed | input |  | [0.2] | Extra width of the adhesive once squeezed
rotorse.rc_out.flange_thick | input | m | [0.008] | Average thickness of adhesive
rotorse.rc_out.flange_width | input | m | [0.05] | Average width of adhesive lines
rotorse.rc_out.t_bolt_unit_cost | input | USD | [25.] | Cost of one t-bolt
rotorse.rc_out.t_bolt_unit_mass | input | kg | [2.5] | Mass of one t-bolt
rotorse.rc_out.t_bolt_spacing | input | m | [0.15] | Spacing of t-bolts along blade root circumference
rotorse.rc_out.barrel_nut_unit_cost | input | USD | [12.] | Cost of one barrel nut
rotorse.rc_out.barrel_nut_unit_mass | input | kg | [1.9] | Mass of one barrel nut
rotorse.rc_out.LPS_unit_mass | input | kg/m | [1.] | Unit mass of the lightining protection system. Linear scaling based on the weight of 150 lbs for the 61.5 m NREL 5MW blade
rotorse.rc_out.LPS_unit_cost | input | USD/m | [40.] | Unit cost of the lightining protection system. Linear scaling based on the cost of 2500$ for the 61.5 m NREL 5MW blade
rotorse.rc_out.root_preform_length | input |  | [0.01] | Percentage of blade length starting from blade root that is preformed and later inserted into the mold
rotorse.rc_out.definition_layer | input | n/a | [ 9. 9. 2. 2. 2. 2. 5. 7. 8. 6. 6. 6. 6. 9. 10. 10. 10. 10. 10. 10.] | 1D array of flags identifying how layers are specified in the yaml. 1) all around (skin, paint, ) 2) offset+rotation twist+width (spar caps) 3) offset+user defined rotation+width 4) midpoint TE+width (TE reinf) 5) midpoint LE+width (LE reinf) 6) layer position fixed to other layer (core fillers) 7) start and width 8) end and width 9) start and end nd 10) web layer
rotorse.rc_out.mat_name | input | n/a | ['Gelcoat', 'Adhesive', 'glass_uni', 'carbon_uni_industry_baseline', 'glass_biax', 'glass_triax', 'medium_density_foam', 'resin', 'steel', 'joint_insert'] | 1D array of names of materials.
rotorse.rc_out.orth | input | n/a | [0. 0. 1. 1. 1. 1. 0. 0. 0. 0.] | 1D array of flags to set whether a material is isotropic (0) or orthtropic (1). Each entry represents a material.
rotorse.rc_out.component_id | input | n/a | [ 0. -1. 5. 4. 3. 2. 1. -1. -1. -1.] | 1D array of flags to set whether a material is used in a blade: 0 - coating, 1 - sandwich filler , 2 - shell skin, 3 - shear webs, 4 - spar caps, 5 - TE/LE reinf.
rotorse.rp.aep.lossFactor | input |  | [1.] | multiplicative factor for availability and other losses (soiling, array, etc.)
rotorse.rp.cdf.k | input |  | [2.] | shape or form factor
rotorse.rp.gust.turbulence_class | input | n/a | A | IEC turbulence class
rotorse.rp.v_min | input | m/s | [4.] | cut-in wind speed
rotorse.rp.v_max | input | m/s | [25.] | cut-out wind speed
rotorse.rp.rated_power | input | W | [5000000.] | electrical rated power
rotorse.rp.omega_min | input | rpm | [0.] | minimum allowed rotor rotation speed
rotorse.rp.omega_max | input | rpm | [19.09859317] | maximum allowed rotor rotation speed
rotorse.rp.control_maxTS | input | m/s | [85.] | maximum allowed blade tip speed
rotorse.rp.powercurve.gearbox_efficiency | input |  | [0.95]
rotorse.rp.drivetrainType | input | n/a | constant_eff
rotorse.rs.aero_gust.azimuth_load | input | deg | [0.]
rotorse.rs.aero_hub_loads.nSector | input | n/a | 4
rotorse.rs.bjs.load_factor | input |  | [1.35] | input load multiplier. 1.35 recommended for DLC6.1. [float]
rotorse.rs.bjs.nprf | input |  | [1.2] | bolt proof safety factor. [float]
rotorse.rs.bjs.ny | input |  | [1.2] | bolt yield safety factor. [float]
rotorse.rs.bjs.ns | input |  | [1.2] | bolt shear safety factor. [float]
rotorse.rs.bjs.n0 | input |  | [1.2] | bolt separation safety factor. [float]
rotorse.rs.bjs.nf | input |  | [1.2] | bolt fatigue safety factor. [float]
rotorse.rs.bjs.Sp_bolt | input | Pa | [8.3e+08] | bolt proof strength. [float]
rotorse.rs.bjs.Sy_bolt | input | Pa | [9.4e+08] | bolt yield strength. [float]
rotorse.rs.bjs.Su_bolt | input | Pa | [1.04e+09] | bolt ultimate strength. [float]
rotorse.rs.bjs.Se_bolt | input | Pa | [1.62e+08] | bolt endurance strength. [float]
rotorse.rs.bjs.E_bolt | input | Pa | [2.e+11] | bolt elastic modulus. [float]
rotorse.rs.bjs.d_bolt | input | m | [0.048] | bolt diameter. [float]
rotorse.rs.bjs.L_bolt | input | m | [0.5] | bolt length. [float]
rotorse.rs.bjs.At | input | m**2 | [0.00147] | bolt thread area [float]
rotorse.rs.bjs.m_bolt | input | kg | [8.03] | bolt+washer mass. [float]
rotorse.rs.bjs.rho_mat | input | kg/m**3 | [1235. 1100. 1940. 1600. 1940. 1940. 130. 1150. 7800. 7800.] | list of material densities. [(n_mat) 1D array of str]
rotorse.rs.bjs.Xt_mat | input | Pa | [[0.0000e+00 0.0000e+00 0.0000e+00] [6.1510e+07 6.1510e+07 6.1510e+07] [6.4023e+08 3.8100e+07 0.0000e+00] [1.2852e+09 3.8100e+07 0.0000e+00] [4.6210e+07 4.6210e+07 4.6210e+07] [4.3563e+08 7.6440e+07 0.0000e+00] [2.0830e+06 2.0830e+06 2.0830e+06] [0.0000e+00 0.0000e+00 0.0000e+00] [4.5000e+08 4.5000e+08 4.5000e+08] [1.7900e+09 1.7900e+09 1.7900e+09]] | list of material tensile strengths. [(n_mat x 3) 2D array of float]
rotorse.rs.bjs.Xy_mat | input | Pa | [0.00e+00 0.00e+00 0.00e+00 0.00e+00 0.00e+00 0.00e+00 0.00e+00 0.00e+00 3.45e+08 1.65e+09] | list of material yield strengths. [(n_mat x 3) 1D array of float]
rotorse.rs.bjs.E_mat | input | Pa | [[3.44000e+09 3.44000e+09 3.44000e+09] [4.56000e+06 4.56000e+06 4.56000e+06] [4.37000e+10 1.65000e+10 1.54500e+10] [1.57599e+11 9.10000e+09 9.10000e+09] [1.10231e+10 1.10231e+10 1.60477e+10] [2.82114e+10 1.62388e+10 1.58355e+10] [1.42500e+08 1.42500e+08 1.42500e+08] [1.00000e+06 1.00000e+06 1.00000e+06] [2.00000e+11 2.00000e+11 2.00000e+11] [2.10000e+11 2.10000e+11 2.10000e+11]] | list of material elastic moduli. [(n_mat x 3) list of float]
rotorse.rs.bjs.S_mat | input | Pa | [[0.0000e+00 0.0000e+00 0.0000e+00] [3.6610e+07 3.6610e+07 3.6610e+07] [3.0170e+07 1.8970e+07 6.2100e+06] [3.0170e+07 1.8970e+07 6.2100e+06] [1.2446e+08 1.8970e+07 6.2100e+06] [8.5060e+07 1.8970e+07 6.2100e+06] [1.2500e+06 1.2500e+06 1.2500e+06] [0.0000e+00 0.0000e+00 0.0000e+00] [0.0000e+00 0.0000e+00 0.0000e+00] [0.0000e+00 0.0000e+00 0.0000e+00]]
rotorse.rs.bjs.unit_cost | input | USD/kg | [ 7.23 7.23 1.87 20.08 3. 2.86 13. 3.63 0.7 2. ] | 1D array of the unit costs of the materials.
rotorse.rs.bjs.Se_insert | input | Pa | [3.16e+08] | insert material endurance limit. [float]
rotorse.rs.bjs.mu_joint | input |  | [0.5] | steel insert friction factor. [float]
rotorse.rs.bjs.joint_position | input |  | [0.7] | nondimensionalized joint position along blade
rotorse.rs.bjs.bolt_spacing_dia | input |  | [3.] | joint bolt spacing along sparcap in y. [int]
rotorse.rs.bjs.ply_drop_slope | input |  | [0.125] | required ply drop slope. [float]
rotorse.rs.bjs.t_adhesive | input | m | [0.005] | insert-sparcap adhesive thickness. [float]
rotorse.rs.bjs.t_max | input |  | [0.25] | maximum spar cap thickness per spar cap height. [float]
rotorse.rs.bjs.a | input |  | [0.1965]
rotorse.rs.bjs.b | input |  | [0.]
rotorse.rs.bjs.c | input |  | [0.6448]
rotorse.rs.bjs.itermax | input |  | [20.] | max # calculation iterations. [int]
rotorse.rs.bjs.discrete | input |  | [0.] | whether discrete calculation is allowed. Set to False if in optimization loop. [bool]
rotorse.rs.bjs.joint_nonmaterial_cost | input | USD | [18600.] | Non-material joint cost (mfg, assembly, transportation).
rotorse.rs.bjs.name_mat | input | n/a | ['Gelcoat', 'Adhesive', 'glass_uni', 'carbon_uni_industry_baseline', 'glass_biax', 'glass_triax', 'medium_density_foam', 'resin', 'steel', 'joint_insert'] | list of material names. [(n_mat) list of str]
rotorse.rs.bjs.joint_bolt | input | n/a | M36 | Type of bolt used in joint
rotorse.rs.bjs.reinforcement_layer_ss | input | n/a | joint_reinf_ss | Layer identifier for the reinforcement layer at the join where bolts are inserted, suction side
rotorse.rs.bjs.reinforcement_layer_ps | input | n/a | joint_reinf_ps | Layer identifier for the reinforcement layer at the join where bolts are inserted, pressure side
rotorse.rs.bjs.layer_side | input | n/a | ['', '', 'suction', 'pressure', 'suction', 'pressure', '', '', '', '', '', '', '', '', '', '', '', '', '', ''] | 1D array setting whether the layer is on the suction or pressure side. This entry is only used if definition_layer is equal to 1 or 2.
rotorse.rs.brs.s_f | input |  | [2.5] | Safety factor
rotorse.rs.brs.d_f | input | m | [0.03] | Diameter of the fastener
rotorse.rs.brs.sigma_max | input | Pa | [6.75e+08] | Max stress on bolt
rotorse.rs.constr.max_strainU_spar | input |  | [0.004] | maximum strain in spar cap suction side
rotorse.rs.constr.max_strainL_spar | input |  | [0.004] | maximum strain in spar cap pressure side
rotorse.rs.constr.max_strainU_te | input |  | [0.004] | maximum strain in spar cap suction side
rotorse.rs.constr.max_strainL_te | input |  | [0.004] | maximum strain in spar cap pressure side
rotorse.rs.constr.s_opt_spar_cap_ss | input |  | [0. 0.03448276 0.06896552 0.10344828 0.13793103 0.17241379 0.20689655 0.24137931 0.27586207 0.31034483 0.34482759 0.37931034 0.4137931 0.44827586 0.48275862 0.51724138 0.55172414 0.5862069 0.62068966 0.65517241 0.68965517 0.72413793 0.75862069 0.79310345 0.82758621 0.86206897 0.89655172 0.93103448 0.96551724 1. ] | 1D array of the non-dimensional spanwise grid defined along blade axis to optimize the blade spar cap suction side
rotorse.rs.constr.s_opt_spar_cap_ps | input |  | [0. 0.03448276 0.06896552 0.10344828 0.13793103 0.17241379 0.20689655 0.24137931 0.27586207 0.31034483 0.34482759 0.37931034 0.4137931 0.44827586 0.48275862 0.51724138 0.55172414 0.5862069 0.62068966 0.65517241 0.68965517 0.72413793 0.75862069 0.79310345 0.82758621 0.86206897 0.89655172 0.93103448 0.96551724 1. ] | 1D array of the non-dimensional spanwise grid defined along blade axis to optimize the blade spar cap pressure side
rotorse.rs.constr.s_opt_te_ss | input |  | [0. 0.03448276 0.06896552 0.10344828 0.13793103 0.17241379 0.20689655 0.24137931 0.27586207 0.31034483 0.34482759 0.37931034 0.4137931 0.44827586 0.48275862 0.51724138 0.55172414 0.5862069 0.62068966 0.65517241 0.68965517 0.72413793 0.75862069 0.79310345 0.82758621 0.86206897 0.89655172 0.93103448 0.96551724 1. ] | 1D array of the non-dimensional spanwise grid defined along blade axis to optimize the blade trailing edge suction side
rotorse.rs.constr.s_opt_te_ps | input |  | [0. 0.03448276 0.06896552 0.10344828 0.13793103 0.17241379 0.20689655 0.24137931 0.27586207 0.31034483 0.34482759 0.37931034 0.4137931 0.44827586 0.48275862 0.51724138 0.55172414 0.5862069 0.62068966 0.65517241 0.68965517 0.72413793 0.75862069 0.79310345 0.82758621 0.86206897 0.89655172 0.93103448 0.96551724 1. ] | 1D array of the non-dimensional spanwise grid defined along blade axis to optimize the blade trailing edge pressure side
rotorse.rs.constr.blade_number | input | n/a | 3
rotorse.rs.tip_pos.dynamicFactor | input |  | [1.] | a dynamic amplification factor to adjust the static deflection calculation
rotorse.rs.tot_loads_gust.aeroloads_azimuth | input | deg | [0.] | azimuthal angle
rotorse.rs.tot_loads_gust.dynamicFactor | input |  | [1.] | a dynamic amplification factor to adjust the static deflection calculation
rotorse.split.joint_position | input |  | [0.7] | Spanwise position of the segmentation joint.
rotorse.stall_check.stall_margin | input | deg | [4.98473282] | Minimum margin from the stall angle
rotorse.stall_check.min_s | input |  | [0.25] | Minimum nondimensional coordinate along blade span where to define the constraint (blade root typically stalls)
financese.tcc_per_kW | intermediate | USD/kW | [1418.03679377]
financese.bos_per_kW | intermediate | USD/kW | [343.35819836]
financese.turbine_aep | intermediate | kW*h | [24621828.35418958]
landbosse.blade_surface_area | intermediate | m**2 | [151.0922911]
landbosse.foundation_height | intermediate | m | [0.]
landbosse.nacelle_mass | intermediate | kg | [178691.43777238]
landbosse.tower_mass | intermediate | kg | [791445.95807925]
landbosse.blade_mass | intermediate | kg | [50167.15435274] | The mass of one rotor blade.
landbosse.hub_mass | intermediate | kg | [36108.08818349] | Mass of the rotor hub
landbosse.hub_height_meters | intermediate | m | [140.] | Hub height m
landbosse.rotor_diameter_m | intermediate | m | [205.99253562] | Rotor diameter m
landbosse.rated_thrust_N | intermediate | N | [1048815.24023271] | Rated Thrust (N)
landbosse.gust_velocity_m_per_s | intermediate | m/s | [52.5] | 50-year Gust Velocity (m/s)
outputs_2_screen.aep | intermediate | GW*h | [24.62182835]
outputs_2_screen.blade_mass | intermediate | kg | [50167.15435274]
outputs_2_screen.lcoe | intermediate | USD/MW/h | [34.5959472]
outputs_2_screen.tip_deflection | intermediate | m | [15.57158526]
tcc.main_bearing_mass | intermediate | kg | [1415.08884437]
tcc.bedplate_mass | intermediate | kg | [28022.72936555]
tcc.blade_mass | intermediate | kg | [50167.15435274]
tcc.blade_cost_external | intermediate | USD | [583238.11130328]
tcc.brake_mass | intermediate | kg | [8190.03962252]
tcc.converter_mass | intermediate | kg | [4196.35]
tcc.cover_mass | intermediate | kg | [6789.50152745]
tcc.gearbox_mass | intermediate | kg | [33565.73615786]
tcc.generator_mass | intermediate | kg | [19195.74437204]
tcc.hss_mass | intermediate | kg | [762.1855636]
tcc.hub_cost | output | USD | [32030.77358619]
tcc.hub_mass | intermediate | kg | [8213.01886825]
tcc.pitch_system_cost | output | USD | [564277.47667185]
tcc.pitch_system_mass | intermediate | kg | [25532.91749646]
tcc.spinner_cost | output | USD | [26219.88518832]
tcc.spinner_mass | intermediate | kg | [2362.15181877]
tcc.hvac_mass | intermediate | kg | [2912.15086465]
tcc.lss_mass | intermediate | kg | [4854.1340218]
tcc.lss_cost | output | USD | [57764.19485942]
tcc.main_bearing_cost | output | USD | [6367.89979965]
tcc.gearbox_cost | output | USD | [335657.36157863]
tcc.hss_cost | output | USD | [5182.86183247]
tcc.brake_cost | output | USD | [29692.16964748]
tcc.generator_cost | output | USD | [238027.23021334]
tcc.bedplate_cost | output | USD | [81265.9151601]
tcc.yaw_system_cost | output | USD | [147061.28095398]
tcc.yaw_mass | intermediate | kg | [17718.22662096]
tcc.converter_cost | output | USD | [78891.38]
tcc.hvac_cost | output | USD | [361106.70721617]
tcc.cover_cost | output | USD | [38700.15870644]
tcc.elec_cost | output | USD | [209250.]
tcc.controls_cost | output | USD | [105750.]
tcc.platforms_mass | intermediate | kg | [38169.46196722]
tcc.platforms_cost | output | USD | [652697.79963941]
tcc.transformer_cost | output | USD | [215918.]
tcc.transformer_mass | intermediate | kg | [11485.]
tcc.blade_cost | output | USD | [583238.11130328]
tcc.rotor_cost | output | USD | [2372242.46935621]
tcc.rotor_mass_tcc | output | kg | [186609.5512417]
tcc.nacelle_cost | output | USD | [2569700.85940675]
tcc.nacelle_mass_tcc | output | kg | [178691.43777238]
tcc.tower_cost | output | USD | [2148240.64007646]
tcc.tower_mass | intermediate | kg | [791445.95807925]
tcc.turbine_cost | output | USD | [7090183.96883943]
tcc.turbine_cost_kW | output | USD/kW | [1418.03679377]
tcc.turbine_mass_tcc | output | kg | [1156746.94709333]
tcc.hub_system_cost | output | USD | [622528.13544636]
tcc.hub_system_mass_tcc | output | kg | [36108.08818349]
tcc.tower_parts_cost | output | USD | [2148240.64007646]
tcc.tower_cost_external | intermediate | USD | [2148240.64007646]
tcons.rated_Omega | intermediate | rpm | [7.88077303] | rotor rotation speed at rated
tcons.tower_freq | intermediate | Hz | [0.2178623]
tcons.tip_deflection | intermediate | m | [15.57158526]
tcons.Rtip | intermediate | m | [102.99626781]
tcons.ref_axis_blade | intermediate | m | [[ 0.00000000e+00 0.00000000e+00 0.00000000e+00] [ 1.45896086e-02 0.00000000e+00 3.44814717e+00] [ 5.22230768e-02 0.00000000e+00 6.89629433e+00] [ 1.08141891e-01 0.00000000e+00 1.03444415e+01] [ 1.74250500e-01 0.00000000e+00 1.37925887e+01] [ 2.41136773e-01 0.00000000e+00 1.72407358e+01] [ 3.00085581e-01 0.00000000e+00 2.06888830e+01] [ 3.42651213e-01 0.00000000e+00 2.41370302e+01] [ 3.59821072e-01 0.00000000e+00 2.75851773e+01] [ 3.47586472e-01 0.00000000e+00 3.10333245e+01] [ 3.14508104e-01 0.00000000e+00 3.44814717e+01] [ 2.66858145e-01 0.00000000e+00 3.79296188e+01] [ 2.10870490e-01 0.00000000e+00 4.13777660e+01] [ 1.40477297e-01 0.00000000e+00 4.48259132e+01] [ 3.80470534e-02 0.00000000e+00 4.82740603e+01] [-9.07529186e-02 0.00000000e+00 5.17222075e+01] [-2.35123811e-01 0.00000000e+00 5.51703547e+01] [-3.94137332e-01 0.00000000e+00 5.86185018e+01] [-5.85777112e-01 0.00000000e+00 6.20666490e+01] [-8.05291806e-01 0.00000000e+00 6.55147962e+01] [-1.11555530e+00 0.00000000e+00 6.99973875e+01] [-1.29121723e+00 0.00000000e+00 7.24110905e+01] [-1.56372970e+00 0.00000000e+00 7.58592376e+01] [-1.85903588e+00 0.00000000e+00 7.93073848e+01] [-2.17067421e+00 0.00000000e+00 8.27555320e+01] [-2.49837779e+00 0.00000000e+00 8.62036791e+01] [-2.84335536e+00 0.00000000e+00 8.96518263e+01] [-3.20952152e+00 0.00000000e+00 9.30999735e+01] [-3.59684443e+00 0.00000000e+00 9.65481206e+01] [-4.00000000e+00 0.00000000e+00 9.99962678e+01]]
tcons.ref_axis_tower | intermediate | m | [[ 0. 0. 0. ] [ 0. 0. 13.7] [ 0. 0. 27.4] [ 0. 0. 41.1] [ 0. 0. 54.8] [ 0. 0. 68.5] [ 0. 0. 82.2] [ 0. 0. 95.9] [ 0. 0. 109.6] [ 0. 0. 123.3] [ 0. 0. 137. ]]
towerse.env.distLoads.windLoads_Px | intermediate | N/m | [ 0. 200.99777797 276.83215008 330.75393428 374.12461289 411.10957925 443.6215346 472.82310323 499.46361569 524.05288814 546.95538493 568.4417703 588.71921742 607.95025084 626.26499909 643.76946282 660.55127029 676.68379127 692.22914541 707.24044636 721.76350537 735.83814464 749.49922401 762.77745365 775.70004448 783.64207521 791.13630415 798.20634509 793.66705463 788.39500807 782.41017828]
towerse.env.distLoads.windLoads_Py | intermediate | N/m | [0. 0. 0. 0. 0. 0. 0. 0. 0. 0. 0. 0. 0. 0. 0. 0. 0. 0. 0. 0. 0. 0. 0. 0. 0. 0. 0. 0. 0. 0. 0.]
towerse.env.distLoads.windLoads_Pz | intermediate | N/m | [0. 0. 0. 0. 0. 0. 0. 0. 0. 0. 0. 0. 0. 0. 0. 0. 0. 0. 0. 0. 0. 0. 0. 0. 0. 0. 0. 0. 0. 0. 0.]
towerse.env.distLoads.windLoads_qdyn | intermediate | N/m**2 | [ 0. 51.28165784 67.66655319 79.58121373 89.28655223 97.62252992 105.00804107 111.68665206 117.81431199 123.4977543 128.8137005 133.81941614 138.55894089 143.06697599 147.37142092 151.49509097 155.45691668 159.27280374 162.95626376 166.51888607 169.97069683 173.32043666 176.57577821 179.74349873 182.82961861 185.83951359 188.77800658 191.6494434 194.45775572 197.20651382 199.89897098]
towerse.env.distLoads.windLoads_z | intermediate | m | [ 0. 4.56666667 9.13333333 13.7 18.26666667 22.83333333 27.4 31.96666667 36.53333333 41.1 45.66666667 50.23333333 54.8 59.36666667 63.93333333 68.5 73.06666667 77.63333333 82.2 86.76666667 91.33333333 95.9 100.46666667 105.03333333 109.6 114.16666667 118.73333333 123.3 127.86666667 132.43333333 137. ]
towerse.env.distLoads.windLoads_beta | intermediate | deg | [0.]
towerse.z_global | output | m | [ 0. 4.56666667 9.13333333 13.7 18.26666667 22.83333333 27.4 31.96666667 36.53333333 41.1 45.66666667 50.23333333 54.8 59.36666667 63.93333333 68.5 73.06666667 77.63333333 82.2 86.76666667 91.33333333 95.9 100.46666667 105.03333333 109.6 114.16666667 118.73333333 123.3 127.86666667 132.43333333 137. ]
towerse.env.Uref | intermediate | m/s | [18.14402879]
towerse.wind_reference_height | intermediate | m | [140.]
towerse.env.windLoads.U | intermediate | m/s | [ 0. 9.15014512 10.51075664 11.39861887 12.07368887 12.62472662 13.09357475 13.50353859 13.86902654 14.1996122 14.5020027 14.78109196 15.04056778 15.2832829 15.51149256 15.72701256 15.93132797 16.12566993 16.31107118 16.48840711 16.65842665 16.82177581 16.97901601 17.13063844 17.27707546 17.41870979 17.55588193 17.68889625 17.81802599 17.94351745 18.06559346]
towerse.outer_diameter_full | output | m | [6. 6. 6. 6. 6. 6. 6. 6. 6. 6. 6. 6. 6. 6. 6. 6. 6. 6. 6. 6. 6. 6. 6. 6. 6. 5.96359738 5.92719475 5.89079213 5.77063673 5.65048132 5.53032592]
towerse.joint1 | output | m | [0. 0. 0.]
towerse.joint2 | output | m | [ 0. 0. 137.]
towerse.s_full | output | m | [0. 0.03333333 0.06666667 0.1 0.13333333 0.16666667 0.2 0.23333333 0.26666667 0.3 0.33333333 0.36666667 0.4 0.43333333 0.46666667 0.5 0.53333333 0.56666667 0.6 0.63333333 0.66666667 0.7 0.73333333 0.76666667 0.8 0.83333333 0.86666667 0.9 0.93333333 0.96666667 1. ]
towerse.g2e.Px_global | intermediate | N/m | [ 0. 200.99777797 276.83215008 330.75393428 374.12461289 411.10957925 443.6215346 472.82310323 499.46361569 524.05288814 546.95538493 568.4417703 588.71921742 607.95025084 626.26499909 643.76946282 660.55127029 676.68379127 692.22914541 707.24044636 721.76350537 735.83814464 749.49922401 762.77745365 775.70004448 783.64207521 791.13630415 798.20634509 793.66705463 788.39500807 782.41017828]
towerse.g2e.Py_global | intermediate | N/m | [0. 0. 0. 0. 0. 0. 0. 0. 0. 0. 0. 0. 0. 0. 0. 0. 0. 0. 0. 0. 0. 0. 0. 0. 0. 0. 0. 0. 0. 0. 0.]
towerse.g2e.Pz_global | intermediate | N/m | [0. 0. 0. 0. 0. 0. 0. 0. 0. 0. 0. 0. 0. 0. 0. 0. 0. 0. 0. 0. 0. 0. 0. 0. 0. 0. 0. 0. 0. 0. 0.]
towerse.g2e.qdyn_global | intermediate | Pa | [ 0. 51.28165784 67.66655319 79.58121373 89.28655223 97.62252992 105.00804107 111.68665206 117.81431199 123.4977543 128.8137005 133.81941614 138.55894089 143.06697599 147.37142092 151.49509097 155.45691668 159.27280374 162.95626376 166.51888607 169.97069683 173.32043666 176.57577821 179.74349873 182.82961861 185.83951359 188.77800658 191.6494434 194.45775572 197.20651382 199.89897098]
towerse.lc:Px | intermediate | N/m | [0. 0. 0. 0. 0. 0. 0. 0. 0. 0. 0. 0. 0. 0. 0. 0. 0. 0. 0. 0. 0. 0. 0. 0. 0. 0. 0. 0. 0. 0. 0.]
towerse.lc:Py | intermediate | N/m | [0. 0. 0. 0. 0. 0. 0. 0. 0. 0. 0. 0. 0. 0. 0. 0. 0. 0. 0. 0. 0. 0. 0. 0. 0. 0. 0. 0. 0. 0. 0.]
towerse.lc:Pz | intermediate | N/m | [ 0. -200.99777797 -276.83215008 -330.75393428 -374.12461289 -411.10957925 -443.6215346 -472.82310323 -499.46361569 -524.05288814 -546.95538493 -568.4417703 -588.71921742 -607.95025084 -626.26499909 -643.76946282 -660.55127029 -676.68379127 -692.22914541 -707.24044636 -721.76350537 -735.83814464 -749.49922401 -762.77745365 -775.70004448 -783.64207521 -791.13630415 -798.20634509 -793.66705463 -788.39500807 -782.41017828]
towerse.lc:qdyn | intermediate | Pa | [ 0. 51.28165784 67.66655319 79.58121373 89.28655223 97.62252992 105.00804107 111.68665206 117.81431199 123.4977543 128.8137005 133.81941614 138.55894089 143.06697599 147.37142092 151.49509097 155.45691668 159.27280374 162.95626376 166.51888607 169.97069683 173.32043666 176.57577821 179.74349873 182.82961861 185.83951359 188.77800658 191.6494434 194.45775572 197.20651382 199.89897098]
towerse.z_full | output | m | [ 0. 4.56666667 9.13333333 13.7 18.26666667 22.83333333 27.4 31.96666667 36.53333333 41.1 45.66666667 50.23333333 54.8 59.36666667 63.93333333 68.5 73.06666667 77.63333333 82.2 86.76666667 91.33333333 95.9 100.46666667 105.03333333 109.6 114.16666667 118.73333333 123.3 127.86666667 132.43333333 137. ]
towerse.t_full | output | m | [0.06190994 0.06190994 0.06190994 0.05532001 0.05532001 0.05532001 0.04902645 0.04902645 0.04902645 0.04351143 0.04351143 0.04351143 0.03838378 0.03838378 0.03838378 0.03328114 0.03328114 0.03328114 0.0282451 0.0282451 0.0282451 0.02352226 0.02352226 0.02352226 0.01966602 0.01966602 0.01966602 0.01803766 0.01803766 0.01803766]
towerse.tower_height | intermediate | m | [137.]
towerse.E_full | output | Pa | [2.e+11 2.e+11 2.e+11 2.e+11 2.e+11 2.e+11 2.e+11 2.e+11 2.e+11 2.e+11 2.e+11 2.e+11 2.e+11 2.e+11 2.e+11 2.e+11 2.e+11 2.e+11 2.e+11 2.e+11 2.e+11 2.e+11 2.e+11 2.e+11 2.e+11 2.e+11 2.e+11 2.e+11 2.e+11 2.e+11]
towerse.G_full | output | Pa | [7.93e+10 7.93e+10 7.93e+10 7.93e+10 7.93e+10 7.93e+10 7.93e+10 7.93e+10 7.93e+10 7.93e+10 7.93e+10 7.93e+10 7.93e+10 7.93e+10 7.93e+10 7.93e+10 7.93e+10 7.93e+10 7.93e+10 7.93e+10 7.93e+10 7.93e+10 7.93e+10 7.93e+10 7.93e+10 7.93e+10 7.93e+10 7.93e+10 7.93e+10 7.93e+10]
towerse.rho_full | output | kg/m**3 | [7800. 7800. 7800. 7800. 7800. 7800. 7800. 7800. 7800. 7800. 7800. 7800. 7800. 7800. 7800. 7800. 7800. 7800. 7800. 7800. 7800. 7800. 7800. 7800. 7800. 7800. 7800. 7800. 7800. 7800.]
towerse.sigma_y_full | output | Pa | [3.45e+08 3.45e+08 3.45e+08 3.45e+08 3.45e+08 3.45e+08 3.45e+08 3.45e+08 3.45e+08 3.45e+08 3.45e+08 3.45e+08 3.45e+08 3.45e+08 3.45e+08 3.45e+08 3.45e+08 3.45e+08 3.45e+08 3.45e+08 3.45e+08 3.45e+08 3.45e+08 3.45e+08 3.45e+08 3.45e+08 3.45e+08 3.45e+08 3.45e+08 3.45e+08]
towerse.section_A | output | m**2 | [1.23577911 1.23577911 1.23577911 1.10546343 1.10546343 1.10546343 0.9807361 0.9807361 0.9807361 0.87121896 0.87121896 0.87121896 0.76921086 0.76921086 0.76921086 0.66752482 0.66752482 0.66752482 0.56699426 0.56699426 0.56699426 0.47256114 0.47256114 0.47256114 0.39414113 0.39173465 0.38932817 0.35244392 0.34515845 0.33787299]
towerse.section_Asx | output | m**2 | [0.70458592 0.70458592 0.70458592 0.62995654 0.62995654 0.62995654 0.55860341 0.55860341 0.55860341 0.49601188 0.49601188 0.49601188 0.43776185 0.43776185 0.43776185 0.37974298 0.37974298 0.37974298 0.32242913 0.32242913 0.32242913 0.26863238 0.26863238 0.26863238 0.22398973 0.22262415 0.22125856 0.20027579 0.19614158 0.19200736]
towerse.section_Asy | output | m**2 | [0.70458592 0.70458592 0.70458592 0.62995654 0.62995654 0.62995654 0.55860341 0.55860341 0.55860341 0.49601188 0.49601188 0.49601188 0.43776185 0.43776185 0.43776185 0.37974298 0.37974298 0.37974298 0.32242913 0.32242913 0.32242913 0.26863238 0.26863238 0.26863238 0.22398973 0.22262415 0.22125856 0.20027579 0.19614158 0.19200736]
towerse.section_Ixx | output | kg*m**2 | [5.44742959 5.44742959 5.44742959 4.88369984 4.88369984 4.88369984 4.34177875 4.34177875 4.34177875 3.86403572 3.86403572 3.86403572 3.41744436 3.41744436 3.41744436 2.97072256 2.97072256 2.97072256 2.52756506 2.52756506 2.52756506 2.10991692 2.10991692 2.10991692 1.7513372 1.7194538 1.68795973 1.48852647 1.39811285 1.31143661]
towerse.section_Iyy | output | kg*m**2 | [5.44742959 5.44742959 5.44742959 4.88369984 4.88369984 4.88369984 4.34177875 4.34177875 4.34177875 3.86403572 3.86403572 3.86403572 3.41744436 3.41744436 3.41744436 2.97072256 2.97072256 2.97072256 2.52756506 2.52756506 2.52756506 2.10991692 2.10991692 2.10991692 1.7513372 1.7194538 1.68795973 1.48852647 1.39811285 1.31143661]
towerse.section_J0 | output | kg*m**2 | [10.89485918 10.89485918 10.89485918 9.76739968 9.76739968 9.76739968 8.6835575 8.6835575 8.6835575 7.72807143 7.72807143 7.72807143 6.83488872 6.83488872 6.83488872 5.94144512 5.94144512 5.94144512 5.05513012 5.05513012 5.05513012 4.21983385 4.21983385 4.21983385 3.50267439 3.4389076 3.37591947 2.97705294 2.79622571 2.62287322]
towerse.section_rho | output | kg/m**3 | [7800. 7800. 7800. 7800. 7800. 7800. 7800. 7800. 7800. 7800. 7800. 7800. 7800. 7800. 7800. 7800. 7800. 7800. 7800. 7800. 7800. 7800. 7800. 7800. 7800. 7800. 7800. 7800. 7800. 7800.]
towerse.section_E | output | Pa | [2.e+11 2.e+11 2.e+11 2.e+11 2.e+11 2.e+11 2.e+11 2.e+11 2.e+11 2.e+11 2.e+11 2.e+11 2.e+11 2.e+11 2.e+11 2.e+11 2.e+11 2.e+11 2.e+11 2.e+11 2.e+11 2.e+11 2.e+11 2.e+11 2.e+11 2.e+11 2.e+11 2.e+11 2.e+11 2.e+11]
towerse.section_G | output | Pa | [7.93e+10 7.93e+10 7.93e+10 7.93e+10 7.93e+10 7.93e+10 7.93e+10 7.93e+10 7.93e+10 7.93e+10 7.93e+10 7.93e+10 7.93e+10 7.93e+10 7.93e+10 7.93e+10 7.93e+10 7.93e+10 7.93e+10 7.93e+10 7.93e+10 7.93e+10 7.93e+10 7.93e+10 7.93e+10 7.93e+10 7.93e+10 7.93e+10 7.93e+10 7.93e+10]
towerse.section_L | output | m | [4.56666667 4.56666667 4.56666667 4.56666667 4.56666667 4.56666667 4.56666667 4.56666667 4.56666667 4.56666667 4.56666667 4.56666667 4.56666667 4.56666667 4.56666667 4.56666667 4.56666667 4.56666667 4.56666667 4.56666667 4.56666667 4.56666667 4.56666667 4.56666667 4.56666667 4.56666667 4.56666667 4.56666667 4.56666667 4.56666667]
towerse.post.cylinder_Fz | intermediate | N | [[-9345847.72591732] [-8913108.17768173] [-8480075.3157111 ] [-8092341.96455163] [-7704426.96944481] [-7316354.87662764] [-6971710.71383123] [-6626940.3198277 ] [-6282054.12086959] [-5975315.05107487] [-5668475.64013755] [-5361541.82214593] [-5090150.26991371] [-4818673.84517984] [-4547116.45139059] [-4311000.64740572] [-4074810.44063216] [-3838548.62634153] [-3637333.20238142] [-3436051.01585761] [-3234704.18433313] [-3066280.27364432] [-2897795.4668748 ] [-2729251.43290932] [-2588052.46740847] [-2447659.19384356] [-2308073.58297761] [-2181365.97905893] [-2057225.36796109] [-1935655.03895519]]
towerse.post.cylinder_Vx | intermediate | N | [[2188331.23731709] [2188607.64219984] [2188875.15381923] [2189047.76101828] [2189296.78195271] [2189536.68935984] [2189603.06192589] [2189824.2810719 ] [2190036.26531506] [2190022.81177819] [2190216.05256611] [2190399.98298693] [2190307.8173185 ] [2190472.98483294] [2190628.79547298] [2190446.65279061] [2190583.71693623] [2190711.39717662] [2190446.18610591] [2190555.16594815] [2190654.74412286] [2190333.84783125] [2190414.76643491] [2190486.265086 ] [2190170.31413031] [2190211.49744672] [2190243.34849864] [2190087.06210208] [2190073.97667223] [2190050.84913063]]
towerse.post.cylinder_Vy | intermediate | N | [[42086.66082983] [42076.97069824] [42067.09921577] [42060.14095937] [42049.93328509] [42039.5520854 ] [42035.41904193] [42024.7109435 ] [42013.83421925] [42012.00992385] [42000.81013701] [41989.44533002] [41990.42208369] [41978.73606431] [41966.88770126] [41971.94547697] [41959.77462693] [41947.44326197] [41957.26626491] [41944.60594552] [41931.78618246] [41945.99962005] [41932.83817254] [41919.51770239] [41935.00553604] [41922.15670049] [41909.06082748] [41911.96483571] [41900.49368099] [41888.51924521]]
towerse.post.cylinder_Mxx | intermediate | N*m | [[10675520.73129214] [10864916.03656835] [11052588.06231754] [11238585.79267284] [11422925.8326259 ] [11605764.19455489] [11787151.44612961] [11967075.07126191] [12145701.85410117] [12323092.65556815] [12499220.15440707] [12674261.75718212] [12848282.2576891 ] [13021228.21309835] [13193287.37080181] [13364517.16836791] [13534814.35163981] [13704376.53549217] [13873247.03237849] [14041259.46378532] [14208620.85954113] [14375358.43135267] [14541244.1365743 ] [14706494.14011973] [14871129.33672717] [15034878.7122428 ] [15197919.83243057] [15360314.44406813] [15521923.3594763 ] [15682814.05517977]]
towerse.post.cylinder_Myy | intermediate | N*m | [[3.04479693e+08] [2.94403005e+08] [2.84279971e+08] [2.74114304e+08] [2.63909178e+08] [2.53670817e+08] [2.43402568e+08] [2.33106541e+08] [2.22788411e+08] [2.12451373e+08] [2.02096888e+08] [1.91730066e+08] [1.81353791e+08] [1.70968765e+08] [1.60579526e+08] [1.50188507e+08] [1.39795445e+08] [1.29404324e+08] [1.19017146e+08] [1.08632787e+08] [9.82547035e+07] [8.78845770e+07] [7.75207852e+07] [6.71662831e+07] [5.68226223e+07] [4.64882784e+07] [3.61654998e+07] [2.58559352e+07] [1.55596755e+07] [5.27821432e+06]]
towerse.post.cylinder_Mzz | intermediate | N*m | [[1118543.34045339] [1118538.40782575] [1118533.46809837] [1118539.93614659] [1118534.98840315] [1118530.0383856 ] [1118536.95975425] [1118532.00257258] [1118527.04361922] [1118533.44139236] [1118528.47483889] [1118523.50670487] [1118530.0493234 ] [1118525.07239252] [1118520.09394951] [1118527.81660924] [1118522.82699915] [1118517.83586131] [1118527.22540886] [1118522.21940579] [1118517.21178658] [1118528.28412229] [1118523.25658818] [1118518.22728153] [1118529.40563992] [1118524.92117395] [1118520.41050319] [1118524.1047423 ] [1118520.87625893] [1118517.61574381]]
towerse.qdyn | output | Pa | [[ 0. ] [ 51.28165784] [ 67.66655319] [ 79.58121373] [ 89.28655223] [ 97.62252992] [105.00804107] [111.68665206] [117.81431199] [123.4977543 ] [128.8137005 ] [133.81941614] [138.55894089] [143.06697599] [147.37142092] [151.49509097] [155.45691668] [159.27280374] [162.95626376] [166.51888607] [169.97069683] [173.32043666] [176.57577821] [179.74349873] [182.82961861] [185.83951359] [188.77800658] [191.6494434 ] [194.45775572] [197.20651382] [199.89897098]]
towerse.nodes_xyz | output | m | [[ 0. 0. 0. ] [ 0. 0. 4.56666667] [ 0. 0. 9.13333333] [ 0. 0. 13.7 ] [ 0. 0. 18.26666667] [ 0. 0. 22.83333333] [ 0. 0. 27.4 ] [ 0. 0. 31.96666667] [ 0. 0. 36.53333333] [ 0. 0. 41.1 ] [ 0. 0. 45.66666667] [ 0. 0. 50.23333333] [ 0. 0. 54.8 ] [ 0. 0. 59.36666667] [ 0. 0. 63.93333333] [ 0. 0. 68.5 ] [ 0. 0. 73.06666667] [ 0. 0. 77.63333333] [ 0. 0. 82.2 ] [ 0. 0. 86.76666667] [ 0. 0. 91.33333333] [ 0. 0. 95.9 ] [ 0. 0. 100.46666667] [ 0. 0. 105.03333333] [ 0. 0. 109.6 ] [ 0. 0. 114.16666667] [ 0. 0. 118.73333333] [ 0. 0. 123.3 ] [ 0. 0. 127.86666667] [ 0. 0. 132.43333333] [ 0. 0. 137. ]]
towerse.rna_mass | intermediate | kg | [365300.98901408]
towerse.rna_I | intermediate | kg*m**2 | [2.04343583e+08 1.33359142e+08 1.32430348e+08 1.45286730e+01 3.82956956e+03 4.81127800e+04]
towerse.rna_cg | intermediate | m | [-6.38444196 -0.0859972 2.15221498]
towerse.tower.rna_F | intermediate | N | [[ 2188181.88824657] [ 42091.27340261] [-1935655.03895519]]
towerse.tower.rna_M | intermediate | N*m | [[15682807.7685518 ] [ 5278210.16179379] [ 1118431.73455962]]
towerse.Px | output | N/m | [[0.] [0.] [0.] [0.] [0.] [0.] [0.] [0.] [0.] [0.] [0.] [0.] [0.] [0.] [0.] [0.] [0.] [0.] [0.] [0.] [0.] [0.] [0.] [0.] [0.] [0.] [0.] [0.] [0.] [0.] [0.]]
towerse.Py | output | N/m | [[0.] [0.] [0.] [0.] [0.] [0.] [0.] [0.] [0.] [0.] [0.] [0.] [0.] [0.] [0.] [0.] [0.] [0.] [0.] [0.] [0.] [0.] [0.] [0.] [0.] [0.] [0.] [0.] [0.] [0.] [0.]]
towerse.Pz | output | N/m | [[ 0. ] [-200.99777797] [-276.83215008] [-330.75393428] [-374.12461289] [-411.10957925] [-443.6215346 ] [-472.82310323] [-499.46361569] [-524.05288814] [-546.95538493] [-568.4417703 ] [-588.71921742] [-607.95025084] [-626.26499909] [-643.76946282] [-660.55127029] [-676.68379127] [-692.22914541] [-707.24044636] [-721.76350537] [-735.83814464] [-749.49922401] [-762.77745365] [-775.70004448] [-783.64207521] [-791.13630415] [-798.20634509] [-793.66705463] [-788.39500807] [-782.41017828]]
towerse.tower_mass | output | kg | [791445.95807925]
towerse.tower_center_of_mass | output | m | [53.17313517]
towerse.tower_I_base | output | kg*m**2 | [3.33148093e+09 3.33148093e+09 6.98473441e+06 0.00000000e+00 0.00000000e+00 0.00000000e+00]
rotorse.r | intermediate | m | [ 3. 6.44814717 9.89629433 13.3444415 16.79258866 20.24073583 23.68888299 27.13703016 30.58517733 34.03332449 37.48147166 40.92961882 44.37776599 47.82591316 51.27406032 54.72220749 58.17035465 61.61850182 65.06664898 68.51479615 72.99738747 75.41109048 78.85923765 82.30738481 85.75553198 89.20367915 92.65182631 96.09997348 99.54812064 102.99626781] | radial locations where blade is defined (should be increasing and not go all the way to hub or tip)
rotorse.chord | intermediate | m | [4.5 4.51653455 4.59255455 4.72026865 4.75 4.75 4.75 4.75 4.75 4.75 4.75 4.7 4.64 4.48 4.30815493 4.07109567 3.83078655 3.59377787 3.3535724 3.10972681 2.79010443 2.61780457 2.37255549 2.12536608 1.87360817 1.6133977 1.34551447 1.07050448 0.78813172 0.5 ] | chord length at each section
rotorse.ccblade.theta_in | intermediate | rad | [ 0.3491 0.3114934 0.2750893 0.24036879 0.20781296 0.17790291 0.15111974 0.12794454 0.10885841 0.09434244 0.08467866 0.0775111 0.07174552 0.06702161 0.06297906 0.05925757 0.05549683 0.05133651 0.04641632 0.04037594 0.0304289 0.02415488 0.01416615 0.00305797 -0.00907256 -0.0221283 -0.03601213 -0.05062693 -0.06587558 -0.08166095] | twist angle at each section (positive decreases angle of attack)
rotorse.airfoils_cl | intermediate |  | [[[[ 0.00000000e+00] [ 0.00000000e+00] [ 0.00000000e+00] [ 0.00000000e+00] [ 0.00000000e+00]] [[ 0.00000000e+00] [ 0.00000000e+00] [ 0.00000000e+00] [ 0.00000000e+00] [ 0.00000000e+00]] [[ 0.00000000e+00] [ 0.00000000e+00] [ 0.00000000e+00] [ 0.00000000e+00] [ 0.00000000e+00]] ... [[ 0.00000000e+00] [ 0.00000000e+00] [ 0.00000000e+00] [ 0.00000000e+00] [ 0.00000000e+00]] [[ 0.00000000e+00] [ 0.00000000e+00] [ 0.00000000e+00] [ 0.00000000e+00] [ 0.00000000e+00]] [[ 0.00000000e+00] [ 0.00000000e+00] [ 0.00000000e+00] [ 0.00000000e+00] [ 0.00000000e+00]]] [[[ 0.00000000e+00] [ 0.00000000e+00] [ 0.00000000e+00] [ 0.00000000e+00] [ 0.00000000e+00]] [[ 2.26137991e-03] [ 1.94775724e-03] [ 1.92094234e-03] [ 1.93109733e-03] [ 1.89340473e-03]] [[ 4.52275988e-03] [ 3.89551453e-03] [ 3.84188473e-03] [ 3.86219472e-03] [ 3.78680952e-03]] ... [[-4.52275988e-03] [-3.89551453e-03] [-3.84188473e-03] [-3.86219472e-03] [-3.78680952e-03]] [[-2.26137991e-03] [-1.94775724e-03] [-1.92094234e-03] [-1.93109733e-03] [-1.89340473e-03]] [[-7.53598903e-19] [-7.53598903e-19] [-7.53598903e-19] [-7.53598903e-19] [-7.53598903e-19]]] [[[ 0.00000000e+00] [ 0.00000000e+00] [ 0.00000000e+00] [ 0.00000000e+00] [ 0.00000000e+00]] [[ 2.24911443e-02] [ 2.00611592e-02] [ 1.98552462e-02] [ 1.99331949e-02] [ 1.96440645e-02]] [[ 4.49822890e-02] [ 4.01223189e-02] [ 3.97104929e-02] [ 3.98663903e-02] [ 3.92881293e-02]] ... [[-4.49822890e-02] [-4.01223189e-02] [-3.97104929e-02] [-3.98663903e-02] [-3.92881293e-02]] [[-2.24911443e-02] [-2.00611592e-02] [-1.98552462e-02] [-1.99331949e-02] [-1.96440645e-02]] [[-6.25425624e-18] [-6.25425624e-18] [-6.25425624e-18] [-6.25425624e-18] [-6.25425624e-18]]] ... [[[ 0.00000000e+00] [ 0.00000000e+00] [ 0.00000000e+00] [ 0.00000000e+00] [ 0.00000000e+00]] [[ 1.81891218e-01] [ 1.86009734e-01] [ 1.87437603e-01] [ 1.94392998e-01] [ 1.98011589e-01]] [[ 3.63782435e-01] [ 3.72019469e-01] [ 3.74875206e-01] [ 3.88785996e-01] [ 3.96023178e-01]] ... [[-3.63782435e-01] [-3.72019469e-01] [-3.74875206e-01] [-3.88785996e-01] [-3.96023178e-01]] [[-1.81891218e-01] [-1.86009734e-01] [-1.87437603e-01] [-1.94392998e-01] [-1.98011589e-01]] [[ 1.38777878e-17] [ 0.00000000e+00] [ 6.93889390e-18] [ 1.38777878e-17] [ 0.00000000e+00]]] [[[ 0.00000000e+00] [ 0.00000000e+00] [ 0.00000000e+00] [ 0.00000000e+00] [ 0.00000000e+00]] [[ 1.91313607e-01] [ 1.96662846e-01] [ 1.98266810e-01] [ 2.04863588e-01] [ 2.08470811e-01]] [[ 3.82627215e-01] [ 3.93325692e-01] [ 3.96533620e-01] [ 4.09727176e-01] [ 4.16941622e-01]] ... [[-3.82627215e-01] [-3.93325692e-01] [-3.96533620e-01] [-4.09727176e-01] [-4.16941622e-01]] [[-1.91313607e-01] [-1.96662846e-01] [-1.98266810e-01] [-2.04863588e-01] [-2.08470811e-01]] [[ 1.38777878e-17] [-1.38777878e-17] [ 0.00000000e+00] [ 1.38777878e-17] [ 0.00000000e+00]]] [[[ 0.00000000e+00] [ 0.00000000e+00] [ 0.00000000e+00] [ 0.00000000e+00] [ 0.00000000e+00]] [[ 2.02449660e-01] [ 2.09583515e-01] [ 2.11419915e-01] [ 2.17381080e-01] [ 2.21043270e-01]] [[ 4.04899320e-01] [ 4.19167029e-01] [ 4.22839830e-01] [ 4.34762160e-01] [ 4.42086540e-01]] ... [[-4.04899320e-01] [-4.19167029e-01] [-4.22839830e-01] [-4.34762160e-01] [-4.42086540e-01]] [[-2.02449660e-01] [-2.09583515e-01] [-2.11419915e-01] [-2.17381080e-01] [-2.21043270e-01]] [[-2.77555756e-17] [-1.38777878e-17] [ 1.38777878e-17] [ 0.00000000e+00] [-4.16333634e-17]]]] | lift coefficients, spanwise
rotorse.airfoils_cd | intermediate |  | [[[[0.5 ] [0.5 ] [0.5 ] [0.5 ] [0.5 ]] [[0.5 ] [0.5 ] [0.5 ] [0.5 ] [0.5 ]] [[0.5 ] [0.5 ] [0.5 ] [0.5 ] [0.5 ]] ... [[0.5 ] [0.5 ] [0.5 ] [0.5 ] [0.5 ]] [[0.5 ] [0.5 ] [0.5 ] [0.5 ] [0.5 ]] [[0.5 ] [0.5 ] [0.5 ] [0.5 ] [0.5 ]]] [[[0.48317224] [0.48317224] [0.48317224] [0.48317224] [0.48317224]] [[0.48317224] [0.48317224] [0.48317224] [0.48317224] [0.48317224]] [[0.48317224] [0.48317224] [0.48317224] [0.48317224] [0.48317224]] ... [[0.48317224] [0.48317224] [0.48317224] [0.48317224] [0.48317224]] [[0.48317224] [0.48317224] [0.48317224] [0.48317224] [0.48317224]] [[0.48317224] [0.48317224] [0.48317224] [0.48317224] [0.48317224]]] [[[0.34328947] [0.34328947] [0.34328947] [0.34328947] [0.34328947]] [[0.34328947] [0.34328947] [0.34328947] [0.34328947] [0.34328947]] [[0.34328947] [0.34328947] [0.34328947] [0.34328947] [0.34328947]] ... [[0.34328947] [0.34328947] [0.34328947] [0.34328947] [0.34328947]] [[0.34328947] [0.34328947] [0.34328947] [0.34328947] [0.34328947]] [[0.34328947] [0.34328947] [0.34328947] [0.34328947] [0.34328947]]] ... [[[0.001 ] [0.001 ] [0.001 ] [0.001 ] [0.001 ]] [[0.001 ] [0.001 ] [0.001 ] [0.001 ] [0.001 ]] [[0.001 ] [0.001 ] [0.001 ] [0.001 ] [0.001 ]] ... [[0.001 ] [0.001 ] [0.001 ] [0.001 ] [0.001 ]] [[0.001 ] [0.001 ] [0.001 ] [0.001 ] [0.001 ]] [[0.001 ] [0.001 ] [0.001 ] [0.001 ] [0.001 ]]] [[[0.001 ] [0.001 ] [0.001 ] [0.001 ] [0.001 ]] [[0.001 ] [0.001 ] [0.001 ] [0.001 ] [0.001 ]] [[0.001 ] [0.001 ] [0.001 ] [0.001 ] [0.001 ]] ... [[0.001 ] [0.001 ] [0.001 ] [0.001 ] [0.001 ]] [[0.001 ] [0.001 ] [0.001 ] [0.001 ] [0.001 ]] [[0.001 ] [0.001 ] [0.001 ] [0.001 ] [0.001 ]]] [[[0.001 ] [0.001 ] [0.001 ] [0.001 ] [0.001 ]] [[0.001 ] [0.001 ] [0.001 ] [0.001 ] [0.001 ]] [[0.001 ] [0.001 ] [0.001 ] [0.001 ] [0.001 ]] ... [[0.001 ] [0.001 ] [0.001 ] [0.001 ] [0.001 ]] [[0.001 ] [0.001 ] [0.001 ] [0.001 ] [0.001 ]] [[0.001 ] [0.001 ] [0.001 ] [0.001 ] [0.001 ]]]] | drag coefficients, spanwise
rotorse.airfoils_cm | intermediate |  | [[[[ 0.00000000e+00] [ 0.00000000e+00] [ 0.00000000e+00] [ 0.00000000e+00] [ 0.00000000e+00]] [[ 0.00000000e+00] [ 0.00000000e+00] [ 0.00000000e+00] [ 0.00000000e+00] [ 0.00000000e+00]] [[ 0.00000000e+00] [ 0.00000000e+00] [ 0.00000000e+00] [ 0.00000000e+00] [ 0.00000000e+00]] ... [[ 0.00000000e+00] [ 0.00000000e+00] [ 0.00000000e+00] [ 0.00000000e+00] [ 0.00000000e+00]] [[ 0.00000000e+00] [ 0.00000000e+00] [ 0.00000000e+00] [ 0.00000000e+00] [ 0.00000000e+00]] [[ 0.00000000e+00] [ 0.00000000e+00] [ 0.00000000e+00] [ 0.00000000e+00] [ 0.00000000e+00]]] [[[ 0.00000000e+00] [ 0.00000000e+00] [ 0.00000000e+00] [ 0.00000000e+00] [ 0.00000000e+00]] [[ 6.01446903e-03] [ 6.01446903e-03] [ 6.01446903e-03] [ 6.01446903e-03] [ 6.01446903e-03]] [[ 1.03917777e-02] [ 1.03917777e-02] [ 1.03917777e-02] [ 1.03917777e-02] [ 1.03917777e-02]] ... [[-1.50454748e-02] [-1.50454748e-02] [-1.50454748e-02] [-1.50454748e-02] [-1.50454748e-02]] [[-8.95340984e-03] [-8.95340984e-03] [-8.95340984e-03] [-8.95340984e-03] [-8.95340984e-03]] [[ 0.00000000e+00] [ 0.00000000e+00] [ 0.00000000e+00] [ 0.00000000e+00] [ 0.00000000e+00]]] [[[ 0.00000000e+00] [ 0.00000000e+00] [ 0.00000000e+00] [ 0.00000000e+00] [ 0.00000000e+00]] [[ 5.29945751e-02] [ 5.29945751e-02] [ 5.29945751e-02] [ 5.29945751e-02] [ 5.29945751e-02]] [[ 9.32521557e-02] [ 9.32521557e-02] [ 9.32521557e-02] [ 9.32521557e-02] [ 9.32521557e-02]] ... [[-1.32558809e-01] [-1.32558809e-01] [-1.32558809e-01] [-1.32558809e-01] [-1.32558809e-01]] [[-7.74099366e-02] [-7.74099366e-02] [-7.74099366e-02] [-7.74099366e-02] [-7.74099366e-02]] [[ 0.00000000e+00] [ 0.00000000e+00] [ 0.00000000e+00] [ 0.00000000e+00] [ 0.00000000e+00]]] ... [[[ 0.00000000e+00] [ 0.00000000e+00] [ 0.00000000e+00] [ 0.00000000e+00] [ 0.00000000e+00]] [[ 1.20000000e-01] [ 1.20000000e-01] [ 1.20000000e-01] [ 1.20000000e-01] [ 1.20000000e-01]] [[ 2.40000000e-01] [ 2.40000000e-01] [ 2.40000000e-01] [ 2.40000000e-01] [ 2.40000000e-01]] ... [[-3.00000000e-01] [-3.00000000e-01] [-3.00000000e-01] [-3.00000000e-01] [-3.00000000e-01]] [[-1.50000000e-01] [-1.50000000e-01] [-1.50000000e-01] [-1.50000000e-01] [-1.50000000e-01]] [[-1.38777878e-17] [-1.38777878e-17] [-1.38777878e-17] [-1.38777878e-17] [-1.38777878e-17]]] [[[ 0.00000000e+00] [ 0.00000000e+00] [ 0.00000000e+00] [ 0.00000000e+00] [ 0.00000000e+00]] [[ 1.20000000e-01] [ 1.20000000e-01] [ 1.20000000e-01] [ 1.20000000e-01] [ 1.20000000e-01]] [[ 2.40000000e-01] [ 2.40000000e-01] [ 2.40000000e-01] [ 2.40000000e-01] [ 2.40000000e-01]] ... [[-3.00000000e-01] [-3.00000000e-01] [-3.00000000e-01] [-3.00000000e-01] [-3.00000000e-01]] [[-1.50000000e-01] [-1.50000000e-01] [-1.50000000e-01] [-1.50000000e-01] [-1.50000000e-01]] [[-1.38777878e-17] [-1.38777878e-17] [-1.38777878e-17] [-1.38777878e-17] [-1.38777878e-17]]] [[[ 0.00000000e+00] [ 0.00000000e+00] [ 0.00000000e+00] [ 0.00000000e+00] [ 0.00000000e+00]] [[ 1.20000000e-01] [ 1.20000000e-01] [ 1.20000000e-01] [ 1.20000000e-01] [ 1.20000000e-01]] [[ 2.40000000e-01] [ 2.40000000e-01] [ 2.40000000e-01] [ 2.40000000e-01] [ 2.40000000e-01]] ... [[-3.00000000e-01] [-3.00000000e-01] [-3.00000000e-01] [-3.00000000e-01] [-3.00000000e-01]] [[-1.50000000e-01] [-1.50000000e-01] [-1.50000000e-01] [-1.50000000e-01] [-1.50000000e-01]] [[-1.38777878e-17] [-1.38777878e-17] [-1.38777878e-17] [-1.38777878e-17] [-1.38777878e-17]]]] | moment coefficients, spanwise
rotorse.Rhub | intermediate | m | [3.] | hub radius
rotorse.Rtip | intermediate | m | [102.99626781] | tip radius
rotorse.ccblade.rthick | intermediate |  | [1. 0.9904762 0.90583552 0.76920637 0.62433185 0.51495506 0.45652477 0.40898037 0.37373472 0.35299758 0.33854388 0.32716954 0.31781339 0.30941425 0.30091105 0.29250549 0.28490061 0.27785301 0.27111927 0.26445597 0.25549867 0.250367 0.2424545 0.23345852 0.22353126 0.21373557 0.20477992 0.19617537 0.18790426 0.18 ] | 1D array of the relative thicknesses of the blade defined along span.
rotorse.precurve | intermediate | m | [ 0. 0.01458961 0.05222308 0.10814189 0.1742505 0.24113677 0.30008558 0.34265121 0.35982107 0.34758647 0.3145081 0.26685814 0.21087049 0.1404773 0.03804705 -0.09075292 -0.23512381 -0.39413733 -0.58577711 -0.80529181 -1.1155553 -1.29121723 -1.5637297 -1.85903588 -2.17067421 -2.49837779 -2.84335536 -3.20952152 -3.59684443 -4. ] | precurve at each section
rotorse.precurveTip | intermediate | m | [-4.] | precurve at tip
rotorse.presweep | intermediate | m | [0. 0. 0. 0. 0. 0. 0. 0. 0. 0. 0. 0. 0. 0. 0. 0. 0. 0. 0. 0. 0. 0. 0. 0. 0. 0. 0. 0. 0. 0.] | presweep at each section
rotorse.presweepTip | intermediate | m | [0.] | presweep at tip
rotorse.hub_height | intermediate | m | [140.] | hub height
rotorse.theta | output | deg | [20.00195663 17.84725743 15.76145604 13.7721172 11.90680566 10.19308617 8.65852346 7.33068229 6.23712738 5.40542349 4.85173007 4.44105881 4.11071532 3.84005534 3.60843462 3.39520891 3.17973397 2.94136554 2.65945937 2.31337122 1.74344765 1.38397276 0.81166088 0.17520865 -0.51981921 -1.26785798 -2.06334293 -2.90070935 -3.77439251 -4.67882768] | Twist angle at each section (positive decreases angle of attack)
rotorse.re.pitch_axis | intermediate |  | [0.5 0.49816955 0.48992341 0.47666778 0.47368421 0.47368421 0.47368421 0.47368421 0.47368421 0.47368421 0.47368421 0.46808511 0.4612069 0.44196429 0.43251806 0.42095775 0.41010371 0.40195138 0.39522149 0.39116278 0.39008436 0.39134099 0.39523274 0.40007425 0.40504215 0.41113787 0.41946139 0.43201533 0.45321411 0.5 ] | 1D array of the chordwise position of the pitch axis (0-LE, 1-TE), defined along blade span.
rotorse.re.coord_xy_interp | intermediate |  | [[[ 1.00000000e+00 -5.22802288e-16] [ 9.99429684e-01 -2.22597407e-02] [ 9.98063018e-01 -4.44580349e-02] ... [ 9.98120489e-01 4.38394581e-02] [ 9.99443038e-01 2.19496514e-02] [ 1.00000000e+00 -5.26271735e-16]] [[ 1.00000000e+00 -4.63811846e-04] [ 9.98467173e-01 -2.21760738e-02] [ 9.96201019e-01 -4.43513952e-02] ... [ 9.96776877e-01 4.39179785e-02] [ 9.98774657e-01 2.22119245e-02] [ 1.00000000e+00 3.03878429e-04]] [[ 1.00000000e+00 -3.84926541e-03] [ 9.90631439e-01 -2.12435866e-02] [ 9.80995553e-01 -4.24457781e-02] ... [ 9.85613808e-01 4.43560536e-02] [ 9.93218520e-01 2.41263074e-02] [ 1.00000000e+00 2.83048459e-03]] ... [[ 1.00000000e+00 2.99243424e-04] [ 9.76715850e-01 2.78508494e-03] [ 9.52832571e-01 4.62553820e-03] ... [ 9.52575171e-01 9.64309571e-03] [ 9.76267770e-01 4.94496385e-03] [ 1.00000000e+00 2.99243424e-04]] [[ 1.00000000e+00 7.60311480e-05] [ 9.76692547e-01 2.94939444e-03] [ 9.52952126e-01 4.97097005e-03] ... [ 9.52775619e-01 1.06814382e-02] [ 9.76380589e-01 5.38373218e-03] [ 1.00000000e+00 7.60311480e-05]] [[ 1.00000000e+00 1.76276899e-06] [ 9.76685164e-01 3.14692752e-03] [ 9.53182640e-01 5.22846152e-03] ... [ 9.52998460e-01 1.22336784e-02] [ 9.76506117e-01 6.17134718e-03] [ 1.00000000e+00 1.76276899e-06]]] | 3D array of the non-dimensional x and y airfoil coordinates of the airfoils interpolated along span for n_span stations.
rotorse.re.precomp.web_start_nd | intermediate |  | [[0.19443411 0.20023461 0.2034648 0.30301315 0.31493788 0.32707215 0.33454402 0.34017312 0.344208 0.34620556 0.34732351 0.35134524 0.35544002 0.36694092 0.37381309 0.38301743 0.3918106 0.39907441 0.40562439 0.41085998 0.4154427 0.41684124 0.41745388 0.41737886 0.41698523 0.41540955 0.41172813 0.40481371 0.39152611 0.24523263] [0.19443411 0.20023461 0.2034648 0.24546624 0.25456011 0.26361178 0.26911265 0.27293992 0.27516218 0.27549956 0.2749657 0.27663272 0.27830614 0.28567273 0.28807906 0.29120514 0.29344287 0.2938854 0.29316636 0.29067674 0.28457238 0.27990593 0.27146884 0.261506 0.24994315 0.23522712 0.21550272 0.187438 0.14242594 0.24523263]] | 2D array of the non-dimensional start point defined along the outer profile of a web. The TE suction side is 0, the TE pressure side is 1. The first dimension represents each web, the second dimension represents each entry along blade span.
rotorse.re.precomp.web_end_nd | intermediate |  | [[0.69444351 0.70077865 0.71106075 0.62799171 0.63332404 0.63500624 0.63684697 0.63894683 0.64055999 0.64203689 0.64311407 0.64073174 0.63792618 0.62754015 0.6215407 0.61306844 0.60491657 0.59825344 0.5923317 0.58775303 0.58405032 0.58310783 0.58307151 0.58367186 0.58444862 0.58623372 0.59005239 0.59707699 0.6105906 0.75672069] [0.69444351 0.70077865 0.71106075 0.68518658 0.69298952 0.69786227 0.70203834 0.70651572 0.71023507 0.71340178 0.71607006 0.71590727 0.71540243 0.70890262 0.7072315 0.70464535 0.7028554 0.70286602 0.704101 0.70720805 0.71426763 0.71947024 0.72861466 0.73920479 0.75117567 0.76596999 0.78545395 0.8129724 0.85731993 0.75672069]] | 2D array of the non-dimensional end point defined along the outer profile of a web. The TE suction side is 0, the TE pressure side is 1. The first dimension represents each web, the second dimension represents each entry along blade span.
rotorse.re.precomp.layer_thickness | intermediate | m | [[ 1.00000000e-03 1.00000000e-03 1.00000000e-03 1.00000000e-03 1.00000000e-03 1.00000000e-03 1.00000000e-03 1.00000000e-03 1.00000000e-03 1.00000000e-03 1.00000000e-03 1.00000000e-03 1.00000000e-03 1.00000000e-03 1.00000000e-03 1.00000000e-03 1.00000000e-03 1.00000000e-03 1.00000000e-03 1.00000000e-03 1.00000000e-03 1.00000000e-03 1.00000000e-03 1.00000000e-03 1.00000000e-03 1.00000000e-03 1.00000000e-03 1.00000000e-03 1.00000000e-03 1.00000000e-03] [ 4.10000000e-02 3.30000000e-02 2.60000000e-02 2.00000000e-02 1.50000000e-02 1.10000000e-02 8.28454072e-03 6.51243402e-03 5.36207752e-03 4.70247504e-03 4.40263040e-03 4.33154742e-03 4.35822991e-03 4.35168169e-03 4.30702965e-03 4.21940069e-03 4.08392168e-03 3.89571952e-03 3.64992111e-03 3.34165333e-03 2.86491152e-03 2.57935592e-03 2.14614940e-03 1.69211977e-03 1.22767857e-03 1.00000000e-03 1.00000000e-03 1.00000000e-03 1.00000000e-03 1.00000000e-03] [ 0.00000000e+00 1.03638639e-02 1.80212345e-02 2.53616596e-02 3.20681938e-02 3.78238917e-02 4.23118077e-02 4.52149966e-02 4.62165127e-02 4.56952678e-02 4.40301733e-02 4.16001409e-02 3.87840821e-02 3.59609085e-02 3.35095318e-02 3.13580743e-02 2.94346583e-02 2.76674064e-02 2.59844408e-02 2.43138839e-02 2.20549123e-02 2.08042751e-02 1.89850461e-02 1.71360827e-02 1.52672963e-02 1.33885984e-02 1.15099005e-02 9.63120264e-03 7.75250477e-03 5.87380689e-03] [ 0.00000000e+00 1.24780597e-02 1.76115740e-02 2.27450883e-02 2.76641755e-02 3.21544085e-02 3.60013601e-02 3.89906033e-02 4.09077110e-02 4.15382560e-02 4.11017265e-02 3.98176106e-02 3.79053964e-02 3.55845720e-02 3.30746256e-02 3.05950453e-02 2.81565527e-02 2.57698696e-02 2.34457177e-02 2.11948185e-02 1.83968865e-02 1.69556653e-02 1.49623503e-02 1.30321660e-02 1.11493299e-02 9.29805909e-03 7.46257101e-03 5.62708293e-03 3.79159485e-03 1.95610677e-03] [ 0.00000000e+00 0.00000000e+00 0.00000000e+00 0.00000000e+00 0.00000000e+00 0.00000000e+00 0.00000000e+00 0.00000000e+00 0.00000000e+00 0.00000000e+00 0.00000000e+00 0.00000000e+00 0.00000000e+00 0.00000000e+00 0.00000000e+00 0.00000000e+00 0.00000000e+00 0.00000000e+00 0.00000000e+00 1.00000000e-03 3.44239839e-02 1.00000000e-03 -8.13151629e-20 0.00000000e+00 0.00000000e+00 0.00000000e+00 0.00000000e+00 0.00000000e+00 0.00000000e+00 0.00000000e+00] [ 0.00000000e+00 0.00000000e+00 0.00000000e+00 0.00000000e+00 0.00000000e+00 0.00000000e+00 0.00000000e+00 0.00000000e+00 0.00000000e+00 0.00000000e+00 0.00000000e+00 0.00000000e+00 0.00000000e+00 0.00000000e+00 0.00000000e+00 0.00000000e+00 0.00000000e+00 0.00000000e+00 0.00000000e+00 1.00000000e-03 3.44239839e-02 1.00000000e-03 -8.13151629e-20 0.00000000e+00 0.00000000e+00 0.00000000e+00 0.00000000e+00 0.00000000e+00 0.00000000e+00 0.00000000e+00] [ 0.00000000e+00 0.00000000e+00 6.65003373e-03 8.14812366e-03 9.64621359e-03 1.11443035e-02 1.26025620e-02 1.39811575e-02 1.52402586e-02 1.63400338e-02 1.72406517e-02 1.79022807e-02 1.83276090e-02 1.85193246e-02 1.84801155e-02 1.82126698e-02 1.77196757e-02 1.70038210e-02 1.61057826e-02 1.50662370e-02 1.35708454e-02 1.27253309e-02 1.15053236e-02 1.03065158e-02 9.12537420e-03 7.95836553e-03 6.80195656e-03 5.65261407e-03 4.50680481e-03 3.36099555e-03] [ 0.00000000e+00 0.00000000e+00 2.33432275e-02 2.51480648e-02 2.69529021e-02 2.87577394e-02 3.05625767e-02 3.23674140e-02 3.39953792e-02 3.52696003e-02 3.60132052e-02 3.60493218e-02 3.52010780e-02 3.32916017e-02 3.05938669e-02 2.73808473e-02 2.39255169e-02 2.05008494e-02 1.73798187e-02 1.48353987e-02 1.22323494e-02 1.10919834e-02 9.70078471e-03 8.50178952e-03 7.39889612e-03 6.29600271e-03 5.19310930e-03 4.09021589e-03 2.98732248e-03 -6.50521303e-19] [ 0.00000000e+00 0.00000000e+00 2.33432275e-02 2.51480648e-02 2.69529021e-02 2.87577394e-02 3.05625767e-02 3.23674140e-02 3.39953792e-02 3.52696003e-02 3.60132052e-02 3.60493218e-02 3.52010780e-02 3.32916017e-02 3.05938669e-02 2.73808473e-02 2.39255169e-02 2.05008494e-02 1.73798187e-02 1.48353987e-02 1.22323494e-02 1.10919834e-02 9.70078471e-03 8.50178952e-03 7.39889612e-03 6.29600271e-03 5.19310930e-03 4.09021589e-03 2.98732248e-03 -6.50521303e-19] [ 0.00000000e+00 0.00000000e+00 1.86402175e-02 2.29043857e-02 2.71685539e-02 3.12820798e-02 3.50943212e-02 3.84546359e-02 4.12123815e-02 4.32169158e-02 4.43175966e-02 4.46317757e-02 4.42768050e-02 4.33700364e-02 4.20288217e-02 4.03705128e-02 3.85124616e-02 3.64638788e-02 3.42339751e-02 3.18319613e-02 2.84675254e-02 2.65484460e-02 2.36853660e-02 2.07018877e-02 1.76220907e-02 1.44700547e-02 1.12698594e-02 8.04558436e-03 4.82130936e-03 1.59703436e-03] [ 0.00000000e+00 0.00000000e+00 1.06783227e-02 1.30277497e-02 1.53771767e-02 1.77266036e-02 2.00760306e-02 2.23436643e-02 2.44477114e-02 2.63063787e-02 2.78378729e-02 2.89604006e-02 2.95921686e-02 2.97916789e-02 2.96174332e-02 2.91279335e-02 2.83816816e-02 2.74371794e-02 2.63529289e-02 2.51106409e-02 2.32295708e-02 2.20787956e-02 2.02526601e-02 1.81953304e-02 1.58885175e-02 1.33738018e-02 1.06927639e-02 7.88698432e-03 4.99804368e-03 2.06752250e-03] [ 0.00000000e+00 0.00000000e+00 1.17141324e-02 1.47649473e-02 1.78157623e-02 2.08665773e-02 2.39173922e-02 2.69682072e-02 3.00190222e-02 3.29529872e-02 3.56532524e-02 3.80029677e-02 3.98852833e-02 4.11833493e-02 4.17803156e-02 4.17273646e-02 4.10756783e-02 3.98764390e-02 3.81808288e-02 3.60400301e-02 3.26797937e-02 3.06420809e-02 2.75162660e-02 2.41934479e-02 2.07392943e-02 1.72194730e-02 1.36996517e-02 1.01798304e-02 6.66000904e-03 3.14018771e-03] [ 0.00000000e+00 0.00000000e+00 3.59873815e-02 4.39773438e-02 5.19673061e-02 5.96302097e-02 6.66389959e-02 7.26666060e-02 7.73859813e-02 8.04700630e-02 8.15917924e-02 8.09966867e-02 7.89302631e-02 7.56380387e-02 7.13655306e-02 6.63582560e-02 6.08617321e-02 5.50357312e-02 4.90400260e-02 4.30343888e-02 3.54771595e-02 3.16324086e-02 2.65556105e-02 2.18699671e-02 1.74972473e-02 1.33592202e-02 9.37765500e-03 5.47432071e-03 1.57098642e-03 1.00000000e-03] [ 4.10000000e-02 3.30000000e-02 2.60000000e-02 2.00000000e-02 1.53156219e-02 1.26140524e-02 1.00892854e-02 7.82972209e-03 5.92376367e-03 4.45981139e-03 3.52626648e-03 3.01625067e-03 2.82288569e-03 2.83929329e-03 2.95859519e-03 3.07391313e-03 3.07836885e-03 2.99303427e-03 2.83898133e-03 2.63728196e-03 2.33877707e-03 2.17523163e-03 1.95702453e-03 1.75179189e-03 1.55693882e-03 1.36987043e-03 1.18799183e-03 1.00870812e-03 1.00000000e-03 1.00000000e-03] [ 0.00000000e+00 0.00000000e+00 0.00000000e+00 2.16422907e-03 2.21016153e-03 2.25609398e-03 2.30202643e-03 2.34795888e-03 2.38578561e-03 2.40740088e-03 2.40469897e-03 2.36957416e-03 2.29392070e-03 2.16963289e-03 2.01292217e-03 1.84000000e-03 1.66707783e-03 1.51036711e-03 1.38607930e-03 1.31042584e-03 1.27397979e-03 1.27259912e-03 1.29421439e-03 1.33204112e-03 1.37797357e-03 1.42390602e-03 1.46983847e-03 1.51577093e-03 1.56170338e-03 1.08420217e-19] [ 0.00000000e+00 0.00000000e+00 0.00000000e+00 3.74890612e-02 3.61172335e-02 3.47454058e-02 3.33630956e-02 3.19598202e-02 3.05250972e-02 2.90484440e-02 2.75193780e-02 2.59274168e-02 2.43374498e-02 2.28143666e-02 2.14230569e-02 2.02284101e-02 1.92953159e-02 1.86886639e-02 1.83467902e-02 1.82080313e-02 2.00000000e-02 2.00000000e-02 2.00000000e-02 2.00000000e-02 2.00000000e-02 2.00000000e-02 2.00000000e-02 2.00000000e-02 2.00000000e-02 6.93889390e-18] [ 0.00000000e+00 0.00000000e+00 0.00000000e+00 2.07236417e-03 2.11829662e-03 2.16422907e-03 2.21016153e-03 2.25609398e-03 2.30202643e-03 2.34795888e-03 2.38578561e-03 2.40740088e-03 2.40469897e-03 2.36957416e-03 2.29392070e-03 2.16963289e-03 2.01292217e-03 1.84000000e-03 1.66707783e-03 1.51036711e-03 1.35893442e-03 1.31042584e-03 1.27530103e-03 1.27259912e-03 1.29421439e-03 1.33204112e-03 1.37797357e-03 1.42390602e-03 1.46983847e-03 1.08420217e-19] [ 0.00000000e+00 0.00000000e+00 0.00000000e+00 2.51759997e-03 2.44512991e-03 2.37265986e-03 2.30018980e-03 2.22771975e-03 2.15449048e-03 2.07974278e-03 2.00271744e-03 1.92265525e-03 1.83879698e-03 1.75038343e-03 1.66146746e-03 1.57610193e-03 1.49833970e-03 1.43223365e-03 1.38183663e-03 1.35120150e-03 1.33654766e-03 1.33604234e-03 1.34493101e-03 1.36040697e-03 1.37917659e-03 1.39794620e-03 1.41671582e-03 1.43548543e-03 1.45425505e-03 2.16840434e-19] [ 0.00000000e+00 0.00000000e+00 0.00000000e+00 3.77066146e-02 3.63461220e-02 3.49856293e-02 3.36139152e-02 3.22197581e-02 3.07919366e-02 2.93192293e-02 2.77904146e-02 2.61942712e-02 2.45955568e-02 2.30590296e-02 2.16494473e-02 2.04315680e-02 2.00000000e-02 2.00000000e-02 2.00000000e-02 2.00000000e-02 2.00000000e-02 2.00000000e-02 2.00000000e-02 2.00000000e-02 2.00000000e-02 2.00000000e-02 2.00000000e-02 2.00000000e-02 2.00000000e-02 6.93889390e-18] [ 0.00000000e+00 0.00000000e+00 0.00000000e+00 2.66254008e-03 2.59007002e-03 2.51759997e-03 2.44512991e-03 2.37265986e-03 2.30018980e-03 2.22771975e-03 2.15449048e-03 2.07974278e-03 2.00271744e-03 1.92265525e-03 1.83879698e-03 1.75038343e-03 1.66146746e-03 1.57610193e-03 1.49833970e-03 1.43223365e-03 1.37083839e-03 1.35120150e-03 1.33703462e-03 1.33604234e-03 1.34493101e-03 1.36040697e-03 1.37917659e-03 1.39794620e-03 1.41671582e-03 6.50521303e-19]] | 2D array of the thickness of the layers of the blade structure. The first dimension represents each layer, the second dimension represents each entry along blade span.
rotorse.re.precomp.layer_start_nd | intermediate |  | [[0. 0. 0. 0. 0. 0. 0. 0. 0. 0. 0. 0. 0. 0. 0. 0. 0. 0. 0. 0. 0. 0. 0. 0. 0. 0. 0. 0. 0. 0. ] [0. 0. 0. 0. 0. 0. 0. 0. 0. 0. 0. 0. 0. 0. 0. 0. 0. 0. 0. 0. 0. 0. 0. 0. 0. 0. 0. 0. 0. 0. ] [0.16613836 0.17180127 0.17356408 0.24199078 0.24806134 0.25465133 0.25823639 0.26060371 0.26185047 0.26161229 0.26081255 0.26231674 0.26402735 0.27126114 0.27366032 0.27663823 0.27874511 0.27904085 0.27805205 0.27506336 0.26774732 0.26203787 0.25142157 0.23806322 0.22713446 0.21215315 0.19013613 0.15591778 0.10362535 0.08009451] [0.66614777 0.67234531 0.68116003 0.62565618 0.63217091 0.63585376 0.63998753 0.64432499 0.64795853 0.6511168 0.65356262 0.65234045 0.65045265 0.64095552 0.6356928 0.62793609 0.6202523 0.61369673 0.60745521 0.6019908 0.59598027 0.59308008 0.58909607 0.58563415 0.58359802 0.58098947 0.57747154 0.57208904 0.57339689 0.59684729] [0.19443411 0.20023461 0.2034648 0.20985913 0.21680988 0.22473252 0.23047318 0.23511254 0.23881547 0.24131677 0.24339399 0.24777115 0.25245366 0.2626957 0.26823324 0.27460993 0.28054095 0.28515759 0.28912313 0.26924735 0.15010405 0.26663442 0.29282122 0.29160038 0.29036809 0.28828892 0.28470286 0.27880225 0.26841981 0.24523263] [0.69444351 0.70077865 0.71106075 0.7210051 0.73181307 0.73805793 0.74192309 0.74555238 0.74756319 0.74829535 0.74813068 0.74511023 0.74148716 0.73206081 0.72721102 0.72134089 0.71582778 0.71163356 0.70815871 0.68336645 0.56175767 0.67867243 0.70736157 0.70936109 0.71126115 0.71382702 0.71773382 0.72373774 0.73399726 0.75672069] [0.48905595 0.48893839 0.48796411 0.48706864 0.48668455 0.48576547 0.48502104 0.48531088 0.48564258 0.4857924 0.48611936 0.48627169 0.48627317 0.48579129 0.48506303 0.48383156 0.48238805 0.48077685 0.47894774 0.47684624 0.47359139 0.47152324 0.46807164 0.4638829 0.45854522 0.4511866 0.44595877 0.44467843 0.44324233 0.44179699] [0. 0. 0. 0. 0. 0. 0. 0. 0. 0. 0. 0. 0. 0. 0. 0. 0. 0. 0. 0. 0. 0. 0. 0. 0. 0. 0. 0. 0. 0. ] [0.95925412 0.95895293 0.9565692 0.95388656 0.95056337 0.94780072 0.9455854 0.94397287 0.94256868 0.94189525 0.94165198 0.94093289 0.94012219 0.93775085 0.9348865 0.93047603 0.92519004 0.92487708 0.92502404 0.92507998 0.92496879 0.92485823 0.92470421 0.92478851 0.93005609 0.93027525 0.93045139 0.93065362 0.93081265 0.93112403] [0.04074588 0.04104707 0.0434308 0.04611344 0.04943663 0.05219928 0.0544146 0.05602713 0.05743132 0.05810475 0.05834802 0.05906711 0.05987781 0.06224915 0.0651135 0.06952397 0.07480996 0.07512292 0.07497596 0.07492002 0.07503121 0.07514177 0.07529579 0.07521149 0.06994391 0.06972475 0.06954861 0.06934638 0.06918735 0.06887597] [0.22272986 0.22866794 0.23336552 0.30519775 0.31545386 0.32544802 0.33085575 0.33465856 0.33693023 0.33733731 0.33709694 0.33988989 0.34299578 0.35339757 0.35941354 0.36772761 0.37587724 0.38290041 0.38967533 0.39578041 0.40279653 0.40628122 0.41109454 0.41700506 0.41919031 0.42186213 0.42542975 0.43087324 0.43321427 0.41037074] [0.51094271 0.51093158 0.51109232 0.51151394 0.51274861 0.51314609 0.51310658 0.51395159 0.51467968 0.51507905 0.51562235 0.51627311 0.5168142 0.51755755 0.51822809 0.51906037 0.51995391 0.52094453 0.52211804 0.52353357 0.52582167 0.52730935 0.52982516 0.53308866 0.53739617 0.54310325 0.54601304 0.54471542 0.54334969 0.54177825] [0.72273926 0.72921198 0.74096147 0.68886315 0.69956343 0.70665045 0.71260689 0.71837984 0.72303829 0.72684182 0.72984701 0.72991361 0.72942107 0.72309195 0.72144602 0.71902547 0.71738444 0.71755629 0.71907849 0.72270786 0.73102948 0.73732343 0.74876904 0.76133267 0.77353861 0.78951013 0.81219362 0.84654949 0.89459762 0.91659409] [0. 0. 0. 0. 0. 0. 0. 0. 0. 0. 0. 0. 0. 0. 0. 0.05 0.05 0.05 0.05 0.05 0.05 0.05 0.05 0.05 0.05 0.05 0.04 0.05 0.05 0.05 ] [0. 0. 0. 0. 0. 0. 0. 0. 0. 0. 0. 0. 0. 0. 0. 0. 0. 0. 0. 0. 0. 0. 0. 0. 0. 0. 0. 0. 0. 0. ] [0. 0. 0. 0. 0. 0. 0. 0. 0. 0. 0. 0. 0. 0. 0. 0. 0. 0. 0. 0. 0. 0. 0. 0. 0. 0. 0. 0. 0. 0. ] [0. 0. 0. 0. 0. 0. 0. 0. 0. 0. 0. 0. 0. 0. 0. 0. 0. 0. 0. 0. 0. 0. 0. 0. 0. 0. 0. 0. 0. 0. ] [0. 0. 0. 0. 0. 0. 0. 0. 0. 0. 0. 0. 0. 0. 0. 0. 0. 0. 0. 0. 0. 0. 0. 0. 0. 0. 0. 0. 0. 0. ] [0. 0. 0. 0. 0. 0. 0. 0. 0. 0. 0. 0. 0. 0. 0. 0. 0. 0. 0. 0. 0. 0. 0. 0. 0. 0. 0. 0. 0. 0. ] [0. 0. 0. 0. 0. 0. 0. 0. 0. 0. 0. 0. 0. 0. 0. 0. 0. 0. 0. 0. 0. 0. 0. 0. 0. 0. 0. 0. 0. 0. ]] | 2D array of the non-dimensional start point defined along the outer profile of a layer. The TE suction side is 0, the TE pressure side is 1. The first dimension represents each layer, the second dimension represents each entry along blade span.
rotorse.re.precomp.layer_end_nd | intermediate |  | [[1. 1. 1. 1. 1. 1. 1. 1. 1. 1. 1. 1. 1. 1. 1. 1. 1. 1. 1. 1. 1. 1. 1. 1. 1. 1. 1. 1. 1. 1. ] [1. 1. 1. 1. 1. 1. 1. 1. 1. 1. 1. 1. 1. 1. 1. 1. 1. 1. 1. 1. 1. 1. 1. 1. 1. 1. 1. 1. 1. 1. ] [0.22272986 0.22866794 0.23336552 0.30519775 0.31545386 0.32544802 0.33085575 0.33465856 0.33693023 0.33733731 0.33709694 0.33988989 0.34299578 0.35339757 0.35941354 0.36772761 0.37587724 0.38290041 0.38967533 0.39578041 0.40279653 0.40628122 0.41109454 0.41700506 0.41919031 0.42186213 0.42542975 0.43087324 0.43321427 0.41037074] [0.72273926 0.72921198 0.74096147 0.68886315 0.69956343 0.70665045 0.71260689 0.71837984 0.72303829 0.72684182 0.72984701 0.72991361 0.72942107 0.72309195 0.72144602 0.71902547 0.71738444 0.71755629 0.71907849 0.72270786 0.73102948 0.73732343 0.74876904 0.76133267 0.77353861 0.78951013 0.81219362 0.84654949 0.89459762 0.91659409] [0.19443411 0.20023461 0.2034648 0.20985913 0.21680988 0.22473252 0.23047318 0.23511254 0.23881547 0.24131677 0.24339399 0.24777115 0.25245366 0.2626957 0.26823324 0.27460993 0.28054095 0.28515759 0.28912313 0.31451625 0.43708362 0.32072568 0.29282122 0.29160038 0.29036809 0.28828892 0.28470286 0.27880225 0.26841981 0.24523263] [0.69444351 0.70077865 0.71106075 0.7210051 0.73181307 0.73805793 0.74192309 0.74555238 0.74756319 0.74829535 0.74813068 0.74511023 0.74148716 0.73206081 0.72721102 0.72134089 0.71582778 0.71163356 0.70815871 0.72863534 0.84873723 0.73276369 0.70736157 0.70936109 0.71126115 0.71382702 0.71773382 0.72373774 0.73399726 0.75672069] [0.51094271 0.51093158 0.51109232 0.51151394 0.51274861 0.51314609 0.51310658 0.51395159 0.51467968 0.51507905 0.51562235 0.51627311 0.5168142 0.51755755 0.51822809 0.51906037 0.51995391 0.52094453 0.52211804 0.52353357 0.52582167 0.52730935 0.52982516 0.53308866 0.53739617 0.54310325 0.54601304 0.54471542 0.54334969 0.54177825] [0.04074588 0.04104707 0.0434308 0.04611344 0.04943663 0.05219928 0.0544146 0.05602713 0.05743132 0.05810475 0.05834802 0.05906711 0.05987781 0.06224915 0.0651135 0.06952397 0.07480996 0.07512292 0.07497596 0.07492002 0.07503121 0.07514177 0.07529579 0.07521149 0.06994391 0.06972475 0.06954861 0.06934638 0.06918735 0.06887597] [1. 1. 1. 1. 1. 1. 1. 1. 1. 1. 1. 1. 1. 1. 1. 1. 1. 1. 1. 1. 1. 1. 1. 1. 1. 1. 1. 1. 1. 1. ] [0.16613836 0.17180127 0.17356408 0.24199078 0.24806134 0.25465133 0.25823639 0.26060371 0.26185047 0.26161229 0.26081255 0.26231674 0.26402735 0.27126114 0.27366032 0.27663823 0.27874511 0.27904085 0.27805205 0.27506336 0.26774732 0.26203787 0.25142157 0.23806322 0.22713446 0.21215315 0.19013613 0.15591778 0.10362535 0.08009451] [0.48905595 0.48893839 0.48796411 0.48706864 0.48668455 0.48576547 0.48502104 0.48531088 0.48564258 0.4857924 0.48611936 0.48627169 0.48627317 0.48579129 0.48506303 0.48383156 0.48238805 0.48077685 0.47894774 0.47684624 0.47359139 0.47152324 0.46807164 0.4638829 0.45854522 0.4511866 0.44595877 0.44467843 0.44324233 0.44179699] [0.66614777 0.67234531 0.68116003 0.62565618 0.63217091 0.63585376 0.63998753 0.64432499 0.64795853 0.6511168 0.65356262 0.65234045 0.65045265 0.64095552 0.6356928 0.62793609 0.6202523 0.61369673 0.60745521 0.6019908 0.59598027 0.59308008 0.58909607 0.58563415 0.58359802 0.58098947 0.57747154 0.57208904 0.57339689 0.59684729] [0.95925412 0.95895293 0.9565692 0.95388656 0.95056337 0.94780072 0.9455854 0.94397287 0.94256868 0.94189525 0.94165198 0.94093289 0.94012219 0.93775085 0.9348865 0.93047603 0.92519004 0.92487708 0.92502404 0.92507998 0.92496879 0.92485823 0.92470421 0.92478851 0.93005609 0.93027525 0.93045139 0.93065362 0.93081265 0.93112403] [1. 1. 1. 1. 1. 1. 1. 1. 1. 1. 1. 1. 1. 1. 1. 0.95 0.95 0.95 0.95 0.95 0.95 0.95 0.95 0.95 0.95 0.95 0.95 0.95 0.95 0.95 ] [0. 0. 0. 0. 0. 0. 0. 0. 0. 0. 0. 0. 0. 0. 0. 0. 0. 0. 0. 0. 0. 0. 0. 0. 0. 0. 0. 0. 0. 0. ] [0. 0. 0. 0. 0. 0. 0. 0. 0. 0. 0. 0. 0. 0. 0. 0. 0. 0. 0. 0. 0. 0. 0. 0. 0. 0. 0. 0. 0. 0. ] [0. 0. 0. 0. 0. 0. 0. 0. 0. 0. 0. 0. 0. 0. 0. 0. 0. 0. 0. 0. 0. 0. 0. 0. 0. 0. 0. 0. 0. 0. ] [0. 0. 0. 0. 0. 0. 0. 0. 0. 0. 0. 0. 0. 0. 0. 0. 0. 0. 0. 0. 0. 0. 0. 0. 0. 0. 0. 0. 0. 0. ] [0. 0. 0. 0. 0. 0. 0. 0. 0. 0. 0. 0. 0. 0. 0. 0. 0. 0. 0. 0. 0. 0. 0. 0. 0. 0. 0. 0. 0. 0. ] [0. 0. 0. 0. 0. 0. 0. 0. 0. 0. 0. 0. 0. 0. 0. 0. 0. 0. 0. 0. 0. 0. 0. 0. 0. 0. 0. 0. 0. 0. ]] | 2D array of the non-dimensional end point defined along the outer profile of a layer. The TE suction side is 0, the TE pressure side is 1. The first dimension represents each layer, the second dimension represents each entry along blade span.
rotorse.re.precomp.joint_mass | intermediate | kg | [430.89397749] | Mass of the joint.
towerse.member.gc.d | intermediate | m | [6. 6. 6. 6. 6. 6. 6. 6. 6. 5.89079213 5.53032592]
towerse.member.gc.t | intermediate | m | [0.06190994 0.05532001 0.04902645 0.04351143 0.03838378 0.03328114 0.0282451 0.02352226 0.01966602 0.01803766]
towerse.member.s | output |  | [0. 0.1 0.2 0.3 0.4 0.5 0.6 0.7 0.8 0.9 1. ]
towerse.member.height | output | m | [137.]
towerse.tower_outer_diameter | output | m | [6. 6. 6. 6. 6. 6. 6. 6. 6. 5.89079213 5.53032592]
towerse.tower_wall_thickness | output | m | [0.06190994 0.05532001 0.04902645 0.04351143 0.03838378 0.03328114 0.0282451 0.02352226 0.01966602 0.01803766]
towerse.member.E | output | Pa | [2.e+11 2.e+11 2.e+11 2.e+11 2.e+11 2.e+11 2.e+11 2.e+11 2.e+11 2.e+11]
towerse.member.G | output | Pa | [7.93e+10 7.93e+10 7.93e+10 7.93e+10 7.93e+10 7.93e+10 7.93e+10 7.93e+10 7.93e+10 7.93e+10]
towerse.member.sigma_y | output | Pa | [3.45e+08 3.45e+08 3.45e+08 3.45e+08 3.45e+08 3.45e+08 3.45e+08 3.45e+08 3.45e+08 3.45e+08]
towerse.member.rho | output | kg/m**3 | [7800. 7800. 7800. 7800. 7800. 7800. 7800. 7800. 7800. 7800.]
towerse.member.unit_cost | output | USD/kg | [0.7 0.7 0.7 0.7 0.7 0.7 0.7 0.7 0.7 0.7]
towerse.member.outfitting_factor | output |  | [1.07 1.07 1.07 1.07 1.07 1.07 1.07 1.07 1.07 1.07]
towerse.tower_s | intermediate |  | [0. 0.1 0.2 0.3 0.4 0.5 0.6 0.7 0.8 0.9 1. ]
towerse.outfitting_full | output |  | [1.07 1.07 1.07 1.07 1.07 1.07 1.07 1.07 1.07 1.07 1.07 1.07 1.07 1.07 1.07 1.07 1.07 1.07 1.07 1.07 1.07 1.07 1.07 1.07 1.07 1.07 1.07 1.07 1.07 1.07]
towerse.member.unit_cost_full | output | USD/kg | [0.7 0.7 0.7 0.7 0.7 0.7 0.7 0.7 0.7 0.7 0.7 0.7 0.7 0.7 0.7 0.7 0.7 0.7 0.7 0.7 0.7 0.7 0.7 0.7 0.7 0.7 0.7 0.7 0.7 0.7]
towerse.hub_height | intermediate | m | [140.]
towerse.foundation_height | intermediate | m | [0.]
af_3d.cl | intermediate |  | [[[[ 0.00000000e+00] [ 0.00000000e+00] [ 0.00000000e+00] [ 0.00000000e+00] [ 0.00000000e+00]] [[ 0.00000000e+00] [ 0.00000000e+00] [ 0.00000000e+00] [ 0.00000000e+00] [ 0.00000000e+00]] [[ 0.00000000e+00] [ 0.00000000e+00] [ 0.00000000e+00] [ 0.00000000e+00] [ 0.00000000e+00]] ... [[ 0.00000000e+00] [ 0.00000000e+00] [ 0.00000000e+00] [ 0.00000000e+00] [ 0.00000000e+00]] [[ 0.00000000e+00] [ 0.00000000e+00] [ 0.00000000e+00] [ 0.00000000e+00] [ 0.00000000e+00]] [[ 0.00000000e+00] [ 0.00000000e+00] [ 0.00000000e+00] [ 0.00000000e+00] [ 0.00000000e+00]]] [[[ 0.00000000e+00] [ 0.00000000e+00] [ 0.00000000e+00] [ 0.00000000e+00] [ 0.00000000e+00]] [[ 2.26137991e-03] [ 1.94775724e-03] [ 1.92094234e-03] [ 1.93109733e-03] [ 1.89340473e-03]] [[ 4.52275988e-03] [ 3.89551453e-03] [ 3.84188473e-03] [ 3.86219472e-03] [ 3.78680952e-03]] ... [[-4.52275988e-03] [-3.89551453e-03] [-3.84188473e-03] [-3.86219472e-03] [-3.78680952e-03]] [[-2.26137991e-03] [-1.94775724e-03] [-1.92094234e-03] [-1.93109733e-03] [-1.89340473e-03]] [[-7.53598903e-19] [-7.53598903e-19] [-7.53598903e-19] [-7.53598903e-19] [-7.53598903e-19]]] [[[ 0.00000000e+00] [ 0.00000000e+00] [ 0.00000000e+00] [ 0.00000000e+00] [ 0.00000000e+00]] [[ 2.24911443e-02] [ 2.00611592e-02] [ 1.98552462e-02] [ 1.99331949e-02] [ 1.96440645e-02]] [[ 4.49822890e-02] [ 4.01223189e-02] [ 3.97104929e-02] [ 3.98663903e-02] [ 3.92881293e-02]] ... [[-4.49822890e-02] [-4.01223189e-02] [-3.97104929e-02] [-3.98663903e-02] [-3.92881293e-02]] [[-2.24911443e-02] [-2.00611592e-02] [-1.98552462e-02] [-1.99331949e-02] [-1.96440645e-02]] [[-6.25425624e-18] [-6.25425624e-18] [-6.25425624e-18] [-6.25425624e-18] [-6.25425624e-18]]] ... [[[ 0.00000000e+00] [ 0.00000000e+00] [ 0.00000000e+00] [ 0.00000000e+00] [ 0.00000000e+00]] [[ 1.81891218e-01] [ 1.86009734e-01] [ 1.87437603e-01] [ 1.94392998e-01] [ 1.98011589e-01]] [[ 3.63782435e-01] [ 3.72019469e-01] [ 3.74875206e-01] [ 3.88785996e-01] [ 3.96023178e-01]] ... [[-3.63782435e-01] [-3.72019469e-01] [-3.74875206e-01] [-3.88785996e-01] [-3.96023178e-01]] [[-1.81891218e-01] [-1.86009734e-01] [-1.87437603e-01] [-1.94392998e-01] [-1.98011589e-01]] [[-3.06780898e-19] [-2.47779670e-19] [ 0.00000000e+00] [ 1.29721666e-17] [-3.98810863e-18]]] [[[ 0.00000000e+00] [ 0.00000000e+00] [ 0.00000000e+00] [ 0.00000000e+00] [ 0.00000000e+00]] [[ 1.91313607e-01] [ 1.96662846e-01] [ 1.98266810e-01] [ 2.04863588e-01] [ 2.08470811e-01]] [[ 3.82627215e-01] [ 3.93325692e-01] [ 3.96533620e-01] [ 4.09727176e-01] [ 4.16941622e-01]] ... [[-3.82627215e-01] [-3.93325692e-01] [-3.96533620e-01] [-4.09727176e-01] [-4.16941622e-01]] [[-1.91313607e-01] [-1.96662846e-01] [-1.98266810e-01] [-2.04863588e-01] [-2.08470811e-01]] [[-1.16003931e-18] [-5.93069651e-19] [ 0.00000000e+00] [ 1.36426336e-17] [-8.66895539e-18]]] [[[ 0.00000000e+00] [ 0.00000000e+00] [ 0.00000000e+00] [ 0.00000000e+00] [ 0.00000000e+00]] [[ 2.02449660e-01] [ 2.09583515e-01] [ 2.11419915e-01] [ 2.17381080e-01] [ 2.21043270e-01]] [[ 4.04899320e-01] [ 4.19167029e-01] [ 4.22839830e-01] [ 4.34762160e-01] [ 4.42086540e-01]] ... [[-4.04899320e-01] [-4.19167029e-01] [-4.22839830e-01] [-4.34762160e-01] [-4.42086540e-01]] [[-2.02449660e-01] [-2.09583515e-01] [-2.11419915e-01] [-2.17381080e-01] [-2.21043270e-01]] [[-2.80518940e-18] [-1.05413865e-18] [ 0.00000000e+00] [ 1.38777878e-17] [-1.38777878e-17]]]] | 4D array with the lift coefficients of the airfoils. Dimension 0 is along the blade span for n_span stations, dimension 1 is along the angles of attack, dimension 2 is along the Reynolds number, dimension 3 is along the number of tabs, which may describe multiple sets at the same station, for example in presence of a flap.
af_3d.cd | intermediate |  | [[[[0.5 ] [0.5 ] [0.5 ] [0.5 ] [0.5 ]] [[0.5 ] [0.5 ] [0.5 ] [0.5 ] [0.5 ]] [[0.5 ] [0.5 ] [0.5 ] [0.5 ] [0.5 ]] ... [[0.5 ] [0.5 ] [0.5 ] [0.5 ] [0.5 ]] [[0.5 ] [0.5 ] [0.5 ] [0.5 ] [0.5 ]] [[0.5 ] [0.5 ] [0.5 ] [0.5 ] [0.5 ]]] [[[0.48317224] [0.48317224] [0.48317224] [0.48317224] [0.48317224]] [[0.48317224] [0.48317224] [0.48317224] [0.48317224] [0.48317224]] [[0.48317224] [0.48317224] [0.48317224] [0.48317224] [0.48317224]] ... [[0.48317224] [0.48317224] [0.48317224] [0.48317224] [0.48317224]] [[0.48317224] [0.48317224] [0.48317224] [0.48317224] [0.48317224]] [[0.48317224] [0.48317224] [0.48317224] [0.48317224] [0.48317224]]] [[[0.34328947] [0.34328947] [0.34328947] [0.34328947] [0.34328947]] [[0.34328947] [0.34328947] [0.34328947] [0.34328947] [0.34328947]] [[0.34328947] [0.34328947] [0.34328947] [0.34328947] [0.34328947]] ... [[0.34328947] [0.34328947] [0.34328947] [0.34328947] [0.34328947]] [[0.34328947] [0.34328947] [0.34328947] [0.34328947] [0.34328947]] [[0.34328947] [0.34328947] [0.34328947] [0.34328947] [0.34328947]]] ... [[[0.001 ] [0.001 ] [0.001 ] [0.001 ] [0.001 ]] [[0.001 ] [0.001 ] [0.001 ] [0.001 ] [0.001 ]] [[0.001 ] [0.001 ] [0.001 ] [0.001 ] [0.001 ]] ... [[0.001 ] [0.001 ] [0.001 ] [0.001 ] [0.001 ]] [[0.001 ] [0.001 ] [0.001 ] [0.001 ] [0.001 ]] [[0.001 ] [0.001 ] [0.001 ] [0.001 ] [0.001 ]]] [[[0.001 ] [0.001 ] [0.001 ] [0.001 ] [0.001 ]] [[0.001 ] [0.001 ] [0.001 ] [0.001 ] [0.001 ]] [[0.001 ] [0.001 ] [0.001 ] [0.001 ] [0.001 ]] ... [[0.001 ] [0.001 ] [0.001 ] [0.001 ] [0.001 ]] [[0.001 ] [0.001 ] [0.001 ] [0.001 ] [0.001 ]] [[0.001 ] [0.001 ] [0.001 ] [0.001 ] [0.001 ]]] [[[0.001 ] [0.001 ] [0.001 ] [0.001 ] [0.001 ]] [[0.001 ] [0.001 ] [0.001 ] [0.001 ] [0.001 ]] [[0.001 ] [0.001 ] [0.001 ] [0.001 ] [0.001 ]] ... [[0.001 ] [0.001 ] [0.001 ] [0.001 ] [0.001 ]] [[0.001 ] [0.001 ] [0.001 ] [0.001 ] [0.001 ]] [[0.001 ] [0.001 ] [0.001 ] [0.001 ] [0.001 ]]]] | 4D array with the drag coefficients of the airfoils. Dimension 0 is along the blade span for n_span stations, dimension 1 is along the angles of attack, dimension 2 is along the Reynolds number, dimension 3 is along the number of tabs, which may describe multiple sets at the same station, for example in presence of a flap.
af_3d.cm | intermediate |  | [[[[ 0.00000000e+00] [ 0.00000000e+00] [ 0.00000000e+00] [ 0.00000000e+00] [ 0.00000000e+00]] [[ 0.00000000e+00] [ 0.00000000e+00] [ 0.00000000e+00] [ 0.00000000e+00] [ 0.00000000e+00]] [[ 0.00000000e+00] [ 0.00000000e+00] [ 0.00000000e+00] [ 0.00000000e+00] [ 0.00000000e+00]] ... [[ 0.00000000e+00] [ 0.00000000e+00] [ 0.00000000e+00] [ 0.00000000e+00] [ 0.00000000e+00]] [[ 0.00000000e+00] [ 0.00000000e+00] [ 0.00000000e+00] [ 0.00000000e+00] [ 0.00000000e+00]] [[ 0.00000000e+00] [ 0.00000000e+00] [ 0.00000000e+00] [ 0.00000000e+00] [ 0.00000000e+00]]] [[[ 0.00000000e+00] [ 0.00000000e+00] [ 0.00000000e+00] [ 0.00000000e+00] [ 0.00000000e+00]] [[ 6.01446903e-03] [ 6.01446903e-03] [ 6.01446903e-03] [ 6.01446903e-03] [ 6.01446903e-03]] [[ 1.03917777e-02] [ 1.03917777e-02] [ 1.03917777e-02] [ 1.03917777e-02] [ 1.03917777e-02]] ... [[-1.50454748e-02] [-1.50454748e-02] [-1.50454748e-02] [-1.50454748e-02] [-1.50454748e-02]] [[-8.95340984e-03] [-8.95340984e-03] [-8.95340984e-03] [-8.95340984e-03] [-8.95340984e-03]] [[ 0.00000000e+00] [ 0.00000000e+00] [ 0.00000000e+00] [ 0.00000000e+00] [ 0.00000000e+00]]] [[[ 0.00000000e+00] [ 0.00000000e+00] [ 0.00000000e+00] [ 0.00000000e+00] [ 0.00000000e+00]] [[ 5.29945751e-02] [ 5.29945751e-02] [ 5.29945751e-02] [ 5.29945751e-02] [ 5.29945751e-02]] [[ 9.32521557e-02] [ 9.32521557e-02] [ 9.32521557e-02] [ 9.32521557e-02] [ 9.32521557e-02]] ... [[-1.32558809e-01] [-1.32558809e-01] [-1.32558809e-01] [-1.32558809e-01] [-1.32558809e-01]] [[-7.74099366e-02] [-7.74099366e-02] [-7.74099366e-02] [-7.74099366e-02] [-7.74099366e-02]] [[ 0.00000000e+00] [ 0.00000000e+00] [ 0.00000000e+00] [ 0.00000000e+00] [ 0.00000000e+00]]] ... [[[ 0.00000000e+00] [ 0.00000000e+00] [ 0.00000000e+00] [ 0.00000000e+00] [ 0.00000000e+00]] [[ 1.20000000e-01] [ 1.20000000e-01] [ 1.20000000e-01] [ 1.20000000e-01] [ 1.20000000e-01]] [[ 2.40000000e-01] [ 2.40000000e-01] [ 2.40000000e-01] [ 2.40000000e-01] [ 2.40000000e-01]] ... [[-3.00000000e-01] [-3.00000000e-01] [-3.00000000e-01] [-3.00000000e-01] [-3.00000000e-01]] [[-1.50000000e-01] [-1.50000000e-01] [-1.50000000e-01] [-1.50000000e-01] [-1.50000000e-01]] [[-1.92606959e-18] [-1.92606959e-18] [-1.92606959e-18] [-1.92606959e-18] [-1.92606959e-18]]] [[[ 0.00000000e+00] [ 0.00000000e+00] [ 0.00000000e+00] [ 0.00000000e+00] [ 0.00000000e+00]] [[ 1.20000000e-01] [ 1.20000000e-01] [ 1.20000000e-01] [ 1.20000000e-01] [ 1.20000000e-01]] [[ 2.40000000e-01] [ 2.40000000e-01] [ 2.40000000e-01] [ 2.40000000e-01] [ 2.40000000e-01]] ... [[-3.00000000e-01] [-3.00000000e-01] [-3.00000000e-01] [-3.00000000e-01] [-3.00000000e-01]] [[-1.50000000e-01] [-1.50000000e-01] [-1.50000000e-01] [-1.50000000e-01] [-1.50000000e-01]] [[-1.92606959e-18] [-1.92606959e-18] [-1.92606959e-18] [-1.92606959e-18] [-1.92606959e-18]]] [[[ 0.00000000e+00] [ 0.00000000e+00] [ 0.00000000e+00] [ 0.00000000e+00] [ 0.00000000e+00]] [[ 1.20000000e-01] [ 1.20000000e-01] [ 1.20000000e-01] [ 1.20000000e-01] [ 1.20000000e-01]] [[ 2.40000000e-01] [ 2.40000000e-01] [ 2.40000000e-01] [ 2.40000000e-01] [ 2.40000000e-01]] ... [[-3.00000000e-01] [-3.00000000e-01] [-3.00000000e-01] [-3.00000000e-01] [-3.00000000e-01]] [[-1.50000000e-01] [-1.50000000e-01] [-1.50000000e-01] [-1.50000000e-01] [-1.50000000e-01]] [[-1.92606959e-18] [-1.92606959e-18] [-1.92606959e-18] [-1.92606959e-18] [-1.92606959e-18]]]] | 4D array with the moment coefficients of the airfoils. Dimension 0 is along the blade span for n_span stations, dimension 1 is along the angles of attack, dimension 2 is along the Reynolds number, dimension 3 is along the number of tabs, which may describe multiple sets at the same station, for example in presence of a flap.
af_3d.r_blade | intermediate | m | [ 3. 6.44814717 9.89629433 13.3444415 16.79258866 20.24073583 23.68888299 27.13703016 30.58517733 34.03332449 37.48147166 40.92961882 44.37776599 47.82591316 51.27406032 54.72220749 58.17035465 61.61850182 65.06664898 68.51479615 72.99738747 75.41109048 78.85923765 82.30738481 85.75553198 89.20367915 92.65182631 96.09997348 99.54812064 102.99626781] | 1D array of the dimensional spanwise grid defined along the rotor (hub radius to blade tip projected on the plane)
af_3d.rotor_radius | intermediate | m | [102.99626781] | Scalar of the rotor radius, defined ignoring prebend and sweep curvatures, and cone and uptilt angles.
af_3d.r_thick | intermediate |  | [1. 0.9904762 0.90583552 0.76920637 0.62433185 0.51495506 0.45652477 0.40898037 0.37373472 0.35299758 0.33854388 0.32716954 0.31781339 0.30941425 0.30091105 0.29250549 0.28490061 0.27785301 0.27111927 0.26445597 0.25549867 0.250367 0.2424545 0.23345852 0.22353126 0.21373557 0.20477992 0.19617537 0.18790426 0.18 ] | 1D array of the relative thicknesses of the blade defined along span.
af_3d.chord | intermediate | m | [4.5 4.51653455 4.59255455 4.72026865 4.75 4.75 4.75 4.75 4.75 4.75 4.75 4.7 4.64 4.48 4.30815493 4.07109567 3.83078655 3.59377787 3.3535724 3.10972681 2.79010443 2.61780457 2.37255549 2.12536608 1.87360817 1.6133977 1.34551447 1.07050448 0.78813172 0.5 ] | 1D array of the chord values defined along blade span.
blade.compute_coord_xy_dim.chord | intermediate | m | [4.5 4.51653455 4.59255455 4.72026865 4.75 4.75 4.75 4.75 4.75 4.75 4.75 4.7 4.64 4.48 4.30815493 4.07109567 3.83078655 3.59377787 3.3535724 3.10972681 2.79010443 2.61780457 2.37255549 2.12536608 1.87360817 1.6133977 1.34551447 1.07050448 0.78813172 0.5 ] | 1D array of the chord values defined along blade span.
blade.compute_coord_xy_dim.pitch_axis | intermediate |  | [0.5 0.49816955 0.48992341 0.47666778 0.47368421 0.47368421 0.47368421 0.47368421 0.47368421 0.47368421 0.47368421 0.46808511 0.4612069 0.44196429 0.43251806 0.42095775 0.41010371 0.40195138 0.39522149 0.39116278 0.39008436 0.39134099 0.39523274 0.40007425 0.40504215 0.41113787 0.41946139 0.43201533 0.45321411 0.5 ] | 1D array of the chordwise position of the pitch axis (0-LE, 1-TE), defined along blade span.
blade.compute_coord_xy_dim.twist | intermediate | rad | [ 0.3491 0.3114934 0.2750893 0.24036879 0.20781296 0.17790291 0.15111974 0.12794454 0.10885841 0.09434244 0.08467866 0.0775111 0.07174552 0.06702161 0.06297906 0.05925757 0.05549683 0.05133651 0.04641632 0.04037594 0.0304289 0.02415488 0.01416615 0.00305797 -0.00907256 -0.0221283 -0.03601213 -0.05062693 -0.06587558 -0.08166095] | 1D array of the twist values defined along blade span. The twist is defined positive for negative rotations around the z axis (the same as in BeamDyn).
blade.compute_coord_xy_dim.coord_xy_interp | intermediate |  | [[[ 1.00000000e+00 -5.22802288e-16] [ 9.99429684e-01 -2.22597407e-02] [ 9.98063018e-01 -4.44580349e-02] ... [ 9.98120489e-01 4.38394581e-02] [ 9.99443038e-01 2.19496514e-02] [ 1.00000000e+00 -5.26271735e-16]] [[ 1.00000000e+00 -4.63811846e-04] [ 9.98467173e-01 -2.21760738e-02] [ 9.96201019e-01 -4.43513952e-02] ... [ 9.96776877e-01 4.39179785e-02] [ 9.98774657e-01 2.22119245e-02] [ 1.00000000e+00 3.03878429e-04]] [[ 1.00000000e+00 -3.84926541e-03] [ 9.90631439e-01 -2.12435866e-02] [ 9.80995553e-01 -4.24457781e-02] ... [ 9.85613808e-01 4.43560536e-02] [ 9.93218520e-01 2.41263074e-02] [ 1.00000000e+00 2.83048459e-03]] ... [[ 1.00000000e+00 2.99243424e-04] [ 9.76715850e-01 2.78508494e-03] [ 9.52832571e-01 4.62553820e-03] ... [ 9.52575171e-01 9.64309571e-03] [ 9.76267770e-01 4.94496385e-03] [ 1.00000000e+00 2.99243424e-04]] [[ 1.00000000e+00 7.60311480e-05] [ 9.76692547e-01 2.94939444e-03] [ 9.52952126e-01 4.97097005e-03] ... [ 9.52775619e-01 1.06814382e-02] [ 9.76380589e-01 5.38373218e-03] [ 1.00000000e+00 7.60311480e-05]] [[ 1.00000000e+00 1.76276899e-06] [ 9.76685164e-01 3.14692752e-03] [ 9.53182640e-01 5.22846152e-03] ... [ 9.52998460e-01 1.22336784e-02] [ 9.76506117e-01 6.17134718e-03] [ 1.00000000e+00 1.76276899e-06]]] | 3D array of the non-dimensional x and y airfoil coordinates of the airfoils interpolated along span for n_span stations. The leading edge is place at x=0 and y=0.
blade.compute_coord_xy_dim.ref_axis | intermediate | m | [[ 0.00000000e+00 0.00000000e+00 0.00000000e+00] [ 1.45896086e-02 0.00000000e+00 3.44814717e+00] [ 5.22230768e-02 0.00000000e+00 6.89629433e+00] [ 1.08141891e-01 0.00000000e+00 1.03444415e+01] [ 1.74250500e-01 0.00000000e+00 1.37925887e+01] [ 2.41136773e-01 0.00000000e+00 1.72407358e+01] [ 3.00085581e-01 0.00000000e+00 2.06888830e+01] [ 3.42651213e-01 0.00000000e+00 2.41370302e+01] [ 3.59821072e-01 0.00000000e+00 2.75851773e+01] [ 3.47586472e-01 0.00000000e+00 3.10333245e+01] [ 3.14508104e-01 0.00000000e+00 3.44814717e+01] [ 2.66858145e-01 0.00000000e+00 3.79296188e+01] [ 2.10870490e-01 0.00000000e+00 4.13777660e+01] [ 1.40477297e-01 0.00000000e+00 4.48259132e+01] [ 3.80470534e-02 0.00000000e+00 4.82740603e+01] [-9.07529186e-02 0.00000000e+00 5.17222075e+01] [-2.35123811e-01 0.00000000e+00 5.51703547e+01] [-3.94137332e-01 0.00000000e+00 5.86185018e+01] [-5.85777112e-01 0.00000000e+00 6.20666490e+01] [-8.05291806e-01 0.00000000e+00 6.55147962e+01] [-1.11555530e+00 0.00000000e+00 6.99973875e+01] [-1.29121723e+00 0.00000000e+00 7.24110905e+01] [-1.56372970e+00 0.00000000e+00 7.58592376e+01] [-1.85903588e+00 0.00000000e+00 7.93073848e+01] [-2.17067421e+00 0.00000000e+00 8.27555320e+01] [-2.49837779e+00 0.00000000e+00 8.62036791e+01] [-2.84335536e+00 0.00000000e+00 8.96518263e+01] [-3.20952152e+00 0.00000000e+00 9.30999735e+01] [-3.59684443e+00 0.00000000e+00 9.65481206e+01] [-4.00000000e+00 0.00000000e+00 9.99962678e+01]] | 2D array of the coordinates (x,y,z) of the blade reference axis, defined along blade span. The coordinate system is the one of BeamDyn: it is placed at blade root with x pointing the suction side of the blade, y pointing the trailing edge and z along the blade span. A standard configuration will have negative x values (prebend), if swept positive y values, and positive z values.
blade.compute_reynolds.chord | intermediate | m | [4.5 4.51653455 4.59255455 4.72026865 4.75 4.75 4.75 4.75 4.75 4.75 4.75 4.7 4.64 4.48 4.30815493 4.07109567 3.83078655 3.59377787 3.3535724 3.10972681 2.79010443 2.61780457 2.37255549 2.12536608 1.87360817 1.6133977 1.34551447 1.07050448 0.78813172 0.5 ]
blade.compute_reynolds.r_blade | intermediate | m | [ 3. 6.44814717 9.89629433 13.3444415 16.79258866 20.24073583 23.68888299 27.13703016 30.58517733 34.03332449 37.48147166 40.92961882 44.37776599 47.82591316 51.27406032 54.72220749 58.17035465 61.61850182 65.06664898 68.51479615 72.99738747 75.41109048 78.85923765 82.30738481 85.75553198 89.20367915 92.65182631 96.09997348 99.54812064 102.99626781] | 1D array of the dimensional spanwise grid defined along the rotor (hub radius to blade tip projected on the plane)
blade.compute_reynolds.rotor_radius | intermediate | m | [102.99626781] | Scalar of the rotor radius, defined ignoring prebend and sweep curvatures, and cone and uptilt angles.
blade.high_level_blade_props.blade_ref_axis_user | intermediate | m | [[ 0.00000000e+00 0.00000000e+00 0.00000000e+00] [ 1.45896086e-02 0.00000000e+00 3.44814717e+00] [ 5.22230768e-02 0.00000000e+00 6.89629433e+00] [ 1.08141891e-01 0.00000000e+00 1.03444415e+01] [ 1.74250500e-01 0.00000000e+00 1.37925887e+01] [ 2.41136773e-01 0.00000000e+00 1.72407358e+01] [ 3.00085581e-01 0.00000000e+00 2.06888830e+01] [ 3.42651213e-01 0.00000000e+00 2.41370302e+01] [ 3.59821072e-01 0.00000000e+00 2.75851773e+01] [ 3.47586472e-01 0.00000000e+00 3.10333245e+01] [ 3.14508104e-01 0.00000000e+00 3.44814717e+01] [ 2.66858145e-01 0.00000000e+00 3.79296188e+01] [ 2.10870490e-01 0.00000000e+00 4.13777660e+01] [ 1.40477297e-01 0.00000000e+00 4.48259132e+01] [ 3.80470534e-02 0.00000000e+00 4.82740603e+01] [-9.07529186e-02 0.00000000e+00 5.17222075e+01] [-2.35123811e-01 0.00000000e+00 5.51703547e+01] [-3.94137332e-01 0.00000000e+00 5.86185018e+01] [-5.85777112e-01 0.00000000e+00 6.20666490e+01] [-8.05291806e-01 0.00000000e+00 6.55147962e+01] [-1.11555530e+00 0.00000000e+00 6.99973875e+01] [-1.29121723e+00 0.00000000e+00 7.24110905e+01] [-1.56372970e+00 0.00000000e+00 7.58592376e+01] [-1.85903588e+00 0.00000000e+00 7.93073848e+01] [-2.17067421e+00 0.00000000e+00 8.27555320e+01] [-2.49837779e+00 0.00000000e+00 8.62036791e+01] [-2.84335536e+00 0.00000000e+00 8.96518263e+01] [-3.20952152e+00 0.00000000e+00 9.30999735e+01] [-3.59684443e+00 0.00000000e+00 9.65481206e+01] [-4.00000000e+00 0.00000000e+00 9.99962678e+01]] | 2D array of the coordinates (x,y,z) of the blade reference axis, defined along blade span. The coordinate system is the one of BeamDyn: it is placed at blade root with x pointing the suction side of the blade, y pointing the trailing edge and z along the blade span. A standard configuration will have negative x values (prebend), if swept positive y values, and positive z values.
blade.high_level_blade_props.hub_radius | intermediate | m | [3.] | Radius of the hub. It defines the distance of the blade root from the rotor center along the coned line.
blade.internal_structure_2d_fem.s | intermediate |  | [0. 0.03448276 0.06896552 0.10344828 0.13793103 0.17241379 0.20689655 0.24137931 0.27586207 0.31034483 0.34482759 0.37931034 0.4137931 0.44827586 0.48275862 0.51724138 0.55172414 0.5862069 0.62068966 0.65517241 0.7 0.72413793 0.75862069 0.79310345 0.82758621 0.86206897 0.89655172 0.93103448 0.96551724 1. ] | 1D array of the non-dimensional spanwise grid defined along blade axis (0-blade root, 1-blade tip)
blade.internal_structure_2d_fem.coord_xy_dim | intermediate | m | [[[ 2.25000000e+00 -2.35261029e-15] [ 2.24743358e+00 -1.00168833e-01] [ 2.24128358e+00 -2.00061157e-01] ... [ 2.24154220e+00 1.97277562e-01] [ 2.24749367e+00 9.87734313e-02] [ 2.25000000e+00 -2.36822281e-15]] [[ 2.26653457e+00 -2.09482223e-03] [ 2.25961150e+00 -1.00159004e-01] [ 2.24937634e+00 -2.00314609e-01] ... [ 2.25197722e+00 1.98357067e-01] [ 2.26100026e+00 1.00320925e-01] [ 2.26653457e+00 1.37247743e-03]] [[ 2.34255457e+00 -1.76779614e-02] [ 2.29952894e+00 -9.75623303e-02] [ 2.25527561e+00 -1.94934552e-01] ... [ 2.27648519e+00 2.03707596e-01] [ 2.31141025e+00 1.10801383e-01] [ 2.34255457e+00 1.29991549e-02]] ... [[ 6.08030135e-01 3.20341427e-04] [ 5.83104348e-01 2.98144592e-03] [ 5.57537191e-01 4.95165937e-03] ... [ 5.57261644e-01 1.03229772e-02] [ 5.82624676e-01 5.29360597e-03] [ 6.08030135e-01 3.20341427e-04]] [[ 4.30939302e-01 5.99225592e-05] [ 4.12569959e-01 2.32451130e-03] [ 3.93859380e-01 3.91777916e-03] ... [ 3.93720270e-01 8.41838022e-03] [ 4.12324095e-01 4.24309009e-03] [ 4.30939302e-01 5.99225592e-05]] [[ 2.50000000e-01 8.81384494e-07] [ 2.38342582e-01 1.57346376e-03] [ 2.26591320e-01 2.61423076e-03] ... [ 2.26499230e-01 6.11683918e-03] [ 2.38253059e-01 3.08567359e-03] [ 2.50000000e-01 8.81384494e-07]]] | 3D array of the dimensional x and y airfoil coordinates of the airfoils interpolated along span for n_span stations. The origin is placed at the pitch axis.
blade.internal_structure_2d_fem.twist | intermediate | rad | [ 0.3491 0.3114934 0.2750893 0.24036879 0.20781296 0.17790291 0.15111974 0.12794454 0.10885841 0.09434244 0.08467866 0.0775111 0.07174552 0.06702161 0.06297906 0.05925757 0.05549683 0.05133651 0.04641632 0.04037594 0.0304289 0.02415488 0.01416615 0.00305797 -0.00907256 -0.0221283 -0.03601213 -0.05062693 -0.06587558 -0.08166095] | 1D array of the twist values defined along blade span. The twist is defined positive for negative rotations around the z axis (the same as in BeamDyn).
blade.internal_structure_2d_fem.chord | intermediate | m | [4.5 4.51653455 4.59255455 4.72026865 4.75 4.75 4.75 4.75 4.75 4.75 4.75 4.7 4.64 4.48 4.30815493 4.07109567 3.83078655 3.59377787 3.3535724 3.10972681 2.79010443 2.61780457 2.37255549 2.12536608 1.87360817 1.6133977 1.34551447 1.07050448 0.78813172 0.5 ] | 1D array of the chord values defined along blade span.
blade.internal_structure_2d_fem.pitch_axis | intermediate |  | [0.5 0.49816955 0.48992341 0.47666778 0.47368421 0.47368421 0.47368421 0.47368421 0.47368421 0.47368421 0.47368421 0.46808511 0.4612069 0.44196429 0.43251806 0.42095775 0.41010371 0.40195138 0.39522149 0.39116278 0.39008436 0.39134099 0.39523274 0.40007425 0.40504215 0.41113787 0.41946139 0.43201533 0.45321411 0.5 ] | 1D array of the chordwise position of the pitch axis (0-LE, 1-TE), defined along blade span.
blade.interp_airfoils.s | intermediate |  | [0. 0.03448276 0.06896552 0.10344828 0.13793103 0.17241379 0.20689655 0.24137931 0.27586207 0.31034483 0.34482759 0.37931034 0.4137931 0.44827586 0.48275862 0.51724138 0.55172414 0.5862069 0.62068966 0.65517241 0.7 0.72413793 0.75862069 0.79310345 0.82758621 0.86206897 0.89655172 0.93103448 0.96551724 1. ] | 1D array of the non-dimensional spanwise grid defined along blade axis (0-blade root, 1-blade tip)
blade.interp_airfoils.pitch_axis | intermediate |  | [0.5 0.49816955 0.48992341 0.47666778 0.47368421 0.47368421 0.47368421 0.47368421 0.47368421 0.47368421 0.47368421 0.46808511 0.4612069 0.44196429 0.43251806 0.42095775 0.41010371 0.40195138 0.39522149 0.39116278 0.39008436 0.39134099 0.39523274 0.40007425 0.40504215 0.41113787 0.41946139 0.43201533 0.45321411 0.5 ] | 1D array of the chordwise position of the pitch axis (0-LE, 1-TE), defined along blade span.
blade.interp_airfoils.chord | intermediate | m | [4.5 4.51653455 4.59255455 4.72026865 4.75 4.75 4.75 4.75 4.75 4.75 4.75 4.7 4.64 4.48 4.30815493 4.07109567 3.83078655 3.59377787 3.3535724 3.10972681 2.79010443 2.61780457 2.37255549 2.12536608 1.87360817 1.6133977 1.34551447 1.07050448 0.78813172 0.5 ] | 1D array of the chord values defined along blade span.
blade.interp_airfoils.r_thick_yaml | intermediate |  | [0. 0. 0. 0. 0. 0. 0. 0. 0. 0. 0. 0. 0. 0. 0. 0. 0. 0. 0. 0. 0. 0. 0. 0. 0. 0. 0. 0. 0. 0.] | 1D array of the relative thicknesses of the blade defined along span.
blade.pa.s | intermediate |  | [0. 0.03448276 0.06896552 0.10344828 0.13793103 0.17241379 0.20689655 0.24137931 0.27586207 0.31034483 0.34482759 0.37931034 0.4137931 0.44827586 0.48275862 0.51724138 0.55172414 0.5862069 0.62068966 0.65517241 0.7 0.72413793 0.75862069 0.79310345 0.82758621 0.86206897 0.89655172 0.93103448 0.96551724 1. ] | 1D array of the non-dimensional spanwise grid defined along blade axis (0-blade root, 1-blade tip)
blade.ps.s | intermediate |  | [0. 0.03448276 0.06896552 0.10344828 0.13793103 0.17241379 0.20689655 0.24137931 0.27586207 0.31034483 0.34482759 0.37931034 0.4137931 0.44827586 0.48275862 0.51724138 0.55172414 0.5862069 0.62068966 0.65517241 0.7 0.72413793 0.75862069 0.79310345 0.82758621 0.86206897 0.89655172 0.93103448 0.96551724 1. ] | 1D array of the non-dimensional spanwise grid defined along blade axis (0-blade root, 1-blade tip)
high_level_tower_props.rotor_diameter | intermediate | m | [205.99253562] | Diameter of the rotor used in WISDEM. It is defined as two times the blade length plus the hub diameter.
tower_grid.ref_axis | intermediate | m | [[ 0. 0. 0. ] [ 0. 0. 13.7] [ 0. 0. 27.4] [ 0. 0. 41.1] [ 0. 0. 54.8] [ 0. 0. 68.5] [ 0. 0. 82.2] [ 0. 0. 95.9] [ 0. 0. 109.6] [ 0. 0. 123.3] [ 0. 0. 137. ]] | 2D array of the coordinates (x,y,z) of the tower reference axis. The coordinate system is the global coordinate system of OpenFAST: it is placed at tower base with x pointing downwind, y pointing on the side and z pointing vertically upwards. A standard tower configuration will have zero x and y values and positive z values.
drivese.s_drive | output | m | [-4.95279475 -3.95279475 -2.95279475 -2.20279475 -1.45279475 0.09214927 1.63709329 1.73709329 1.92109329 2.10509329 3.06109329 4.01709329]
drivese.bedplate_web_height | output | m | [2.01502282]
drivese.s_mb1 | output | m | [2.10509329]
drivese.s_mb2 | output | m | [1.73709329]
drivese.mb1_mass | intermediate | kg | [1480.55356999]
drivese.mb1_I | intermediate | kg*m**2 | [134.02030141 70.60698288 70.60698288]
drivese.mb1_max_defl_ang | intermediate | rad | [0.00872665]
drivese.mb2_mass | intermediate | kg | [1349.62411874]
drivese.mb2_I | intermediate | kg*m**2 | [118.75932276 61.52201828 61.52201828]
drivese.mb2_max_defl_ang | intermediate | rad | [0.078]
drivese.s_gearbox | output | m | [0.09214927]
drivese.s_generator | output | m | [-3.95279475]
drivese.F_mb1 | output | N | [[2143780.50156775] [ 42091.3575846 ] [-711381.79698315]]
drivese.F_mb2 | output | N | [[-0.] [-0.] [-0.]]
drivese.F_torq | output | N | [[-0.] [-0.] [-0.]]
drivese.F_generator | output | N | [[ -19254.75934943] [ -0. ] [-275355.8868543 ]]
drivese.M_mb1 | output | N*m | [[-0.] [-0.] [-0.]]
drivese.M_mb2 | output | N*m | [[ -0. ] [5590061.48691787] [2577381.14362458]]
drivese.M_torq | output | N*m | [[37770584.57509753] [ -0. ] [ -0. ]]
drivese.M_generator | output | N*m | [[ 390353.29242556] [-403770.90240231] [ -0. ]]
drivese.other_mass | output | kg | [81270.69098027]
drivese.bedplate_E | output | Pa | [2.e+11]
drivese.bedplate_G | output | Pa | [7.93e+10]
drivese.bedplate_rho | output | kg/m**3 | [7800.]
drivese.bedplate_Xy | output | Pa | [3.45e+08]
drivese.rotor_diameter | intermediate | m | [205.99253562]
drivese.rated_torque | intermediate | N*m | [6713147.23157256]
drivese.lss_spring_constant | output | N*m/rad | [3.6257627e+08]
drivese.hss_spring_constant | output | N*m/rad | [35706869.28346739]
drivese.blades_I | intermediate | kg*m**2 | [2.01581705e+08 1.00790852e+08 1.00790852e+08 0.00000000e+00 0.00000000e+00 0.00000000e+00]
drivese.hub_system_I | output | kg*m**2 | [301219.54397865 186456.03280837 186456.03280837 0. 0. 0. ]
drivese.lss_rpm | output | rpm | [0.1 0.50951437 0.91902874 1.32854311 1.73805748 2.14757185 2.55708622 2.96660059 3.37611496 3.78562933 4.1951437 4.60465807 5.01417244 5.42368681 5.83320118 6.24271555 6.65222992 7.06174429 7.47125866 7.88077303]
drivese.s_hss | output | m | [-2.95279475 -2.20279475 -1.45279475]
drivese.M_hub | intermediate | N*m | [[37770584.57509756] [ 5105832.83792008] [ 2644781.0669199 ]]
drivese.generator_mass | output | kg | [19195.74437204]
drivese.generator_I | output | kg*m**2 | [22908.70057703 17852.93174586 17852.93174586]
drivese.brake_mass | output | kg | [8190.03962252]
drivese.brake_I | output | kg*m**2 | [4344.09168546 2172.04584273 2172.04584273]
drivese.hss_E | output | Pa | [2.e+11]
drivese.hss_G | output | Pa | [7.93e+10]
drivese.hss_rho | output | kg/m**3 | [7800.]
drivese.hss_Xy | output | Pa | [3.45e+08]
drivese.pitch_mass | output | kg | [25532.91749646]
drivese.pitch_cost | output | USD | [0.]
drivese.pitch_I | output | kg*m**2 | [229796.25746817 114898.12873409 114898.12873409 0. 0. 0. ]
drivese.hub_mass | output | kg | [8213.01886825]
drivese.hub_cost | output | USD | [5749.11320778]
drivese.hub_cm | output | m | [2.75306169]
drivese.hub_I | output | kg*m**2 | [49278.11320953 49278.11320953 49278.11320953 0. 0. 0. ]
drivese.spinner_mass | output | kg | [2362.15181877]
drivese.spinner_cost | output | kg | [5412.83714109]
drivese.spinner_cm | output | m | [3.]
drivese.spinner_I | output | kg*m**2 | [22145.17330095 22145.17330095 22145.17330095 0. 0. 0. ]
drivese.hub_shell.rho | intermediate | kg/m**3 | [7800.]
drivese.max_torque | output | N*m | [33271972.4390148]
drivese.hub_shell.Xy | intermediate | Pa | [3.45e+08]
drivese.hub_shell.metal_cost | intermediate | USD/kg | [0.7]
drivese.blade_root_diameter | intermediate | m | [4.5]
drivese.rated_rpm | intermediate | rpm | [7.88077303]
drivese.blade_mass | intermediate | kg | [50167.15435274]
drivese.pitch_system.rho | intermediate | kg/m**3 | [7800.]
drivese.pitch_system.Xy | intermediate | Pa | [3.45e+08]
drivese.pitch_system.BRFM | intermediate | N*m | [-49752098.52756298]
drivese.spinner_gust_ws | intermediate | m/s | [52.5]
drivese.spinner.composite_Xt | intermediate | Pa | [46210000.]
drivese.spinner.composite_rho | intermediate | kg/m**3 | [1940.]
drivese.spinner.Xy | intermediate | Pa | [3.45e+08]
drivese.spinner.metal_rho | intermediate | kg/m**3 | [7800.]
drivese.spinner.composite_cost | intermediate | USD/kg | [3.]
drivese.spinner.metal_cost | intermediate | USD/kg | [0.7]
drivese.lss_rho | output | kg/m**3 | [7800.]
drivese.L_gearbox | output | m | [3.08988803]
drivese.s_lss | output | m | [1.63709329 1.73709329 1.92109329 2.10509329 4.01709329]
drivese.hub_system_mass | output | kg | [36108.08818349]
drivese.hub_system_cm | output | m | [2.76921613]
drivese.F_hub | intermediate | N | [[2194761.72437759] [ 42091.3575846 ] [ 17683.65288007]]
drivese.generator_rotor_mass | output | kg | [9597.87218602]
drivese.generator_rotor_I | output | kg*m**2 | [11454.35028852 8926.46587293 8926.46587293]
drivese.gearbox_mass | output | kg | [33565.73615786]
drivese.gearbox_I | output | kg*m**2 | [25637.26240599 39524.1128759 39524.1128759 ]
drivese.carrier_mass | output | kg | [0.]
drivese.carrier_I | output | kg*m**2 | [0. 0. 0.]
drivese.lss_E | output | Pa | [2.e+11]
drivese.lss_G | output | Pa | [7.93e+10]
drivese.lss_Xy | output | Pa | [3.45e+08]
drivese.H_bedplate | output | m | [2.16502282]
drivese.L_bedplate | output | m | [8.94803784]
drivese.R_generator | output | m | [1.54494402]
drivese.generator_cm | intermediate | m | [-3.95279475]
drivese.rho_fiberglass | intermediate | kg/m**3 | [1940.]
drivese.rho_castiron | intermediate | kg/m**3 | [7800.]
drivese.mb1_cm | intermediate | m | [2.10509329]
drivese.mb2_cm | intermediate | m | [1.73709329]
drivese.gearbox_cm | intermediate | m | [0.09214927]
drivese.hss_mass | output | kg | [762.1855636]
drivese.hss_cm | output | m | [-2.20279475]
drivese.hss_I | output | kg*m**2 | [ 7.90233992 146.86096314 146.86096314]
drivese.brake_cm | output | m | [0.04607463]
drivese.generator_stator_mass | output | kg | [9597.87218602]
drivese.generator_stator_I | output | kg*m**2 | [11454.35028852 8926.46587293 8926.46587293]
drivese.lss_mass | output | kg | [4854.1340218]
drivese.lss_cm | output | m | [2.82709329]
drivese.lss_I | output | kg*m**2 | [ 202.01085498 2392.31849025 2392.31849025]
drivese.converter_mass | output | kg | [4196.35]
drivese.converter_cm | output | m | [0. 4.31010698 1.54494402]
drivese.converter_I | output | kg*m**2 | [6677.37763838 6677.37763838 6677.37763838]
drivese.transformer_mass | output | kg | [11485.]
drivese.transformer_cm | output | m | [ 0. -4.31010698 1.54494402]
drivese.transformer_I | output | kg*m**2 | [18275.33026959 18275.33026959 18275.33026959]
drivese.yaw_mass | output | kg | [17718.22662096]
drivese.yaw_cm | output | m | [0. 0. 0.]
drivese.yaw_I | output | kg*m**2 | [0. 0. 0.]
drivese.bedplate_mass | output | kg | [28022.72936555]
drivese.bedplate_cm | output | m | [-2.52598108 0. 1.05751141]
drivese.bedplate_I | output | kg*m**2 | [ 53638.13295762 206618.4178123 241708.05221668 0. 0. 0. ]
drivese.hvac_mass | output | kg | [2912.15086465]
drivese.hvac_cm | output | m | [-3.95279475]
drivese.hvac_I | output | m | [3909.86615381 1954.93307691 1954.93307691]
drivese.platform_mass | output | kg | [38169.46196722]
drivese.platform_cm | output | m | [0. 0. 0.]
drivese.platform_I | output | m | [389136.45327517 389136.45327517 778262.72802715]
drivese.cover_mass | output | kg | [6789.50152745]
drivese.cover_cm | output | m | [-0.44740189 0. 2.04048176]
drivese.cover_I | output | m | [168.82865835 314.66635416 299.22959225]
drivese.constr_height | output | m | [2.16502282]
drivese.L_drive | output | m | [8.96988803]
drivese.shaft_start | output | m | [0. 0. 2.16502282]
drivese.blades_mass | intermediate | kg | [150501.46305821]
drivese.nacelle_mass | output | kg | [178691.43777238]
drivese.blades_cm | intermediate | m | [0.92835375]
drivese.nacelle_cm | output | m | [-0.0423748 -0.17580507 1.22913274]
drivese.nacelle_I_TT | output | kg*m**2 | [ 1.23135706e+06 1.67718311e+06 1.97769029e+06 1.45286730e+01 -3.42452305e+04 4.81127800e+04]
drivese.yaw.rho | intermediate | kg/m**3 | [7800.]
rotorse.rc_in.blade_length | intermediate | m | [70.12284527] | blade length
rotorse.rc_in.s | intermediate |  | [0. 0.04926108 0.09852217 0.14778325 0.19704433 0.24630542 0.2955665 0.34482759 0.39408867 0.44334975 0.49261084 0.54187192 0.591133 0.64039409 0.68965517 0.73891626 0.78817734 0.83743842 0.88669951 0.93596059 1. ] | blade nondimensional span location
rotorse.rc_in.chord | intermediate | m | [4.5 4.51653455 4.59255455 4.72026865 4.75 4.75 4.75 4.75 4.75 4.75 4.75 4.7 4.64 4.48 4.30815493 4.07109567 3.83078655 3.59377787 3.3535724 3.10972681 2.79010443] | Chord distribution
rotorse.rc_in.coord_xy_interp | intermediate |  | [[[ 1.00000000e+00 -5.22802288e-16] [ 9.99429684e-01 -2.22597407e-02] [ 9.98063018e-01 -4.44580349e-02] ... [ 9.98120489e-01 4.38394581e-02] [ 9.99443038e-01 2.19496514e-02] [ 1.00000000e+00 -5.26271735e-16]] [[ 1.00000000e+00 -4.63811846e-04] [ 9.98467173e-01 -2.21760738e-02] [ 9.96201019e-01 -4.43513952e-02] ... [ 9.96776877e-01 4.39179785e-02] [ 9.98774657e-01 2.22119245e-02] [ 1.00000000e+00 3.03878429e-04]] [[ 1.00000000e+00 -3.84926541e-03] [ 9.90631439e-01 -2.12435866e-02] [ 9.80995553e-01 -4.24457781e-02] ... [ 9.85613808e-01 4.43560536e-02] [ 9.93218520e-01 2.41263074e-02] [ 1.00000000e+00 2.83048459e-03]] ... [[ 1.00000000e+00 -2.46260310e-03] [ 9.78938056e-01 -5.76963289e-04] [ 9.54288397e-01 1.19753987e-03] ... [ 9.52128888e-01 1.73475440e-02] [ 9.76059052e-01 1.20792142e-02] [ 1.00000000e+00 6.85491322e-03]] [[ 1.00000000e+00 -2.72690256e-04] [ 9.80063869e-01 7.15954847e-04] [ 9.55470003e-01 1.86879457e-03] ... [ 9.52197935e-01 1.66394787e-02] [ 9.76093200e-01 1.14596333e-02] [ 1.00000000e+00 6.31813343e-03]] [[ 1.00000000e+00 2.29180864e-03] [ 9.81362427e-01 2.41480801e-03] [ 9.56820273e-01 2.87220682e-03] ... [ 9.52274818e-01 1.56425947e-02] [ 9.76130200e-01 1.05873203e-02] [ 1.00000000e+00 5.56536480e-03]]] | 3D array of the non-dimensional x and y airfoil coordinates of the airfoils interpolated along span for n_span stations.
rotorse.rc_in.web_start_nd | intermediate |  | [[0.19443411 0.20023461 0.2034648 0.30301315 0.31493788 0.32707215 0.33454402 0.34017312 0.344208 0.34620556 0.34732351 0.35134524 0.35544002 0.36694092 0.37381309 0.38301743 0.3918106 0.39907441 0.40562439 0.41085998 0.4154427 ] [0.19443411 0.20023461 0.2034648 0.24546624 0.25456011 0.26361178 0.26911265 0.27293992 0.27516218 0.27549956 0.2749657 0.27663272 0.27830614 0.28567273 0.28807906 0.29120514 0.29344287 0.2938854 0.29316636 0.29067674 0.28457238]] | 2D array of the non-dimensional start point defined along the outer profile of a web. The TE suction side is 0, the TE pressure side is 1. The first dimension represents each web, the second dimension represents each entry along blade span.
rotorse.rc_in.web_end_nd | intermediate |  | [[0.69444351 0.70077865 0.71106075 0.62799171 0.63332404 0.63500624 0.63684697 0.63894683 0.64055999 0.64203689 0.64311407 0.64073174 0.63792618 0.62754015 0.6215407 0.61306844 0.60491657 0.59825344 0.5923317 0.58775303 0.58405032] [0.69444351 0.70077865 0.71106075 0.68518658 0.69298952 0.69786227 0.70203834 0.70651572 0.71023507 0.71340178 0.71607006 0.71590727 0.71540243 0.70890262 0.7072315 0.70464535 0.7028554 0.70286602 0.704101 0.70720805 0.71426763]] | 2D array of the non-dimensional end point defined along the outer profile of a web. The TE suction side is 0, the TE pressure side is 1. The first dimension represents each web, the second dimension represents each entry along blade span.
rotorse.rc_in.layer_thickness | intermediate | m | [[0.001 0.001 0.001 0.001 0.001 0.001 0.001 0.001 0.001 0.001 0.001 0.001 0.001 0.001 0.001 0.001 0.001 0.001 0.001 0.001 0.001 ] [0.041 0.033 0.026 0.02 0.015 0.011 0.00828454 0.00651243 0.00536208 0.00470248 0.00440263 0.00433155 0.00435823 0.00435168 0.00430703 0.0042194 0.00408392 0.00389572 0.00364992 0.00334165 0.00286491] [0. 0.01036386 0.01802123 0.02536166 0.03206819 0.03782389 0.04231181 0.045215 0.04621651 0.04569527 0.04403017 0.04160014 0.03878408 0.03596091 0.03350953 0.03135807 0.02943466 0.02766741 0.02598444 0.02431388 0.02205491] [0. 0.01247806 0.01761157 0.02274509 0.02766418 0.03215441 0.03600136 0.0389906 0.04090771 0.04153826 0.04110173 0.03981761 0.0379054 0.03558457 0.03307463 0.03059505 0.02815655 0.02576987 0.02344572 0.02119482 0.01839689] [0. 0. 0. 0. 0. 0. 0. 0. 0. 0. 0. 0. 0. 0. 0. 0. 0. 0. 0. 0.001 0.03442398] [0. 0. 0. 0. 0. 0. 0. 0. 0. 0. 0. 0. 0. 0. 0. 0. 0. 0. 0. 0.001 0.03442398] [0. 0. 0.00665003 0.00814812 0.00964621 0.0111443 0.01260256 0.01398116 0.01524026 0.01634003 0.01724065 0.01790228 0.01832761 0.01851932 0.01848012 0.01821267 0.01771968 0.01700382 0.01610578 0.01506624 0.01357085] [0. 0. 0.02334323 0.02514806 0.0269529 0.02875774 0.03056258 0.03236741 0.03399538 0.0352696 0.03601321 0.03604932 0.03520108 0.0332916 0.03059387 0.02738085 0.02392552 0.02050085 0.01737982 0.0148354 0.01223235] [0. 0. 0.02334323 0.02514806 0.0269529 0.02875774 0.03056258 0.03236741 0.03399538 0.0352696 0.03601321 0.03604932 0.03520108 0.0332916 0.03059387 0.02738085 0.02392552 0.02050085 0.01737982 0.0148354 0.01223235] [0. 0. 0.01864022 0.02290439 0.02716855 0.03128208 0.03509432 0.03845464 0.04121238 0.04321692 0.0443176 0.04463178 0.04427681 0.04337004 0.04202882 0.04037051 0.03851246 0.03646388 0.03423398 0.03183196 0.02846753] [0. 0. 0.01067832 0.01302775 0.01537718 0.0177266 0.02007603 0.02234366 0.02444771 0.02630638 0.02783787 0.0289604 0.02959217 0.02979168 0.02961743 0.02912793 0.02838168 0.02743718 0.02635293 0.02511064 0.02322957] [0. 0. 0.01171413 0.01476495 0.01781576 0.02086658 0.02391739 0.02696821 0.03001902 0.03295299 0.03565325 0.03800297 0.03988528 0.04118335 0.04178032 0.04172736 0.04107568 0.03987644 0.03818083 0.03604003 0.03267979] [0. 0. 0.03598738 0.04397734 0.05196731 0.05963021 0.066639 0.07266661 0.07738598 0.08047006 0.08159179 0.08099669 0.07893026 0.07563804 0.07136553 0.06635826 0.06086173 0.05503573 0.04904003 0.04303439 0.03547716] [0.041 0.033 0.026 0.02 0.01531562 0.01261405 0.01008929 0.00782972 0.00592376 0.00445981 0.00352627 0.00301625 0.00282289 0.00283929 0.0029586 0.00307391 0.00307837 0.00299303 0.00283898 0.00263728 0.00233878] [0. 0. 0. 0.00216423 0.00221016 0.00225609 0.00230203 0.00234796 0.00238579 0.0024074 0.0024047 0.00236957 0.00229392 0.00216963 0.00201292 0.00184 0.00166708 0.00151037 0.00138608 0.00131043 0.00127398] [0. 0. 0. 0.03748906 0.03611723 0.03474541 0.0333631 0.03195982 0.0305251 0.02904844 0.02751938 0.02592742 0.02433745 0.02281437 0.02142306 0.02022841 0.01929532 0.01868866 0.01834679 0.01820803 0.02 ] [0. 0. 0. 0.00207236 0.0021183 0.00216423 0.00221016 0.00225609 0.00230203 0.00234796 0.00238579 0.0024074 0.0024047 0.00236957 0.00229392 0.00216963 0.00201292 0.00184 0.00166708 0.00151037 0.00135893] [0. 0. 0. 0.0025176 0.00244513 0.00237266 0.00230019 0.00222772 0.00215449 0.00207974 0.00200272 0.00192266 0.0018388 0.00175038 0.00166147 0.0015761 0.00149834 0.00143223 0.00138184 0.0013512 0.00133655] [0. 0. 0. 0.03770661 0.03634612 0.03498563 0.03361392 0.03221976 0.03079194 0.02931923 0.02779041 0.02619427 0.02459556 0.02305903 0.02164945 0.02043157 0.02 0.02 0.02 0.02 0.02 ] [0. 0. 0. 0.00266254 0.00259007 0.0025176 0.00244513 0.00237266 0.00230019 0.00222772 0.00215449 0.00207974 0.00200272 0.00192266 0.0018388 0.00175038 0.00166147 0.0015761 0.00149834 0.00143223 0.00137084]] | 2D array of the thickness of the layers of the blade structure. The first dimension represents each layer, the second dimension represents each entry along blade span.
rotorse.rc_in.layer_start_nd | intermediate |  | [[0. 0. 0. 0. 0. 0. 0. 0. 0. 0. 0. 0. 0. 0. 0. 0. 0. 0. 0. 0. 0. ] [0. 0. 0. 0. 0. 0. 0. 0. 0. 0. 0. 0. 0. 0. 0. 0. 0. 0. 0. 0. 0. ] [0.16613836 0.17180127 0.17356408 0.24199078 0.24806134 0.25465133 0.25823639 0.26060371 0.26185047 0.26161229 0.26081255 0.26231674 0.26402735 0.27126114 0.27366032 0.27663823 0.27874511 0.27904085 0.27805205 0.27506336 0.26774732] [0.66614777 0.67234531 0.68116003 0.62565618 0.63217091 0.63585376 0.63998753 0.64432499 0.64795853 0.6511168 0.65356262 0.65234045 0.65045265 0.64095552 0.6356928 0.62793609 0.6202523 0.61369673 0.60745521 0.6019908 0.59598027] [0.19443411 0.20023461 0.2034648 0.20985913 0.21680988 0.22473252 0.23047318 0.23511254 0.23881547 0.24131677 0.24339399 0.24777115 0.25245366 0.2626957 0.26823324 0.27460993 0.28054095 0.28515759 0.28912313 0.26924735 0.15010405] [0.69444351 0.70077865 0.71106075 0.7210051 0.73181307 0.73805793 0.74192309 0.74555238 0.74756319 0.74829535 0.74813068 0.74511023 0.74148716 0.73206081 0.72721102 0.72134089 0.71582778 0.71163356 0.70815871 0.68336645 0.56175767] [0.48905595 0.48893839 0.48796411 0.48706864 0.48668455 0.48576547 0.48502104 0.48531088 0.48564258 0.4857924 0.48611936 0.48627169 0.48627317 0.48579129 0.48506303 0.48383156 0.48238805 0.48077685 0.47894774 0.47684624 0.47359139] [0. 0. 0. 0. 0. 0. 0. 0. 0. 0. 0. 0. 0. 0. 0. 0. 0. 0. 0. 0. 0. ] [0.95925412 0.95895293 0.9565692 0.95388656 0.95056337 0.94780072 0.9455854 0.94397287 0.94256868 0.94189525 0.94165198 0.94093289 0.94012219 0.93775085 0.9348865 0.93047603 0.92519004 0.92487708 0.92502404 0.92507998 0.92496879] [0.04074588 0.04104707 0.0434308 0.04611344 0.04943663 0.05219928 0.0544146 0.05602713 0.05743132 0.05810475 0.05834802 0.05906711 0.05987781 0.06224915 0.0651135 0.06952397 0.07480996 0.07512292 0.07497596 0.07492002 0.07503121] [0.22272986 0.22866794 0.23336552 0.30519775 0.31545386 0.32544802 0.33085575 0.33465856 0.33693023 0.33733731 0.33709694 0.33988989 0.34299578 0.35339757 0.35941354 0.36772761 0.37587724 0.38290041 0.38967533 0.39578041 0.40279653] [0.51094271 0.51093158 0.51109232 0.51151394 0.51274861 0.51314609 0.51310658 0.51395159 0.51467968 0.51507905 0.51562235 0.51627311 0.5168142 0.51755755 0.51822809 0.51906037 0.51995391 0.52094453 0.52211804 0.52353357 0.52582167] [0.72273926 0.72921198 0.74096147 0.68886315 0.69956343 0.70665045 0.71260689 0.71837984 0.72303829 0.72684182 0.72984701 0.72991361 0.72942107 0.72309195 0.72144602 0.71902547 0.71738444 0.71755629 0.71907849 0.72270786 0.73102948] [0. 0. 0. 0. 0. 0. 0. 0. 0. 0. 0. 0. 0. 0. 0. 0.05 0.05 0.05 0.05 0.05 0.05 ] [0. 0. 0. 0. 0. 0. 0. 0. 0. 0. 0. 0. 0. 0. 0. 0. 0. 0. 0. 0. 0. ] [0. 0. 0. 0. 0. 0. 0. 0. 0. 0. 0. 0. 0. 0. 0. 0. 0. 0. 0. 0. 0. ] [0. 0. 0. 0. 0. 0. 0. 0. 0. 0. 0. 0. 0. 0. 0. 0. 0. 0. 0. 0. 0. ] [0. 0. 0. 0. 0. 0. 0. 0. 0. 0. 0. 0. 0. 0. 0. 0. 0. 0. 0. 0. 0. ] [0. 0. 0. 0. 0. 0. 0. 0. 0. 0. 0. 0. 0. 0. 0. 0. 0. 0. 0. 0. 0. ] [0. 0. 0. 0. 0. 0. 0. 0. 0. 0. 0. 0. 0. 0. 0. 0. 0. 0. 0. 0. 0. ]] | 2D array of the non-dimensional start point defined along the outer profile of a layer. The TE suction side is 0, the TE pressure side is 1. The first dimension represents each layer, the second dimension represents each entry along blade span.
rotorse.rc_in.layer_end_nd | intermediate |  | [[1. 1. 1. 1. 1. 1. 1. 1. 1. 1. 1. 1. 1. 1. 1. 1. 1. 1. 1. 1. 1. ] [1. 1. 1. 1. 1. 1. 1. 1. 1. 1. 1. 1. 1. 1. 1. 1. 1. 1. 1. 1. 1. ] [0.22272986 0.22866794 0.23336552 0.30519775 0.31545386 0.32544802 0.33085575 0.33465856 0.33693023 0.33733731 0.33709694 0.33988989 0.34299578 0.35339757 0.35941354 0.36772761 0.37587724 0.38290041 0.38967533 0.39578041 0.40279653] [0.72273926 0.72921198 0.74096147 0.68886315 0.69956343 0.70665045 0.71260689 0.71837984 0.72303829 0.72684182 0.72984701 0.72991361 0.72942107 0.72309195 0.72144602 0.71902547 0.71738444 0.71755629 0.71907849 0.72270786 0.73102948] [0.19443411 0.20023461 0.2034648 0.20985913 0.21680988 0.22473252 0.23047318 0.23511254 0.23881547 0.24131677 0.24339399 0.24777115 0.25245366 0.2626957 0.26823324 0.27460993 0.28054095 0.28515759 0.28912313 0.31451625 0.43708362] [0.69444351 0.70077865 0.71106075 0.7210051 0.73181307 0.73805793 0.74192309 0.74555238 0.74756319 0.74829535 0.74813068 0.74511023 0.74148716 0.73206081 0.72721102 0.72134089 0.71582778 0.71163356 0.70815871 0.72863534 0.84873723] [0.51094271 0.51093158 0.51109232 0.51151394 0.51274861 0.51314609 0.51310658 0.51395159 0.51467968 0.51507905 0.51562235 0.51627311 0.5168142 0.51755755 0.51822809 0.51906037 0.51995391 0.52094453 0.52211804 0.52353357 0.52582167] [0.04074588 0.04104707 0.0434308 0.04611344 0.04943663 0.05219928 0.0544146 0.05602713 0.05743132 0.05810475 0.05834802 0.05906711 0.05987781 0.06224915 0.0651135 0.06952397 0.07480996 0.07512292 0.07497596 0.07492002 0.07503121] [1. 1. 1. 1. 1. 1. 1. 1. 1. 1. 1. 1. 1. 1. 1. 1. 1. 1. 1. 1. 1. ] [0.16613836 0.17180127 0.17356408 0.24199078 0.24806134 0.25465133 0.25823639 0.26060371 0.26185047 0.26161229 0.26081255 0.26231674 0.26402735 0.27126114 0.27366032 0.27663823 0.27874511 0.27904085 0.27805205 0.27506336 0.26774732] [0.48905595 0.48893839 0.48796411 0.48706864 0.48668455 0.48576547 0.48502104 0.48531088 0.48564258 0.4857924 0.48611936 0.48627169 0.48627317 0.48579129 0.48506303 0.48383156 0.48238805 0.48077685 0.47894774 0.47684624 0.47359139] [0.66614777 0.67234531 0.68116003 0.62565618 0.63217091 0.63585376 0.63998753 0.64432499 0.64795853 0.6511168 0.65356262 0.65234045 0.65045265 0.64095552 0.6356928 0.62793609 0.6202523 0.61369673 0.60745521 0.6019908 0.59598027] [0.95925412 0.95895293 0.9565692 0.95388656 0.95056337 0.94780072 0.9455854 0.94397287 0.94256868 0.94189525 0.94165198 0.94093289 0.94012219 0.93775085 0.9348865 0.93047603 0.92519004 0.92487708 0.92502404 0.92507998 0.92496879] [1. 1. 1. 1. 1. 1. 1. 1. 1. 1. 1. 1. 1. 1. 1. 0.95 0.95 0.95 0.95 0.95 0.95 ] [0. 0. 0. 0. 0. 0. 0. 0. 0. 0. 0. 0. 0. 0. 0. 0. 0. 0. 0. 0. 0. ] [0. 0. 0. 0. 0. 0. 0. 0. 0. 0. 0. 0. 0. 0. 0. 0. 0. 0. 0. 0. 0. ] [0. 0. 0. 0. 0. 0. 0. 0. 0. 0. 0. 0. 0. 0. 0. 0. 0. 0. 0. 0. 0. ] [0. 0. 0. 0. 0. 0. 0. 0. 0. 0. 0. 0. 0. 0. 0. 0. 0. 0. 0. 0. 0. ] [0. 0. 0. 0. 0. 0. 0. 0. 0. 0. 0. 0. 0. 0. 0. 0. 0. 0. 0. 0. 0. ] [0. 0. 0. 0. 0. 0. 0. 0. 0. 0. 0. 0. 0. 0. 0. 0. 0. 0. 0. 0. 0. ]] | 2D array of the non-dimensional end point defined along the outer profile of a layer. The TE suction side is 0, the TE pressure side is 1. The first dimension represents each layer, the second dimension represents each entry along blade span.
rotorse.rc_in.ply_t | intermediate | m | [1.e+06 1.e+06 5.e-03 5.e-03 1.e-03 1.e-03 1.e+06 1.e+06 1.e+06 1.e+06] | 1D array of the ply thicknesses of the materials. Non-composite materials are kept at 0.
rotorse.rc_in.fwf | intermediate |  | [0. 0. 0.74506827 0.77884615 0.74506827 0.74506827 0. 0. 0. 0. ] | 1D array of the non-dimensional fiber weight fraction of the composite materials. Non-composite materials are kept at 0.
rotorse.rc_in.fvf | intermediate |  | [0. 0. 0.57 0.69230769 0.57 0.57 0. 0. 0. 0. ] | 1D array of the non-dimensional fiber volume fraction of the composite materials. Non-composite materials are kept at 0.
rotorse.rc_out.blade_length | intermediate | m | [30.05264797] | blade length
rotorse.rc_out.s | intermediate |  | [0. 0.08045977 0.1954023 0.31034483 0.42528736 0.54022989 0.65517241 0.77011494 0.88505747 1. ] | blade nondimensional span location
rotorse.rc_out.chord | intermediate | m | [2.79010443 2.61780457 2.37255549 2.12536608 1.87360817 1.6133977 1.34551447 1.07050448 0.78813172 0.5 ] | Chord distribution
rotorse.rc_out.coord_xy_interp | intermediate |  | [[[1.00000000e+00 2.29180864e-03] [9.81362427e-01 2.41480801e-03] [9.56820273e-01 2.87220682e-03] ... [9.52274818e-01 1.56425947e-02] [9.76130200e-01 1.05873203e-02] [1.00000000e+00 5.56536480e-03]] [[1.00000000e+00 3.37948426e-03] [9.81907667e-01 3.41070179e-03] [9.57383654e-01 3.55340084e-03] ... [9.52308532e-01 1.50382979e-02] [9.76145533e-01 1.00604661e-02] [1.00000000e+00 5.11552050e-03]] [[1.00000000e+00 4.23111514e-03] [9.82331973e-01 4.21406208e-03] [9.57820373e-01 4.20422714e-03] ... [9.52342585e-01 1.40441932e-02] [9.76158891e-01 9.19923406e-03] [1.00000000e+00 4.39165819e-03]] ... [[1.00000000e+00 2.99243424e-04] [9.76715850e-01 2.78508494e-03] [9.52832571e-01 4.62553820e-03] ... [9.52575171e-01 9.64309571e-03] [9.76267770e-01 4.94496385e-03] [1.00000000e+00 2.99243424e-04]] [[1.00000000e+00 7.60311480e-05] [9.76692547e-01 2.94939444e-03] [9.52952126e-01 4.97097005e-03] ... [9.52775619e-01 1.06814382e-02] [9.76380589e-01 5.38373218e-03] [1.00000000e+00 7.60311480e-05]] [[1.00000000e+00 1.76276899e-06] [9.76685164e-01 3.14692752e-03] [9.53182640e-01 5.22846152e-03] ... [9.52998460e-01 1.22336784e-02] [9.76506117e-01 6.17134718e-03] [1.00000000e+00 1.76276899e-06]]] | 3D array of the non-dimensional x and y airfoil coordinates of the airfoils interpolated along span for n_span stations.
rotorse.rc_out.web_start_nd | intermediate |  | [[0.4154427 0.41684124 0.41745388 0.41737886 0.41698523 0.41540955 0.41172813 0.40481371 0.39152611 0.24523263] [0.28457238 0.27990593 0.27146884 0.261506 0.24994315 0.23522712 0.21550272 0.187438 0.14242594 0.24523263]] | 2D array of the non-dimensional start point defined along the outer profile of a web. The TE suction side is 0, the TE pressure side is 1. The first dimension represents each web, the second dimension represents each entry along blade span.
rotorse.rc_out.web_end_nd | intermediate |  | [[0.58405032 0.58310783 0.58307151 0.58367186 0.58444862 0.58623372 0.59005239 0.59707699 0.6105906 0.75672069] [0.71426763 0.71947024 0.72861466 0.73920479 0.75117567 0.76596999 0.78545395 0.8129724 0.85731993 0.75672069]] | 2D array of the non-dimensional end point defined along the outer profile of a web. The TE suction side is 0, the TE pressure side is 1. The first dimension represents each web, the second dimension represents each entry along blade span.
rotorse.rc_out.layer_thickness | intermediate | m | [[ 1.00000000e-03 1.00000000e-03 1.00000000e-03 1.00000000e-03 1.00000000e-03 1.00000000e-03 1.00000000e-03 1.00000000e-03 1.00000000e-03 1.00000000e-03] [ 2.86491152e-03 2.57935592e-03 2.14614940e-03 1.69211977e-03 1.22767857e-03 1.00000000e-03 1.00000000e-03 1.00000000e-03 1.00000000e-03 1.00000000e-03] [ 2.20549123e-02 2.08042751e-02 1.89850461e-02 1.71360827e-02 1.52672963e-02 1.33885984e-02 1.15099005e-02 9.63120264e-03 7.75250477e-03 5.87380689e-03] [ 1.83968865e-02 1.69556653e-02 1.49623503e-02 1.30321660e-02 1.11493299e-02 9.29805909e-03 7.46257101e-03 5.62708293e-03 3.79159485e-03 1.95610677e-03] [ 3.44239839e-02 1.00000000e-03 -8.13151629e-20 0.00000000e+00 0.00000000e+00 0.00000000e+00 0.00000000e+00 0.00000000e+00 0.00000000e+00 0.00000000e+00] [ 3.44239839e-02 1.00000000e-03 -8.13151629e-20 0.00000000e+00 0.00000000e+00 0.00000000e+00 0.00000000e+00 0.00000000e+00 0.00000000e+00 0.00000000e+00] [ 1.35708454e-02 1.27253309e-02 1.15053236e-02 1.03065158e-02 9.12537420e-03 7.95836553e-03 6.80195656e-03 5.65261407e-03 4.50680481e-03 3.36099555e-03] [ 1.22323494e-02 1.10919834e-02 9.70078471e-03 8.50178952e-03 7.39889612e-03 6.29600271e-03 5.19310930e-03 4.09021589e-03 2.98732248e-03 -6.50521303e-19] [ 1.22323494e-02 1.10919834e-02 9.70078471e-03 8.50178952e-03 7.39889612e-03 6.29600271e-03 5.19310930e-03 4.09021589e-03 2.98732248e-03 -6.50521303e-19] [ 2.84675254e-02 2.65484460e-02 2.36853660e-02 2.07018877e-02 1.76220907e-02 1.44700547e-02 1.12698594e-02 8.04558436e-03 4.82130936e-03 1.59703436e-03] [ 2.32295708e-02 2.20787956e-02 2.02526601e-02 1.81953304e-02 1.58885175e-02 1.33738018e-02 1.06927639e-02 7.88698432e-03 4.99804368e-03 2.06752250e-03] [ 3.26797937e-02 3.06420809e-02 2.75162660e-02 2.41934479e-02 2.07392943e-02 1.72194730e-02 1.36996517e-02 1.01798304e-02 6.66000904e-03 3.14018771e-03] [ 3.54771595e-02 3.16324086e-02 2.65556105e-02 2.18699671e-02 1.74972473e-02 1.33592202e-02 9.37765500e-03 5.47432071e-03 1.57098642e-03 1.00000000e-03] [ 2.33877707e-03 2.17523163e-03 1.95702453e-03 1.75179189e-03 1.55693882e-03 1.36987043e-03 1.18799183e-03 1.00870812e-03 1.00000000e-03 1.00000000e-03] [ 1.27397979e-03 1.27259912e-03 1.29421439e-03 1.33204112e-03 1.37797357e-03 1.42390602e-03 1.46983847e-03 1.51577093e-03 1.56170338e-03 1.08420217e-19] [ 2.00000000e-02 2.00000000e-02 2.00000000e-02 2.00000000e-02 2.00000000e-02 2.00000000e-02 2.00000000e-02 2.00000000e-02 2.00000000e-02 6.93889390e-18] [ 1.35893442e-03 1.31042584e-03 1.27530103e-03 1.27259912e-03 1.29421439e-03 1.33204112e-03 1.37797357e-03 1.42390602e-03 1.46983847e-03 1.08420217e-19] [ 1.33654766e-03 1.33604234e-03 1.34493101e-03 1.36040697e-03 1.37917659e-03 1.39794620e-03 1.41671582e-03 1.43548543e-03 1.45425505e-03 2.16840434e-19] [ 2.00000000e-02 2.00000000e-02 2.00000000e-02 2.00000000e-02 2.00000000e-02 2.00000000e-02 2.00000000e-02 2.00000000e-02 2.00000000e-02 6.93889390e-18] [ 1.37083839e-03 1.35120150e-03 1.33703462e-03 1.33604234e-03 1.34493101e-03 1.36040697e-03 1.37917659e-03 1.39794620e-03 1.41671582e-03 6.50521303e-19]] | 2D array of the thickness of the layers of the blade structure. The first dimension represents each layer, the second dimension represents each entry along blade span.
rotorse.rc_out.layer_start_nd | intermediate |  | [[0. 0. 0. 0. 0. 0. 0. 0. 0. 0. ] [0. 0. 0. 0. 0. 0. 0. 0. 0. 0. ] [0.26774732 0.26203787 0.25142157 0.23806322 0.22713446 0.21215315 0.19013613 0.15591778 0.10362535 0.08009451] [0.59598027 0.59308008 0.58909607 0.58563415 0.58359802 0.58098947 0.57747154 0.57208904 0.57339689 0.59684729] [0.15010405 0.26663442 0.29282122 0.29160038 0.29036809 0.28828892 0.28470286 0.27880225 0.26841981 0.24523263] [0.56175767 0.67867243 0.70736157 0.70936109 0.71126115 0.71382702 0.71773382 0.72373774 0.73399726 0.75672069] [0.47359139 0.47152324 0.46807164 0.4638829 0.45854522 0.4511866 0.44595877 0.44467843 0.44324233 0.44179699] [0. 0. 0. 0. 0. 0. 0. 0. 0. 0. ] [0.92496879 0.92485823 0.92470421 0.92478851 0.93005609 0.93027525 0.93045139 0.93065362 0.93081265 0.93112403] [0.07503121 0.07514177 0.07529579 0.07521149 0.06994391 0.06972475 0.06954861 0.06934638 0.06918735 0.06887597] [0.40279653 0.40628122 0.41109454 0.41700506 0.41919031 0.42186213 0.42542975 0.43087324 0.43321427 0.41037074] [0.52582167 0.52730935 0.52982516 0.53308866 0.53739617 0.54310325 0.54601304 0.54471542 0.54334969 0.54177825] [0.73102948 0.73732343 0.74876904 0.76133267 0.77353861 0.78951013 0.81219362 0.84654949 0.89459762 0.91659409] [0.05 0.05 0.05 0.05 0.05 0.05 0.04 0.05 0.05 0.05 ] [0. 0. 0. 0. 0. 0. 0. 0. 0. 0. ] [0. 0. 0. 0. 0. 0. 0. 0. 0. 0. ] [0. 0. 0. 0. 0. 0. 0. 0. 0. 0. ] [0. 0. 0. 0. 0. 0. 0. 0. 0. 0. ] [0. 0. 0. 0. 0. 0. 0. 0. 0. 0. ] [0. 0. 0. 0. 0. 0. 0. 0. 0. 0. ]] | 2D array of the non-dimensional start point defined along the outer profile of a layer. The TE suction side is 0, the TE pressure side is 1. The first dimension represents each layer, the second dimension represents each entry along blade span.
rotorse.rc_out.layer_end_nd | intermediate |  | [[1. 1. 1. 1. 1. 1. 1. 1. 1. 1. ] [1. 1. 1. 1. 1. 1. 1. 1. 1. 1. ] [0.40279653 0.40628122 0.41109454 0.41700506 0.41919031 0.42186213 0.42542975 0.43087324 0.43321427 0.41037074] [0.73102948 0.73732343 0.74876904 0.76133267 0.77353861 0.78951013 0.81219362 0.84654949 0.89459762 0.91659409] [0.43708362 0.32072568 0.29282122 0.29160038 0.29036809 0.28828892 0.28470286 0.27880225 0.26841981 0.24523263] [0.84873723 0.73276369 0.70736157 0.70936109 0.71126115 0.71382702 0.71773382 0.72373774 0.73399726 0.75672069] [0.52582167 0.52730935 0.52982516 0.53308866 0.53739617 0.54310325 0.54601304 0.54471542 0.54334969 0.54177825] [0.07503121 0.07514177 0.07529579 0.07521149 0.06994391 0.06972475 0.06954861 0.06934638 0.06918735 0.06887597] [1. 1. 1. 1. 1. 1. 1. 1. 1. 1. ] [0.26774732 0.26203787 0.25142157 0.23806322 0.22713446 0.21215315 0.19013613 0.15591778 0.10362535 0.08009451] [0.47359139 0.47152324 0.46807164 0.4638829 0.45854522 0.4511866 0.44595877 0.44467843 0.44324233 0.44179699] [0.59598027 0.59308008 0.58909607 0.58563415 0.58359802 0.58098947 0.57747154 0.57208904 0.57339689 0.59684729] [0.92496879 0.92485823 0.92470421 0.92478851 0.93005609 0.93027525 0.93045139 0.93065362 0.93081265 0.93112403] [0.95 0.95 0.95 0.95 0.95 0.95 0.95 0.95 0.95 0.95 ] [0. 0. 0. 0. 0. 0. 0. 0. 0. 0. ] [0. 0. 0. 0. 0. 0. 0. 0. 0. 0. ] [0. 0. 0. 0. 0. 0. 0. 0. 0. 0. ] [0. 0. 0. 0. 0. 0. 0. 0. 0. 0. ] [0. 0. 0. 0. 0. 0. 0. 0. 0. 0. ] [0. 0. 0. 0. 0. 0. 0. 0. 0. 0. ]] | 2D array of the non-dimensional end point defined along the outer profile of a layer. The TE suction side is 0, the TE pressure side is 1. The first dimension represents each layer, the second dimension represents each entry along blade span.
rotorse.rc_out.ply_t | intermediate | m | [1.e+06 1.e+06 5.e-03 5.e-03 1.e-03 1.e-03 1.e+06 1.e+06 1.e+06 1.e+06] | 1D array of the ply thicknesses of the materials. Non-composite materials are kept at 0.
rotorse.rc_out.fwf | intermediate |  | [0. 0. 0.74506827 0.77884615 0.74506827 0.74506827 0. 0. 0. 0. ] | 1D array of the non-dimensional fiber weight fraction of the composite materials. Non-composite materials are kept at 0.
rotorse.rc_out.fvf | intermediate |  | [0. 0. 0.57 0.69230769 0.57 0.57 0. 0. 0. 0. ] | 1D array of the non-dimensional fiber volume fraction of the composite materials. Non-composite materials are kept at 0.
rotorse.rp.aep.CDF_V | intermediate | m/s | [0.20020685 0.209702 0.21932723 0.22907501 0.23893779 0.24890799 0.25897806 0.26914044 0.27938758 0.28971197 0.30010612 0.3105626 0.32107402 0.33163306 0.34223247 0.35286505 0.36352373 0.37420149 0.38489144 0.39558676 0.40628078 0.41696693 0.42763876 0.43828996 0.44891435 0.4595059 0.47005871 0.48056704 0.4910253 0.50142806 0.51177006 0.52204619 0.53225151 0.54238125 0.55243083 0.56239582 0.57227198 0.58205524 0.59174171 0.60132768 0.61080961 0.62018417 0.62944816 0.63859861 0.64763269 0.65654776 0.66534137 0.67401122 0.68255519 0.69097135 0.69925792 0.70741329 0.71543601 0.7233248 0.73107854 0.73869625 0.74617713 0.75352049 0.76072582 0.76779275 0.77472102 0.78151053 0.7881613 0.79467349 0.80104736 0.80728332 0.81338185 0.81934359 0.82516925 0.83085965 0.83641573 0.84183848 0.84712902 0.85228853 0.85731828 0.86221962 0.86699395 0.87164277 0.87616762 0.88057011 0.88485189 0.88901468 0.89306024 0.89699037 0.90080692 0.90451177 0.90810682 0.91159401 0.91497532 0.91825273 0.92142824 0.92450388 0.92748168 0.93036368 0.93315194 0.93584852 0.93845545 0.94097481 0.94340863 0.94575898 0.94802787 0.95021734 0.95232939 0.95436604 0.95632926 0.95822101 0.96004324 0.96179787 0.96348681 0.96511193 0.96667509 0.96817811 0.96962278 0.97101089 0.97234416 0.97362432 0.97485305 0.97603198 0.97716275 0.97824694 0.9792861 0.98028175 0.98123538 0.98214844 0.98302236 0.98385851 0.98465825 0.9854229 0.98615375 0.98685205 0.98751901 0.98815582 0.98876363 0.98934357 0.98989672 0.99042413 0.99092684 0.99140582 0.99186205 0.99229646 0.99270995 0.99310338 0.99347762 0.99383346 0.9941717 0.9944931 0.9947984 0.9950883 0.99536348 0.99562461 0.99587231 0.99610721 0.99632987 0.99654088 0.99674077 0.99693006 0.99710926 0.99727884 0.99743927 0.99759099 0.99773443 0.99786999 0.99799806 0.99811902 0.99823321 0.99834099 0.99844268 0.99853859 0.99862903 0.99871426 0.99879457 0.99887022 0.99894144 0.99900849 0.99907158 0.99913092 0.99918672 0.99923918 0.99928848 0.99933478 0.99937827 0.9994191 0.99945741 0.99949335 0.99952706 0.99955867 0.99958829 0.99961604 0.99964203 0.99966637 0.99968915 0.99971046 0.9997304 0.99974904 0.99976646 0.99978275 0.99979796 0.99981216 0.99982542 0.99983779] | cumulative distribution function evaluated at each wind speed
rotorse.rp.aep.P | intermediate | W | [ 529548.20470781 570982.9114532 615826.23080923 663887.84782014 714977.44753013 768904.71498341 825479.3352242 884510.99329672 945809.37424517 1009184.16311379 1074445.04494677 1141401.70478834 1210277.37367778 1283370.33245006 1360781.82301091 1442172.00295976 1527201.02989603 1615529.06141916 1706816.25512858 1800722.76862373 1896908.75950402 1995084.03528979 2097354.86704189 2204599.78205188 2316285.17182738 2431877.42787604 2550842.94170549 2672648.10482339 2796805.25136514 2925599.55024022 3059745.51221302 3198123.69906791 3339614.67258928 3484111.15362713 3634433.60585764 3788227.36435168 3947075.75987793 4109102.20144819 4275991.79540332 4485191.29184298 4718313.92203638 4911122.0639294 4999378.09546793 5000000.0372329 5000000.0398078 5000000.0347116 5000000.02662113 5000000.0168721 5000000.00680025 4999999.9977413 4999999.99103097 4999999.98800498 5000000.01654311 5000000.11299538 5000000.26174579 5000000.44636111 5000000.65040812 5000000.8574536 5000001.05106434 5000001.21480712 5000001.33224872 5000001.38695591 5000001.37325306 5000001.31184567 5000001.21223928 5000001.08328291 5000000.93382556 5000000.77271624 5000000.60880397 5000000.45093774 5000000.30796657 5000000.18873946 5000000.10210543 5000000.05691347 5000000.08145162 5000000.25429975 5000000.56148176 5000000.97845526 5000001.48067787 5000002.04360721 5000002.64270087 5000003.25341649 5000003.85121168 5000004.41154404 5000004.9098712 5000005.32165076 5000005.62234034 5000005.78739756 5000005.80326092 5000005.73294521 5000005.59765748 5000005.40573013 5000005.16549556 5000004.88528618 5000004.57343439 5000004.23827261 5000003.88813322 5000003.53134863 5000003.17625125 5000002.83117349 5000002.50444773 5000002.2044064 5000001.93938189 5000001.71770661 5000001.53545855 5000001.35320636 5000001.16874315 5000000.98384712 5000000.80029644 5000000.61986931 5000000.44434392 5000000.27549846 5000000.11511112 4999999.96496009 4999999.82682356 4999999.70247972 4999999.59370676 4999999.50228286 4999999.42998623 4999999.37859505 4999999.34988751 4999999.34592935 4999999.37113225 4999999.42480976 4999999.50480247 4999999.60895099 4999999.73509593 4999999.88107788 5000000.04473746 5000000.22391525 5000000.41645186 5000000.6201879 5000000.83296397 5000001.05262067 5000001.2769986 5000001.50393836 5000001.73128057 5000001.95686581 5000002.1785347 5000002.39412783 5000002.61770497 5000002.87622349 5000003.16549128 5000003.48057763 5000003.81655181 5000004.16848309 5000004.53144076 5000004.90049409 5000005.27071236 5000005.63716485 5000005.99492083 5000006.33904958 5000006.66462038 5000006.9667025 5000007.24036523 5000007.48067783 5000007.6827096 5000007.84152979 5000007.9522077 5000008.01423213 5000008.06483897 5000008.1134778 5000008.16007411 5000008.20455342 5000008.24684123 5000008.28686303 5000008.32454434 5000008.35981066 5000008.3925875 5000008.42280035 5000008.45037472 5000008.47523612 5000008.49731005 5000008.51652201 5000008.53279751 5000008.54606206 5000008.55624115 5000008.56326029 5000008.56704498 5000008.56640836 5000008.54884251 5000008.51155909 5000008.45544049 5000008.38136906 5000008.29022719 5000008.18289724 5000008.0602616 5000007.92320262 5000007.77260268 5000007.60934416 5000007.43430943 5000007.24838086 5000007.05244083 5000006.8473717 5000006.63405585 5000006.41337565 5000006.18621348 5000005.9534517 5000005.71597269 5000005.47465882] | power curve (power)
rotorse.rp.cdf.x | intermediate | m/s | [ 4. 4.10552764 4.21105528 4.31658291 4.42211055 4.52763819 4.63316583 4.73869347 4.84422111 4.94974874 5.05527638 5.16080402 5.26633166 5.3718593 5.47738693 5.58291457 5.68844221 5.79396985 5.89949749 6.00502513 6.11055276 6.2160804 6.32160804 6.42713568 6.53266332 6.63819095 6.74371859 6.84924623 6.95477387 7.06030151 7.16582915 7.27135678 7.37688442 7.48241206 7.5879397 7.69346734 7.79899497 7.90452261 8.01005025 8.11557789 8.22110553 8.32663317 8.4321608 8.53768844 8.64321608 8.74874372 8.85427136 8.95979899 9.06532663 9.17085427 9.27638191 9.38190955 9.48743719 9.59296482 9.69849246 9.8040201 9.90954774 10.01507538 10.12060302 10.22613065 10.33165829 10.43718593 10.54271357 10.64824121 10.75376884 10.85929648 10.96482412 11.07035176 11.1758794 11.28140704 11.38693467 11.49246231 11.59798995 11.70351759 11.80904523 11.91457286 12.0201005 12.12562814 12.23115578 12.33668342 12.44221106 12.54773869 12.65326633 12.75879397 12.86432161 12.96984925 13.07537688 13.18090452 13.28643216 13.3919598 13.49748744 13.60301508 13.70854271 13.81407035 13.91959799 14.02512563 14.13065327 14.2361809 14.34170854 14.44723618 14.55276382 14.65829146 14.7638191 14.86934673 14.97487437 15.08040201 15.18592965 15.29145729 15.39698492 15.50251256 15.6080402 15.71356784 15.81909548 15.92462312 16.03015075 16.13567839 16.24120603 16.34673367 16.45226131 16.55778894 16.66331658 16.76884422 16.87437186 16.9798995 17.08542714 17.19095477 17.29648241 17.40201005 17.50753769 17.61306533 17.71859296 17.8241206 17.92964824 18.03517588 18.14070352 18.24623116 18.35175879 18.45728643 18.56281407 18.66834171 18.77386935 18.87939698 18.98492462 19.09045226 19.1959799 19.30150754 19.40703518 19.51256281 19.61809045 19.72361809 19.82914573 19.93467337 20.04020101 20.14572864 20.25125628 20.35678392 20.46231156 20.5678392 20.67336683 20.77889447 20.88442211 20.98994975 21.09547739 21.20100503 21.30653266 21.4120603 21.51758794 21.62311558 21.72864322 21.83417085 21.93969849 22.04522613 22.15075377 22.25628141 22.36180905 22.46733668 22.57286432 22.67839196 22.7839196 22.88944724 22.99497487 23.10050251 23.20603015 23.31155779 23.41708543 23.52261307 23.6281407 23.73366834 23.83919598 23.94472362 24.05025126 24.15577889 24.26130653 24.36683417 24.47236181 24.57788945 24.68341709 24.78894472 24.89447236 25. ] | corresponding reference height
rotorse.rp.cdf.xbar | intermediate | m/s | [7.5] | mean value of distribution
rotorse.rp.gust.V_mean | intermediate | m/s | [7.5] | IEC average wind speed for turbine class
rotorse.rp.gust.V_hub | intermediate | m/s | [8.4411235] | hub height wind speed
rotorse.rp.powercurve.generator_efficiency | intermediate |  | [0.95 0.95 0.95 0.95 0.95 0.95 0.95 0.95 0.95 0.95 0.95 0.95 0.95 0.95 0.95 0.95 0.95 0.95 0.95 0.95] | Generator efficiency at various rpm values to support table lookup
rotorse.rp.powercurve.lss_rpm | intermediate | rpm | [0.1 0.50951437 0.91902874 1.32854311 1.73805748 2.14757185 2.55708622 2.96660059 3.37611496 3.78562933 4.1951437 4.60465807 5.01417244 5.42368681 5.83320118 6.24271555 6.65222992 7.06174429 7.47125866 7.88077303] | Low speed shaft RPM values at which the generator efficiency values are given
rotorse.rp.powercurve.V | output | m/s | [ 4. 5.2142258 6.19930277 6.94010129 7.42524354 7.6472783 7.69176122 8.00207863 8.4411235 8.57346439 9.3971427 10.46046281 11.74709335 13.23727316 14.90811483 16.73395615 18.68675431 20.73651661 22.85176108 25. ] | wind vector
rotorse.rp.powercurve.Omega | output | rpm | [3.89402903 5.07608665 6.03506624 6.75623897 7.22852847 7.44468092 7.48798537 7.79008161 7.88077303 7.88077303 7.88077303 7.88077303 7.88077303 7.88077303 7.88077303 7.88077303 7.88077303 7.88077303 7.88077303 7.88077303] | rotor rotational speed
rotorse.rp.powercurve.P | output | W | [ 529548.20470781 1175883.41103163 1979317.85441715 2779384.65164737 3405187.93719228 3720308.55019397 3785677.33793441 4262965.98905783 5000000. 5000000.04088226 4999999.98795134 5000001.3889406 5000000.05241814 5000005.81149548 5000001.64880839 4999999.34422919 5000002.4309619 5000007.99337234 5000008.56773536 5000005.47465882] | rotor electrical power
rotorse.rs.aero_gust.V_load | intermediate | m/s | [18.14402879]
rotorse.rs.Omega_load | intermediate | rpm | [7.88077303]
rotorse.rs.pitch_load | intermediate | deg | [1.04083409e-17]
rotorse.rs.aero_hub_loads.V_load | intermediate | m/s | [18.14402879]
rotorse.rs.bjs.chord | intermediate | m | [4.5 4.51653455 4.59255455 4.72026865 4.75 4.75 4.75 4.75 4.75 4.75 4.75 4.7 4.64 4.48 4.30815493 4.07109567 3.83078655 3.59377787 3.3535724 3.10972681 2.79010443 2.61780457 2.37255549 2.12536608 1.87360817 1.6133977 1.34551447 1.07050448 0.78813172 0.5 ] | chord length at joint station. [(n_span x 3) 1D array of float]
rotorse.rs.bjs.layer_thickness | intermediate | m | [[ 1.00000000e-03 1.00000000e-03 1.00000000e-03 1.00000000e-03 1.00000000e-03 1.00000000e-03 1.00000000e-03 1.00000000e-03 1.00000000e-03 1.00000000e-03 1.00000000e-03 1.00000000e-03 1.00000000e-03 1.00000000e-03 1.00000000e-03 1.00000000e-03 1.00000000e-03 1.00000000e-03 1.00000000e-03 1.00000000e-03 1.00000000e-03 1.00000000e-03 1.00000000e-03 1.00000000e-03 1.00000000e-03 1.00000000e-03 1.00000000e-03 1.00000000e-03 1.00000000e-03 1.00000000e-03] [ 4.10000000e-02 3.30000000e-02 2.60000000e-02 2.00000000e-02 1.50000000e-02 1.10000000e-02 8.28454072e-03 6.51243402e-03 5.36207752e-03 4.70247504e-03 4.40263040e-03 4.33154742e-03 4.35822991e-03 4.35168169e-03 4.30702965e-03 4.21940069e-03 4.08392168e-03 3.89571952e-03 3.64992111e-03 3.34165333e-03 2.86491152e-03 2.57935592e-03 2.14614940e-03 1.69211977e-03 1.22767857e-03 1.00000000e-03 1.00000000e-03 1.00000000e-03 1.00000000e-03 1.00000000e-03] [ 0.00000000e+00 1.03638639e-02 1.80212345e-02 2.53616596e-02 3.20681938e-02 3.78238917e-02 4.23118077e-02 4.52149966e-02 4.62165127e-02 4.56952678e-02 4.40301733e-02 4.16001409e-02 3.87840821e-02 3.59609085e-02 3.35095318e-02 3.13580743e-02 2.94346583e-02 2.76674064e-02 2.59844408e-02 2.43138839e-02 2.20549123e-02 2.08042751e-02 1.89850461e-02 1.71360827e-02 1.52672963e-02 1.33885984e-02 1.15099005e-02 9.63120264e-03 7.75250477e-03 5.87380689e-03] [ 0.00000000e+00 1.24780597e-02 1.76115740e-02 2.27450883e-02 2.76641755e-02 3.21544085e-02 3.60013601e-02 3.89906033e-02 4.09077110e-02 4.15382560e-02 4.11017265e-02 3.98176106e-02 3.79053964e-02 3.55845720e-02 3.30746256e-02 3.05950453e-02 2.81565527e-02 2.57698696e-02 2.34457177e-02 2.11948185e-02 1.83968865e-02 1.69556653e-02 1.49623503e-02 1.30321660e-02 1.11493299e-02 9.29805909e-03 7.46257101e-03 5.62708293e-03 3.79159485e-03 1.95610677e-03] [ 0.00000000e+00 0.00000000e+00 0.00000000e+00 0.00000000e+00 0.00000000e+00 0.00000000e+00 0.00000000e+00 0.00000000e+00 0.00000000e+00 0.00000000e+00 0.00000000e+00 0.00000000e+00 0.00000000e+00 0.00000000e+00 0.00000000e+00 0.00000000e+00 0.00000000e+00 0.00000000e+00 0.00000000e+00 1.00000000e-03 3.44239839e-02 1.00000000e-03 -8.13151629e-20 0.00000000e+00 0.00000000e+00 0.00000000e+00 0.00000000e+00 0.00000000e+00 0.00000000e+00 0.00000000e+00] [ 0.00000000e+00 0.00000000e+00 0.00000000e+00 0.00000000e+00 0.00000000e+00 0.00000000e+00 0.00000000e+00 0.00000000e+00 0.00000000e+00 0.00000000e+00 0.00000000e+00 0.00000000e+00 0.00000000e+00 0.00000000e+00 0.00000000e+00 0.00000000e+00 0.00000000e+00 0.00000000e+00 0.00000000e+00 1.00000000e-03 3.44239839e-02 1.00000000e-03 -8.13151629e-20 0.00000000e+00 0.00000000e+00 0.00000000e+00 0.00000000e+00 0.00000000e+00 0.00000000e+00 0.00000000e+00] [ 0.00000000e+00 0.00000000e+00 6.65003373e-03 8.14812366e-03 9.64621359e-03 1.11443035e-02 1.26025620e-02 1.39811575e-02 1.52402586e-02 1.63400338e-02 1.72406517e-02 1.79022807e-02 1.83276090e-02 1.85193246e-02 1.84801155e-02 1.82126698e-02 1.77196757e-02 1.70038210e-02 1.61057826e-02 1.50662370e-02 1.35708454e-02 1.27253309e-02 1.15053236e-02 1.03065158e-02 9.12537420e-03 7.95836553e-03 6.80195656e-03 5.65261407e-03 4.50680481e-03 3.36099555e-03] [ 0.00000000e+00 0.00000000e+00 2.33432275e-02 2.51480648e-02 2.69529021e-02 2.87577394e-02 3.05625767e-02 3.23674140e-02 3.39953792e-02 3.52696003e-02 3.60132052e-02 3.60493218e-02 3.52010780e-02 3.32916017e-02 3.05938669e-02 2.73808473e-02 2.39255169e-02 2.05008494e-02 1.73798187e-02 1.48353987e-02 1.22323494e-02 1.10919834e-02 9.70078471e-03 8.50178952e-03 7.39889612e-03 6.29600271e-03 5.19310930e-03 4.09021589e-03 2.98732248e-03 -6.50521303e-19] [ 0.00000000e+00 0.00000000e+00 2.33432275e-02 2.51480648e-02 2.69529021e-02 2.87577394e-02 3.05625767e-02 3.23674140e-02 3.39953792e-02 3.52696003e-02 3.60132052e-02 3.60493218e-02 3.52010780e-02 3.32916017e-02 3.05938669e-02 2.73808473e-02 2.39255169e-02 2.05008494e-02 1.73798187e-02 1.48353987e-02 1.22323494e-02 1.10919834e-02 9.70078471e-03 8.50178952e-03 7.39889612e-03 6.29600271e-03 5.19310930e-03 4.09021589e-03 2.98732248e-03 -6.50521303e-19] [ 0.00000000e+00 0.00000000e+00 1.86402175e-02 2.29043857e-02 2.71685539e-02 3.12820798e-02 3.50943212e-02 3.84546359e-02 4.12123815e-02 4.32169158e-02 4.43175966e-02 4.46317757e-02 4.42768050e-02 4.33700364e-02 4.20288217e-02 4.03705128e-02 3.85124616e-02 3.64638788e-02 3.42339751e-02 3.18319613e-02 2.84675254e-02 2.65484460e-02 2.36853660e-02 2.07018877e-02 1.76220907e-02 1.44700547e-02 1.12698594e-02 8.04558436e-03 4.82130936e-03 1.59703436e-03] [ 0.00000000e+00 0.00000000e+00 1.06783227e-02 1.30277497e-02 1.53771767e-02 1.77266036e-02 2.00760306e-02 2.23436643e-02 2.44477114e-02 2.63063787e-02 2.78378729e-02 2.89604006e-02 2.95921686e-02 2.97916789e-02 2.96174332e-02 2.91279335e-02 2.83816816e-02 2.74371794e-02 2.63529289e-02 2.51106409e-02 2.32295708e-02 2.20787956e-02 2.02526601e-02 1.81953304e-02 1.58885175e-02 1.33738018e-02 1.06927639e-02 7.88698432e-03 4.99804368e-03 2.06752250e-03] [ 0.00000000e+00 0.00000000e+00 1.17141324e-02 1.47649473e-02 1.78157623e-02 2.08665773e-02 2.39173922e-02 2.69682072e-02 3.00190222e-02 3.29529872e-02 3.56532524e-02 3.80029677e-02 3.98852833e-02 4.11833493e-02 4.17803156e-02 4.17273646e-02 4.10756783e-02 3.98764390e-02 3.81808288e-02 3.60400301e-02 3.26797937e-02 3.06420809e-02 2.75162660e-02 2.41934479e-02 2.07392943e-02 1.72194730e-02 1.36996517e-02 1.01798304e-02 6.66000904e-03 3.14018771e-03] [ 0.00000000e+00 0.00000000e+00 3.59873815e-02 4.39773438e-02 5.19673061e-02 5.96302097e-02 6.66389959e-02 7.26666060e-02 7.73859813e-02 8.04700630e-02 8.15917924e-02 8.09966867e-02 7.89302631e-02 7.56380387e-02 7.13655306e-02 6.63582560e-02 6.08617321e-02 5.50357312e-02 4.90400260e-02 4.30343888e-02 3.54771595e-02 3.16324086e-02 2.65556105e-02 2.18699671e-02 1.74972473e-02 1.33592202e-02 9.37765500e-03 5.47432071e-03 1.57098642e-03 1.00000000e-03] [ 4.10000000e-02 3.30000000e-02 2.60000000e-02 2.00000000e-02 1.53156219e-02 1.26140524e-02 1.00892854e-02 7.82972209e-03 5.92376367e-03 4.45981139e-03 3.52626648e-03 3.01625067e-03 2.82288569e-03 2.83929329e-03 2.95859519e-03 3.07391313e-03 3.07836885e-03 2.99303427e-03 2.83898133e-03 2.63728196e-03 2.33877707e-03 2.17523163e-03 1.95702453e-03 1.75179189e-03 1.55693882e-03 1.36987043e-03 1.18799183e-03 1.00870812e-03 1.00000000e-03 1.00000000e-03] [ 0.00000000e+00 0.00000000e+00 0.00000000e+00 2.16422907e-03 2.21016153e-03 2.25609398e-03 2.30202643e-03 2.34795888e-03 2.38578561e-03 2.40740088e-03 2.40469897e-03 2.36957416e-03 2.29392070e-03 2.16963289e-03 2.01292217e-03 1.84000000e-03 1.66707783e-03 1.51036711e-03 1.38607930e-03 1.31042584e-03 1.27397979e-03 1.27259912e-03 1.29421439e-03 1.33204112e-03 1.37797357e-03 1.42390602e-03 1.46983847e-03 1.51577093e-03 1.56170338e-03 1.08420217e-19] [ 0.00000000e+00 0.00000000e+00 0.00000000e+00 3.74890612e-02 3.61172335e-02 3.47454058e-02 3.33630956e-02 3.19598202e-02 3.05250972e-02 2.90484440e-02 2.75193780e-02 2.59274168e-02 2.43374498e-02 2.28143666e-02 2.14230569e-02 2.02284101e-02 1.92953159e-02 1.86886639e-02 1.83467902e-02 1.82080313e-02 2.00000000e-02 2.00000000e-02 2.00000000e-02 2.00000000e-02 2.00000000e-02 2.00000000e-02 2.00000000e-02 2.00000000e-02 2.00000000e-02 6.93889390e-18] [ 0.00000000e+00 0.00000000e+00 0.00000000e+00 2.07236417e-03 2.11829662e-03 2.16422907e-03 2.21016153e-03 2.25609398e-03 2.30202643e-03 2.34795888e-03 2.38578561e-03 2.40740088e-03 2.40469897e-03 2.36957416e-03 2.29392070e-03 2.16963289e-03 2.01292217e-03 1.84000000e-03 1.66707783e-03 1.51036711e-03 1.35893442e-03 1.31042584e-03 1.27530103e-03 1.27259912e-03 1.29421439e-03 1.33204112e-03 1.37797357e-03 1.42390602e-03 1.46983847e-03 1.08420217e-19] [ 0.00000000e+00 0.00000000e+00 0.00000000e+00 2.51759997e-03 2.44512991e-03 2.37265986e-03 2.30018980e-03 2.22771975e-03 2.15449048e-03 2.07974278e-03 2.00271744e-03 1.92265525e-03 1.83879698e-03 1.75038343e-03 1.66146746e-03 1.57610193e-03 1.49833970e-03 1.43223365e-03 1.38183663e-03 1.35120150e-03 1.33654766e-03 1.33604234e-03 1.34493101e-03 1.36040697e-03 1.37917659e-03 1.39794620e-03 1.41671582e-03 1.43548543e-03 1.45425505e-03 2.16840434e-19] [ 0.00000000e+00 0.00000000e+00 0.00000000e+00 3.77066146e-02 3.63461220e-02 3.49856293e-02 3.36139152e-02 3.22197581e-02 3.07919366e-02 2.93192293e-02 2.77904146e-02 2.61942712e-02 2.45955568e-02 2.30590296e-02 2.16494473e-02 2.04315680e-02 2.00000000e-02 2.00000000e-02 2.00000000e-02 2.00000000e-02 2.00000000e-02 2.00000000e-02 2.00000000e-02 2.00000000e-02 2.00000000e-02 2.00000000e-02 2.00000000e-02 2.00000000e-02 2.00000000e-02 6.93889390e-18] [ 0.00000000e+00 0.00000000e+00 0.00000000e+00 2.66254008e-03 2.59007002e-03 2.51759997e-03 2.44512991e-03 2.37265986e-03 2.30018980e-03 2.22771975e-03 2.15449048e-03 2.07974278e-03 2.00271744e-03 1.92265525e-03 1.83879698e-03 1.75038343e-03 1.66146746e-03 1.57610193e-03 1.49833970e-03 1.43223365e-03 1.37083839e-03 1.35120150e-03 1.33703462e-03 1.33604234e-03 1.34493101e-03 1.36040697e-03 1.37917659e-03 1.39794620e-03 1.41671582e-03 6.50521303e-19]] | 2D array of the thickness of the layers of the blade structure. The first dimension represents each layer, the second dimension represents each entry along blade span.
rotorse.rs.bjs.layer_width | intermediate | m | [[0.00000000e+00 0.00000000e+00 0.00000000e+00 0.00000000e+00 0.00000000e+00 0.00000000e+00 0.00000000e+00 0.00000000e+00 0.00000000e+00 0.00000000e+00 0.00000000e+00 0.00000000e+00 0.00000000e+00 0.00000000e+00 0.00000000e+00 0.00000000e+00 0.00000000e+00 0.00000000e+00 0.00000000e+00 0.00000000e+00 0.00000000e+00 0.00000000e+00 0.00000000e+00 0.00000000e+00 0.00000000e+00 0.00000000e+00 0.00000000e+00 0.00000000e+00 0.00000000e+00 0.00000000e+00] [0.00000000e+00 0.00000000e+00 0.00000000e+00 0.00000000e+00 0.00000000e+00 0.00000000e+00 0.00000000e+00 0.00000000e+00 0.00000000e+00 0.00000000e+00 0.00000000e+00 0.00000000e+00 0.00000000e+00 0.00000000e+00 0.00000000e+00 0.00000000e+00 0.00000000e+00 0.00000000e+00 0.00000000e+00 0.00000000e+00 0.00000000e+00 0.00000000e+00 0.00000000e+00 0.00000000e+00 0.00000000e+00 0.00000000e+00 0.00000000e+00 0.00000000e+00 0.00000000e+00 0.00000000e+00] [8.00000000e-01 8.00000000e-01 8.00000000e-01 8.00000000e-01 8.00000000e-01 8.00000000e-01 8.00000000e-01 8.00000000e-01 8.00000000e-01 8.00000000e-01 8.00000000e-01 8.00000000e-01 8.00000000e-01 8.00000000e-01 8.00000000e-01 8.00000000e-01 8.00000000e-01 8.00000000e-01 8.00000000e-01 8.00000000e-01 8.00000000e-01 8.00000000e-01 8.00000000e-01 8.00000000e-01 7.53600000e-01 7.05900000e-01 6.58700000e-01 6.11000000e-01 5.38300000e-01 3.41900000e-01] [8.00000000e-01 8.00000000e-01 8.00000000e-01 8.00000000e-01 8.00000000e-01 8.00000000e-01 8.00000000e-01 8.00000000e-01 8.00000000e-01 8.00000000e-01 8.00000000e-01 8.00000000e-01 8.00000000e-01 8.00000000e-01 8.00000000e-01 8.00000000e-01 8.00000000e-01 8.00000000e-01 8.00000000e-01 8.00000000e-01 8.00000000e-01 8.00000000e-01 8.00000000e-01 7.85500000e-01 7.45300000e-01 7.01900000e-01 6.57100000e-01 6.09900000e-01 5.24600000e-01 3.31000000e-01] [0.00000000e+00 0.00000000e+00 0.00000000e+00 0.00000000e+00 0.00000000e+00 0.00000000e+00 0.00000000e+00 0.00000000e+00 0.00000000e+00 0.00000000e+00 0.00000000e+00 0.00000000e+00 0.00000000e+00 0.00000000e+00 0.00000000e+00 0.00000000e+00 0.00000000e+00 0.00000000e+00 0.00000000e+00 3.00000000e-01 2.05340763e+00 3.00000000e-01 1.38777878e-17 0.00000000e+00 0.00000000e+00 0.00000000e+00 0.00000000e+00 0.00000000e+00 0.00000000e+00 0.00000000e+00] [0.00000000e+00 0.00000000e+00 0.00000000e+00 0.00000000e+00 0.00000000e+00 0.00000000e+00 0.00000000e+00 0.00000000e+00 0.00000000e+00 0.00000000e+00 0.00000000e+00 0.00000000e+00 0.00000000e+00 0.00000000e+00 0.00000000e+00 0.00000000e+00 0.00000000e+00 0.00000000e+00 0.00000000e+00 3.00000000e-01 2.05340763e+00 3.00000000e-01 1.38777878e-17 0.00000000e+00 0.00000000e+00 0.00000000e+00 0.00000000e+00 0.00000000e+00 0.00000000e+00 0.00000000e+00] [3.09400000e-01 3.09400000e-01 3.09400000e-01 3.09400000e-01 3.09400000e-01 3.09400000e-01 3.09400000e-01 3.09400000e-01 3.09400000e-01 3.09400000e-01 3.09400000e-01 3.09400000e-01 3.09400000e-01 3.09400000e-01 3.09400000e-01 3.09400000e-01 3.09400000e-01 3.09400000e-01 3.09400000e-01 3.09400000e-01 3.09400000e-01 3.09400000e-01 3.09400000e-01 3.09400000e-01 3.09400000e-01 3.09400000e-01 2.80100000e-01 2.22300000e-01 1.63500000e-01 1.03500000e-01] [5.76000000e-01 5.77450000e-01 5.81000000e-01 5.83650000e-01 5.86850000e-01 5.89850000e-01 5.99450000e-01 6.05250000e-01 6.11950000e-01 6.13850000e-01 6.11900000e-01 6.09150000e-01 6.06600000e-01 6.06300000e-01 6.07450000e-01 6.10600000e-01 6.16150000e-01 5.78650000e-01 5.37350000e-01 4.96500000e-01 4.44467378e-01 4.16750000e-01 3.77250000e-01 3.36250000e-01 2.74450000e-01 2.34700000e-01 1.94700000e-01 1.54100000e-01 1.13000000e-01 7.13000000e-02] [5.76000000e-01 5.77450000e-01 5.81000000e-01 5.83650000e-01 5.86850000e-01 5.89850000e-01 5.99450000e-01 6.05250000e-01 6.11950000e-01 6.13850000e-01 6.11900000e-01 6.09150000e-01 6.06600000e-01 6.06300000e-01 6.07450000e-01 6.10600000e-01 6.16150000e-01 5.78650000e-01 5.37350000e-01 4.96500000e-01 4.44467378e-01 4.16750000e-01 3.77250000e-01 3.36250000e-01 2.74450000e-01 2.34700000e-01 1.94700000e-01 1.54100000e-01 1.13000000e-01 7.13000000e-02] [0.00000000e+00 0.00000000e+00 0.00000000e+00 0.00000000e+00 0.00000000e+00 0.00000000e+00 0.00000000e+00 0.00000000e+00 0.00000000e+00 0.00000000e+00 0.00000000e+00 0.00000000e+00 0.00000000e+00 0.00000000e+00 0.00000000e+00 0.00000000e+00 0.00000000e+00 0.00000000e+00 0.00000000e+00 0.00000000e+00 0.00000000e+00 0.00000000e+00 0.00000000e+00 0.00000000e+00 0.00000000e+00 0.00000000e+00 0.00000000e+00 0.00000000e+00 0.00000000e+00 0.00000000e+00] [0.00000000e+00 0.00000000e+00 0.00000000e+00 0.00000000e+00 0.00000000e+00 0.00000000e+00 0.00000000e+00 0.00000000e+00 0.00000000e+00 0.00000000e+00 0.00000000e+00 0.00000000e+00 0.00000000e+00 0.00000000e+00 0.00000000e+00 0.00000000e+00 0.00000000e+00 0.00000000e+00 0.00000000e+00 0.00000000e+00 0.00000000e+00 0.00000000e+00 0.00000000e+00 0.00000000e+00 0.00000000e+00 0.00000000e+00 0.00000000e+00 0.00000000e+00 0.00000000e+00 0.00000000e+00] [0.00000000e+00 0.00000000e+00 0.00000000e+00 0.00000000e+00 0.00000000e+00 0.00000000e+00 0.00000000e+00 0.00000000e+00 0.00000000e+00 0.00000000e+00 0.00000000e+00 0.00000000e+00 0.00000000e+00 0.00000000e+00 0.00000000e+00 0.00000000e+00 0.00000000e+00 0.00000000e+00 0.00000000e+00 0.00000000e+00 0.00000000e+00 0.00000000e+00 0.00000000e+00 0.00000000e+00 0.00000000e+00 0.00000000e+00 0.00000000e+00 0.00000000e+00 0.00000000e+00 0.00000000e+00] [0.00000000e+00 0.00000000e+00 0.00000000e+00 0.00000000e+00 0.00000000e+00 0.00000000e+00 0.00000000e+00 0.00000000e+00 0.00000000e+00 0.00000000e+00 0.00000000e+00 0.00000000e+00 0.00000000e+00 0.00000000e+00 0.00000000e+00 0.00000000e+00 0.00000000e+00 0.00000000e+00 0.00000000e+00 0.00000000e+00 0.00000000e+00 0.00000000e+00 0.00000000e+00 0.00000000e+00 0.00000000e+00 0.00000000e+00 0.00000000e+00 0.00000000e+00 0.00000000e+00 0.00000000e+00] [0.00000000e+00 0.00000000e+00 0.00000000e+00 0.00000000e+00 0.00000000e+00 0.00000000e+00 0.00000000e+00 0.00000000e+00 0.00000000e+00 0.00000000e+00 0.00000000e+00 0.00000000e+00 0.00000000e+00 0.00000000e+00 0.00000000e+00 0.00000000e+00 0.00000000e+00 0.00000000e+00 0.00000000e+00 0.00000000e+00 0.00000000e+00 0.00000000e+00 0.00000000e+00 0.00000000e+00 0.00000000e+00 0.00000000e+00 0.00000000e+00 0.00000000e+00 0.00000000e+00 0.00000000e+00] [0.00000000e+00 0.00000000e+00 0.00000000e+00 0.00000000e+00 0.00000000e+00 0.00000000e+00 0.00000000e+00 0.00000000e+00 0.00000000e+00 0.00000000e+00 0.00000000e+00 0.00000000e+00 0.00000000e+00 0.00000000e+00 0.00000000e+00 0.00000000e+00 0.00000000e+00 0.00000000e+00 0.00000000e+00 0.00000000e+00 0.00000000e+00 0.00000000e+00 0.00000000e+00 0.00000000e+00 0.00000000e+00 0.00000000e+00 0.00000000e+00 0.00000000e+00 0.00000000e+00 0.00000000e+00] [0.00000000e+00 0.00000000e+00 0.00000000e+00 0.00000000e+00 0.00000000e+00 0.00000000e+00 0.00000000e+00 0.00000000e+00 0.00000000e+00 0.00000000e+00 0.00000000e+00 0.00000000e+00 0.00000000e+00 0.00000000e+00 0.00000000e+00 0.00000000e+00 0.00000000e+00 0.00000000e+00 0.00000000e+00 0.00000000e+00 0.00000000e+00 0.00000000e+00 0.00000000e+00 0.00000000e+00 0.00000000e+00 0.00000000e+00 0.00000000e+00 0.00000000e+00 0.00000000e+00 0.00000000e+00] [0.00000000e+00 0.00000000e+00 0.00000000e+00 0.00000000e+00 0.00000000e+00 0.00000000e+00 0.00000000e+00 0.00000000e+00 0.00000000e+00 0.00000000e+00 0.00000000e+00 0.00000000e+00 0.00000000e+00 0.00000000e+00 0.00000000e+00 0.00000000e+00 0.00000000e+00 0.00000000e+00 0.00000000e+00 0.00000000e+00 0.00000000e+00 0.00000000e+00 0.00000000e+00 0.00000000e+00 0.00000000e+00 0.00000000e+00 0.00000000e+00 0.00000000e+00 0.00000000e+00 0.00000000e+00] [0.00000000e+00 0.00000000e+00 0.00000000e+00 0.00000000e+00 0.00000000e+00 0.00000000e+00 0.00000000e+00 0.00000000e+00 0.00000000e+00 0.00000000e+00 0.00000000e+00 0.00000000e+00 0.00000000e+00 0.00000000e+00 0.00000000e+00 0.00000000e+00 0.00000000e+00 0.00000000e+00 0.00000000e+00 0.00000000e+00 0.00000000e+00 0.00000000e+00 0.00000000e+00 0.00000000e+00 0.00000000e+00 0.00000000e+00 0.00000000e+00 0.00000000e+00 0.00000000e+00 0.00000000e+00] [0.00000000e+00 0.00000000e+00 0.00000000e+00 0.00000000e+00 0.00000000e+00 0.00000000e+00 0.00000000e+00 0.00000000e+00 0.00000000e+00 0.00000000e+00 0.00000000e+00 0.00000000e+00 0.00000000e+00 0.00000000e+00 0.00000000e+00 0.00000000e+00 0.00000000e+00 0.00000000e+00 0.00000000e+00 0.00000000e+00 0.00000000e+00 0.00000000e+00 0.00000000e+00 0.00000000e+00 0.00000000e+00 0.00000000e+00 0.00000000e+00 0.00000000e+00 0.00000000e+00 0.00000000e+00] [0.00000000e+00 0.00000000e+00 0.00000000e+00 0.00000000e+00 0.00000000e+00 0.00000000e+00 0.00000000e+00 0.00000000e+00 0.00000000e+00 0.00000000e+00 0.00000000e+00 0.00000000e+00 0.00000000e+00 0.00000000e+00 0.00000000e+00 0.00000000e+00 0.00000000e+00 0.00000000e+00 0.00000000e+00 0.00000000e+00 0.00000000e+00 0.00000000e+00 0.00000000e+00 0.00000000e+00 0.00000000e+00 0.00000000e+00 0.00000000e+00 0.00000000e+00 0.00000000e+00 0.00000000e+00]] | 2D array of the width of the layers of the blade structure. The first dimension represents each layer, the second dimension represents each entry along blade span.
rotorse.rs.bjs.layer_start_nd | intermediate |  | [[0. 0. 0. 0. 0. 0. 0. 0. 0. 0. 0. 0. 0. 0. 0. 0. 0. 0. 0. 0. 0. 0. 0. 0. 0. 0. 0. 0. 0. 0. ] [0. 0. 0. 0. 0. 0. 0. 0. 0. 0. 0. 0. 0. 0. 0. 0. 0. 0. 0. 0. 0. 0. 0. 0. 0. 0. 0. 0. 0. 0. ] [0.16613836 0.17180127 0.17356408 0.24199078 0.24806134 0.25465133 0.25823639 0.26060371 0.26185047 0.26161229 0.26081255 0.26231674 0.26402735 0.27126114 0.27366032 0.27663823 0.27874511 0.27904085 0.27805205 0.27506336 0.26774732 0.26203787 0.25142157 0.23806322 0.22713446 0.21215315 0.19013613 0.15591778 0.10362535 0.08009451] [0.66614777 0.67234531 0.68116003 0.62565618 0.63217091 0.63585376 0.63998753 0.64432499 0.64795853 0.6511168 0.65356262 0.65234045 0.65045265 0.64095552 0.6356928 0.62793609 0.6202523 0.61369673 0.60745521 0.6019908 0.59598027 0.59308008 0.58909607 0.58563415 0.58359802 0.58098947 0.57747154 0.57208904 0.57339689 0.59684729] [0.19443411 0.20023461 0.2034648 0.20985913 0.21680988 0.22473252 0.23047318 0.23511254 0.23881547 0.24131677 0.24339399 0.24777115 0.25245366 0.2626957 0.26823324 0.27460993 0.28054095 0.28515759 0.28912313 0.26924735 0.09362335 0.26663442 0.29282122 0.29160038 0.29036809 0.28828892 0.28470286 0.27880225 0.26841981 0.24523263] [0.69444351 0.70077865 0.71106075 0.7210051 0.73181307 0.73805793 0.74192309 0.74555238 0.74756319 0.74829535 0.74813068 0.74511023 0.74148716 0.73206081 0.72721102 0.72134089 0.71582778 0.71163356 0.70815871 0.68336645 0.55853189 0.67867243 0.70736157 0.70936109 0.71126115 0.71382702 0.71773382 0.72373774 0.73399726 0.75672069] [0.48905595 0.48893839 0.48796411 0.48706864 0.48668455 0.48576547 0.48502104 0.48531088 0.48564258 0.4857924 0.48611936 0.48627169 0.48627317 0.48579129 0.48506303 0.48383156 0.48238805 0.48077685 0.47894774 0.47684624 0.47359139 0.47152324 0.46807164 0.4638829 0.45854522 0.4511866 0.44595877 0.44467843 0.44324233 0.44179699] [0. 0. 0. 0. 0. 0. 0. 0. 0. 0. 0. 0. 0. 0. 0. 0. 0. 0. 0. 0. 0. 0. 0. 0. 0. 0. 0. 0. 0. 0. ] [0.95925412 0.95895293 0.9565692 0.95388656 0.95056337 0.94780072 0.9455854 0.94397287 0.94256868 0.94189525 0.94165198 0.94093289 0.94012219 0.93775085 0.9348865 0.93047603 0.92519004 0.92487708 0.92502404 0.92507998 0.92496879 0.92485823 0.92470421 0.92478851 0.93005609 0.93027525 0.93045139 0.93065362 0.93081265 0.93112403] [0.04074588 0.04104707 0.0434308 0.04611344 0.04943663 0.05219928 0.0544146 0.05602713 0.05743132 0.05810475 0.05834802 0.05906711 0.05987781 0.06224915 0.0651135 0.06952397 0.07480996 0.07512292 0.07497596 0.07492002 0.07503121 0.07514177 0.07529579 0.07521149 0.06994391 0.06972475 0.06954861 0.06934638 0.06918735 0.06887597] [0.22272986 0.22866794 0.23336552 0.30519775 0.31545386 0.32544802 0.33085575 0.33465856 0.33693023 0.33733731 0.33709694 0.33988989 0.34299578 0.35339757 0.35941354 0.36772761 0.37587724 0.38290041 0.38967533 0.39578041 0.40279653 0.40628122 0.41109454 0.41700506 0.41919031 0.42186213 0.42542975 0.43087324 0.43321427 0.41037074] [0.51094271 0.51093158 0.51109232 0.51151394 0.51274861 0.51314609 0.51310658 0.51395159 0.51467968 0.51507905 0.51562235 0.51627311 0.5168142 0.51755755 0.51822809 0.51906037 0.51995391 0.52094453 0.52211804 0.52353357 0.52582167 0.52730935 0.52982516 0.53308866 0.53739617 0.54310325 0.54601304 0.54471542 0.54334969 0.54177825] [0.72273926 0.72921198 0.74096147 0.68886315 0.69956343 0.70665045 0.71260689 0.71837984 0.72303829 0.72684182 0.72984701 0.72991361 0.72942107 0.72309195 0.72144602 0.71902547 0.71738444 0.71755629 0.71907849 0.72270786 0.73102948 0.73732343 0.74876904 0.76133267 0.77353861 0.78951013 0.81219362 0.84654949 0.89459762 0.91659409] [0. 0. 0. 0. 0. 0. 0. 0. 0. 0. 0. 0. 0. 0. 0. 0.05 0.05 0.05 0.05 0.05 0.05 0.05 0.05 0.05 0.05 0.05 0.04 0.05 0.05 0.05 ] [0. 0. 0. 0. 0. 0. 0. 0. 0. 0. 0. 0. 0. 0. 0. 0. 0. 0. 0. 0. 0. 0. 0. 0. 0. 0. 0. 0. 0. 0. ] [0. 0. 0. 0. 0. 0. 0. 0. 0. 0. 0. 0. 0. 0. 0. 0. 0. 0. 0. 0. 0. 0. 0. 0. 0. 0. 0. 0. 0. 0. ] [0. 0. 0. 0. 0. 0. 0. 0. 0. 0. 0. 0. 0. 0. 0. 0. 0. 0. 0. 0. 0. 0. 0. 0. 0. 0. 0. 0. 0. 0. ] [0. 0. 0. 0. 0. 0. 0. 0. 0. 0. 0. 0. 0. 0. 0. 0. 0. 0. 0. 0. 0. 0. 0. 0. 0. 0. 0. 0. 0. 0. ] [0. 0. 0. 0. 0. 0. 0. 0. 0. 0. 0. 0. 0. 0. 0. 0. 0. 0. 0. 0. 0. 0. 0. 0. 0. 0. 0. 0. 0. 0. ] [0. 0. 0. 0. 0. 0. 0. 0. 0. 0. 0. 0. 0. 0. 0. 0. 0. 0. 0. 0. 0. 0. 0. 0. 0. 0. 0. 0. 0. 0. ]] | 2D array of the non-dimensional start point defined along the outer profile of a layer. The TE suction side is 0, the TE pressure side is 1. The first dimension represents each layer, the second dimension represents each entry along blade span.
rotorse.rs.bjs.layer_end_nd | intermediate |  | [[1. 1. 1. 1. 1. 1. 1. 1. 1. 1. 1. 1. 1. 1. 1. 1. 1. 1. 1. 1. 1. 1. 1. 1. 1. 1. 1. 1. 1. 1. ] [1. 1. 1. 1. 1. 1. 1. 1. 1. 1. 1. 1. 1. 1. 1. 1. 1. 1. 1. 1. 1. 1. 1. 1. 1. 1. 1. 1. 1. 1. ] [0.22272986 0.22866794 0.23336552 0.30519775 0.31545386 0.32544802 0.33085575 0.33465856 0.33693023 0.33733731 0.33709694 0.33988989 0.34299578 0.35339757 0.35941354 0.36772761 0.37587724 0.38290041 0.38967533 0.39578041 0.40279653 0.40628122 0.41109454 0.41700506 0.41919031 0.42186213 0.42542975 0.43087324 0.43321427 0.41037074] [0.72273926 0.72921198 0.74096147 0.68886315 0.69956343 0.70665045 0.71260689 0.71837984 0.72303829 0.72684182 0.72984701 0.72991361 0.72942107 0.72309195 0.72144602 0.71902547 0.71738444 0.71755629 0.71907849 0.72270786 0.73102948 0.73732343 0.74876904 0.76133267 0.77353861 0.78951013 0.81219362 0.84654949 0.89459762 0.91659409] [0.19443411 0.20023461 0.2034648 0.20985913 0.21680988 0.22473252 0.23047318 0.23511254 0.23881547 0.24131677 0.24339399 0.24777115 0.25245366 0.2626957 0.26823324 0.27460993 0.28054095 0.28515759 0.28912313 0.31451625 0.4402622 0.32072568 0.29282122 0.29160038 0.29036809 0.28828892 0.28470286 0.27880225 0.26841981 0.24523263] [0.69444351 0.70077865 0.71106075 0.7210051 0.73181307 0.73805793 0.74192309 0.74555238 0.74756319 0.74829535 0.74813068 0.74511023 0.74148716 0.73206081 0.72721102 0.72134089 0.71582778 0.71163356 0.70815871 0.72863534 0.90517074 0.73276369 0.70736157 0.70936109 0.71126115 0.71382702 0.71773382 0.72373774 0.73399726 0.75672069] [0.51094271 0.51093158 0.51109232 0.51151394 0.51274861 0.51314609 0.51310658 0.51395159 0.51467968 0.51507905 0.51562235 0.51627311 0.5168142 0.51755755 0.51822809 0.51906037 0.51995391 0.52094453 0.52211804 0.52353357 0.52582167 0.52730935 0.52982516 0.53308866 0.53739617 0.54310325 0.54601304 0.54471542 0.54334969 0.54177825] [0.04074588 0.04104707 0.0434308 0.04611344 0.04943663 0.05219928 0.0544146 0.05602713 0.05743132 0.05810475 0.05834802 0.05906711 0.05987781 0.06224915 0.0651135 0.06952397 0.07480996 0.07512292 0.07497596 0.07492002 0.07503121 0.07514177 0.07529579 0.07521149 0.06994391 0.06972475 0.06954861 0.06934638 0.06918735 0.06887597] [1. 1. 1. 1. 1. 1. 1. 1. 1. 1. 1. 1. 1. 1. 1. 1. 1. 1. 1. 1. 1. 1. 1. 1. 1. 1. 1. 1. 1. 1. ] [0.16613836 0.17180127 0.17356408 0.24199078 0.24806134 0.25465133 0.25823639 0.26060371 0.26185047 0.26161229 0.26081255 0.26231674 0.26402735 0.27126114 0.27366032 0.27663823 0.27874511 0.27904085 0.27805205 0.27506336 0.26774732 0.26203787 0.25142157 0.23806322 0.22713446 0.21215315 0.19013613 0.15591778 0.10362535 0.08009451] [0.48905595 0.48893839 0.48796411 0.48706864 0.48668455 0.48576547 0.48502104 0.48531088 0.48564258 0.4857924 0.48611936 0.48627169 0.48627317 0.48579129 0.48506303 0.48383156 0.48238805 0.48077685 0.47894774 0.47684624 0.47359139 0.47152324 0.46807164 0.4638829 0.45854522 0.4511866 0.44595877 0.44467843 0.44324233 0.44179699] [0.66614777 0.67234531 0.68116003 0.62565618 0.63217091 0.63585376 0.63998753 0.64432499 0.64795853 0.6511168 0.65356262 0.65234045 0.65045265 0.64095552 0.6356928 0.62793609 0.6202523 0.61369673 0.60745521 0.6019908 0.59598027 0.59308008 0.58909607 0.58563415 0.58359802 0.58098947 0.57747154 0.57208904 0.57339689 0.59684729] [0.95925412 0.95895293 0.9565692 0.95388656 0.95056337 0.94780072 0.9455854 0.94397287 0.94256868 0.94189525 0.94165198 0.94093289 0.94012219 0.93775085 0.9348865 0.93047603 0.92519004 0.92487708 0.92502404 0.92507998 0.92496879 0.92485823 0.92470421 0.92478851 0.93005609 0.93027525 0.93045139 0.93065362 0.93081265 0.93112403] [1. 1. 1. 1. 1. 1. 1. 1. 1. 1. 1. 1. 1. 1. 1. 0.95 0.95 0.95 0.95 0.95 0.95 0.95 0.95 0.95 0.95 0.95 0.95 0.95 0.95 0.95 ] [0. 0. 0. 0. 0. 0. 0. 0. 0. 0. 0. 0. 0. 0. 0. 0. 0. 0. 0. 0. 0. 0. 0. 0. 0. 0. 0. 0. 0. 0. ] [0. 0. 0. 0. 0. 0. 0. 0. 0. 0. 0. 0. 0. 0. 0. 0. 0. 0. 0. 0. 0. 0. 0. 0. 0. 0. 0. 0. 0. 0. ] [0. 0. 0. 0. 0. 0. 0. 0. 0. 0. 0. 0. 0. 0. 0. 0. 0. 0. 0. 0. 0. 0. 0. 0. 0. 0. 0. 0. 0. 0. ] [0. 0. 0. 0. 0. 0. 0. 0. 0. 0. 0. 0. 0. 0. 0. 0. 0. 0. 0. 0. 0. 0. 0. 0. 0. 0. 0. 0. 0. 0. ] [0. 0. 0. 0. 0. 0. 0. 0. 0. 0. 0. 0. 0. 0. 0. 0. 0. 0. 0. 0. 0. 0. 0. 0. 0. 0. 0. 0. 0. 0. ] [0. 0. 0. 0. 0. 0. 0. 0. 0. 0. 0. 0. 0. 0. 0. 0. 0. 0. 0. 0. 0. 0. 0. 0. 0. 0. 0. 0. 0. 0. ]] | 2D array of the non-dimensional end point defined along the outer profile of a layer. The TE suction side is 0, the TE pressure side is 1. The first dimension represents each layer, the second dimension represents each entry along blade span.
rotorse.rs.bjs.blade_length | intermediate | m | [ 3. 6.44814717 9.89629433 13.3444415 16.79258866 20.24073583 23.68888299 27.13703016 30.58517733 34.03332449 37.48147166 40.92961882 44.37776599 47.82591316 51.27406032 54.72220749 58.17035465 61.61850182 65.06664898 68.51479615 72.99738747 75.41109048 78.85923765 82.30738481 85.75553198 89.20367915 92.65182631 96.09997348 99.54812064 102.99626781] | 1D array of cumulative blade length at each station. n_span long
rotorse.rs.bjs.coord_xy_interp | intermediate |  | [[[ 1.00000000e+00 -5.22802288e-16] [ 9.99429684e-01 -2.22597407e-02] [ 9.98063018e-01 -4.44580349e-02] ... [ 9.98120489e-01 4.38394581e-02] [ 9.99443038e-01 2.19496514e-02] [ 1.00000000e+00 -5.26271735e-16]] [[ 1.00000000e+00 -4.63811846e-04] [ 9.98467173e-01 -2.21760738e-02] [ 9.96201019e-01 -4.43513952e-02] ... [ 9.96776877e-01 4.39179785e-02] [ 9.98774657e-01 2.22119245e-02] [ 1.00000000e+00 3.03878429e-04]] [[ 1.00000000e+00 -3.84926541e-03] [ 9.90631439e-01 -2.12435866e-02] [ 9.80995553e-01 -4.24457781e-02] ... [ 9.85613808e-01 4.43560536e-02] [ 9.93218520e-01 2.41263074e-02] [ 1.00000000e+00 2.83048459e-03]] ... [[ 1.00000000e+00 2.99243424e-04] [ 9.76715850e-01 2.78508494e-03] [ 9.52832571e-01 4.62553820e-03] ... [ 9.52575171e-01 9.64309571e-03] [ 9.76267770e-01 4.94496385e-03] [ 1.00000000e+00 2.99243424e-04]] [[ 1.00000000e+00 7.60311480e-05] [ 9.76692547e-01 2.94939444e-03] [ 9.52952126e-01 4.97097005e-03] ... [ 9.52775619e-01 1.06814382e-02] [ 9.76380589e-01 5.38373218e-03] [ 1.00000000e+00 7.60311480e-05]] [[ 1.00000000e+00 1.76276899e-06] [ 9.76685164e-01 3.14692752e-03] [ 9.53182640e-01 5.22846152e-03] ... [ 9.52998460e-01 1.22336784e-02] [ 9.76506117e-01 6.17134718e-03] [ 1.00000000e+00 1.76276899e-06]]] | 3D array of the non-dimensional x and y airfoil coordinates of the airfoils interpolated along span for n_span stations.
rotorse.rs.bjs.rthick | intermediate |  | [1. 0.9904762 0.90583552 0.76920637 0.62433185 0.51495506 0.45652477 0.40898037 0.37373472 0.35299758 0.33854388 0.32716954 0.31781339 0.30941425 0.30091105 0.29250549 0.28490061 0.27785301 0.27111927 0.26445597 0.25549867 0.250367 0.2424545 0.23345852 0.22353126 0.21373557 0.20477992 0.19617537 0.18790426 0.18 ] | 1D array of the relative thicknesses of the blade defined along span. n_span long
rotorse.rs.bjs.layer_offset_y_pa | intermediate | m | [[ 0. 0. 0. 0. 0. 0. 0. 0. 0. 0. 0. 0. 0. 0. 0. 0. 0. 0. 0. 0. 0. 0. 0. 0. 0. 0. 0. 0. 0. 0. ] [ 0. 0. 0. 0. 0. 0. 0. 0. 0. 0. 0. 0. 0. 0. 0. 0. 0. 0. 0. 0. 0. 0. 0. 0. 0. 0. 0. 0. 0. 0. ] [ 0. 0. 0. -0.8 -0.768 -0.736 -0.704 -0.672 -0.64 -0.608 -0.576 -0.544 -0.512 -0.48 -0.448 -0.416 -0.384 -0.352 -0.32 -0.288 -0.2464 -0.224 -0.192 -0.16 -0.128 -0.096 -0.064 -0.032 0. 0. ] [ 0. 0. 0. -0.8 -0.768 -0.736 -0.704 -0.672 -0.64 -0.608 -0.576 -0.544 -0.512 -0.48 -0.448 -0.416 -0.384 -0.352 -0.32 -0.288 -0.2464 -0.224 -0.192 -0.16 -0.128 -0.096 -0.064 -0.032 0. 0. ] [ 0. 0. 0. 0. 0. 0. 0. 0. 0. 0. 0. 0. 0. 0. 0. 0. 0. 0. 0. 0. 0.15600294 0. 0. 0. 0. 0. 0. 0. 0. 0. ] [ 0. 0. 0. 0. 0. 0. 0. 0. 0. 0. 0. 0. 0. 0. 0. 0. 0. 0. 0. 0. 0.15600294 0. 0. 0. 0. 0. 0. 0. 0. 0. ] [ 0. 0. 0. 0. 0. 0. 0. 0. 0. 0. 0. 0. 0. 0. 0. 0. 0. 0. 0. 0. 0. 0. 0. 0. 0. 0. 0. 0. 0. 0. ] [ 0. 0. 0. 0. 0. 0. 0. 0. 0. 0. 0. 0. 0. 0. 0. 0. 0. 0. 0. 0. 0. 0. 0. 0. 0. 0. 0. 0. 0. 0. ] [ 0. 0. 0. 0. 0. 0. 0. 0. 0. 0. 0. 0. 0. 0. 0. 0. 0. 0. 0. 0. 0. 0. 0. 0. 0. 0. 0. 0. 0. 0. ] [ 0. 0. 0. 0. 0. 0. 0. 0. 0. 0. 0. 0. 0. 0. 0. 0. 0. 0. 0. 0. 0. 0. 0. 0. 0. 0. 0. 0. 0. 0. ] [ 0. 0. 0. 0. 0. 0. 0. 0. 0. 0. 0. 0. 0. 0. 0. 0. 0. 0. 0. 0. 0. 0. 0. 0. 0. 0. 0. 0. 0. 0. ] [ 0. 0. 0. 0. 0. 0. 0. 0. 0. 0. 0. 0. 0. 0. 0. 0. 0. 0. 0. 0. 0. 0. 0. 0. 0. 0. 0. 0. 0. 0. ] [ 0. 0. 0. 0. 0. 0. 0. 0. 0. 0. 0. 0. 0. 0. 0. 0. 0. 0. 0. 0. 0. 0. 0. 0. 0. 0. 0. 0. 0. 0. ] [ 0. 0. 0. 0. 0. 0. 0. 0. 0. 0. 0. 0. 0. 0. 0. 0. 0. 0. 0. 0. 0. 0. 0. 0. 0. 0. 0. 0. 0. 0. ] [ 0. 0. 0. 0. 0. 0. 0. 0. 0. 0. 0. 0. 0. 0. 0. 0. 0. 0. 0. 0. 0. 0. 0. 0. 0. 0. 0. 0. 0. 0. ] [ 0. 0. 0. 0. 0. 0. 0. 0. 0. 0. 0. 0. 0. 0. 0. 0. 0. 0. 0. 0. 0. 0. 0. 0. 0. 0. 0. 0. 0. 0. ] [ 0. 0. 0. 0. 0. 0. 0. 0. 0. 0. 0. 0. 0. 0. 0. 0. 0. 0. 0. 0. 0. 0. 0. 0. 0. 0. 0. 0. 0. 0. ] [ 0. 0. 0. 0. 0. 0. 0. 0. 0. 0. 0. 0. 0. 0. 0. 0. 0. 0. 0. 0. 0. 0. 0. 0. 0. 0. 0. 0. 0. 0. ] [ 0. 0. 0. 0. 0. 0. 0. 0. 0. 0. 0. 0. 0. 0. 0. 0. 0. 0. 0. 0. 0. 0. 0. 0. 0. 0. 0. 0. 0. 0. ] [ 0. 0. 0. 0. 0. 0. 0. 0. 0. 0. 0. 0. 0. 0. 0. 0. 0. 0. 0. 0. 0. 0. 0. 0. 0. 0. 0. 0. 0. 0. ]] | 2D array of the offset along the y axis to set the position of a layer. Positive values move the layer towards the trailing edge, negative values towards the leading edge. The first dimension represents each layer, the second dimension represents each entry along blade span.
rotorse.rs.bjs.coord_xy_dim | intermediate | m | [[[ 2.25000000e+00 -2.35261029e-15] [ 2.24743358e+00 -1.00168833e-01] [ 2.24128358e+00 -2.00061157e-01] ... [ 2.24154220e+00 1.97277562e-01] [ 2.24749367e+00 9.87734313e-02] [ 2.25000000e+00 -2.36822281e-15]] [[ 2.26653457e+00 -2.09482223e-03] [ 2.25961150e+00 -1.00159004e-01] [ 2.24937634e+00 -2.00314609e-01] ... [ 2.25197722e+00 1.98357067e-01] [ 2.26100026e+00 1.00320925e-01] [ 2.26653457e+00 1.37247743e-03]] [[ 2.34255457e+00 -1.76779614e-02] [ 2.29952894e+00 -9.75623303e-02] [ 2.25527561e+00 -1.94934552e-01] ... [ 2.27648519e+00 2.03707596e-01] [ 2.31141025e+00 1.10801383e-01] [ 2.34255457e+00 1.29991549e-02]] ... [[ 6.08030135e-01 3.20341427e-04] [ 5.83104348e-01 2.98144592e-03] [ 5.57537191e-01 4.95165937e-03] ... [ 5.57261644e-01 1.03229772e-02] [ 5.82624676e-01 5.29360597e-03] [ 6.08030135e-01 3.20341427e-04]] [[ 4.30939302e-01 5.99225592e-05] [ 4.12569959e-01 2.32451130e-03] [ 3.93859380e-01 3.91777916e-03] ... [ 3.93720270e-01 8.41838022e-03] [ 4.12324095e-01 4.24309009e-03] [ 4.30939302e-01 5.99225592e-05]] [[ 2.50000000e-01 8.81384494e-07] [ 2.38342582e-01 1.57346376e-03] [ 2.26591320e-01 2.61423076e-03] ... [ 2.26499230e-01 6.11683918e-03] [ 2.38253059e-01 3.08567359e-03] [ 2.50000000e-01 8.81384494e-07]]] | 3D array of the dimensional x and y airfoil coordinates of the airfoils interpolated along span for n_span stations. The origin is placed at the pitch axis.
rotorse.rs.bjs.twist | intermediate | rad | [ 0.3491 0.3114934 0.2750893 0.24036879 0.20781296 0.17790291 0.15111974 0.12794454 0.10885841 0.09434244 0.08467866 0.0775111 0.07174552 0.06702161 0.06297906 0.05925757 0.05549683 0.05133651 0.04641632 0.04037594 0.0304289 0.02415488 0.01416615 0.00305797 -0.00907256 -0.0221283 -0.03601213 -0.05062693 -0.06587558 -0.08166095] | 1D array of the twist values defined along blade span. The twist is defined positive for negative rotations around the z axis (the same as in BeamDyn).
rotorse.rs.bjs.pitch_axis | intermediate |  | [0.5 0.49816955 0.48992341 0.47666778 0.47368421 0.47368421 0.47368421 0.47368421 0.47368421 0.47368421 0.47368421 0.46808511 0.4612069 0.44196429 0.43251806 0.42095775 0.41010371 0.40195138 0.39522149 0.39116278 0.39008436 0.39134099 0.39523274 0.40007425 0.40504215 0.41113787 0.41946139 0.43201533 0.45321411 0.5 ] | 1D array of the chordwise position of the pitch axis (0-LE, 1-TE), defined along blade span.
rotorse.rs.bjs.M1 | intermediate | N*m | [-3.61919048e+07 -3.40418711e+07 -2.02961961e+07 -3.32970287e+07 -3.76881374e+07 -3.62773396e+07 -3.37550212e+07 -3.10031459e+07 -2.82404337e+07 -2.55372366e+07 -2.29318683e+07 -2.04353569e+07 -1.80523625e+07 -1.57913762e+07 -1.36634221e+07 -1.16824378e+07 -9.85651021e+06 -8.19079912e+06 -6.68945978e+06 -5.35412809e+06 -3.87693331e+06 -3.17953454e+06 -2.31268996e+06 -1.60036804e+06 -1.03617747e+06 -6.11000038e+05 -3.11810292e+05 -1.22774388e+05 -2.57529875e+04 4.80870546e+00] | distribution along blade span of ultimate bending moment w.r.t principal axis 1. [(n_mat) 1D array of float]
rotorse.rs.bjs.M2 | intermediate | N*m | [ 3.66669847e+07 3.45430917e+07 4.07175118e+07 2.64392824e+07 1.20587245e+07 5.30463605e+06 1.83055330e+06 -2.55478865e+04 -1.23798432e+06 -1.88900782e+06 -2.13248601e+06 -2.15435393e+06 -2.06938026e+06 -1.92704848e+06 -1.75373676e+06 -1.55670264e+06 -1.35788247e+06 -1.17211796e+06 -9.99476342e+05 -8.41892516e+05 -6.42611772e+05 -5.66136682e+05 -4.43721089e+05 -3.31982665e+05 -2.32135114e+05 -1.46591684e+05 -7.94841321e+04 -3.31275668e+04 -7.54683477e+03 1.33320976e-01] | distribution along blade span of ultimate bending moment w.r.t principal axis 2. [(n_mat) 1D array of float]
rotorse.rs.bjs.F2 | intermediate | N | [ 6.25224217e+05 6.23394295e+05 4.01726107e+05 6.87254101e+05 8.21124289e+05 8.40613293e+05 8.35347089e+05 8.22214197e+05 8.04881635e+05 7.84410833e+05 7.61179513e+05 7.34934534e+05 7.05071785e+05 6.71061307e+05 6.32412243e+05 5.89639605e+05 5.43979362e+05 4.96224806e+05 4.47200236e+05 3.97540884e+05 3.26466547e+05 2.91083764e+05 2.44571048e+05 1.97828885e+05 1.53442936e+05 1.12457439e+05 7.57072056e+04 4.39341471e+04 1.79787583e+04 -8.36960053e+02] | distribution along blade span of ultimate force w.r.t principal axis 2. [(n_mat) 1D array of float]
rotorse.rs.brs.rootD | intermediate | m | [4.5] | Blade root outer diameter / Chord at blade span station 0
rotorse.rs.brs.layer_thickness | intermediate | m | [[ 1.00000000e-03 1.00000000e-03 1.00000000e-03 1.00000000e-03 1.00000000e-03 1.00000000e-03 1.00000000e-03 1.00000000e-03 1.00000000e-03 1.00000000e-03 1.00000000e-03 1.00000000e-03 1.00000000e-03 1.00000000e-03 1.00000000e-03 1.00000000e-03 1.00000000e-03 1.00000000e-03 1.00000000e-03 1.00000000e-03 1.00000000e-03 1.00000000e-03 1.00000000e-03 1.00000000e-03 1.00000000e-03 1.00000000e-03 1.00000000e-03 1.00000000e-03 1.00000000e-03 1.00000000e-03] [ 4.10000000e-02 3.30000000e-02 2.60000000e-02 2.00000000e-02 1.50000000e-02 1.10000000e-02 8.28454072e-03 6.51243402e-03 5.36207752e-03 4.70247504e-03 4.40263040e-03 4.33154742e-03 4.35822991e-03 4.35168169e-03 4.30702965e-03 4.21940069e-03 4.08392168e-03 3.89571952e-03 3.64992111e-03 3.34165333e-03 2.86491152e-03 2.57935592e-03 2.14614940e-03 1.69211977e-03 1.22767857e-03 1.00000000e-03 1.00000000e-03 1.00000000e-03 1.00000000e-03 1.00000000e-03] [ 0.00000000e+00 1.03638639e-02 1.80212345e-02 2.53616596e-02 3.20681938e-02 3.78238917e-02 4.23118077e-02 4.52149966e-02 4.62165127e-02 4.56952678e-02 4.40301733e-02 4.16001409e-02 3.87840821e-02 3.59609085e-02 3.35095318e-02 3.13580743e-02 2.94346583e-02 2.76674064e-02 2.59844408e-02 2.43138839e-02 2.20549123e-02 2.08042751e-02 1.89850461e-02 1.71360827e-02 1.52672963e-02 1.33885984e-02 1.15099005e-02 9.63120264e-03 7.75250477e-03 5.87380689e-03] [ 0.00000000e+00 1.24780597e-02 1.76115740e-02 2.27450883e-02 2.76641755e-02 3.21544085e-02 3.60013601e-02 3.89906033e-02 4.09077110e-02 4.15382560e-02 4.11017265e-02 3.98176106e-02 3.79053964e-02 3.55845720e-02 3.30746256e-02 3.05950453e-02 2.81565527e-02 2.57698696e-02 2.34457177e-02 2.11948185e-02 1.83968865e-02 1.69556653e-02 1.49623503e-02 1.30321660e-02 1.11493299e-02 9.29805909e-03 7.46257101e-03 5.62708293e-03 3.79159485e-03 1.95610677e-03] [ 0.00000000e+00 0.00000000e+00 0.00000000e+00 0.00000000e+00 0.00000000e+00 0.00000000e+00 0.00000000e+00 0.00000000e+00 0.00000000e+00 0.00000000e+00 0.00000000e+00 0.00000000e+00 0.00000000e+00 0.00000000e+00 0.00000000e+00 0.00000000e+00 0.00000000e+00 0.00000000e+00 0.00000000e+00 1.00000000e-03 3.44239839e-02 1.00000000e-03 -8.13151629e-20 0.00000000e+00 0.00000000e+00 0.00000000e+00 0.00000000e+00 0.00000000e+00 0.00000000e+00 0.00000000e+00] [ 0.00000000e+00 0.00000000e+00 0.00000000e+00 0.00000000e+00 0.00000000e+00 0.00000000e+00 0.00000000e+00 0.00000000e+00 0.00000000e+00 0.00000000e+00 0.00000000e+00 0.00000000e+00 0.00000000e+00 0.00000000e+00 0.00000000e+00 0.00000000e+00 0.00000000e+00 0.00000000e+00 0.00000000e+00 1.00000000e-03 3.44239839e-02 1.00000000e-03 -8.13151629e-20 0.00000000e+00 0.00000000e+00 0.00000000e+00 0.00000000e+00 0.00000000e+00 0.00000000e+00 0.00000000e+00] [ 0.00000000e+00 0.00000000e+00 6.65003373e-03 8.14812366e-03 9.64621359e-03 1.11443035e-02 1.26025620e-02 1.39811575e-02 1.52402586e-02 1.63400338e-02 1.72406517e-02 1.79022807e-02 1.83276090e-02 1.85193246e-02 1.84801155e-02 1.82126698e-02 1.77196757e-02 1.70038210e-02 1.61057826e-02 1.50662370e-02 1.35708454e-02 1.27253309e-02 1.15053236e-02 1.03065158e-02 9.12537420e-03 7.95836553e-03 6.80195656e-03 5.65261407e-03 4.50680481e-03 3.36099555e-03] [ 0.00000000e+00 0.00000000e+00 2.33432275e-02 2.51480648e-02 2.69529021e-02 2.87577394e-02 3.05625767e-02 3.23674140e-02 3.39953792e-02 3.52696003e-02 3.60132052e-02 3.60493218e-02 3.52010780e-02 3.32916017e-02 3.05938669e-02 2.73808473e-02 2.39255169e-02 2.05008494e-02 1.73798187e-02 1.48353987e-02 1.22323494e-02 1.10919834e-02 9.70078471e-03 8.50178952e-03 7.39889612e-03 6.29600271e-03 5.19310930e-03 4.09021589e-03 2.98732248e-03 -6.50521303e-19] [ 0.00000000e+00 0.00000000e+00 2.33432275e-02 2.51480648e-02 2.69529021e-02 2.87577394e-02 3.05625767e-02 3.23674140e-02 3.39953792e-02 3.52696003e-02 3.60132052e-02 3.60493218e-02 3.52010780e-02 3.32916017e-02 3.05938669e-02 2.73808473e-02 2.39255169e-02 2.05008494e-02 1.73798187e-02 1.48353987e-02 1.22323494e-02 1.10919834e-02 9.70078471e-03 8.50178952e-03 7.39889612e-03 6.29600271e-03 5.19310930e-03 4.09021589e-03 2.98732248e-03 -6.50521303e-19] [ 0.00000000e+00 0.00000000e+00 1.86402175e-02 2.29043857e-02 2.71685539e-02 3.12820798e-02 3.50943212e-02 3.84546359e-02 4.12123815e-02 4.32169158e-02 4.43175966e-02 4.46317757e-02 4.42768050e-02 4.33700364e-02 4.20288217e-02 4.03705128e-02 3.85124616e-02 3.64638788e-02 3.42339751e-02 3.18319613e-02 2.84675254e-02 2.65484460e-02 2.36853660e-02 2.07018877e-02 1.76220907e-02 1.44700547e-02 1.12698594e-02 8.04558436e-03 4.82130936e-03 1.59703436e-03] [ 0.00000000e+00 0.00000000e+00 1.06783227e-02 1.30277497e-02 1.53771767e-02 1.77266036e-02 2.00760306e-02 2.23436643e-02 2.44477114e-02 2.63063787e-02 2.78378729e-02 2.89604006e-02 2.95921686e-02 2.97916789e-02 2.96174332e-02 2.91279335e-02 2.83816816e-02 2.74371794e-02 2.63529289e-02 2.51106409e-02 2.32295708e-02 2.20787956e-02 2.02526601e-02 1.81953304e-02 1.58885175e-02 1.33738018e-02 1.06927639e-02 7.88698432e-03 4.99804368e-03 2.06752250e-03] [ 0.00000000e+00 0.00000000e+00 1.17141324e-02 1.47649473e-02 1.78157623e-02 2.08665773e-02 2.39173922e-02 2.69682072e-02 3.00190222e-02 3.29529872e-02 3.56532524e-02 3.80029677e-02 3.98852833e-02 4.11833493e-02 4.17803156e-02 4.17273646e-02 4.10756783e-02 3.98764390e-02 3.81808288e-02 3.60400301e-02 3.26797937e-02 3.06420809e-02 2.75162660e-02 2.41934479e-02 2.07392943e-02 1.72194730e-02 1.36996517e-02 1.01798304e-02 6.66000904e-03 3.14018771e-03] [ 0.00000000e+00 0.00000000e+00 3.59873815e-02 4.39773438e-02 5.19673061e-02 5.96302097e-02 6.66389959e-02 7.26666060e-02 7.73859813e-02 8.04700630e-02 8.15917924e-02 8.09966867e-02 7.89302631e-02 7.56380387e-02 7.13655306e-02 6.63582560e-02 6.08617321e-02 5.50357312e-02 4.90400260e-02 4.30343888e-02 3.54771595e-02 3.16324086e-02 2.65556105e-02 2.18699671e-02 1.74972473e-02 1.33592202e-02 9.37765500e-03 5.47432071e-03 1.57098642e-03 1.00000000e-03] [ 4.10000000e-02 3.30000000e-02 2.60000000e-02 2.00000000e-02 1.53156219e-02 1.26140524e-02 1.00892854e-02 7.82972209e-03 5.92376367e-03 4.45981139e-03 3.52626648e-03 3.01625067e-03 2.82288569e-03 2.83929329e-03 2.95859519e-03 3.07391313e-03 3.07836885e-03 2.99303427e-03 2.83898133e-03 2.63728196e-03 2.33877707e-03 2.17523163e-03 1.95702453e-03 1.75179189e-03 1.55693882e-03 1.36987043e-03 1.18799183e-03 1.00870812e-03 1.00000000e-03 1.00000000e-03] [ 0.00000000e+00 0.00000000e+00 0.00000000e+00 2.16422907e-03 2.21016153e-03 2.25609398e-03 2.30202643e-03 2.34795888e-03 2.38578561e-03 2.40740088e-03 2.40469897e-03 2.36957416e-03 2.29392070e-03 2.16963289e-03 2.01292217e-03 1.84000000e-03 1.66707783e-03 1.51036711e-03 1.38607930e-03 1.31042584e-03 1.27397979e-03 1.27259912e-03 1.29421439e-03 1.33204112e-03 1.37797357e-03 1.42390602e-03 1.46983847e-03 1.51577093e-03 1.56170338e-03 1.08420217e-19] [ 0.00000000e+00 0.00000000e+00 0.00000000e+00 3.74890612e-02 3.61172335e-02 3.47454058e-02 3.33630956e-02 3.19598202e-02 3.05250972e-02 2.90484440e-02 2.75193780e-02 2.59274168e-02 2.43374498e-02 2.28143666e-02 2.14230569e-02 2.02284101e-02 1.92953159e-02 1.86886639e-02 1.83467902e-02 1.82080313e-02 2.00000000e-02 2.00000000e-02 2.00000000e-02 2.00000000e-02 2.00000000e-02 2.00000000e-02 2.00000000e-02 2.00000000e-02 2.00000000e-02 6.93889390e-18] [ 0.00000000e+00 0.00000000e+00 0.00000000e+00 2.07236417e-03 2.11829662e-03 2.16422907e-03 2.21016153e-03 2.25609398e-03 2.30202643e-03 2.34795888e-03 2.38578561e-03 2.40740088e-03 2.40469897e-03 2.36957416e-03 2.29392070e-03 2.16963289e-03 2.01292217e-03 1.84000000e-03 1.66707783e-03 1.51036711e-03 1.35893442e-03 1.31042584e-03 1.27530103e-03 1.27259912e-03 1.29421439e-03 1.33204112e-03 1.37797357e-03 1.42390602e-03 1.46983847e-03 1.08420217e-19] [ 0.00000000e+00 0.00000000e+00 0.00000000e+00 2.51759997e-03 2.44512991e-03 2.37265986e-03 2.30018980e-03 2.22771975e-03 2.15449048e-03 2.07974278e-03 2.00271744e-03 1.92265525e-03 1.83879698e-03 1.75038343e-03 1.66146746e-03 1.57610193e-03 1.49833970e-03 1.43223365e-03 1.38183663e-03 1.35120150e-03 1.33654766e-03 1.33604234e-03 1.34493101e-03 1.36040697e-03 1.37917659e-03 1.39794620e-03 1.41671582e-03 1.43548543e-03 1.45425505e-03 2.16840434e-19] [ 0.00000000e+00 0.00000000e+00 0.00000000e+00 3.77066146e-02 3.63461220e-02 3.49856293e-02 3.36139152e-02 3.22197581e-02 3.07919366e-02 2.93192293e-02 2.77904146e-02 2.61942712e-02 2.45955568e-02 2.30590296e-02 2.16494473e-02 2.04315680e-02 2.00000000e-02 2.00000000e-02 2.00000000e-02 2.00000000e-02 2.00000000e-02 2.00000000e-02 2.00000000e-02 2.00000000e-02 2.00000000e-02 2.00000000e-02 2.00000000e-02 2.00000000e-02 2.00000000e-02 6.93889390e-18] [ 0.00000000e+00 0.00000000e+00 0.00000000e+00 2.66254008e-03 2.59007002e-03 2.51759997e-03 2.44512991e-03 2.37265986e-03 2.30018980e-03 2.22771975e-03 2.15449048e-03 2.07974278e-03 2.00271744e-03 1.92265525e-03 1.83879698e-03 1.75038343e-03 1.66146746e-03 1.57610193e-03 1.49833970e-03 1.43223365e-03 1.37083839e-03 1.35120150e-03 1.33703462e-03 1.33604234e-03 1.34493101e-03 1.36040697e-03 1.37917659e-03 1.39794620e-03 1.41671582e-03 6.50521303e-19]] | 2D array of the thickness of the layers of the blade structure. The first dimension represents each layer, the second dimension represents each entry along blade span.
rotorse.rs.brs.layer_start_nd | intermediate |  | [[0. 0. 0. 0. 0. 0. 0. 0. 0. 0. 0. 0. 0. 0. 0. 0. 0. 0. 0. 0. 0. 0. 0. 0. 0. 0. 0. 0. 0. 0. ] [0. 0. 0. 0. 0. 0. 0. 0. 0. 0. 0. 0. 0. 0. 0. 0. 0. 0. 0. 0. 0. 0. 0. 0. 0. 0. 0. 0. 0. 0. ] [0.16613836 0.17180127 0.17356408 0.24199078 0.24806134 0.25465133 0.25823639 0.26060371 0.26185047 0.26161229 0.26081255 0.26231674 0.26402735 0.27126114 0.27366032 0.27663823 0.27874511 0.27904085 0.27805205 0.27506336 0.26774732 0.26203787 0.25142157 0.23806322 0.22713446 0.21215315 0.19013613 0.15591778 0.10362535 0.08009451] [0.66614777 0.67234531 0.68116003 0.62565618 0.63217091 0.63585376 0.63998753 0.64432499 0.64795853 0.6511168 0.65356262 0.65234045 0.65045265 0.64095552 0.6356928 0.62793609 0.6202523 0.61369673 0.60745521 0.6019908 0.59598027 0.59308008 0.58909607 0.58563415 0.58359802 0.58098947 0.57747154 0.57208904 0.57339689 0.59684729] [0.19443411 0.20023461 0.2034648 0.20985913 0.21680988 0.22473252 0.23047318 0.23511254 0.23881547 0.24131677 0.24339399 0.24777115 0.25245366 0.2626957 0.26823324 0.27460993 0.28054095 0.28515759 0.28912313 0.26924735 0.15010405 0.26663442 0.29282122 0.29160038 0.29036809 0.28828892 0.28470286 0.27880225 0.26841981 0.24523263] [0.69444351 0.70077865 0.71106075 0.7210051 0.73181307 0.73805793 0.74192309 0.74555238 0.74756319 0.74829535 0.74813068 0.74511023 0.74148716 0.73206081 0.72721102 0.72134089 0.71582778 0.71163356 0.70815871 0.68336645 0.56175767 0.67867243 0.70736157 0.70936109 0.71126115 0.71382702 0.71773382 0.72373774 0.73399726 0.75672069] [0.48905595 0.48893839 0.48796411 0.48706864 0.48668455 0.48576547 0.48502104 0.48531088 0.48564258 0.4857924 0.48611936 0.48627169 0.48627317 0.48579129 0.48506303 0.48383156 0.48238805 0.48077685 0.47894774 0.47684624 0.47359139 0.47152324 0.46807164 0.4638829 0.45854522 0.4511866 0.44595877 0.44467843 0.44324233 0.44179699] [0. 0. 0. 0. 0. 0. 0. 0. 0. 0. 0. 0. 0. 0. 0. 0. 0. 0. 0. 0. 0. 0. 0. 0. 0. 0. 0. 0. 0. 0. ] [0.95925412 0.95895293 0.9565692 0.95388656 0.95056337 0.94780072 0.9455854 0.94397287 0.94256868 0.94189525 0.94165198 0.94093289 0.94012219 0.93775085 0.9348865 0.93047603 0.92519004 0.92487708 0.92502404 0.92507998 0.92496879 0.92485823 0.92470421 0.92478851 0.93005609 0.93027525 0.93045139 0.93065362 0.93081265 0.93112403] [0.04074588 0.04104707 0.0434308 0.04611344 0.04943663 0.05219928 0.0544146 0.05602713 0.05743132 0.05810475 0.05834802 0.05906711 0.05987781 0.06224915 0.0651135 0.06952397 0.07480996 0.07512292 0.07497596 0.07492002 0.07503121 0.07514177 0.07529579 0.07521149 0.06994391 0.06972475 0.06954861 0.06934638 0.06918735 0.06887597] [0.22272986 0.22866794 0.23336552 0.30519775 0.31545386 0.32544802 0.33085575 0.33465856 0.33693023 0.33733731 0.33709694 0.33988989 0.34299578 0.35339757 0.35941354 0.36772761 0.37587724 0.38290041 0.38967533 0.39578041 0.40279653 0.40628122 0.41109454 0.41700506 0.41919031 0.42186213 0.42542975 0.43087324 0.43321427 0.41037074] [0.51094271 0.51093158 0.51109232 0.51151394 0.51274861 0.51314609 0.51310658 0.51395159 0.51467968 0.51507905 0.51562235 0.51627311 0.5168142 0.51755755 0.51822809 0.51906037 0.51995391 0.52094453 0.52211804 0.52353357 0.52582167 0.52730935 0.52982516 0.53308866 0.53739617 0.54310325 0.54601304 0.54471542 0.54334969 0.54177825] [0.72273926 0.72921198 0.74096147 0.68886315 0.69956343 0.70665045 0.71260689 0.71837984 0.72303829 0.72684182 0.72984701 0.72991361 0.72942107 0.72309195 0.72144602 0.71902547 0.71738444 0.71755629 0.71907849 0.72270786 0.73102948 0.73732343 0.74876904 0.76133267 0.77353861 0.78951013 0.81219362 0.84654949 0.89459762 0.91659409] [0. 0. 0. 0. 0. 0. 0. 0. 0. 0. 0. 0. 0. 0. 0. 0.05 0.05 0.05 0.05 0.05 0.05 0.05 0.05 0.05 0.05 0.05 0.04 0.05 0.05 0.05 ] [0. 0. 0. 0. 0. 0. 0. 0. 0. 0. 0. 0. 0. 0. 0. 0. 0. 0. 0. 0. 0. 0. 0. 0. 0. 0. 0. 0. 0. 0. ] [0. 0. 0. 0. 0. 0. 0. 0. 0. 0. 0. 0. 0. 0. 0. 0. 0. 0. 0. 0. 0. 0. 0. 0. 0. 0. 0. 0. 0. 0. ] [0. 0. 0. 0. 0. 0. 0. 0. 0. 0. 0. 0. 0. 0. 0. 0. 0. 0. 0. 0. 0. 0. 0. 0. 0. 0. 0. 0. 0. 0. ] [0. 0. 0. 0. 0. 0. 0. 0. 0. 0. 0. 0. 0. 0. 0. 0. 0. 0. 0. 0. 0. 0. 0. 0. 0. 0. 0. 0. 0. 0. ] [0. 0. 0. 0. 0. 0. 0. 0. 0. 0. 0. 0. 0. 0. 0. 0. 0. 0. 0. 0. 0. 0. 0. 0. 0. 0. 0. 0. 0. 0. ] [0. 0. 0. 0. 0. 0. 0. 0. 0. 0. 0. 0. 0. 0. 0. 0. 0. 0. 0. 0. 0. 0. 0. 0. 0. 0. 0. 0. 0. 0. ]] | 2D array of the non-dimensional start point defined along the outer profile of a layer. The TE suction side is 0, the TE pressure side is 1. The first dimension represents each layer, the second dimension represents each entry along blade span.
rotorse.rs.brs.layer_end_nd | intermediate |  | [[1. 1. 1. 1. 1. 1. 1. 1. 1. 1. 1. 1. 1. 1. 1. 1. 1. 1. 1. 1. 1. 1. 1. 1. 1. 1. 1. 1. 1. 1. ] [1. 1. 1. 1. 1. 1. 1. 1. 1. 1. 1. 1. 1. 1. 1. 1. 1. 1. 1. 1. 1. 1. 1. 1. 1. 1. 1. 1. 1. 1. ] [0.22272986 0.22866794 0.23336552 0.30519775 0.31545386 0.32544802 0.33085575 0.33465856 0.33693023 0.33733731 0.33709694 0.33988989 0.34299578 0.35339757 0.35941354 0.36772761 0.37587724 0.38290041 0.38967533 0.39578041 0.40279653 0.40628122 0.41109454 0.41700506 0.41919031 0.42186213 0.42542975 0.43087324 0.43321427 0.41037074] [0.72273926 0.72921198 0.74096147 0.68886315 0.69956343 0.70665045 0.71260689 0.71837984 0.72303829 0.72684182 0.72984701 0.72991361 0.72942107 0.72309195 0.72144602 0.71902547 0.71738444 0.71755629 0.71907849 0.72270786 0.73102948 0.73732343 0.74876904 0.76133267 0.77353861 0.78951013 0.81219362 0.84654949 0.89459762 0.91659409] [0.19443411 0.20023461 0.2034648 0.20985913 0.21680988 0.22473252 0.23047318 0.23511254 0.23881547 0.24131677 0.24339399 0.24777115 0.25245366 0.2626957 0.26823324 0.27460993 0.28054095 0.28515759 0.28912313 0.31451625 0.43708362 0.32072568 0.29282122 0.29160038 0.29036809 0.28828892 0.28470286 0.27880225 0.26841981 0.24523263] [0.69444351 0.70077865 0.71106075 0.7210051 0.73181307 0.73805793 0.74192309 0.74555238 0.74756319 0.74829535 0.74813068 0.74511023 0.74148716 0.73206081 0.72721102 0.72134089 0.71582778 0.71163356 0.70815871 0.72863534 0.84873723 0.73276369 0.70736157 0.70936109 0.71126115 0.71382702 0.71773382 0.72373774 0.73399726 0.75672069] [0.51094271 0.51093158 0.51109232 0.51151394 0.51274861 0.51314609 0.51310658 0.51395159 0.51467968 0.51507905 0.51562235 0.51627311 0.5168142 0.51755755 0.51822809 0.51906037 0.51995391 0.52094453 0.52211804 0.52353357 0.52582167 0.52730935 0.52982516 0.53308866 0.53739617 0.54310325 0.54601304 0.54471542 0.54334969 0.54177825] [0.04074588 0.04104707 0.0434308 0.04611344 0.04943663 0.05219928 0.0544146 0.05602713 0.05743132 0.05810475 0.05834802 0.05906711 0.05987781 0.06224915 0.0651135 0.06952397 0.07480996 0.07512292 0.07497596 0.07492002 0.07503121 0.07514177 0.07529579 0.07521149 0.06994391 0.06972475 0.06954861 0.06934638 0.06918735 0.06887597] [1. 1. 1. 1. 1. 1. 1. 1. 1. 1. 1. 1. 1. 1. 1. 1. 1. 1. 1. 1. 1. 1. 1. 1. 1. 1. 1. 1. 1. 1. ] [0.16613836 0.17180127 0.17356408 0.24199078 0.24806134 0.25465133 0.25823639 0.26060371 0.26185047 0.26161229 0.26081255 0.26231674 0.26402735 0.27126114 0.27366032 0.27663823 0.27874511 0.27904085 0.27805205 0.27506336 0.26774732 0.26203787 0.25142157 0.23806322 0.22713446 0.21215315 0.19013613 0.15591778 0.10362535 0.08009451] [0.48905595 0.48893839 0.48796411 0.48706864 0.48668455 0.48576547 0.48502104 0.48531088 0.48564258 0.4857924 0.48611936 0.48627169 0.48627317 0.48579129 0.48506303 0.48383156 0.48238805 0.48077685 0.47894774 0.47684624 0.47359139 0.47152324 0.46807164 0.4638829 0.45854522 0.4511866 0.44595877 0.44467843 0.44324233 0.44179699] [0.66614777 0.67234531 0.68116003 0.62565618 0.63217091 0.63585376 0.63998753 0.64432499 0.64795853 0.6511168 0.65356262 0.65234045 0.65045265 0.64095552 0.6356928 0.62793609 0.6202523 0.61369673 0.60745521 0.6019908 0.59598027 0.59308008 0.58909607 0.58563415 0.58359802 0.58098947 0.57747154 0.57208904 0.57339689 0.59684729] [0.95925412 0.95895293 0.9565692 0.95388656 0.95056337 0.94780072 0.9455854 0.94397287 0.94256868 0.94189525 0.94165198 0.94093289 0.94012219 0.93775085 0.9348865 0.93047603 0.92519004 0.92487708 0.92502404 0.92507998 0.92496879 0.92485823 0.92470421 0.92478851 0.93005609 0.93027525 0.93045139 0.93065362 0.93081265 0.93112403] [1. 1. 1. 1. 1. 1. 1. 1. 1. 1. 1. 1. 1. 1. 1. 0.95 0.95 0.95 0.95 0.95 0.95 0.95 0.95 0.95 0.95 0.95 0.95 0.95 0.95 0.95 ] [0. 0. 0. 0. 0. 0. 0. 0. 0. 0. 0. 0. 0. 0. 0. 0. 0. 0. 0. 0. 0. 0. 0. 0. 0. 0. 0. 0. 0. 0. ] [0. 0. 0. 0. 0. 0. 0. 0. 0. 0. 0. 0. 0. 0. 0. 0. 0. 0. 0. 0. 0. 0. 0. 0. 0. 0. 0. 0. 0. 0. ] [0. 0. 0. 0. 0. 0. 0. 0. 0. 0. 0. 0. 0. 0. 0. 0. 0. 0. 0. 0. 0. 0. 0. 0. 0. 0. 0. 0. 0. 0. ] [0. 0. 0. 0. 0. 0. 0. 0. 0. 0. 0. 0. 0. 0. 0. 0. 0. 0. 0. 0. 0. 0. 0. 0. 0. 0. 0. 0. 0. 0. ] [0. 0. 0. 0. 0. 0. 0. 0. 0. 0. 0. 0. 0. 0. 0. 0. 0. 0. 0. 0. 0. 0. 0. 0. 0. 0. 0. 0. 0. 0. ] [0. 0. 0. 0. 0. 0. 0. 0. 0. 0. 0. 0. 0. 0. 0. 0. 0. 0. 0. 0. 0. 0. 0. 0. 0. 0. 0. 0. 0. 0. ]] | 2D array of the non-dimensional end point defined along the outer profile of a layer. The TE suction side is 0, the TE pressure side is 1. The first dimension represents each layer, the second dimension represents each entry along blade span.
rotorse.rs.brs.root_M | intermediate | N*m | [ 13380906.74356526 -49752098.52756298 -0. ] | Blade root moment in blade c.s.
rotorse.rs.constr.strainU_spar | intermediate |  | [ 7.82628195e-04 -1.05610013e-03 -1.57604599e-03 -1.80529985e-03 -2.25333189e-03 -2.53674071e-03 -2.62696512e-03 -2.70969889e-03 -2.76789107e-03 -2.75149531e-03 -2.70783928e-03 -2.67325011e-03 -2.62350573e-03 -2.60635663e-03 -2.57688334e-03 -2.56720849e-03 -2.53778539e-03 -2.48386881e-03 -2.41346992e-03 -2.13958679e-03 -1.62650896e-03 -1.94796276e-03 -1.99642506e-03 -1.85463038e-03 -1.76380951e-03 -1.61732261e-03 -1.37671341e-03 -1.01469477e-03 -4.97224540e-04 3.54690738e-07] | strain in spar cap on upper surface at location xu,yu_strain with loads P_strain
rotorse.rs.constr.strainL_spar | intermediate |  | [ 7.82628195e-04 1.00590879e-03 1.60346709e-03 1.87202352e-03 2.22043158e-03 2.52389861e-03 2.61881033e-03 2.72004819e-03 2.75166946e-03 2.69040441e-03 2.60032054e-03 2.52545328e-03 2.44892302e-03 2.41880186e-03 2.40645221e-03 2.42843931e-03 2.44512277e-03 2.45061438e-03 2.44746998e-03 2.42274726e-03 1.68809655e-03 2.34458742e-03 2.29750200e-03 2.22637565e-03 2.17349339e-03 2.04907191e-03 1.80347758e-03 1.39058397e-03 7.14977333e-04 -5.83256495e-07] | strain in spar cap on lower surface at location xl,yl_strain with loads P_strain
rotorse.rs.constr.strainU_te | intermediate |  | [ 7.82628195e-04 -8.22611580e-04 -4.86897264e-04 -5.96908160e-04 -1.44916674e-04 5.50825943e-05 2.20251063e-04 3.15641912e-04 3.66290514e-04 3.66438096e-04 3.33506844e-04 2.87097595e-04 2.43856290e-04 2.12419709e-04 1.93844099e-04 3.17785987e-04 3.45298680e-04 3.86957488e-04 4.33812917e-04 4.77482251e-04 3.91399444e-04 5.49593109e-04 5.65286794e-04 5.73215135e-04 6.05211530e-04 6.05547066e-04 5.96005406e-04 4.63857269e-04 2.35916751e-04 -3.82930345e-07] | strain in trailing edge on upper surface at location xu,yu_strain with loads P_strain
rotorse.rs.constr.strainL_te | intermediate |  | [ 7.82628195e-04 -8.22611580e-04 -2.42271092e-05 -9.92024032e-05 4.56405623e-04 7.44242461e-04 9.21428856e-04 9.61778181e-04 9.52705870e-04 9.13791508e-04 8.47729464e-04 7.75097392e-04 7.06570323e-04 6.60064275e-04 6.27877937e-04 6.83995754e-04 6.94003498e-04 7.16138257e-04 7.41326932e-04 7.60429132e-04 5.70277776e-04 7.75319112e-04 7.59527842e-04 7.38931955e-04 7.34412704e-04 7.05127763e-04 6.47681393e-04 5.37130610e-04 2.82221721e-04 -3.82930345e-07] | strain in trailing edge on lower surface at location xl,yl_strain with loads P_strain
rotorse.s | intermediate |  | [0. 0.03448276 0.06896552 0.10344828 0.13793103 0.17241379 0.20689655 0.24137931 0.27586207 0.31034483 0.34482759 0.37931034 0.4137931 0.44827586 0.48275862 0.51724138 0.55172414 0.5862069 0.62068966 0.65517241 0.7 0.72413793 0.75862069 0.79310345 0.82758621 0.86206897 0.89655172 0.93103448 0.96551724 1. ] | 1D array of the non-dimensional spanwise grid defined along blade axis (0-blade root, 1-blade tip)
rotorse.rs.constr.rated_Omega | intermediate | rpm | [7.88077303] | rotor rotation speed at rated
rotorse.rs.constr.flap_mode_freqs | intermediate | Hz | [0.60991516 1.62333453 3.1098651 4.9724063 7.56394137] | Frequencies associated with mode shapes in the flap direction
rotorse.rs.constr.edge_mode_freqs | intermediate | Hz | [ 0.88990588 2.80665108 5.51525239 9.56463651 14.10300481] | Frequencies associated with mode shapes in the edge direction
rotorse.rs.constr.tors_mode_freqs | intermediate | Hz | [22.40591225 0. 0. 0. 0. ] | Frequencies associated with mode shapes in the torsional direction
rotorse.blade_span_cg | output | m | [28.5277808] | Distance along the blade span for its center of gravity
rotorse.rs.x_az | output | m | [ 0. 0.01458961 0.05222308 0.10814189 0.1742505 0.24113677 0.30008558 0.34265121 0.35982107 0.34758647 0.3145081 0.26685814 0.21087049 0.1404773 0.03804705 -0.09075292 -0.23512381 -0.39413733 -0.58577711 -0.80529181 -1.1155553 -1.29121723 -1.5637297 -1.85903588 -2.17067421 -2.49837779 -2.84335536 -3.20952152 -3.59684443 -4. ] | location of blade in azimuth x-coordinate system (prebend)
rotorse.rs.y_az | output | m | [0. 0. 0. 0. 0. 0. 0. 0. 0. 0. 0. 0. 0. 0. 0. 0. 0. 0. 0. 0. 0. 0. 0. 0. 0. 0. 0. 0. 0. 0.] | location of blade in azimuth y-coordinate system (sweep)
rotorse.rs.z_az | output | m | [ 3. 6.44814717 9.89629433 13.3444415 16.79258866 20.24073583 23.68888299 27.13703016 30.58517733 34.03332449 37.48147166 40.92961882 44.37776599 47.82591316 51.27406032 54.72220749 58.17035465 61.61850182 65.06664898 68.51479615 72.99738747 75.41109048 78.85923765 82.30738481 85.75553198 89.20367915 92.65182631 96.09997348 99.54812064 102.99626781] | location of blade in azimuth z-coordinate system (from root to tip)
rotorse.rs.frame.Px_af | intermediate | N/m | [ 1278.654018 1345.86582767 1578.56550382 2012.15396176 2483.54584503 2945.32902922 3437.69830147 4068.19193052 4783.78679514 5610.77919791 6557.34311417 7557.41664063 8761.02147778 10027.36451246 11505.13351406 12518.2528861 13256.45081549 13750.17995026 14038.57668544 14141.82426485 15739.36787621 13888.12760286 13581.49585691 13073.27001486 12332.46822837 11261.19010015 9986.68341878 8481.58268014 6697.28184803 4460.26629587] | distributed load (force per unit length) in airfoil x-direction
rotorse.rs.frame.Py_af | intermediate | N/m | [ 537.43679136 546.2541528 396.53212125 58.09920308 -357.53169527 -680.11612068 -910.68236177 -1137.64360685 -1350.88062626 -1593.70290047 -1849.60028476 -2098.43278847 -2391.45533928 -2683.87624651 -3021.22453237 -3201.02779076 -3285.61704914 -3307.17057015 -3292.53295571 -3263.73539411 -3169.8894643 -3197.33258609 -3157.14194065 -3089.10592821 -2975.39721629 -2795.27660017 -2535.83883153 -2202.88870846 -1778.09536491 -1219.25048648] | distributed load (force per unit length) in airfoil y-direction
rotorse.rs.frame.Pz_af | intermediate | N/m | [-17576.8664126 -9993.87896458 -4579.88564945 -889.62605299 1613.47644427 3220.03671987 4382.26826263 5258.88984232 5987.60803072 6678.84866539 7398.53940225 8106.65509749 8791.23116358 9268.08149319 9579.74204931 9467.9414586 9288.66941609 8838.67280724 8251.80663195 7629.9522539 20614.83392756 6186.79927224 5394.2644655 4638.35004795 3797.36962834 3091.99903352 2470.74775662 1853.49230432 1283.11162398 600.26227057] | distributed load (force per unit length) in airfoil z-direction
rotorse.A | output | m**2 | [1.17332119 0.9608292 0.96597101 1.13520441 0.96503109 0.85583603 0.7960698 0.75228302 0.72090859 0.6992835 0.68144707 0.65766565 0.63139576 0.58982258 0.54058653 0.47922854 0.42078217 0.36627596 0.31400477 0.26528499 0.32478769 0.18003482 0.14302711 0.11138034 0.0843796 0.06145788 0.04337051 0.02873191 0.01772264 0.00628551] | airfoil cross section material area
rotorse.EA | output | N | [3.27477995e+10 2.91266533e+10 2.55394610e+10 2.23343457e+10 1.97767360e+10 1.85207715e+10 1.78423732e+10 1.73085859e+10 1.67805148e+10 1.62106443e+10 1.56080864e+10 1.49346668e+10 1.41994551e+10 1.33514446e+10 1.24879443e+10 1.15034473e+10 1.05887582e+10 9.60298235e+09 8.65352122e+09 7.77564183e+09 9.96972206e+09 6.13089657e+09 5.36282319e+09 4.62123551e+09 3.75311713e+09 2.99814930e+09 2.32874038e+09 1.71759573e+09 1.13565795e+09 4.94767164e+08] | axial stiffness
rotorse.EIxx | output | N*m**2 | [7.98109529e+10 6.56800085e+10 5.40632541e+10 4.53063142e+10 3.62253619e+10 3.06634142e+10 2.70710469e+10 2.43120392e+10 2.24192617e+10 2.11476631e+10 2.02713039e+10 1.93546795e+10 1.83512091e+10 1.67864636e+10 1.46490327e+10 1.17409256e+10 9.39210416e+09 7.12023328e+09 5.23625641e+09 3.76700749e+09 3.15066698e+09 1.83654526e+09 1.24653157e+09 8.25166826e+08 4.97434774e+08 2.93505023e+08 1.64022527e+08 8.31664974e+07 3.51086851e+07 5.89298422e+06] | edgewise stiffness (bending about :ref:`x-axis of airfoil aligned coordinate system <blade_airfoil_coord>`)
rotorse.EIyy | output | N*m**2 | [7.98078947e+10 7.57266022e+10 5.66872476e+10 3.89020934e+10 2.53424121e+10 1.74150429e+10 1.37591616e+10 1.08824222e+10 8.87507348e+09 7.66581795e+09 6.75109907e+09 5.88441402e+09 5.12285931e+09 4.29515471e+09 3.51938033e+09 2.76905473e+09 2.15223418e+09 1.65349919e+09 1.24833088e+09 9.23920516e+08 8.31528350e+08 4.62862355e+08 3.09132640e+08 1.94035248e+08 1.09589890e+08 5.69275940e+07 2.65755541e+07 1.03346654e+07 2.90063854e+06 4.09179978e+05] | flapwise stiffness (bending about y-axis of airfoil aligned coordinate system)
rotorse.EIxy | output | N*m**2 | [ 6.85673811e+05 3.94470468e+09 4.98813130e+09 3.74737557e+09 3.04993251e+09 2.22808913e+09 1.72544856e+09 1.34403371e+09 1.08595357e+09 9.28540361e+08 8.39148344e+08 7.60645281e+08 6.87561310e+08 5.91123793e+08 4.79508014e+08 3.60643688e+08 2.64226933e+08 1.77860800e+08 1.12685350e+08 6.66592736e+07 4.93133680e+07 1.64853646e+07 5.15089566e+06 -1.38862157e+06 -3.20411060e+06 -2.91580816e+06 -1.92060658e+06 -9.81628331e+05 -6.27911695e+05 -1.37288075e+05] | coupled flap-edge stiffness
rotorse.GJ | output | N*m**2 | [4.66985924e+10 3.76457553e+10 5.46410852e+10 4.04435092e+10 2.46043995e+10 1.56645828e+10 1.12220302e+10 7.82507703e+09 5.78345941e+09 4.78407843e+09 4.19151935e+09 3.62157535e+09 3.14804238e+09 2.50910838e+09 1.94927116e+09 1.32628650e+09 9.03765559e+08 6.44225768e+08 4.38918741e+08 2.89162811e+08 2.01627139e+08 1.13563781e+08 6.53377406e+07 3.52209049e+07 1.78357443e+07 8.30465812e+06 3.68167932e+06 1.36982330e+06 3.99148580e+05 6.86942891e+04] | torsional stiffness (about axial z-direction of airfoil aligned coordinate system)
rotorse.rhoA | output | kg/m | [2266.06551636 1848.16748355 1498.54104232 1260.89737201 981.62490733 806.81197576 691.60672189 605.93542572 543.41343076 500.02930583 471.35647117 449.44590373 431.43355023 408.13024125 382.67780542 346.0463532 312.86272998 276.14228769 240.47669255 208.33628024 520.06715301 149.98928759 123.87477709 101.17795317 78.87710284 61.30363795 46.86362127 33.7018209 22.40358098 10.07607403] | mass per unit length
rotorse.rhoJ | output | kg*m | [1.10478219e+04 8.98354583e+03 6.55513102e+03 4.62633398e+03 3.09405417e+03 2.27120896e+03 1.82847726e+03 1.51622400e+03 1.31255891e+03 1.18847401e+03 1.11064926e+03 1.03781173e+03 9.73455925e+02 8.69276076e+02 7.53044543e+02 5.97381544e+02 4.73477020e+02 3.61726698e+02 2.68431953e+02 1.94284323e+02 1.92332091e+02 9.36028221e+01 6.19636346e+01 3.93704820e+01 2.30334378e+01 1.29289496e+01 6.73798179e+00 3.01013630e+00 1.09876492e+00 1.84573555e-01] | polar mass moment of inertia per unit length
rotorse.x_ec | output | m | [-3.12732187e-16 4.13669560e-06 -2.09349926e-05 -1.53390759e-03 -1.67652645e-03 -1.56259095e-03 -1.32271430e-03 -8.91521607e-04 -5.71852132e-04 -3.91972053e-04 -2.78266989e-04 -2.02680116e-04 -1.53933146e-04 -1.53653723e-04 -1.87320536e-04 -2.01472556e-04 -1.18653508e-04 -2.02644451e-04 -1.94221925e-04 -1.40645878e-04 -7.06825110e-05 -1.42133775e-04 -1.39966406e-04 -1.42560712e-04 -1.35323234e-04 -1.26661483e-04 -1.18948208e-04 -1.11128704e-04 -1.00661503e-04 1.04083409e-17] | x-distance to elastic center from point about which above structural properties are computed (airfoil aligned coordinate system)
rotorse.y_ec | output | m | [ 1.59919820e-18 5.09048139e-04 6.90049889e-03 1.14788578e-02 1.78556824e-02 2.14667401e-02 2.07055293e-02 1.66317503e-02 1.45784165e-02 1.51131991e-02 1.78064078e-02 2.02926290e-02 2.18322827e-02 2.15917663e-02 1.97964327e-02 1.51873363e-02 -3.29973467e-03 7.41595552e-03 4.44344633e-03 -1.72920758e-03 -9.71191964e-04 -1.09769603e-03 -8.68326188e-04 -6.76140343e-04 -5.21738752e-04 -4.12579907e-04 -3.50436825e-04 -3.23785563e-04 -3.63596287e-04 0.00000000e+00] | y-distance to elastic center from point about which above structural properties are computed
rotorse.rs.strains.EI11 | intermediate | N*m**2 | [7.98077480e+10 6.43162644e+10 5.02166953e+10 3.71742145e+10 2.45452153e+10 1.70498998e+10 1.35388743e+10 1.07491219e+10 8.78850582e+09 7.60213383e+09 6.69918580e+09 5.84157070e+09 5.08719499e+09 4.26722510e+09 3.49874605e+09 2.75457367e+09 2.14260374e+09 1.64771669e+09 1.24514842e+09 9.22358397e+08 8.30480217e+08 4.62664443e+08 3.09104239e+08 1.94032097e+08 1.09563348e+08 5.68916102e+07 2.65486861e+07 1.03214145e+07 2.88838856e+06 4.05745096e+05] | stiffness w.r.t principal axis 1
rotorse.rs.strains.EI22 | intermediate | N*m**2 | [7.98110996e+10 7.70903387e+10 6.05325903e+10 4.70311977e+10 3.70161978e+10 3.10199773e+10 2.72836537e+10 2.44405380e+10 2.25022575e+10 2.12076420e+10 2.03182672e+10 1.93913723e+10 1.83801049e+10 1.68081684e+10 1.46647725e+10 1.17527529e+10 9.40161916e+09 7.12548725e+09 5.23926768e+09 3.76854621e+09 3.15170566e+09 1.83673566e+09 1.24655582e+09 8.25167770e+08 4.97460225e+08 2.93540448e+08 1.64049076e+08 8.31795471e+07 3.51207734e+07 5.89641911e+06] | stiffness w.r.t principal axis 2
rotorse.rs.strains.alpha | intermediate | deg | [12.07607196 70.92905565 52.37144679 24.75102407 14.64465053 9.30332018 7.27251357 5.66237745 4.55686842 3.92294029 3.5396405 3.22347088 2.96908003 2.70488546 2.46375363 2.29908485 2.08737044 1.86183007 1.61744156 1.34235154 1.21757215 0.68742991 0.31478231 -0.12610273 -0.47333599 -0.70606471 -0.80045252 -0.77209653 -1.11652246 -1.43321375] | Angle between blade c.s. and principal axes
rotorse.rs.strains.M1 | intermediate | N*m | [-3.61919048e+07 -3.40418711e+07 -2.02961961e+07 -3.32970287e+07 -3.76881374e+07 -3.62773396e+07 -3.37550212e+07 -3.10031459e+07 -2.82404337e+07 -2.55372366e+07 -2.29318683e+07 -2.04353569e+07 -1.80523625e+07 -1.57913762e+07 -1.36634221e+07 -1.16824378e+07 -9.85651021e+06 -8.19079912e+06 -6.68945978e+06 -5.35412809e+06 -3.87693331e+06 -3.17953454e+06 -2.31268996e+06 -1.60036804e+06 -1.03617747e+06 -6.11000038e+05 -3.11810292e+05 -1.22774388e+05 -2.57529875e+04 4.80870546e+00] | distribution along blade span of bending moment w.r.t principal axis 1
rotorse.rs.strains.M2 | intermediate | N*m | [ 3.66669847e+07 3.45430917e+07 4.07175118e+07 2.64392824e+07 1.20587245e+07 5.30463605e+06 1.83055330e+06 -2.55478865e+04 -1.23798432e+06 -1.88900782e+06 -2.13248601e+06 -2.15435393e+06 -2.06938026e+06 -1.92704848e+06 -1.75373676e+06 -1.55670264e+06 -1.35788247e+06 -1.17211796e+06 -9.99476342e+05 -8.41892516e+05 -6.42611772e+05 -5.66136682e+05 -4.43721089e+05 -3.31982665e+05 -2.32135114e+05 -1.46591684e+05 -7.94841321e+04 -3.31275668e+04 -7.54683477e+03 1.33320976e-01] | distribution along blade span of bending moment w.r.t principal axis 2
rotorse.rs.strains.F3 | intermediate | N | [ 4.80527327e+05 5.28061307e+05 5.53187542e+05 5.62617380e+05 5.61369409e+05 5.53036079e+05 5.39929150e+05 5.23307089e+05 5.03917305e+05 4.82079408e+05 4.57808961e+05 4.31076872e+05 4.01943681e+05 3.70808107e+05 3.38313081e+05 3.05473483e+05 2.73135718e+05 2.41882857e+05 2.12417620e+05 1.85036307e+05 1.21731409e+05 8.93858314e+04 6.94192303e+04 5.21222687e+04 3.75784716e+04 2.57006968e+04 1.61101145e+04 8.65480842e+03 3.24707398e+03 -1.93267624e-11] | axial resultant along blade span
rotorse.xu_spar | output |  | [6.97692885e-06 2.14414984e+00 1.93885104e+00 1.73086758e+00 1.40509641e+00 1.15128463e+00 1.01263023e+00 8.99920698e-01 8.22422718e-01 7.79843603e-01 7.51516387e-01 7.24765812e-01 7.00514790e-01 6.66577851e-01 6.24956432e-01 5.74386716e-01 5.24402024e-01 4.76609683e-01 4.30017937e-01 3.69284230e-01 3.34719821e-01 2.86918387e-01 2.59896956e-01 2.19926835e-01 1.83133304e-01 1.48393118e-01 1.15851692e-01 8.45514692e-02 5.54124132e-02 2.97671873e-02] | x-position of midpoint of spar cap on upper surface for strain calculation
rotorse.xl_spar | output |  | [ 6.97692885e-06 -2.11208179e+00 -2.01254675e+00 -1.67053713e+00 -1.47596374e+00 -1.26292412e+00 -1.13376587e+00 -1.01625991e+00 -9.21369780e-01 -8.61507421e-01 -8.17231194e-01 -7.76428045e-01 -7.41682399e-01 -7.01906700e-01 -6.59828001e-01 -6.10876451e-01 -5.64766638e-01 -5.20931968e-01 -4.78676080e-01 -4.19566824e-01 -3.77467016e-01 -3.38915734e-01 -3.14527269e-01 -2.74801784e-01 -2.32800092e-01 -1.92497999e-01 -1.54475907e-01 -1.17351915e-01 -8.04654826e-02 -4.95272282e-02] | x-position of midpoint of spar cap on lower surface for strain calculation
rotorse.yu_spar | output |  | [-2.24985417 0.6807434 0.47535678 -0.2597333 -0.29918636 -0.32913354 -0.33619551 -0.33830873 -0.34529265 -0.35452481 -0.36629229 -0.38195951 -0.39420987 -0.40872741 -0.39902016 -0.36243917 -0.33335349 -0.28612399 -0.23930602 0.07046327 -0.17663522 0.09517739 -0.0994632 -0.07604624 -0.05456096 -0.03884772 -0.02647868 -0.01489516 -0.00408316 0.00729364] | y-position of midpoint of spar cap on upper surface for strain calculation
rotorse.yl_spar | output |  | [-2.24985417 -0.66606205 -0.6221361 -1.07134798 -0.89571937 -0.7588144 -0.66055176 -0.58279672 -0.53391393 -0.50777374 -0.49721592 -0.4963235 -0.49566512 -0.49876601 -0.47838416 -0.43131621 -0.39261828 -0.33628117 -0.28051641 0.03867483 -0.19729957 0.08058832 -0.10619979 -0.07584225 -0.0488684 -0.02931368 -0.01488531 -0.00333876 0.00492343 0.01300822] | y-position of midpoint of spar cap on lower surface for strain calculation
rotorse.xu_te | output |  | [ 6.97692885e-06 1.89857366e-02 3.46639348e-01 2.37418854e-01 1.86742598e-01 1.59469789e-01 1.42293574e-01 1.20426551e-01 1.09120003e-01 1.07998591e-01 1.10855365e-01 1.12761107e-01 1.12998200e-01 1.09396505e-01 1.02167435e-01 7.30060536e-02 6.02576495e-02 4.82136157e-02 3.64199931e-02 2.52445742e-02 1.82683269e-02 5.64928740e-03 -3.05426311e-03 -1.27565341e-02 -2.01318887e-02 -2.54421274e-02 -3.03426896e-02 -2.78948935e-02 -2.49731055e-02 -2.67688934e-02] | x-position of midpoint of trailing-edge panel on upper surface for strain calculation
rotorse.xl_te | output |  | [ 6.97692885e-06 1.89857366e-02 -2.48805130e-01 -2.41013071e-01 -1.95280404e-01 -1.62133631e-01 -1.37846159e-01 -1.02965215e-01 -7.29640588e-02 -5.46011965e-02 -3.90286551e-02 -2.64146539e-02 -1.71056682e-02 -1.13045918e-02 -8.73118489e-03 -1.32097056e-02 -1.53978733e-02 -1.78458817e-02 -2.06503681e-02 -2.33300758e-02 -1.98863143e-02 -2.70512284e-02 -2.88898686e-02 -3.27548552e-02 -3.37270794e-02 -3.46693863e-02 -3.50940062e-02 -3.40334939e-02 -3.01610302e-02 -2.67688934e-02] | x-position of midpoint of trailing-edge panel on lower surface for strain calculation
rotorse.yu_te | output |  | [-2.24985417 -2.24162611 2.15307023 2.38144437 2.41417617 2.42105164 2.42367496 2.42109242 2.40337121 2.37683918 2.34382205 2.30503147 2.26823761 2.22708686 2.15424147 2.15988936 2.07697995 1.99878193 1.90969401 1.80240379 1.61294333 1.54347825 1.39875405 1.24754873 1.09334225 0.92842731 0.76900647 0.57562195 0.39051608 -0.24016097] | y-position of midpoint of trailing-edge panel on upper surface for strain calculation
rotorse.yl_te | output |  | [-2.24985417 -2.24162611 2.16936809 2.41144914 2.44615017 2.44952716 2.4476653 2.43854819 2.41615019 2.38755724 2.35365202 2.31402275 2.27636405 2.23444073 2.16092042 2.16422703 2.08114656 2.00284876 1.91360118 1.80605282 1.6161324 1.54639071 1.40125955 1.24951208 1.09483224 0.92960779 0.75604036 0.57657884 0.39139884 -0.24016097] | y-position of midpoint of trailing-edge panel on lower surface for strain calculation
rotorse.rs.tip_pos.dx_tip | intermediate | m | [15.95967697] | deflection at tip in blade x-direction
rotorse.rs.tip_pos.dy_tip | intermediate | m | [-2.47382133] | deflection at tip in blade y-direction
rotorse.rs.tip_pos.dz_tip | intermediate | m | [-0.00207726] | deflection at tip in blade z-direction
rotorse.rs.tip_pos.3d_curv_tip | intermediate | deg | [8.66871522] | total coning angle including precone and curvature
rotorse.rs.tot_loads_gust.aeroloads_Px | intermediate | N/m | [ 373.86296209 457.03683287 699.36452357 1120.80060417 1659.56659309 2172.84822635 2699.74751914 3337.09412857 4031.96209068 4816.17755169 5709.51759901 6659.27722651 7803.10800327 8989.031122 10373.28833363 11362.69299204 12104.98724175 12613.36027 12923.69971053 13080.15072416 13089.00574165 13016.15031735 12815.75173594 12422.07443347 11818.33201369 10867.0049114 9696.85276429 8290.6396686 6591.65410153 4446.36755233] | distributed loads in blade-aligned x-direction
rotorse.rs.tot_loads_gust.aeroloads_Py | intermediate | N/m | [ 67.65264709 107.48507512 -47.16741116 -422.58617715 -862.24541986 -1190.60485656 -1417.83243478 -1647.42882737 -1862.61197799 -2115.16549809 -2397.57669365 -2677.32956347 -3013.3279742 -3349.39774404 -3739.33852957 -3936.77653713 -4015.87203995 -4008.38988773 -3940.37189571 -3831.9098434 -3647.27982333 -3531.83333055 -3349.2162966 -3129.0690625 -2863.38928058 -2545.42164482 -2174.63068883 -1770.85313879 -1333.37037952 -851.36255469] | distributed loads in blade-aligned y-direction
rotorse.rs.tot_loads_gust.aeroloads_Pz | intermediate | N/m | [0. 0. 0. 0. 0. 0. 0. 0. 0. 0. 0. 0. 0. 0. 0. 0. 0. 0. 0. 0. 0. 0. 0. 0. 0. 0. 0. 0. 0. 0.] | distributed loads in blade-aligned z-direction
rotorse.rs.tot_loads_gust.aeroloads_Omega | intermediate | rpm | [7.88077303] | rotor rotation speed
rotorse.rs.tot_loads_gust.aeroloads_pitch | intermediate | deg | [1.04083409e-17] | pitch angle
rotorse.rs.3d_curv | output | deg | [1.75757473 1.56613347 1.22280224 0.98627999 0.89518913 0.9546546 1.15666359 1.50372485 1.95899764 2.37646026 2.67067331 2.86097576 3.04987502 3.43551993 3.92035897 4.26836022 4.51894233 4.91072545 5.41185868 5.80102602 6.06094891 6.34062796 6.70688153 7.02962787 7.296611 7.57110956 7.88745863 8.23534516 8.53888039 8.66871522] | total cone angle from precone and curvature
rotorse.split.blade_length | intermediate | m | [100.17549325] | blade length
rotorse.split.s | intermediate |  | [0. 0.03448276 0.06896552 0.10344828 0.13793103 0.17241379 0.20689655 0.24137931 0.27586207 0.31034483 0.34482759 0.37931034 0.4137931 0.44827586 0.48275862 0.51724138 0.55172414 0.5862069 0.62068966 0.65517241 0.7 0.72413793 0.75862069 0.79310345 0.82758621 0.86206897 0.89655172 0.93103448 0.96551724 1. ] | blade nondimensional span location
rotorse.split.chord | intermediate | m | [4.5 4.51653455 4.59255455 4.72026865 4.75 4.75 4.75 4.75 4.75 4.75 4.75 4.7 4.64 4.48 4.30815493 4.07109567 3.83078655 3.59377787 3.3535724 3.10972681 2.79010443 2.61780457 2.37255549 2.12536608 1.87360817 1.6133977 1.34551447 1.07050448 0.78813172 0.5 ] | Chord distribution
rotorse.split.coord_xy_interp | intermediate |  | [[[ 1.00000000e+00 -5.22802288e-16] [ 9.99429684e-01 -2.22597407e-02] [ 9.98063018e-01 -4.44580349e-02] ... [ 9.98120489e-01 4.38394581e-02] [ 9.99443038e-01 2.19496514e-02] [ 1.00000000e+00 -5.26271735e-16]] [[ 1.00000000e+00 -4.63811846e-04] [ 9.98467173e-01 -2.21760738e-02] [ 9.96201019e-01 -4.43513952e-02] ... [ 9.96776877e-01 4.39179785e-02] [ 9.98774657e-01 2.22119245e-02] [ 1.00000000e+00 3.03878429e-04]] [[ 1.00000000e+00 -3.84926541e-03] [ 9.90631439e-01 -2.12435866e-02] [ 9.80995553e-01 -4.24457781e-02] ... [ 9.85613808e-01 4.43560536e-02] [ 9.93218520e-01 2.41263074e-02] [ 1.00000000e+00 2.83048459e-03]] ... [[ 1.00000000e+00 2.99243424e-04] [ 9.76715850e-01 2.78508494e-03] [ 9.52832571e-01 4.62553820e-03] ... [ 9.52575171e-01 9.64309571e-03] [ 9.76267770e-01 4.94496385e-03] [ 1.00000000e+00 2.99243424e-04]] [[ 1.00000000e+00 7.60311480e-05] [ 9.76692547e-01 2.94939444e-03] [ 9.52952126e-01 4.97097005e-03] ... [ 9.52775619e-01 1.06814382e-02] [ 9.76380589e-01 5.38373218e-03] [ 1.00000000e+00 7.60311480e-05]] [[ 1.00000000e+00 1.76276899e-06] [ 9.76685164e-01 3.14692752e-03] [ 9.53182640e-01 5.22846152e-03] ... [ 9.52998460e-01 1.22336784e-02] [ 9.76506117e-01 6.17134718e-03] [ 1.00000000e+00 1.76276899e-06]]] | 3D array of the non-dimensional x and y airfoil coordinates of the airfoils interpolated along span for n_span stations.
rotorse.split.web_start_nd | intermediate |  | [[0.19443411 0.20023461 0.2034648 0.30301315 0.31493788 0.32707215 0.33454402 0.34017312 0.344208 0.34620556 0.34732351 0.35134524 0.35544002 0.36694092 0.37381309 0.38301743 0.3918106 0.39907441 0.40562439 0.41085998 0.4154427 0.41684124 0.41745388 0.41737886 0.41698523 0.41540955 0.41172813 0.40481371 0.39152611 0.24523263] [0.19443411 0.20023461 0.2034648 0.24546624 0.25456011 0.26361178 0.26911265 0.27293992 0.27516218 0.27549956 0.2749657 0.27663272 0.27830614 0.28567273 0.28807906 0.29120514 0.29344287 0.2938854 0.29316636 0.29067674 0.28457238 0.27990593 0.27146884 0.261506 0.24994315 0.23522712 0.21550272 0.187438 0.14242594 0.24523263]] | 2D array of the non-dimensional start point defined along the outer profile of a web. The TE suction side is 0, the TE pressure side is 1. The first dimension represents each web, the second dimension represents each entry along blade span.
rotorse.split.web_end_nd | intermediate |  | [[0.69444351 0.70077865 0.71106075 0.62799171 0.63332404 0.63500624 0.63684697 0.63894683 0.64055999 0.64203689 0.64311407 0.64073174 0.63792618 0.62754015 0.6215407 0.61306844 0.60491657 0.59825344 0.5923317 0.58775303 0.58405032 0.58310783 0.58307151 0.58367186 0.58444862 0.58623372 0.59005239 0.59707699 0.6105906 0.75672069] [0.69444351 0.70077865 0.71106075 0.68518658 0.69298952 0.69786227 0.70203834 0.70651572 0.71023507 0.71340178 0.71607006 0.71590727 0.71540243 0.70890262 0.7072315 0.70464535 0.7028554 0.70286602 0.704101 0.70720805 0.71426763 0.71947024 0.72861466 0.73920479 0.75117567 0.76596999 0.78545395 0.8129724 0.85731993 0.75672069]] | 2D array of the non-dimensional end point defined along the outer profile of a web. The TE suction side is 0, the TE pressure side is 1. The first dimension represents each web, the second dimension represents each entry along blade span.
rotorse.split.layer_thickness | intermediate | m | [[ 1.00000000e-03 1.00000000e-03 1.00000000e-03 1.00000000e-03 1.00000000e-03 1.00000000e-03 1.00000000e-03 1.00000000e-03 1.00000000e-03 1.00000000e-03 1.00000000e-03 1.00000000e-03 1.00000000e-03 1.00000000e-03 1.00000000e-03 1.00000000e-03 1.00000000e-03 1.00000000e-03 1.00000000e-03 1.00000000e-03 1.00000000e-03 1.00000000e-03 1.00000000e-03 1.00000000e-03 1.00000000e-03 1.00000000e-03 1.00000000e-03 1.00000000e-03 1.00000000e-03 1.00000000e-03] [ 4.10000000e-02 3.30000000e-02 2.60000000e-02 2.00000000e-02 1.50000000e-02 1.10000000e-02 8.28454072e-03 6.51243402e-03 5.36207752e-03 4.70247504e-03 4.40263040e-03 4.33154742e-03 4.35822991e-03 4.35168169e-03 4.30702965e-03 4.21940069e-03 4.08392168e-03 3.89571952e-03 3.64992111e-03 3.34165333e-03 2.86491152e-03 2.57935592e-03 2.14614940e-03 1.69211977e-03 1.22767857e-03 1.00000000e-03 1.00000000e-03 1.00000000e-03 1.00000000e-03 1.00000000e-03] [ 0.00000000e+00 1.03638639e-02 1.80212345e-02 2.53616596e-02 3.20681938e-02 3.78238917e-02 4.23118077e-02 4.52149966e-02 4.62165127e-02 4.56952678e-02 4.40301733e-02 4.16001409e-02 3.87840821e-02 3.59609085e-02 3.35095318e-02 3.13580743e-02 2.94346583e-02 2.76674064e-02 2.59844408e-02 2.43138839e-02 2.20549123e-02 2.08042751e-02 1.89850461e-02 1.71360827e-02 1.52672963e-02 1.33885984e-02 1.15099005e-02 9.63120264e-03 7.75250477e-03 5.87380689e-03] [ 0.00000000e+00 1.24780597e-02 1.76115740e-02 2.27450883e-02 2.76641755e-02 3.21544085e-02 3.60013601e-02 3.89906033e-02 4.09077110e-02 4.15382560e-02 4.11017265e-02 3.98176106e-02 3.79053964e-02 3.55845720e-02 3.30746256e-02 3.05950453e-02 2.81565527e-02 2.57698696e-02 2.34457177e-02 2.11948185e-02 1.83968865e-02 1.69556653e-02 1.49623503e-02 1.30321660e-02 1.11493299e-02 9.29805909e-03 7.46257101e-03 5.62708293e-03 3.79159485e-03 1.95610677e-03] [ 0.00000000e+00 0.00000000e+00 0.00000000e+00 0.00000000e+00 0.00000000e+00 0.00000000e+00 0.00000000e+00 0.00000000e+00 0.00000000e+00 0.00000000e+00 0.00000000e+00 0.00000000e+00 0.00000000e+00 0.00000000e+00 0.00000000e+00 0.00000000e+00 0.00000000e+00 0.00000000e+00 0.00000000e+00 1.00000000e-03 3.44239839e-02 1.00000000e-03 -8.13151629e-20 0.00000000e+00 0.00000000e+00 0.00000000e+00 0.00000000e+00 0.00000000e+00 0.00000000e+00 0.00000000e+00] [ 0.00000000e+00 0.00000000e+00 0.00000000e+00 0.00000000e+00 0.00000000e+00 0.00000000e+00 0.00000000e+00 0.00000000e+00 0.00000000e+00 0.00000000e+00 0.00000000e+00 0.00000000e+00 0.00000000e+00 0.00000000e+00 0.00000000e+00 0.00000000e+00 0.00000000e+00 0.00000000e+00 0.00000000e+00 1.00000000e-03 3.44239839e-02 1.00000000e-03 -8.13151629e-20 0.00000000e+00 0.00000000e+00 0.00000000e+00 0.00000000e+00 0.00000000e+00 0.00000000e+00 0.00000000e+00] [ 0.00000000e+00 0.00000000e+00 6.65003373e-03 8.14812366e-03 9.64621359e-03 1.11443035e-02 1.26025620e-02 1.39811575e-02 1.52402586e-02 1.63400338e-02 1.72406517e-02 1.79022807e-02 1.83276090e-02 1.85193246e-02 1.84801155e-02 1.82126698e-02 1.77196757e-02 1.70038210e-02 1.61057826e-02 1.50662370e-02 1.35708454e-02 1.27253309e-02 1.15053236e-02 1.03065158e-02 9.12537420e-03 7.95836553e-03 6.80195656e-03 5.65261407e-03 4.50680481e-03 3.36099555e-03] [ 0.00000000e+00 0.00000000e+00 2.33432275e-02 2.51480648e-02 2.69529021e-02 2.87577394e-02 3.05625767e-02 3.23674140e-02 3.39953792e-02 3.52696003e-02 3.60132052e-02 3.60493218e-02 3.52010780e-02 3.32916017e-02 3.05938669e-02 2.73808473e-02 2.39255169e-02 2.05008494e-02 1.73798187e-02 1.48353987e-02 1.22323494e-02 1.10919834e-02 9.70078471e-03 8.50178952e-03 7.39889612e-03 6.29600271e-03 5.19310930e-03 4.09021589e-03 2.98732248e-03 -6.50521303e-19] [ 0.00000000e+00 0.00000000e+00 2.33432275e-02 2.51480648e-02 2.69529021e-02 2.87577394e-02 3.05625767e-02 3.23674140e-02 3.39953792e-02 3.52696003e-02 3.60132052e-02 3.60493218e-02 3.52010780e-02 3.32916017e-02 3.05938669e-02 2.73808473e-02 2.39255169e-02 2.05008494e-02 1.73798187e-02 1.48353987e-02 1.22323494e-02 1.10919834e-02 9.70078471e-03 8.50178952e-03 7.39889612e-03 6.29600271e-03 5.19310930e-03 4.09021589e-03 2.98732248e-03 -6.50521303e-19] [ 0.00000000e+00 0.00000000e+00 1.86402175e-02 2.29043857e-02 2.71685539e-02 3.12820798e-02 3.50943212e-02 3.84546359e-02 4.12123815e-02 4.32169158e-02 4.43175966e-02 4.46317757e-02 4.42768050e-02 4.33700364e-02 4.20288217e-02 4.03705128e-02 3.85124616e-02 3.64638788e-02 3.42339751e-02 3.18319613e-02 2.84675254e-02 2.65484460e-02 2.36853660e-02 2.07018877e-02 1.76220907e-02 1.44700547e-02 1.12698594e-02 8.04558436e-03 4.82130936e-03 1.59703436e-03] [ 0.00000000e+00 0.00000000e+00 1.06783227e-02 1.30277497e-02 1.53771767e-02 1.77266036e-02 2.00760306e-02 2.23436643e-02 2.44477114e-02 2.63063787e-02 2.78378729e-02 2.89604006e-02 2.95921686e-02 2.97916789e-02 2.96174332e-02 2.91279335e-02 2.83816816e-02 2.74371794e-02 2.63529289e-02 2.51106409e-02 2.32295708e-02 2.20787956e-02 2.02526601e-02 1.81953304e-02 1.58885175e-02 1.33738018e-02 1.06927639e-02 7.88698432e-03 4.99804368e-03 2.06752250e-03] [ 0.00000000e+00 0.00000000e+00 1.17141324e-02 1.47649473e-02 1.78157623e-02 2.08665773e-02 2.39173922e-02 2.69682072e-02 3.00190222e-02 3.29529872e-02 3.56532524e-02 3.80029677e-02 3.98852833e-02 4.11833493e-02 4.17803156e-02 4.17273646e-02 4.10756783e-02 3.98764390e-02 3.81808288e-02 3.60400301e-02 3.26797937e-02 3.06420809e-02 2.75162660e-02 2.41934479e-02 2.07392943e-02 1.72194730e-02 1.36996517e-02 1.01798304e-02 6.66000904e-03 3.14018771e-03] [ 0.00000000e+00 0.00000000e+00 3.59873815e-02 4.39773438e-02 5.19673061e-02 5.96302097e-02 6.66389959e-02 7.26666060e-02 7.73859813e-02 8.04700630e-02 8.15917924e-02 8.09966867e-02 7.89302631e-02 7.56380387e-02 7.13655306e-02 6.63582560e-02 6.08617321e-02 5.50357312e-02 4.90400260e-02 4.30343888e-02 3.54771595e-02 3.16324086e-02 2.65556105e-02 2.18699671e-02 1.74972473e-02 1.33592202e-02 9.37765500e-03 5.47432071e-03 1.57098642e-03 1.00000000e-03] [ 4.10000000e-02 3.30000000e-02 2.60000000e-02 2.00000000e-02 1.53156219e-02 1.26140524e-02 1.00892854e-02 7.82972209e-03 5.92376367e-03 4.45981139e-03 3.52626648e-03 3.01625067e-03 2.82288569e-03 2.83929329e-03 2.95859519e-03 3.07391313e-03 3.07836885e-03 2.99303427e-03 2.83898133e-03 2.63728196e-03 2.33877707e-03 2.17523163e-03 1.95702453e-03 1.75179189e-03 1.55693882e-03 1.36987043e-03 1.18799183e-03 1.00870812e-03 1.00000000e-03 1.00000000e-03] [ 0.00000000e+00 0.00000000e+00 0.00000000e+00 2.16422907e-03 2.21016153e-03 2.25609398e-03 2.30202643e-03 2.34795888e-03 2.38578561e-03 2.40740088e-03 2.40469897e-03 2.36957416e-03 2.29392070e-03 2.16963289e-03 2.01292217e-03 1.84000000e-03 1.66707783e-03 1.51036711e-03 1.38607930e-03 1.31042584e-03 1.27397979e-03 1.27259912e-03 1.29421439e-03 1.33204112e-03 1.37797357e-03 1.42390602e-03 1.46983847e-03 1.51577093e-03 1.56170338e-03 1.08420217e-19] [ 0.00000000e+00 0.00000000e+00 0.00000000e+00 3.74890612e-02 3.61172335e-02 3.47454058e-02 3.33630956e-02 3.19598202e-02 3.05250972e-02 2.90484440e-02 2.75193780e-02 2.59274168e-02 2.43374498e-02 2.28143666e-02 2.14230569e-02 2.02284101e-02 1.92953159e-02 1.86886639e-02 1.83467902e-02 1.82080313e-02 2.00000000e-02 2.00000000e-02 2.00000000e-02 2.00000000e-02 2.00000000e-02 2.00000000e-02 2.00000000e-02 2.00000000e-02 2.00000000e-02 6.93889390e-18] [ 0.00000000e+00 0.00000000e+00 0.00000000e+00 2.07236417e-03 2.11829662e-03 2.16422907e-03 2.21016153e-03 2.25609398e-03 2.30202643e-03 2.34795888e-03 2.38578561e-03 2.40740088e-03 2.40469897e-03 2.36957416e-03 2.29392070e-03 2.16963289e-03 2.01292217e-03 1.84000000e-03 1.66707783e-03 1.51036711e-03 1.35893442e-03 1.31042584e-03 1.27530103e-03 1.27259912e-03 1.29421439e-03 1.33204112e-03 1.37797357e-03 1.42390602e-03 1.46983847e-03 1.08420217e-19] [ 0.00000000e+00 0.00000000e+00 0.00000000e+00 2.51759997e-03 2.44512991e-03 2.37265986e-03 2.30018980e-03 2.22771975e-03 2.15449048e-03 2.07974278e-03 2.00271744e-03 1.92265525e-03 1.83879698e-03 1.75038343e-03 1.66146746e-03 1.57610193e-03 1.49833970e-03 1.43223365e-03 1.38183663e-03 1.35120150e-03 1.33654766e-03 1.33604234e-03 1.34493101e-03 1.36040697e-03 1.37917659e-03 1.39794620e-03 1.41671582e-03 1.43548543e-03 1.45425505e-03 2.16840434e-19] [ 0.00000000e+00 0.00000000e+00 0.00000000e+00 3.77066146e-02 3.63461220e-02 3.49856293e-02 3.36139152e-02 3.22197581e-02 3.07919366e-02 2.93192293e-02 2.77904146e-02 2.61942712e-02 2.45955568e-02 2.30590296e-02 2.16494473e-02 2.04315680e-02 2.00000000e-02 2.00000000e-02 2.00000000e-02 2.00000000e-02 2.00000000e-02 2.00000000e-02 2.00000000e-02 2.00000000e-02 2.00000000e-02 2.00000000e-02 2.00000000e-02 2.00000000e-02 2.00000000e-02 6.93889390e-18] [ 0.00000000e+00 0.00000000e+00 0.00000000e+00 2.66254008e-03 2.59007002e-03 2.51759997e-03 2.44512991e-03 2.37265986e-03 2.30018980e-03 2.22771975e-03 2.15449048e-03 2.07974278e-03 2.00271744e-03 1.92265525e-03 1.83879698e-03 1.75038343e-03 1.66146746e-03 1.57610193e-03 1.49833970e-03 1.43223365e-03 1.37083839e-03 1.35120150e-03 1.33703462e-03 1.33604234e-03 1.34493101e-03 1.36040697e-03 1.37917659e-03 1.39794620e-03 1.41671582e-03 6.50521303e-19]] | 2D array of the thickness of the layers of the blade structure. The first dimension represents each layer, the second dimension represents each entry along blade span.
rotorse.split.layer_start_nd | intermediate |  | [[0. 0. 0. 0. 0. 0. 0. 0. 0. 0. 0. 0. 0. 0. 0. 0. 0. 0. 0. 0. 0. 0. 0. 0. 0. 0. 0. 0. 0. 0. ] [0. 0. 0. 0. 0. 0. 0. 0. 0. 0. 0. 0. 0. 0. 0. 0. 0. 0. 0. 0. 0. 0. 0. 0. 0. 0. 0. 0. 0. 0. ] [0.16613836 0.17180127 0.17356408 0.24199078 0.24806134 0.25465133 0.25823639 0.26060371 0.26185047 0.26161229 0.26081255 0.26231674 0.26402735 0.27126114 0.27366032 0.27663823 0.27874511 0.27904085 0.27805205 0.27506336 0.26774732 0.26203787 0.25142157 0.23806322 0.22713446 0.21215315 0.19013613 0.15591778 0.10362535 0.08009451] [0.66614777 0.67234531 0.68116003 0.62565618 0.63217091 0.63585376 0.63998753 0.64432499 0.64795853 0.6511168 0.65356262 0.65234045 0.65045265 0.64095552 0.6356928 0.62793609 0.6202523 0.61369673 0.60745521 0.6019908 0.59598027 0.59308008 0.58909607 0.58563415 0.58359802 0.58098947 0.57747154 0.57208904 0.57339689 0.59684729] [0.19443411 0.20023461 0.2034648 0.20985913 0.21680988 0.22473252 0.23047318 0.23511254 0.23881547 0.24131677 0.24339399 0.24777115 0.25245366 0.2626957 0.26823324 0.27460993 0.28054095 0.28515759 0.28912313 0.26924735 0.15010405 0.26663442 0.29282122 0.29160038 0.29036809 0.28828892 0.28470286 0.27880225 0.26841981 0.24523263] [0.69444351 0.70077865 0.71106075 0.7210051 0.73181307 0.73805793 0.74192309 0.74555238 0.74756319 0.74829535 0.74813068 0.74511023 0.74148716 0.73206081 0.72721102 0.72134089 0.71582778 0.71163356 0.70815871 0.68336645 0.56175767 0.67867243 0.70736157 0.70936109 0.71126115 0.71382702 0.71773382 0.72373774 0.73399726 0.75672069] [0.48905595 0.48893839 0.48796411 0.48706864 0.48668455 0.48576547 0.48502104 0.48531088 0.48564258 0.4857924 0.48611936 0.48627169 0.48627317 0.48579129 0.48506303 0.48383156 0.48238805 0.48077685 0.47894774 0.47684624 0.47359139 0.47152324 0.46807164 0.4638829 0.45854522 0.4511866 0.44595877 0.44467843 0.44324233 0.44179699] [0. 0. 0. 0. 0. 0. 0. 0. 0. 0. 0. 0. 0. 0. 0. 0. 0. 0. 0. 0. 0. 0. 0. 0. 0. 0. 0. 0. 0. 0. ] [0.95925412 0.95895293 0.9565692 0.95388656 0.95056337 0.94780072 0.9455854 0.94397287 0.94256868 0.94189525 0.94165198 0.94093289 0.94012219 0.93775085 0.9348865 0.93047603 0.92519004 0.92487708 0.92502404 0.92507998 0.92496879 0.92485823 0.92470421 0.92478851 0.93005609 0.93027525 0.93045139 0.93065362 0.93081265 0.93112403] [0.04074588 0.04104707 0.0434308 0.04611344 0.04943663 0.05219928 0.0544146 0.05602713 0.05743132 0.05810475 0.05834802 0.05906711 0.05987781 0.06224915 0.0651135 0.06952397 0.07480996 0.07512292 0.07497596 0.07492002 0.07503121 0.07514177 0.07529579 0.07521149 0.06994391 0.06972475 0.06954861 0.06934638 0.06918735 0.06887597] [0.22272986 0.22866794 0.23336552 0.30519775 0.31545386 0.32544802 0.33085575 0.33465856 0.33693023 0.33733731 0.33709694 0.33988989 0.34299578 0.35339757 0.35941354 0.36772761 0.37587724 0.38290041 0.38967533 0.39578041 0.40279653 0.40628122 0.41109454 0.41700506 0.41919031 0.42186213 0.42542975 0.43087324 0.43321427 0.41037074] [0.51094271 0.51093158 0.51109232 0.51151394 0.51274861 0.51314609 0.51310658 0.51395159 0.51467968 0.51507905 0.51562235 0.51627311 0.5168142 0.51755755 0.51822809 0.51906037 0.51995391 0.52094453 0.52211804 0.52353357 0.52582167 0.52730935 0.52982516 0.53308866 0.53739617 0.54310325 0.54601304 0.54471542 0.54334969 0.54177825] [0.72273926 0.72921198 0.74096147 0.68886315 0.69956343 0.70665045 0.71260689 0.71837984 0.72303829 0.72684182 0.72984701 0.72991361 0.72942107 0.72309195 0.72144602 0.71902547 0.71738444 0.71755629 0.71907849 0.72270786 0.73102948 0.73732343 0.74876904 0.76133267 0.77353861 0.78951013 0.81219362 0.84654949 0.89459762 0.91659409] [0. 0. 0. 0. 0. 0. 0. 0. 0. 0. 0. 0. 0. 0. 0. 0.05 0.05 0.05 0.05 0.05 0.05 0.05 0.05 0.05 0.05 0.05 0.04 0.05 0.05 0.05 ] [0. 0. 0. 0. 0. 0. 0. 0. 0. 0. 0. 0. 0. 0. 0. 0. 0. 0. 0. 0. 0. 0. 0. 0. 0. 0. 0. 0. 0. 0. ] [0. 0. 0. 0. 0. 0. 0. 0. 0. 0. 0. 0. 0. 0. 0. 0. 0. 0. 0. 0. 0. 0. 0. 0. 0. 0. 0. 0. 0. 0. ] [0. 0. 0. 0. 0. 0. 0. 0. 0. 0. 0. 0. 0. 0. 0. 0. 0. 0. 0. 0. 0. 0. 0. 0. 0. 0. 0. 0. 0. 0. ] [0. 0. 0. 0. 0. 0. 0. 0. 0. 0. 0. 0. 0. 0. 0. 0. 0. 0. 0. 0. 0. 0. 0. 0. 0. 0. 0. 0. 0. 0. ] [0. 0. 0. 0. 0. 0. 0. 0. 0. 0. 0. 0. 0. 0. 0. 0. 0. 0. 0. 0. 0. 0. 0. 0. 0. 0. 0. 0. 0. 0. ] [0. 0. 0. 0. 0. 0. 0. 0. 0. 0. 0. 0. 0. 0. 0. 0. 0. 0. 0. 0. 0. 0. 0. 0. 0. 0. 0. 0. 0. 0. ]] | 2D array of the non-dimensional start point defined along the outer profile of a layer. The TE suction side is 0, the TE pressure side is 1. The first dimension represents each layer, the second dimension represents each entry along blade span.
rotorse.split.layer_end_nd | intermediate |  | [[1. 1. 1. 1. 1. 1. 1. 1. 1. 1. 1. 1. 1. 1. 1. 1. 1. 1. 1. 1. 1. 1. 1. 1. 1. 1. 1. 1. 1. 1. ] [1. 1. 1. 1. 1. 1. 1. 1. 1. 1. 1. 1. 1. 1. 1. 1. 1. 1. 1. 1. 1. 1. 1. 1. 1. 1. 1. 1. 1. 1. ] [0.22272986 0.22866794 0.23336552 0.30519775 0.31545386 0.32544802 0.33085575 0.33465856 0.33693023 0.33733731 0.33709694 0.33988989 0.34299578 0.35339757 0.35941354 0.36772761 0.37587724 0.38290041 0.38967533 0.39578041 0.40279653 0.40628122 0.41109454 0.41700506 0.41919031 0.42186213 0.42542975 0.43087324 0.43321427 0.41037074] [0.72273926 0.72921198 0.74096147 0.68886315 0.69956343 0.70665045 0.71260689 0.71837984 0.72303829 0.72684182 0.72984701 0.72991361 0.72942107 0.72309195 0.72144602 0.71902547 0.71738444 0.71755629 0.71907849 0.72270786 0.73102948 0.73732343 0.74876904 0.76133267 0.77353861 0.78951013 0.81219362 0.84654949 0.89459762 0.91659409] [0.19443411 0.20023461 0.2034648 0.20985913 0.21680988 0.22473252 0.23047318 0.23511254 0.23881547 0.24131677 0.24339399 0.24777115 0.25245366 0.2626957 0.26823324 0.27460993 0.28054095 0.28515759 0.28912313 0.31451625 0.43708362 0.32072568 0.29282122 0.29160038 0.29036809 0.28828892 0.28470286 0.27880225 0.26841981 0.24523263] [0.69444351 0.70077865 0.71106075 0.7210051 0.73181307 0.73805793 0.74192309 0.74555238 0.74756319 0.74829535 0.74813068 0.74511023 0.74148716 0.73206081 0.72721102 0.72134089 0.71582778 0.71163356 0.70815871 0.72863534 0.84873723 0.73276369 0.70736157 0.70936109 0.71126115 0.71382702 0.71773382 0.72373774 0.73399726 0.75672069] [0.51094271 0.51093158 0.51109232 0.51151394 0.51274861 0.51314609 0.51310658 0.51395159 0.51467968 0.51507905 0.51562235 0.51627311 0.5168142 0.51755755 0.51822809 0.51906037 0.51995391 0.52094453 0.52211804 0.52353357 0.52582167 0.52730935 0.52982516 0.53308866 0.53739617 0.54310325 0.54601304 0.54471542 0.54334969 0.54177825] [0.04074588 0.04104707 0.0434308 0.04611344 0.04943663 0.05219928 0.0544146 0.05602713 0.05743132 0.05810475 0.05834802 0.05906711 0.05987781 0.06224915 0.0651135 0.06952397 0.07480996 0.07512292 0.07497596 0.07492002 0.07503121 0.07514177 0.07529579 0.07521149 0.06994391 0.06972475 0.06954861 0.06934638 0.06918735 0.06887597] [1. 1. 1. 1. 1. 1. 1. 1. 1. 1. 1. 1. 1. 1. 1. 1. 1. 1. 1. 1. 1. 1. 1. 1. 1. 1. 1. 1. 1. 1. ] [0.16613836 0.17180127 0.17356408 0.24199078 0.24806134 0.25465133 0.25823639 0.26060371 0.26185047 0.26161229 0.26081255 0.26231674 0.26402735 0.27126114 0.27366032 0.27663823 0.27874511 0.27904085 0.27805205 0.27506336 0.26774732 0.26203787 0.25142157 0.23806322 0.22713446 0.21215315 0.19013613 0.15591778 0.10362535 0.08009451] [0.48905595 0.48893839 0.48796411 0.48706864 0.48668455 0.48576547 0.48502104 0.48531088 0.48564258 0.4857924 0.48611936 0.48627169 0.48627317 0.48579129 0.48506303 0.48383156 0.48238805 0.48077685 0.47894774 0.47684624 0.47359139 0.47152324 0.46807164 0.4638829 0.45854522 0.4511866 0.44595877 0.44467843 0.44324233 0.44179699] [0.66614777 0.67234531 0.68116003 0.62565618 0.63217091 0.63585376 0.63998753 0.64432499 0.64795853 0.6511168 0.65356262 0.65234045 0.65045265 0.64095552 0.6356928 0.62793609 0.6202523 0.61369673 0.60745521 0.6019908 0.59598027 0.59308008 0.58909607 0.58563415 0.58359802 0.58098947 0.57747154 0.57208904 0.57339689 0.59684729] [0.95925412 0.95895293 0.9565692 0.95388656 0.95056337 0.94780072 0.9455854 0.94397287 0.94256868 0.94189525 0.94165198 0.94093289 0.94012219 0.93775085 0.9348865 0.93047603 0.92519004 0.92487708 0.92502404 0.92507998 0.92496879 0.92485823 0.92470421 0.92478851 0.93005609 0.93027525 0.93045139 0.93065362 0.93081265 0.93112403] [1. 1. 1. 1. 1. 1. 1. 1. 1. 1. 1. 1. 1. 1. 1. 0.95 0.95 0.95 0.95 0.95 0.95 0.95 0.95 0.95 0.95 0.95 0.95 0.95 0.95 0.95 ] [0. 0. 0. 0. 0. 0. 0. 0. 0. 0. 0. 0. 0. 0. 0. 0. 0. 0. 0. 0. 0. 0. 0. 0. 0. 0. 0. 0. 0. 0. ] [0. 0. 0. 0. 0. 0. 0. 0. 0. 0. 0. 0. 0. 0. 0. 0. 0. 0. 0. 0. 0. 0. 0. 0. 0. 0. 0. 0. 0. 0. ] [0. 0. 0. 0. 0. 0. 0. 0. 0. 0. 0. 0. 0. 0. 0. 0. 0. 0. 0. 0. 0. 0. 0. 0. 0. 0. 0. 0. 0. 0. ] [0. 0. 0. 0. 0. 0. 0. 0. 0. 0. 0. 0. 0. 0. 0. 0. 0. 0. 0. 0. 0. 0. 0. 0. 0. 0. 0. 0. 0. 0. ] [0. 0. 0. 0. 0. 0. 0. 0. 0. 0. 0. 0. 0. 0. 0. 0. 0. 0. 0. 0. 0. 0. 0. 0. 0. 0. 0. 0. 0. 0. ] [0. 0. 0. 0. 0. 0. 0. 0. 0. 0. 0. 0. 0. 0. 0. 0. 0. 0. 0. 0. 0. 0. 0. 0. 0. 0. 0. 0. 0. 0. ]] | 2D array of the non-dimensional end point defined along the outer profile of a layer. The TE suction side is 0, the TE pressure side is 1. The first dimension represents each layer, the second dimension represents each entry along blade span.
rotorse.stall_check.aoa_along_span | intermediate | deg | [47.92155649 38.86885606 27.21375224 19.74566611 15.343561 12.05129654 10.11434997 8.54839234 7.40991805 6.56964697 5.77347224 5.09903197 4.55941298 4.20538884 3.95963813 3.86455127 3.81363345 3.80908387 3.86834693 4.00091572 4.30054498 4.52391813 4.91476129 5.39497874 5.94529324 6.5798392 7.25353964 7.93632256 8.56076981 9.00497335] | Angle of attack along blade span
rotorse.total_bc.joint_cost | intermediate | USD | [20456.19306521] | Total blade joint cost
rotorse.total_bc.inner_blade_cost | intermediate | USD | [498137.8282547] | Total cost (variable and fixed) for the blade inner portion.
rotorse.total_bc.outer_blade_cost | intermediate | USD | [64644.08998337] | Total cost (variable and fixed) for the blade outer portion.
financese.plant_aep | output | USD/kW/h | [2.51142649e+09]
financese.capacity_factor | output |  | [0.47782087] | Capacity factor of the wind farm
financese.lcoe | output | USD/kW/h | [0.03459595] | Levelized cost of energy: LCOE is the cost that, if assigned to every unit of electricity by an asset over an evaluation period, will equal the total costs during that same period when discounted to the base year.
financese.lvoe | output | USD/kW/h | [0.06866897] | Levelized value of energy: LVOE is the discounted sum of total value divided by the discounted sum of electrical energy generated.
financese.value_factor | output |  | [0.96716853] | Value factor is the LVOE divided by a benchmark price.
financese.nvoc | output | USD/kW/year | [142.61980226] | Net value of capacity: NVOC is the difference in an asset’s total annualized value and annualized cost, divided by the installed capacity of the asset. NVOC ≥ 0 for economic viability.
financese.nvoe | output | USD/kW/h | [0.03407302] | Net value of energy: NVOE is the difference between LVOE and LCOE. NVOE ≥ 0 for economic viability.
financese.slcoe | output | USD/kW/h | [0.03692698] | System LCOE: SLCOE is the negative of NVOE but further adjusted by a benchmark price. System LCOE ≤ benchmark price for economic viability.
financese.bcr | output |  | [1.98488468] | Benefit cost ratio: BCR is the discounted sum of total value divided by the discounted sum of total cost. A higher BCR is more competitive. BCR ≥ 1 for economic viability
financese.cbr | output |  | [0.50380761] | Cost benefit ratio: CBR is the inverse of BCR. CBR ≤ 1 for economic viability. A lower CBR is more competitive.
financese.roi | output |  | [0.98488468] | Return on investment: ROI can also be expressed as BCR – 1. A higher ROI is more competitive. ROI ≥ 0 for economic viability.
financese.pm | output |  | [0.49619239] | Profit margin: PM can also be expressed as 1 - CBR. A higher PM is more competitive. PM ≥ 0 for economic viability.
financese.plcoe | output | USD/kW/h | [0.03577034] | Profitability adjusted PLCOE is the product of a benchmark price and CBR, which is equal to LCOE divided by value factor. A lower PLCOE is more competitive. PLCOE ≤ benchmark price for economic viability.
landbosse.bos_capex | output | USD | [2.06014919e+08] | Total BOS CAPEX not including commissioning or decommissioning.
landbosse.bos_capex_kW | output | USD/kW | [343.35819836] | Total BOS CAPEX per kW not including commissioning or decommissioning.
landbosse.total_capex | output | USD | [2.38977306e+08] | Total BOS CAPEX including commissioning and decommissioning.
landbosse.total_capex_kW | output | USD/kW | [398.29551009] | Total BOS CAPEX per kW including commissioning and decommissioning.
landbosse.installation_capex | output | USD | [48886570.31738186] | Total foundation and erection installation cost.
landbosse.installation_capex_kW | output | USD | [81.4776172] | Total foundation and erection installation cost per kW.
landbosse.installation_time_months | output |  | [11.5] | Total balance of system installation time (months).
landbosse.landbosse_costs_by_module_type_operation | output | n/a | [{'Module': 'FoundationCost', 'Type of cost': 'Equipment rental', 'Cost / kW': 1.3187229770748632, 'Cost / project': 791233.7862449179, 'Cost / turbine': 6593.614885374316, 'Number of turbines': 120, 'Rotor diameter (m)': 205.9925356168168, 'Turbine rating (MW)': 5.0, 'Project ID with serial': 'WISDEM'}, {'Module': 'FoundationCost', 'Type of cost': 'Labor', 'Cost / kW': 14.055553804173789, 'Cost / project': 8433332.282504274, 'Cost / turbine': 70277.76902086895, 'Number of turbines': 120, 'Rotor diameter (m)': 205.9925356168168, 'Turbine rating (MW)': 5.0, 'Project ID with serial': 'WISDEM'}, {'Module': 'FoundationCost', 'Type of cost': 'Materials', 'Cost / kW': 24.404323626581863, 'Cost / project': 14642594.175949119, 'Cost / turbine': 122021.61813290932, 'Number of turbines': 120, 'Rotor diameter (m)': 205.9925356168168, 'Turbine rating (MW)': 5.0, 'Project ID with serial': 'WISDEM'}, {'Module': 'FoundationCost', 'Type of cost': 'Mobilization', 'Cost / kW': 1.9889300203915259, 'Cost / project': 1193358.0122349155, 'Cost / turbine': 9944.65010195763, 'Number of turbines': 120, 'Rotor diameter (m)': 205.9925356168168, 'Turbine rating (MW)': 5.0, 'Project ID with serial': 'WISDEM'}, {'Module': 'SitePreparationCost', 'Type of cost': 'Materials', 'Cost / kW': 5.476390057248039, 'Cost / project': 3285834.034348823, 'Cost / turbine': 27381.950286240193, 'Number of turbines': 120, 'Rotor diameter (m)': 205.9925356168168, 'Turbine rating (MW)': 5.0, 'Project ID with serial': 'WISDEM'}, {'Module': 'SitePreparationCost', 'Type of cost': 'Equipment rental', 'Cost / kW': 3.0248295985173677, 'Cost / project': 1814897.7591104205, 'Cost / turbine': 15124.147992586837, 'Number of turbines': 120, 'Rotor diameter (m)': 205.9925356168168, 'Turbine rating (MW)': 5.0, 'Project ID with serial': 'WISDEM'}, {'Module': 'SitePreparationCost', 'Type of cost': 'Labor', 'Cost / kW': 3.2720801344149044, 'Cost / project': 1963248.0806489426, 'Cost / turbine': 16360.400672074522, 'Number of turbines': 120, 'Rotor diameter (m)': 205.9925356168168, 'Turbine rating (MW)': 5.0, 'Project ID with serial': 'WISDEM'}, {'Module': 'SitePreparationCost', 'Type of cost': 'Other', 'Cost / kW': 2.8645802006061474, 'Cost / project': 1718748.1203636883, 'Cost / turbine': 14322.901003030736, 'Number of turbines': 120, 'Rotor diameter (m)': 205.9925356168168, 'Turbine rating (MW)': 5.0, 'Project ID with serial': 'WISDEM'}, {'Module': 'SitePreparationCost', 'Type of cost': 'Mobilization', 'Cost / kW': 0.38863571375538053, 'Cost / project': 233181.4282532283, 'Cost / turbine': 1943.1785687769027, 'Number of turbines': 120, 'Rotor diameter (m)': 205.9925356168168, 'Turbine rating (MW)': 5.0, 'Project ID with serial': 'WISDEM'}, {'Module': 'SubstationCost', 'Type of cost': 'Other', 'Cost / kW': 16.911599000804763, 'Cost / project': 10146959.400482858, 'Cost / turbine': 84557.99500402382, 'Number of turbines': 120, 'Rotor diameter (m)': 205.9925356168168, 'Turbine rating (MW)': 5.0, 'Project ID with serial': 'WISDEM'}, {'Module': 'TransportCost', 'Type of cost': 'Other', 'Cost / kW': 116.6444755986226, 'Cost / project': 69986685.35917357, 'Cost / turbine': 583222.377993113, 'Number of turbines': 120, 'Rotor diameter (m)': 205.9925356168168, 'Turbine rating (MW)': 5.0, 'Project ID with serial': 'WISDEM'}, {'Module': 'GridConnectionCost', 'Type of cost': 'Other', 'Cost / kW': 6.794429688199228, 'Cost / project': 4076657.812919537, 'Cost / turbine': 33972.14844099614, 'Number of turbines': 120, 'Rotor diameter (m)': 205.9925356168168, 'Turbine rating (MW)': 5.0, 'Project ID with serial': 'WISDEM'}, {'Module': 'CollectionCost', 'Type of cost': 'Equipment rental', 'Cost / kW': 4.499516470771732, 'Cost / project': 2699709.882463039, 'Cost / turbine': 22497.58235385866, 'Number of turbines': 120, 'Rotor diameter (m)': 205.9925356168168, 'Turbine rating (MW)': 5.0, 'Project ID with serial': 'WISDEM'}, {'Module': 'CollectionCost', 'Type of cost': 'Labor', 'Cost / kW': 8.396774599021285, 'Cost / project': 5038064.759412771, 'Cost / turbine': 41983.87299510642, 'Number of turbines': 120, 'Rotor diameter (m)': 205.9925356168168, 'Turbine rating (MW)': 5.0, 'Project ID with serial': 'WISDEM'}, {'Module': 'CollectionCost', 'Type of cost': 'Materials', 'Cost / kW': 31.878686654338296, 'Cost / project': 19127211.992602978, 'Cost / turbine': 159393.4332716915, 'Number of turbines': 120, 'Rotor diameter (m)': 205.9925356168168, 'Turbine rating (MW)': 5.0, 'Project ID with serial': 'WISDEM'}, {'Module': 'CollectionCost', 'Type of cost': 'Mobilization', 'Cost / kW': 2.238748886206566, 'Cost / project': 1343249.3317239396, 'Cost / turbine': 11193.74443103283, 'Number of turbines': 120, 'Rotor diameter (m)': 205.9925356168168, 'Turbine rating (MW)': 5.0, 'Project ID with serial': 'WISDEM'}, {'Module': 'DevelopmentCost', 'Type of cost': 'Equipment rental', 'Cost / kW': 0.0, 'Cost / project': 0.0, 'Cost / turbine': 0.0, 'Number of turbines': 120, 'Rotor diameter (m)': 205.9925356168168, 'Turbine rating (MW)': 5.0, 'Project ID with serial': 'WISDEM'}, {'Module': 'DevelopmentCost', 'Type of cost': 'Labor', 'Cost / kW': 1.6666666666666667, 'Cost / project': 1000000.0, 'Cost / turbine': 8333.333333333334, 'Number of turbines': 120, 'Rotor diameter (m)': 205.9925356168168, 'Turbine rating (MW)': 5.0, 'Project ID with serial': 'WISDEM'}, {'Module': 'DevelopmentCost', 'Type of cost': 'Materials', 'Cost / kW': 0.0, 'Cost / project': 0.0, 'Cost / turbine': 0.0, 'Number of turbines': 120, 'Rotor diameter (m)': 205.9925356168168, 'Turbine rating (MW)': 5.0, 'Project ID with serial': 'WISDEM'}, {'Module': 'DevelopmentCost', 'Type of cost': 'Mobilization', 'Cost / kW': 0.0, 'Cost / project': 0.0, 'Cost / turbine': 0.0, 'Number of turbines': 120, 'Rotor diameter (m)': 205.9925356168168, 'Turbine rating (MW)': 5.0, 'Project ID with serial': 'WISDEM'}, {'Module': 'DevelopmentCost', 'Type of cost': 'Other', 'Cost / kW': 0.0, 'Cost / project': 0.0, 'Cost / turbine': 0.0, 'Number of turbines': 120, 'Rotor diameter (m)': 205.9925356168168, 'Turbine rating (MW)': 5.0, 'Project ID with serial': 'WISDEM'}, {'Module': 'ErectionCost', 'Type of cost': 'Equipment rental', 'Cost / kW': 8.187916326482735, 'Cost / project': 4912749.795889641, 'Cost / turbine': 40939.581632413676, 'Number of turbines': 120, 'Rotor diameter (m)': 205.9925356168168, 'Turbine rating (MW)': 5.0, 'Project ID with serial': 'WISDEM'}, {'Module': 'ErectionCost', 'Type of cost': 'Fuel', 'Cost / kW': 0.2492525, 'Cost / project': 149551.5, 'Cost / turbine': 1246.2625, 'Number of turbines': 120, 'Rotor diameter (m)': 205.9925356168168, 'Turbine rating (MW)': 5.0, 'Project ID with serial': 'WISDEM'}, {'Module': 'ErectionCost', 'Type of cost': 'Labor', 'Cost / kW': 25.722061274264984, 'Cost / project': 15433236.76455899, 'Cost / turbine': 128610.30637132491, 'Number of turbines': 120, 'Rotor diameter (m)': 205.9925356168168, 'Turbine rating (MW)': 5.0, 'Project ID with serial': 'WISDEM'}, {'Module': 'ErectionCost', 'Type of cost': 'Mobilization', 'Cost / kW': 5.550856666666666, 'Cost / project': 3330514.0, 'Cost / turbine': 27754.283333333333, 'Number of turbines': 120, 'Rotor diameter (m)': 205.9925356168168, 'Turbine rating (MW)': 5.0, 'Project ID with serial': 'WISDEM'}, {'Module': 'ErectionCost', 'Type of cost': 'Other', 'Cost / kW': 0.0, 'Cost / project': 0.0, 'Cost / turbine': 0.0, 'Number of turbines': 120, 'Rotor diameter (m)': 205.9925356168168, 'Turbine rating (MW)': 5.0, 'Project ID with serial': 'WISDEM'}, {'Module': 'ErectionCost', 'Type of cost': 'Materials', 'Cost / kW': 0.0, 'Cost / project': 0.0, 'Cost / turbine': 0.0, 'Number of turbines': 120, 'Rotor diameter (m)': 205.9925356168168, 'Turbine rating (MW)': 5.0, 'Project ID with serial': 'WISDEM'}, {'Module': 'ManagementCost', 'Type of cost': 'insurance', 'Cost / kW': 1.5989961706029325, 'Cost / project': 959397.7023617595, 'Cost / turbine': 7994.980853014663, 'Number of turbines': 120, 'Rotor diameter (m)': 205.9925356168168, 'Turbine rating (MW)': 5.0, 'Project ID with serial': 'WISDEM'}, {'Module': 'ManagementCost', 'Type of cost': 'Construction Permitting', 'Cost / kW': 1.1686839418977741, 'Cost / project': 701210.3651386645, 'Cost / turbine': 5843.4197094888705, 'Number of turbines': 120, 'Rotor diameter (m)': 205.9925356168168, 'Turbine rating (MW)': 5.0, 'Project ID with serial': 'WISDEM'}, {'Module': 'ManagementCost', 'Type of cost': 'Project Management', 'Cost / kW': 3.982776508125, 'Cost / project': 2389665.904875, 'Cost / turbine': 19913.882540625, 'Number of turbines': 120, 'Rotor diameter (m)': 205.9925356168168, 'Turbine rating (MW)': 5.0, 'Project ID with serial': 'WISDEM'}, {'Module': 'ManagementCost', 'Type of cost': 'Bonding', 'Cost / kW': 2.855350304648094, 'Cost / project': 1713210.1827888563, 'Cost / turbine': 14276.75152324047, 'Number of turbines': 120, 'Rotor diameter (m)': 205.9925356168168, 'Turbine rating (MW)': 5.0, 'Project ID with serial': 'WISDEM'}, {'Module': 'ManagementCost', 'Type of cost': 'Markup Contingency', 'Cost / kW': 37.17666096651818, 'Cost / project': 22305996.579910908, 'Cost / turbine': 185883.3048325909, 'Number of turbines': 120, 'Rotor diameter (m)': 205.9925356168168, 'Turbine rating (MW)': 5.0, 'Project ID with serial': 'WISDEM'}, {'Module': 'ManagementCost', 'Type of cost': 'Engineering Foundation and Collections System (includes met mast)', 'Cost / kW': 7.80445, 'Cost / project': 4682670.0, 'Cost / turbine': 39022.25, 'Number of turbines': 120, 'Rotor diameter (m)': 205.9925356168168, 'Turbine rating (MW)': 5.0, 'Project ID with serial': 'WISDEM'}, {'Module': 'ManagementCost', 'Type of cost': 'Site Facility', 'Cost / kW': 3.23625, 'Cost / project': 1941750.0, 'Cost / turbine': 16181.25, 'Number of turbines': 120, 'Rotor diameter (m)': 205.9925356168168, 'Turbine rating (MW)': 5.0, 'Project ID with serial': 'WISDEM'}] | The costs by module, type and operation
landbosse.landbosse_details_by_module | output | n/a | [{'unit': '', 'type': 'variable', 'variable_df_key_col_name': 'wind_multiplier', 'value': 1.0, 'project_id_with_serial': 'WISDEM', 'module': 'FoundationCost'}, {'unit': 'kN', 'type': 'variable', 'variable_df_key_col_name': 'F_dead', 'value': 9857.49572305624, 'project_id_with_serial': 'WISDEM', 'module': 'FoundationCost'}, {'unit': 'kN', 'type': 'variable', 'variable_df_key_col_name': 'F_horiz', 'value': 1412.518944698841, 'project_id_with_serial': 'WISDEM', 'module': 'FoundationCost'}, {'unit': 'kN_m', 'type': 'variable', 'variable_df_key_col_name': 'M_tot_kN', 'value': 151990.72321548458, 'project_id_with_serial': 'WISDEM', 'module': 'FoundationCost'}, {'unit': 'm', 'type': 'variable', 'variable_df_key_col_name': 'Radius_o', 'value': 9.721523345419513, 'project_id_with_serial': 'WISDEM', 'module': 'FoundationCost'}, {'unit': 'm', 'type': 'variable', 'variable_df_key_col_name': 'Radius_g', 'value': 0.0, 'project_id_with_serial': 'WISDEM', 'module': 'FoundationCost'}, {'unit': 'm', 'type': 'variable', 'variable_df_key_col_name': 'Radius_b', 'value': 10.898530775513514, 'project_id_with_serial': 'WISDEM', 'module': 'FoundationCost'}, {'unit': 'm', 'type': 'variable', 'variable_df_key_col_name': 'Radius', 'value': 10.898530775513514, 'project_id_with_serial': 'WISDEM', 'module': 'FoundationCost'}, {'unit': 'short_ton', 'type': 'variable', 'variable_df_key_col_name': 'steel_mass_short_ton_per_turbine', 'value': 45.1292127629028, 'project_id_with_serial': 'WISDEM', 'module': 'FoundationCost'}, {'unit': 'm^3', 'type': 'variable', 'variable_df_key_col_name': 'foundation_volume_concrete_m3_per_turbine', 'value': 396.2874320592097, 'project_id_with_serial': 'WISDEM', 'module': 'FoundationCost'}, {'unit': '', 'type': 'dataframe', 'variable_df_key_col_name': 'operation_data: Operation ID-Number of days-Number of crews-Number of workers', 'value': 'Backfill-93-2.0-1.0', 'project_id_with_serial': 'WISDEM', 'module': 'FoundationCost'}, {'unit': '', 'type': 'dataframe', 'variable_df_key_col_name': 'operation_data: Operation ID-Number of days-Number of crews-Number of workers', 'value': 'Concrete placement-307-4.0-3.0', 'project_id_with_serial': 'WISDEM', 'module': 'FoundationCost'}, {'unit': '', 'type': 'dataframe', 'variable_df_key_col_name': 'operation_data: Operation ID-Number of days-Number of crews-Number of workers', 'value': 'Excavation-152-2.0-nan', 'project_id_with_serial': 'WISDEM', 'module': 'FoundationCost'}, {'unit': '', 'type': 'dataframe', 'variable_df_key_col_name': 'operation_data: Operation ID-Number of days-Number of crews-Number of workers', 'value': 'Rebar installation-4333-49.0-1.0', 'project_id_with_serial': 'WISDEM', 'module': 'FoundationCost'}, {'unit': 'ton (short)', 'type': 'dataframe', 'variable_df_key_col_name': 'material_needs_per_turbine: Material type ID-Quantity of material', 'value': '0-Steel - rebar-4.51e+01', 'project_id_with_serial': 'WISDEM', 'module': 'FoundationCost'}, {'unit': 'cubic yards', 'type': 'dataframe', 'variable_df_key_col_name': 'material_needs_per_turbine: Material type ID-Quantity of material', 'value': '1-Concrete 5000 psi-5.11e+02', 'project_id_with_serial': 'WISDEM', 'module': 'FoundationCost'}, {'unit': 'cubic_yards', 'type': 'dataframe', 'variable_df_key_col_name': 'material_needs_per_turbine: Material type ID-Quantity of material', 'value': '2-Excavated dirt-1.26e+03', 'project_id_with_serial': 'WISDEM', 'module': 'FoundationCost'}, {'unit': 'cubic_yards', 'type': 'dataframe', 'variable_df_key_col_name': 'material_needs_per_turbine: Material type ID-Quantity of material', 'value': '3-Backfill-1.26e+03', 'project_id_with_serial': 'WISDEM', 'module': 'FoundationCost'}, {'unit': '', 'type': 'dataframe', 'variable_df_key_col_name': 'Type of Cost <--> Phase of Construction <--> Cost in USD ', 'value': 'Equipment rental <--> Foundation <--> 791234', 'last_number': 791233.7862449179, 'project_id_with_serial': 'WISDEM', 'module': 'FoundationCost'}, {'unit': '', 'type': 'dataframe', 'variable_df_key_col_name': 'Type of Cost <--> Phase of Construction <--> Cost in USD ', 'value': 'Labor <--> Foundation <--> 8433333', 'last_number': 8433332.282504274, 'project_id_with_serial': 'WISDEM', 'module': 'FoundationCost'}, {'unit': '', 'type': 'dataframe', 'variable_df_key_col_name': 'Type of Cost <--> Phase of Construction <--> Cost in USD ', 'value': 'Materials <--> Foundation <--> 14642595', 'last_number': 14642594.175949119, 'project_id_with_serial': 'WISDEM', 'module': 'FoundationCost'}, {'unit': '', 'type': 'dataframe', 'variable_df_key_col_name': 'Type of Cost <--> Phase of Construction <--> Cost in USD ', 'value': 'Mobilization <--> Foundation <--> 1193359', 'last_number': 1193358.0122349155, 'project_id_with_serial': 'WISDEM', 'module': 'FoundationCost'}, {'unit': 'm^3', 'type': 'variable', 'variable_df_key_col_name': 'Total road volume', 'value': 226910.13860257008, 'project_id_with_serial': 'WISDEM', 'module': 'SitePreparationCost'}, {'unit': 'm', 'type': 'variable', 'variable_df_key_col_name': 'Depth to subgrade', 'value': 0.1, 'project_id_with_serial': 'WISDEM', 'module': 'SitePreparationCost'}, {'unit': 'ft', 'type': 'variable', 'variable_df_key_col_name': 'Crane path width', 'value': 13.7, 'project_id_with_serial': 'WISDEM', 'module': 'SitePreparationCost'}, {'unit': 'm', 'type': 'variable', 'variable_df_key_col_name': 'Road length', 'value': 176591.7821688084, 'project_id_with_serial': 'WISDEM', 'module': 'SitePreparationCost'}, {'unit': 'm', 'type': 'variable', 'variable_df_key_col_name': 'Road width', 'value': 6.0, 'project_id_with_serial': 'WISDEM', 'module': 'SitePreparationCost'}, {'unit': 'm', 'type': 'variable', 'variable_df_key_col_name': 'Road thickness', 'value': 0.2, 'project_id_with_serial': 'WISDEM', 'module': 'SitePreparationCost'}, {'unit': 'cubic yards', 'type': 'variable', 'variable_df_key_col_name': 'Material volume', 'value': 412534.0909414718, 'project_id_with_serial': 'WISDEM', 'module': 'SitePreparationCost'}, {'unit': 'cubic yards', 'type': 'variable', 'variable_df_key_col_name': 'Topsoil volume', 'value': 316433.31343813933, 'project_id_with_serial': 'WISDEM', 'module': 'SitePreparationCost'}, {'unit': 'cubic yards', 'type': 'variable', 'variable_df_key_col_name': 'Embankment volume crane', 'value': 316433.31343813933, 'project_id_with_serial': 'WISDEM', 'module': 'SitePreparationCost'}, {'unit': 'cubic yards', 'type': 'variable', 'variable_df_key_col_name': 'Embankment volume road', 'value': 277167.8657852315, 'project_id_with_serial': 'WISDEM', 'module': 'SitePreparationCost'}, {'unit': 'ft^2', 'type': 'variable', 'variable_df_key_col_name': 'Rough grading area', 'value': 114.0489770452102, 'project_id_with_serial': 'WISDEM', 'module': 'SitePreparationCost'}, {'unit': '', 'type': 'dataframe', 'variable_df_key_col_name': 'Type of Cost <--> Phase of Construction <--> Cost in USD ', 'value': 'Materials <--> Roads <--> 3285835', 'last_number': 3285834.034348823, 'project_id_with_serial': 'WISDEM', 'module': 'SitePreparationCost'}, {'unit': '', 'type': 'dataframe', 'variable_df_key_col_name': 'Type of Cost <--> Phase of Construction <--> Cost in USD ', 'value': 'Equipment rental <--> Roads <--> 1814898', 'last_number': 1814897.7591104205, 'project_id_with_serial': 'WISDEM', 'module': 'SitePreparationCost'}, {'unit': '', 'type': 'dataframe', 'variable_df_key_col_name': 'Type of Cost <--> Phase of Construction <--> Cost in USD ', 'value': 'Labor <--> Roads <--> 1963249', 'last_number': 1963248.0806489426, 'project_id_with_serial': 'WISDEM', 'module': 'SitePreparationCost'}, {'unit': '', 'type': 'dataframe', 'variable_df_key_col_name': 'Type of Cost <--> Phase of Construction <--> Cost in USD ', 'value': 'Other <--> Roads <--> 1718749', 'last_number': 1718748.1203636883, 'project_id_with_serial': 'WISDEM', 'module': 'SitePreparationCost'}, {'unit': '', 'type': 'dataframe', 'variable_df_key_col_name': 'Type of Cost <--> Phase of Construction <--> Cost in USD ', 'value': 'Mobilization <--> Roads <--> 233182', 'last_number': 233181.4282532283, 'project_id_with_serial': 'WISDEM', 'module': 'SitePreparationCost'}, {'unit': '', 'type': 'dataframe', 'variable_df_key_col_name': 'Type of Cost <--> Phase of Construction <--> Cost in USD ', 'value': 'Other <--> Substation <--> 10146960', 'last_number': 10146959.400482858, 'project_id_with_serial': 'WISDEM', 'module': 'SubstationCost'}, {'unit': '', 'type': 'dataframe', 'variable_df_key_col_name': 'Type of Cost <--> Phase of Construction <--> Cost in USD ', 'value': 'Other <--> Transport <--> 69986686.0', 'last_number': 69986685.35917357, 'project_id_with_serial': 'WISDEM', 'module': 'TransportCost'}, {'unit': '', 'type': 'dataframe', 'variable_df_key_col_name': 'Type of Cost <--> Phase of Construction <--> Cost in USD ', 'value': 'Other <--> Transmission and Distribution <--> 4076658', 'last_number': 4076657.812919537, 'project_id_with_serial': 'WISDEM', 'module': 'GridConnectionCost'}, {'unit': '', 'type': 'variable', 'variable_df_key_col_name': 'Total Number of Turbines', 'value': 120.0, 'project_id_with_serial': 'WISDEM', 'module': 'Collection Cost'}, {'unit': 'km', 'type': 'variable', 'variable_df_key_col_name': 'Total trench length', 'value': 388.65788542515514, 'project_id_with_serial': 'WISDEM', 'module': 'Collection Cost'}, {'unit': 'km', 'type': 'variable', 'variable_df_key_col_name': 'Total cable length', 'value': 388.65788542515514, 'project_id_with_serial': 'WISDEM', 'module': 'Collection Cost'}, {'unit': '', 'type': 'variable', 'variable_df_key_col_name': 'Number of Turbines Per String in Full String', 'value': 11.0, 'project_id_with_serial': 'WISDEM', 'module': 'Collection Cost'}, {'unit': '', 'type': 'variable', 'variable_df_key_col_name': 'Number of Full Strings', 'value': 10.0, 'project_id_with_serial': 'WISDEM', 'module': 'Collection Cost'}, {'unit': '', 'type': 'variable', 'variable_df_key_col_name': 'Number of Turbines in Partial String', 'value': 10.0, 'project_id_with_serial': 'WISDEM', 'module': 'Collection Cost'}, {'unit': '', 'type': 'variable', 'variable_df_key_col_name': 'Number of Partial Strings', 'value': 1.0, 'project_id_with_serial': 'WISDEM', 'module': 'Collection Cost'}, {'unit': '', 'type': 'variable', 'variable_df_key_col_name': 'Total number of strings full + partial', 'value': 11.0, 'project_id_with_serial': 'WISDEM', 'module': 'Collection Cost'}, {'unit': '', 'type': 'variable', 'variable_df_key_col_name': 'Trench Length to Substation (km)', 'value': 231.48558074952393, 'project_id_with_serial': 'WISDEM', 'module': 'Collection Cost'}, {'unit': '', 'type': 'variable', 'variable_df_key_col_name': 'Cable Length to Substation (km)', 'value': 231.48558074952393, 'project_id_with_serial': 'WISDEM', 'module': 'Collection Cost'}, {'unit': 'km', 'type': 'variable', 'variable_df_key_col_name': 'Array cable length for cable AWG 1/0', 'value': 2.883895498635435, 'project_id_with_serial': 'WISDEM', 'module': 'Collection Cost'}, {'unit': 'km', 'type': 'variable', 'variable_df_key_col_name': 'Total cable length for cable AWG 1/0', 'value': 31.722850484989788, 'project_id_with_serial': 'WISDEM', 'module': 'Collection Cost'}, {'unit': 'usd', 'type': 'variable', 'variable_df_key_col_name': 'Total cable cost for cable AWG 1/0', 'value': 624465.5607281455, 'project_id_with_serial': 'WISDEM', 'module': 'Collection Cost'}, {'unit': 'km', 'type': 'variable', 'variable_df_key_col_name': 'Array cable length for cable AWG 4/0', 'value': 2.883895498635435, 'project_id_with_serial': 'WISDEM', 'module': 'Collection Cost'}, {'unit': 'km', 'type': 'variable', 'variable_df_key_col_name': 'Total cable length for cable AWG 4/0', 'value': 31.722850484989788, 'project_id_with_serial': 'WISDEM', 'module': 'Collection Cost'}, {'unit': 'usd', 'type': 'variable', 'variable_df_key_col_name': 'Total cable cost for cable AWG 4/0', 'value': 936698.3410922182, 'project_id_with_serial': 'WISDEM', 'module': 'Collection Cost'}, {'unit': 'km', 'type': 'variable', 'variable_df_key_col_name': 'Array cable length for cable MCM 500', 'value': 2.883895498635435, 'project_id_with_serial': 'WISDEM', 'module': 'Collection Cost'}, {'unit': 'km', 'type': 'variable', 'variable_df_key_col_name': 'Total cable length for cable MCM 500', 'value': 31.722850484989788, 'project_id_with_serial': 'WISDEM', 'module': 'Collection Cost'}, {'unit': 'usd', 'type': 'variable', 'variable_df_key_col_name': 'Total cable cost for cable MCM 500', 'value': 1353008.714910982, 'project_id_with_serial': 'WISDEM', 'module': 'Collection Cost'}, {'unit': 'km', 'type': 'variable', 'variable_df_key_col_name': 'Array cable length for cable MCM1000', 'value': 4.325843247953152, 'project_id_with_serial': 'WISDEM', 'module': 'Collection Cost'}, {'unit': 'km', 'type': 'variable', 'variable_df_key_col_name': 'Total cable length for cable MCM1000', 'value': 47.58427572748467, 'project_id_with_serial': 'WISDEM', 'module': 'Collection Cost'}, {'unit': 'usd', 'type': 'variable', 'variable_df_key_col_name': 'Total cable cost for cable MCM1000', 'value': 2497862.242912581, 'project_id_with_serial': 'WISDEM', 'module': 'Collection Cost'}, {'unit': 'km', 'type': 'variable', 'variable_df_key_col_name': 'Array cable length for cable MCM1250', 'value': 1.4419477493177175, 'project_id_with_serial': 'WISDEM', 'module': 'Collection Cost'}, {'unit': 'km', 'type': 'variable', 'variable_df_key_col_name': 'Total cable length for cable MCM1250', 'value': 245.9050582427011, 'project_id_with_serial': 'WISDEM', 'module': 'Collection Cost'}, {'unit': 'usd', 'type': 'variable', 'variable_df_key_col_name': 'Total cable cost for cable MCM1250', 'value': 13715177.132959051, 'project_id_with_serial': 'WISDEM', 'module': 'Collection Cost'}, {'unit': '', 'type': 'list', 'variable_df_key_col_name': 'Number of turbines per cable type in full strings [AWG 1/0 , AWG 4/0 , MCM 500 , MCM1000 , MCM1250]', 'value': '[3.0, 2.0, 2.0, 3.0, 1.0]', 'project_id_with_serial': 'WISDEM', 'module': 'Collection Cost'}, {'unit': '', 'type': 'dataframe', 'variable_df_key_col_name': 'Labor type ID <--> Hourly rate USD per hour <--> Per diem USD per day <--> Operation <--> Crew type <--> Crew name <--> Number of workers <--> Per Diem Total <--> Hourly costs total <--> Crew total cost ', 'value': '0 <--> Construction manager <--> 112.2 <--> 149 <--> (50% burden) https://www.salary.com/tools/salary-calculator/construction-manager-ii-hourly; plus 20% for demanding specs, rigid inspec-tions, unreliable suppliers. <--> M0 <--> Management <--> Management - project size <--> 1 <--> 13410.0 <--> 100980.0 <--> 114390.0', 'project_id_with_serial': 'WISDEM', 'module': 'Collection Cost'}, {'unit': '', 'type': 'dataframe', 'variable_df_key_col_name': 'Labor type ID <--> Hourly rate USD per hour <--> Per diem USD per day <--> Operation <--> Crew type <--> Crew name <--> Number of workers <--> Per Diem Total <--> Hourly costs total <--> Crew total cost ', 'value': '1 <--> Logistics manager <--> 99.9 <--> 149 <--> (50 % burden) https://www.salary.com/research/salary/benchmark/logistics-manager-hourly-wages; plus 35% for demanding specs, rigid inspec-tions, unreliable suppliers. <--> M0 <--> Management <--> Management - project size <--> 1 <--> 13410.0 <--> 89910.0 <--> 103320.0', 'project_id_with_serial': 'WISDEM', 'module': 'Collection Cost'}, {'unit': '', 'type': 'dataframe', 'variable_df_key_col_name': 'Labor type ID <--> Hourly rate USD per hour <--> Per diem USD per day <--> Operation <--> Crew type <--> Crew name <--> Number of workers <--> Per Diem Total <--> Hourly costs total <--> Crew total cost ', 'value': '2 <--> Office admin <--> 44.56249999999999 <--> 149 <--> (35% burden) https://www.salary.com/tools/salary-calculator/administrative-assistant-ii-hourly ; 25% for work on a ladder or a scaffold, in a crawl space, in a congested area or remote from the material storage point; plus 20% for demanding specs, rigid inspec-tions, unreliable suppliers. <--> M0 <--> Management <--> Management - project size <--> 1 <--> 13410.0 <--> 40106.24999999999 <--> 53516.24999999999', 'project_id_with_serial': 'WISDEM', 'module': 'Collection Cost'}, {'unit': '', 'type': 'dataframe', 'variable_df_key_col_name': 'Labor type ID <--> Hourly rate USD per hour <--> Per diem USD per day <--> Operation <--> Crew type <--> Crew name <--> Number of workers <--> Per Diem Total <--> Hourly costs total <--> Crew total cost ', 'value': '3 <--> Project engineer <--> 93.5 <--> 149 <--> (50% burden) https://www.salary.com/tools/salary-calculator/project-engineer-iii-construction-hourly; plus 20% for demanding specs, rigid inspec-tions, unreliable suppliers. <--> M0 <--> Management <--> Management - project size <--> 1 <--> 13410.0 <--> 84150.0 <--> 97560.0', 'project_id_with_serial': 'WISDEM', 'module': 'Collection Cost'}, {'unit': '', 'type': 'dataframe', 'variable_df_key_col_name': 'Labor type ID <--> Hourly rate USD per hour <--> Per diem USD per day <--> Operation <--> Crew type <--> Crew name <--> Number of workers <--> Per Diem Total <--> Hourly costs total <--> Crew total cost ', 'value': '4 <--> Project manager <--> 119.0 <--> 149 <--> (50% burden) https://www.salary.com/tools/salary-calculator/project-manager-sr-construction-hourly?type=base; plus 20% for demanding specs, rigid inspec-tions, unreliable suppliers. <--> M0 <--> Management <--> Management - project size <--> 1 <--> 13410.0 <--> 107100.0 <--> 120510.0', 'project_id_with_serial': 'WISDEM', 'module': 'Collection Cost'}, {'unit': '', 'type': 'dataframe', 'variable_df_key_col_name': 'Labor type ID <--> Hourly rate USD per hour <--> Per diem USD per day <--> Operation <--> Crew type <--> Crew name <--> Number of workers <--> Per Diem Total <--> Hourly costs total <--> Crew total cost ', 'value': '5 <--> Safety or qc manager <--> 106.11764705882352 <--> 149 <--> (70% burden) https://www.salary.com/tools/salary-calculator/construction-site-safety-manager-hourly; plus 35% for demanding specs, rigid inspec-tions, unreliable suppliers. <--> M0 <--> Management <--> Management - project size <--> 1 <--> 13410.0 <--> 95505.88235294116 <--> 108915.88235294116', 'project_id_with_serial': 'WISDEM', 'module': 'Collection Cost'}, {'unit': '', 'type': 'dataframe', 'variable_df_key_col_name': 'Labor type ID <--> Hourly rate USD per hour <--> Per diem USD per day <--> Operation <--> Crew type <--> Crew name <--> Number of workers <--> Per Diem Total <--> Hourly costs total <--> Crew total cost ', 'value': '6 <--> Site manager <--> 112.2 <--> 149 <--> (50% burden) https://www.salary.com/tools/salary-calculator/construction-manager-ii-hourly; plus 20% for demanding specs, rigid inspec-tions, unreliable suppliers. <--> M0 <--> Management <--> Management - project size <--> 1 <--> 13410.0 <--> 100980.0 <--> 114390.0', 'project_id_with_serial': 'WISDEM', 'module': 'Collection Cost'}, {'unit': '', 'type': 'list', 'variable_df_key_col_name': 'Percent length of cable in partial string [AWG 1/0 , AWG 4/0 , MCM 500 , MCM1000 , MCM1250]', 'value': '[1. 1. 1. 1. 0.]', 'project_id_with_serial': 'WISDEM', 'module': 'Collection Cost'}, {'unit': '', 'type': 'dataframe', 'variable_df_key_col_name': 'Type of Cost <--> Phase of Construction <--> Cost in USD ', 'value': 'Equipment rental <--> Collection <--> 2699710', 'last_number': 2699709.882463039, 'project_id_with_serial': 'WISDEM', 'module': 'Collection Cost'}, {'unit': '', 'type': 'dataframe', 'variable_df_key_col_name': 'Type of Cost <--> Phase of Construction <--> Cost in USD ', 'value': 'Labor <--> Collection <--> 5038065', 'last_number': 5038064.759412771, 'project_id_with_serial': 'WISDEM', 'module': 'Collection Cost'}, {'unit': '', 'type': 'dataframe', 'variable_df_key_col_name': 'Type of Cost <--> Phase of Construction <--> Cost in USD ', 'value': 'Materials <--> Collection <--> 19127212', 'last_number': 19127211.992602978, 'project_id_with_serial': 'WISDEM', 'module': 'Collection Cost'}, {'unit': '', 'type': 'dataframe', 'variable_df_key_col_name': 'Type of Cost <--> Phase of Construction <--> Cost in USD ', 'value': 'Mobilization <--> Collection <--> 1343250', 'last_number': 1343249.3317239396, 'project_id_with_serial': 'WISDEM', 'module': 'Collection Cost'}, {'unit': '', 'type': 'dataframe', 'variable_df_key_col_name': 'Type of Cost - Phase of Construction - Cost in USD', 'value': 'Equipment rental - Development - 0', 'last_number': 'Development', 'project_id_with_serial': 'WISDEM', 'module': 'DevelopmentCost'}, {'unit': '', 'type': 'dataframe', 'variable_df_key_col_name': 'Type of Cost - Phase of Construction - Cost in USD', 'value': 'Labor - Development - 1000000', 'last_number': 'Development', 'project_id_with_serial': 'WISDEM', 'module': 'DevelopmentCost'}, {'unit': '', 'type': 'dataframe', 'variable_df_key_col_name': 'Type of Cost - Phase of Construction - Cost in USD', 'value': 'Materials - Development - 0', 'last_number': 'Development', 'project_id_with_serial': 'WISDEM', 'module': 'DevelopmentCost'}, {'unit': '', 'type': 'dataframe', 'variable_df_key_col_name': 'Type of Cost - Phase of Construction - Cost in USD', 'value': 'Mobilization - Development - 0', 'last_number': 'Development', 'project_id_with_serial': 'WISDEM', 'module': 'DevelopmentCost'}, {'unit': '', 'type': 'dataframe', 'variable_df_key_col_name': 'Type of Cost - Phase of Construction - Cost in USD', 'value': 'Other - Development - 0', 'last_number': 'Development', 'project_id_with_serial': 'WISDEM', 'module': 'DevelopmentCost'}, {'unit': '', 'type': 'dataframe', 'variable_df_key_col_name': '_number_of_equip: Operation-Crane name-Boom system-Number of equipment', 'value': 'Top-Big LR110000-Big PDW3B2 Derrick-3', 'last_number': 3, 'project_id_with_serial': 'WISDEM', 'module': 'ErectionCost'}, {'unit': '', 'type': 'dataframe', 'variable_df_key_col_name': '_number_of_equip: Operation-Crane name-Boom system-Number of equipment', 'value': 'Offload-LB 75-Hydraulic-2', 'last_number': 2, 'project_id_with_serial': 'WISDEM', 'module': 'ErectionCost'}, {'unit': '', 'type': 'dataframe', 'variable_df_key_col_name': '_number_of_equip: Operation-Crane name-Boom system-Number of equipment', 'value': 'Base-LR1600/2-HSL4DF + Derrick boom-5', 'last_number': 5, 'project_id_with_serial': 'WISDEM', 'module': 'ErectionCost'}, {'unit': '', 'type': 'dataframe', 'variable_df_key_col_name': 'erection_selected_detailed_data: Operation-Crane name-Boom system-Operational construct days over time construct days', 'value': 'Top-Big LR110000-Big PDW3B2 Derrick-3.0', 'last_number': 3.0, 'project_id_with_serial': 'WISDEM', 'module': 'ErectionCost'}, {'unit': '', 'type': 'dataframe', 'variable_df_key_col_name': 'erection_selected_detailed_data: Operation-Crane name-Boom system-Operational construct days over time construct days', 'value': 'Offload-LB 75-Hydraulic-1.0', 'last_number': 1.0, 'project_id_with_serial': 'WISDEM', 'module': 'ErectionCost'}, {'unit': '', 'type': 'dataframe', 'variable_df_key_col_name': 'erection_selected_detailed_data: Operation-Crane name-Boom system-Operational construct days over time construct days', 'value': 'Base-LR1600/2-HSL4DF + Derrick boom-2.0', 'last_number': 2.0, 'project_id_with_serial': 'WISDEM', 'module': 'ErectionCost'}, {'unit': '', 'type': 'dataframe', 'variable_df_key_col_name': 'component_name_topvbase: Operation - Top or Base', 'value': 'Nacelle - Top', 'project_id_with_serial': 'WISDEM', 'module': 'ErectionCost'}, {'unit': '', 'type': 'dataframe', 'variable_df_key_col_name': 'component_name_topvbase: Operation - Top or Base', 'value': 'Hub - Top', 'project_id_with_serial': 'WISDEM', 'module': 'ErectionCost'}, {'unit': '', 'type': 'dataframe', 'variable_df_key_col_name': 'component_name_topvbase: Operation - Top or Base', 'value': 'Blade 1 - Top', 'project_id_with_serial': 'WISDEM', 'module': 'ErectionCost'}, {'unit': '', 'type': 'dataframe', 'variable_df_key_col_name': 'component_name_topvbase: Operation - Top or Base', 'value': 'Blade 2 - Top', 'project_id_with_serial': 'WISDEM', 'module': 'ErectionCost'}, {'unit': '', 'type': 'dataframe', 'variable_df_key_col_name': 'component_name_topvbase: Operation - Top or Base', 'value': 'Blade 3 - Top', 'project_id_with_serial': 'WISDEM', 'module': 'ErectionCost'}, {'unit': '', 'type': 'dataframe', 'variable_df_key_col_name': 'component_name_topvbase: Operation - Top or Base', 'value': 'Tower 1 - Base', 'project_id_with_serial': 'WISDEM', 'module': 'ErectionCost'}, {'unit': '', 'type': 'dataframe', 'variable_df_key_col_name': 'component_name_topvbase: Operation - Top or Base', 'value': 'Tower 2 - Base', 'project_id_with_serial': 'WISDEM', 'module': 'ErectionCost'}, {'unit': '', 'type': 'dataframe', 'variable_df_key_col_name': 'component_name_topvbase: Operation - Top or Base', 'value': 'Tower 3 - Base', 'project_id_with_serial': 'WISDEM', 'module': 'ErectionCost'}, {'unit': '', 'type': 'dataframe', 'variable_df_key_col_name': 'component_name_topvbase: Operation - Top or Base', 'value': 'Tower 4 - Base', 'project_id_with_serial': 'WISDEM', 'module': 'ErectionCost'}, {'unit': '', 'type': 'dataframe', 'variable_df_key_col_name': 'component_name_topvbase: Operation - Top or Base', 'value': 'Tower 5 - Base', 'project_id_with_serial': 'WISDEM', 'module': 'ErectionCost'}, {'unit': '', 'type': 'dataframe', 'variable_df_key_col_name': 'component_name_topvbase: Operation - Top or Base', 'value': 'Tower 6 - Base', 'project_id_with_serial': 'WISDEM', 'module': 'ErectionCost'}, {'unit': '', 'type': 'dataframe', 'variable_df_key_col_name': 'component_name_topvbase: Operation - Top or Base', 'value': 'Tower 7 - Base', 'project_id_with_serial': 'WISDEM', 'module': 'ErectionCost'}, {'unit': '', 'type': 'dataframe', 'variable_df_key_col_name': 'component_name_topvbase: Operation - Top or Base', 'value': 'Tower 8 - Base', 'project_id_with_serial': 'WISDEM', 'module': 'ErectionCost'}, {'unit': '', 'type': 'dataframe', 'variable_df_key_col_name': 'component_name_topvbase: Operation - Top or Base', 'value': 'Tower 9 - Top', 'project_id_with_serial': 'WISDEM', 'module': 'ErectionCost'}, {'unit': '', 'type': 'dataframe', 'variable_df_key_col_name': 'component_name_topvbase: Operation - Top or Base', 'value': 'Tower 10 - Top', 'project_id_with_serial': 'WISDEM', 'module': 'ErectionCost'}, {'unit': '', 'type': 'dataframe', 'variable_df_key_col_name': 'crane_choice: Crew name - Boom system - Operation', 'value': 'Big LR110000 - Big PDW3B2 Derrick - Top', 'project_id_with_serial': 'WISDEM', 'module': 'ErectionCost'}, {'unit': '', 'type': 'dataframe', 'variable_df_key_col_name': 'crane_choice: Crew name - Boom system - Operation', 'value': 'LB 75 - Hydraulic - Offload', 'project_id_with_serial': 'WISDEM', 'module': 'ErectionCost'}, {'unit': '', 'type': 'dataframe', 'variable_df_key_col_name': 'crane_choice: Crew name - Boom system - Operation', 'value': 'LR1600/2 - HSL4DF + Derrick boom - Base', 'project_id_with_serial': 'WISDEM', 'module': 'ErectionCost'}, {'unit': '', 'type': 'dataframe', 'variable_df_key_col_name': 'crane_data_output: crane_boom_operation_concat - variable - value', 'value': 'Big LR110000-Big PDW3B2 Derrick-Top - Equipment rental cost USD - 3608698.806555168', 'last_number': 3608698.806555168, 'project_id_with_serial': 'WISDEM', 'module': 'ErectionCost'}, {'unit': '', 'type': 'dataframe', 'variable_df_key_col_name': 'crane_data_output: crane_boom_operation_concat - variable - value', 'value': 'LB 75-Hydraulic-Offload - Equipment rental cost USD - 58546.03577604611', 'last_number': 58546.03577604611, 'project_id_with_serial': 'WISDEM', 'module': 'ErectionCost'}, {'unit': '', 'type': 'dataframe', 'variable_df_key_col_name': 'crane_data_output: crane_boom_operation_concat - variable - value', 'value': 'LR1600/2-HSL4DF + Derrick boom-Base - Equipment rental cost USD - 1245504.9535584275', 'last_number': 1245504.9535584275, 'project_id_with_serial': 'WISDEM', 'module': 'ErectionCost'}, {'unit': '', 'type': 'dataframe', 'variable_df_key_col_name': 'crane_data_output: crane_boom_operation_concat - variable - value', 'value': 'Big LR110000-Big PDW3B2 Derrick-Top - Fuel cost USD - 106762.5', 'last_number': 106762.5, 'project_id_with_serial': 'WISDEM', 'module': 'ErectionCost'}, {'unit': '', 'type': 'dataframe', 'variable_df_key_col_name': 'crane_data_output: crane_boom_operation_concat - variable - value', 'value': 'LB 75-Hydraulic-Offload - Fuel cost USD - 5544.0', 'last_number': 5544.0, 'project_id_with_serial': 'WISDEM', 'module': 'ErectionCost'}, {'unit': '', 'type': 'dataframe', 'variable_df_key_col_name': 'crane_data_output: crane_boom_operation_concat - variable - value', 'value': 'LR1600/2-HSL4DF + Derrick boom-Base - Fuel cost USD - 37245.0', 'last_number': 37245.0, 'project_id_with_serial': 'WISDEM', 'module': 'ErectionCost'}, {'unit': '', 'type': 'dataframe', 'variable_df_key_col_name': 'crane_data_output: crane_boom_operation_concat - variable - value', 'value': 'Big LR110000-Big PDW3B2 Derrick-Top - Labor cost USD without management - 5512647.851021232', 'last_number': 5512647.851021232, 'project_id_with_serial': 'WISDEM', 'module': 'ErectionCost'}, {'unit': '', 'type': 'dataframe', 'variable_df_key_col_name': 'crane_data_output: crane_boom_operation_concat - variable - value', 'value': 'LB 75-Hydraulic-Offload - Labor cost USD without management - 882394.2315739277', 'last_number': 882394.2315739277, 'project_id_with_serial': 'WISDEM', 'module': 'ErectionCost'}, {'unit': '', 'type': 'dataframe', 'variable_df_key_col_name': 'crane_data_output: crane_boom_operation_concat - variable - value', 'value': 'LR1600/2-HSL4DF + Derrick boom-Base - Labor cost USD without management - 2882053.9219638295', 'last_number': 2882053.9219638295, 'project_id_with_serial': 'WISDEM', 'module': 'ErectionCost'}, {'unit': '', 'type': 'dataframe', 'variable_df_key_col_name': 'crane_data_output: crane_boom_operation_concat - variable - value', 'value': 'Big LR110000-Big PDW3B2 Derrick-Top - Mobilization cost USD - 2800000.0', 'last_number': 2800000.0, 'project_id_with_serial': 'WISDEM', 'module': 'ErectionCost'}, {'unit': '', 'type': 'dataframe', 'variable_df_key_col_name': 'crane_data_output: crane_boom_operation_concat - variable - value', 'value': 'LB 75-Hydraulic-Offload - Mobilization cost USD - 32160.0', 'last_number': 32160.0, 'project_id_with_serial': 'WISDEM', 'module': 'ErectionCost'}, {'unit': '', 'type': 'dataframe', 'variable_df_key_col_name': 'crane_data_output: crane_boom_operation_concat - variable - value', 'value': 'LR1600/2-HSL4DF + Derrick boom-Base - Mobilization cost USD - 498354.0', 'last_number': 498354.0, 'project_id_with_serial': 'WISDEM', 'module': 'ErectionCost'}, {'unit': '', 'type': 'dataframe', 'variable_df_key_col_name': 'crane_data_output: crane_boom_operation_concat - variable - value', 'value': 'Big LR110000-Big PDW3B2 Derrick-Top - Subtotal for hourly labor (non-management) USD - 4751257.851021232', 'last_number': 4751257.851021232, 'project_id_with_serial': 'WISDEM', 'module': 'ErectionCost'}, {'unit': '', 'type': 'dataframe', 'variable_df_key_col_name': 'crane_data_output: crane_boom_operation_concat - variable - value', 'value': 'LB 75-Hydraulic-Offload - Subtotal for hourly labor (non-management) USD - 757234.2315739277', 'last_number': 757234.2315739277, 'project_id_with_serial': 'WISDEM', 'module': 'ErectionCost'}, {'unit': '', 'type': 'dataframe', 'variable_df_key_col_name': 'crane_data_output: crane_boom_operation_concat - variable - value', 'value': 'LR1600/2-HSL4DF + Derrick boom-Base - Subtotal for hourly labor (non-management) USD - 2483627.9219638295', 'last_number': 2483627.9219638295, 'project_id_with_serial': 'WISDEM', 'module': 'ErectionCost'}, {'unit': '', 'type': 'dataframe', 'variable_df_key_col_name': 'crane_data_output: crane_boom_operation_concat - variable - value', 'value': 'Big LR110000-Big PDW3B2 Derrick-Top - Subtotal for per diem labor (non-management) USD - 761390.0', 'last_number': 761390.0, 'project_id_with_serial': 'WISDEM', 'module': 'ErectionCost'}, {'unit': '', 'type': 'dataframe', 'variable_df_key_col_name': 'crane_data_output: crane_boom_operation_concat - variable - value', 'value': 'LB 75-Hydraulic-Offload - Subtotal for per diem labor (non-management) USD - 125160.0', 'last_number': 125160.0, 'project_id_with_serial': 'WISDEM', 'module': 'ErectionCost'}, {'unit': '', 'type': 'dataframe', 'variable_df_key_col_name': 'crane_data_output: crane_boom_operation_concat - variable - value', 'value': 'LR1600/2-HSL4DF + Derrick boom-Base - Subtotal for per diem labor (non-management) USD - 398426.0', 'last_number': 398426.0, 'project_id_with_serial': 'WISDEM', 'module': 'ErectionCost'}, {'unit': '', 'type': 'dataframe', 'variable_df_key_col_name': 'crane_data_output: crane_boom_operation | The details from the run of LandBOSSE. This includes some costs, but mostly other things
landbosse.erection_crane_choice | output | n/a | Crane name Boom system Operation 0 Big LR110000 Big PDW3B2 Derrick Top 1 LB 75 Hydraulic Offload 2 LR1600/2 HSL4DF + Derrick boom Base | The crane choices for erection.
landbosse.erection_component_name_topvbase | output | n/a | Component Operation 0 Nacelle Top 1 Hub Top 2 Blade 1 Top 2 Blade 2 Top 2 Blade 3 Top 5 Tower 1 Base 5 Tower 2 Base 5 Tower 3 Base 5 Tower 4 Base 5 Tower 5 Base 5 Tower 6 Base 5 Tower 7 Base 5 Tower 8 Base 5 Tower 9 Top 5 Tower 10 Top | List of components and whether they are a topping or base operation
landbosse.erection_components | output | n/a | Component Mass tonne Lift height m Surface area sq m Coeff drag Coeff drag (installed) ... Cycle time installation hrs Offload hook height m Offload cycle time hrs Multplier drag rotor Multiplier tower drag Operation 0 Nacelle 178.691438 140.0 33.000000 0.8 0.8 ... 1.5 6 0.5 1.000000 0 Top 1 Hub 36.108088 140.0 11.300000 1.1 1.1 ... 1.0 6 0.5 0.000000 0 Top 2 Blade 1 50.167154 140.0 151.092291 0.1 1.4 ... 1.0 6 0.5 0.666667 0 Top 2 Blade 2 50.167154 140.0 151.092291 0.1 1.4 ... 1.0 6 0.5 0.666667 0 Top 2 Blade 3 50.167154 140.0 151.092291 0.1 1.4 ... 1.0 6 0.5 0.666667 0 Top 5 Tower 1 79.144596 14.0 74.330082 0.6 1.1 ... 1.0 6 0.5 0.000000 1 Base 5 Tower 2 79.144596 28.0 74.330082 0.6 1.1 ... 1.0 6 0.5 0.000000 1 Base 5 Tower 3 79.144596 42.0 74.330082 0.6 1.1 ... 1.0 6 0.5 0.000000 1 Base 5 Tower 4 79.144596 56.0 74.330082 0.6 1.1 ... 1.0 6 0.5 0.000000 1 Base 5 Tower 5 79.144596 70.0 74.330082 0.6 1.1 ... 1.0 6 0.5 0.000000 1 Base 5 Tower 6 79.144596 84.0 74.330082 0.6 1.1 ... 1.0 6 0.5 0.000000 1 Base 5 Tower 7 79.144596 98.0 74.330082 0.6 1.1 ... 1.0 6 0.5 0.000000 1 Base 5 Tower 8 79.144596 112.0 74.330082 0.6 1.1 ... 1.0 6 0.5 0.000000 1 Base 5 Tower 9 79.144596 126.0 74.330082 0.6 1.1 ... 1.0 6 0.5 0.000000 1 Top 5 Tower 10 79.144596 140.0 74.330082 0.6 1.1 ... 1.0 6 0.5 0.000000 1 Top [15 rows x 14 columns] | List of components with their values modified from the defaults.
tcons.constr_tower_f_NPmargin | output |  | [-0.15439012] | constraint on tower frequency such that ratio of 3P/f is above or below gamma with constraint <= 0
tcons.constr_tower_f_1Pmargin | output |  | [-0.06472985] | constraint on tower frequency such that ratio of 1P/f is above or below gamma with constraint <= 0
tcons.tip_deflection_ratio | output |  | [1.17758056]
tcons.blade_tip_tower_clearance | output | m | [18.74412918]
towerse.env.Px | output | N/m | [ 0. 200.99777797 276.83215008 330.75393428 374.12461289 411.10957925 443.6215346 472.82310323 499.46361569 524.05288814 546.95538493 568.4417703 588.71921742 607.95025084 626.26499909 643.76946282 660.55127029 676.68379127 692.22914541 707.24044636 721.76350537 735.83814464 749.49922401 762.77745365 775.70004448 783.64207521 791.13630415 798.20634509 793.66705463 788.39500807 782.41017828]
towerse.env.Py | output | N/m | [0. 0. 0. 0. 0. 0. 0. 0. 0. 0. 0. 0. 0. 0. 0. 0. 0. 0. 0. 0. 0. 0. 0. 0. 0. 0. 0. 0. 0. 0. 0.]
towerse.env.Pz | output | N/m | [0. 0. 0. 0. 0. 0. 0. 0. 0. 0. 0. 0. 0. 0. 0. 0. 0. 0. 0. 0. 0. 0. 0. 0. 0. 0. 0. 0. 0. 0. 0.]
towerse.env.qdyn | output | N/m**2 | [ 0. 51.28165784 67.66655319 79.58121373 89.28655223 97.62252992 105.00804107 111.68665206 117.81431199 123.4977543 128.8137005 133.81941614 138.55894089 143.06697599 147.37142092 151.49509097 155.45691668 159.27280374 162.95626376 166.51888607 169.97069683 173.32043666 176.57577821 179.74349873 182.82961861 185.83951359 188.77800658 191.6494434 194.45775572 197.20651382 199.89897098]
towerse.env.wind.U | output | m/s | [ 0. 9.15014512 10.51075664 11.39861887 12.07368887 12.62472662 13.09357475 13.50353859 13.86902654 14.1996122 14.5020027 14.78109196 15.04056778 15.2832829 15.51149256 15.72701256 15.93132797 16.12566993 16.31107118 16.48840711 16.65842665 16.82177581 16.97901601 17.13063844 17.27707546 17.41870979 17.55588193 17.68889625 17.81802599 17.94351745 18.06559346]
towerse.env.windLoads.windLoads_Px | output | N/m | [ 0. 200.99777797 276.83215008 330.75393428 374.12461289 411.10957925 443.6215346 472.82310323 499.46361569 524.05288814 546.95538493 568.4417703 588.71921742 607.95025084 626.26499909 643.76946282 660.55127029 676.68379127 692.22914541 707.24044636 721.76350537 735.83814464 749.49922401 762.77745365 775.70004448 783.64207521 791.13630415 798.20634509 793.66705463 788.39500807 782.41017828]
towerse.env.windLoads.windLoads_Py | output | N/m | [0. 0. 0. 0. 0. 0. 0. 0. 0. 0. 0. 0. 0. 0. 0. 0. 0. 0. 0. 0. 0. 0. 0. 0. 0. 0. 0. 0. 0. 0. 0.]
towerse.env.windLoads.windLoads_Pz | output | N/m | [0. 0. 0. 0. 0. 0. 0. 0. 0. 0. 0. 0. 0. 0. 0. 0. 0. 0. 0. 0. 0. 0. 0. 0. 0. 0. 0. 0. 0. 0. 0.]
towerse.env.windLoads.windLoads_qdyn | output | N/m**2 | [ 0. 51.28165784 67.66655319 79.58121373 89.28655223 97.62252992 105.00804107 111.68665206 117.81431199 123.4977543 128.8137005 133.81941614 138.55894089 143.06697599 147.37142092 151.49509097 155.45691668 159.27280374 162.95626376 166.51888607 169.97069683 173.32043666 176.57577821 179.74349873 182.82961861 185.83951359 188.77800658 191.6494434 194.45775572 197.20651382 199.89897098]
towerse.env.windLoads.windLoads_z | output | m | [ 0. 4.56666667 9.13333333 13.7 18.26666667 22.83333333 27.4 31.96666667 36.53333333 41.1 45.66666667 50.23333333 54.8 59.36666667 63.93333333 68.5 73.06666667 77.63333333 82.2 86.76666667 91.33333333 95.9 100.46666667 105.03333333 109.6 114.16666667 118.73333333 123.3 127.86666667 132.43333333 137. ]
towerse.env.windLoads.windLoads_beta | output | deg | [0.]
towerse.g2e.Px | output | N/m | [0. 0. 0. 0. 0. 0. 0. 0. 0. 0. 0. 0. 0. 0. 0. 0. 0. 0. 0. 0. 0. 0. 0. 0. 0. 0. 0. 0. 0. 0. 0.]
towerse.g2e.Py | output | N/m | [0. 0. 0. 0. 0. 0. 0. 0. 0. 0. 0. 0. 0. 0. 0. 0. 0. 0. 0. 0. 0. 0. 0. 0. 0. 0. 0. 0. 0. 0. 0.]
towerse.g2e.Pz | output | N/m | [ 0. -200.99777797 -276.83215008 -330.75393428 -374.12461289 -411.10957925 -443.6215346 -472.82310323 -499.46361569 -524.05288814 -546.95538493 -568.4417703 -588.71921742 -607.95025084 -626.26499909 -643.76946282 -660.55127029 -676.68379127 -692.22914541 -707.24044636 -721.76350537 -735.83814464 -749.49922401 -762.77745365 -775.70004448 -783.64207521 -791.13630415 -798.20634509 -793.66705463 -788.39500807 -782.41017828]
towerse.g2e.qdyn | output | Pa | [ 0. 51.28165784 67.66655319 79.58121373 89.28655223 97.62252992 105.00804107 111.68665206 117.81431199 123.4977543 128.8137005 133.81941614 138.55894089 143.06697599 147.37142092 151.49509097 155.45691668 159.27280374 162.95626376 166.51888607 169.97069683 173.32043666 176.57577821 179.74349873 182.82961861 185.83951359 188.77800658 191.6494434 194.45775572 197.20651382 199.89897098]
towerse.post.axial_stress | output | Pa | [[1.60222904e+08] [1.55030999e+08] [1.49814379e+08] [1.61206378e+08] [1.55298717e+08] [1.49371674e+08] [1.61270131e+08] [1.54522540e+08] [1.47761255e+08] [1.58363871e+08] [1.50699505e+08] [1.43028188e+08] [1.52982905e+08] [1.44254975e+08] [1.35528146e+08] [1.45809773e+08] [1.35728943e+08] [1.25660005e+08] [1.35804353e+08] [1.23950158e+08] [1.12127860e+08] [1.20131288e+08] [1.06013742e+08] [9.19878480e+07] [9.37425088e+07] [7.82223030e+07] [6.27357090e+07] [5.27130048e+07] [3.89241293e+07] [2.95398570e+07]]
towerse.post.shear_stress | output | Pa | [[ 3414415.73054536] [ 3414806.32946853] [ 3415184.30199579] [ 3819113.11479972] [ 3819506.50957894] [ 3819885.43428616] [ 4306936.01050289] [ 4307329.87891469] [ 4307707.21202091] [ 4850284.43569234] [ 4850671.59209458] [ 4851039.97470725] [ 5495292.84679652] [ 5495667.38135362] [ 5496020.53794617] [ 6334069.20526241] [ 6334426.94499319] [ 6334759.96945093] [ 7458617.49370089] [ 7458951.70530616] [ 7459256.75327165] [ 8950336.43637319] [ 8950633.09333425] [ 8950894.67816267] [10734887.77234244] [10806847.34654133] [10879727.02826335] [12032702.05270357] [12309967.76921195] [12600170.28863479]]
towerse.post.hoop_stress | output | Pa | [[ -1229.66957245] [ -2852.22830094] [ -3530.81601188] [ -4536.62621033] [ -5021.30549425] [ -5443.66270337] [ -6575.75785437] [ -6964.37344705] [ -7322.78992336] [ -8635.03162623] [ -8988.27708807] [ -9321.79527501] [-10935.25464413] [-11277.43449117] [-11604.68982539] [-13757.76440627] [-14106.36593737] [-14442.49095959] [-17414.92498155] [-17785.68382536] [-18145.19043264] [-22225.19157876] [-22633.18051641] [-23030.42059846] [-27942.28670724] [-28219.77063356] [-28481.38328383] [-31105.97974497] [-30901.41989422] [-30669.40344127]]
towerse.post.hoop_stress_euro | output | Pa | [[0.] [0.] [0.] [0.] [0.] [0.] [0.] [0.] [0.] [0.] [0.] [0.] [0.] [0.] [0.] [0.] [0.] [0.] [0.] [0.] [0.] [0.] [0.] [0.] [0.] [0.] [0.] [0.] [0.] [0.]]
towerse.post.constr_stress | output |  | [[0.81560509] [0.78921693] [0.76270203] [0.82075146] [0.79072705] [0.76060606] [0.82126806] [0.78698277] [0.75263133] [0.80674478] [0.76781509] [0.72885621] [0.77974991] [0.73544324] [0.6911538 ] [0.74385947] [0.69273508] [0.64169571] [0.69399364] [0.63398979] [0.57420932] [0.61622599] [0.54508003] [0.47459529] [0.48622342] [0.40921714] [0.33328931] [0.28842009] [0.22583437] [0.18689307]]
towerse.post.constr_shell_buckling | output |  | [[0.03994137] [0.03881154] [0.03769241] [0.0431679 ] [0.04202903] [0.04090548] [0.04795573] [0.04679965] [0.04566012] [0.05409663] [0.05290914] [0.05173863] [0.06278948] [0.06154057] [0.06030801] [0.07673929] [0.07536665] [0.07400824] [0.09626077] [0.09482722] [0.09341488] [0.12822978] [0.12656156] [0.1249104 ] [0.17430717] [0.17274634] [0.17122146] [0.20214686] [0.20175531] [0.20152505]]
towerse.post.constr_global_buckling | output |  | [[1.36936973] [1.31848523] [1.26772075] [1.36811057] [1.31198314] [1.25605424] [1.36106721] [1.29880636] [1.23682857] [1.33065933] [1.26182013] [1.19335852] [1.28234132] [1.20592248] [1.12999181] [1.22369082] [1.13756347] [1.05206964] [1.14802491] [1.04907098] [0.95098586] [1.03411776] [0.91873714] [0.80477992] [0.84159729] [0.71829862] [0.5963987 ] [0.53259158] [0.42910719] [0.35812355]]
towerse.tower.f1 | output | Hz | [0.2178623]
towerse.tower.f2 | output | Hz | [0.22032278]
towerse.tower.structural_frequencies | output | Hz | [0.2178623 0.22032278 0.77359795 0.99976683 1.14138286 2.34169954]
towerse.tower.fore_aft_modes | output |  | [[ 1.15647339e+00 -1.03070377e-01 -3.61707309e-03 -1.78042684e-02 -3.19816721e-02] [-5.71109694e+01 5.05486747e+01 8.37326459e+00 4.52066899e+00 -5.33163893e+00] [-4.87390775e+01 6.25609323e+01 5.59656530e+01 -8.37084924e+01 1.49209847e+01]]
towerse.tower.side_side_modes | output |  | [[ 1.14445851e+00 -9.55069961e-02 -1.33118771e-03 -1.84346500e-02 -2.91856775e-02] [ 6.59266178e+02 -5.40949518e+02 -8.77049904e+01 -5.65516753e+01 2.60691271e+01] [-4.20335170e+01 5.28250748e+01 4.11320369e+01 -5.81011911e+01 7.17759642e+00]]
towerse.tower.torsion_modes | output |  | [[ 7.01847082 -26.05177337 46.3001713 -38.3038302 12.03696146] [ 0. 0. 0. 0. 0. ] [ 0. 0. 0. 0. 0. ]]
towerse.tower.fore_aft_freqs | output | Hz | [0.22032278 1.14138286 2.48081447]
towerse.tower.side_side_freqs | output | Hz | [0.2178623 0.99976683 2.34169954]
towerse.tower.torsion_freqs | output | Hz | [6.90318806 0. 0. ]
towerse.tower.tower_deflection | output | m | [[0. ] [0.00315901] [0.01215066] [0.0267822 ] [0.04719218] [0.07346036] [0.10536906] [0.14305999] [0.18660365] [0.23575307] [0.29061635] [0.35122202] [0.41729109] [0.48891202] [0.56607868] [0.64847486] [0.73619143] [0.82919634] [0.92712577] [1.03006645] [1.13794054] [1.25032118] [1.36725256] [1.48856117] [1.6137373 ] [1.74269458] [1.87511863] [2.01044543] [2.14826763] [2.28804161] [2.42910808]]
towerse.tower.top_deflection | output | m | [2.42910808]
towerse.tower.tower_Fz | output | N | [[-9345847.72591732] [-8913108.17768173] [-8480075.3157111 ] [-8092341.96455163] [-7704426.96944481] [-7316354.87662764] [-6971710.71383123] [-6626940.3198277 ] [-6282054.12086959] [-5975315.05107487] [-5668475.64013755] [-5361541.82214593] [-5090150.26991371] [-4818673.84517984] [-4547116.45139059] [-4311000.64740572] [-4074810.44063216] [-3838548.62634153] [-3637333.20238142] [-3436051.01585761] [-3234704.18433313] [-3066280.27364432] [-2897795.4668748 ] [-2729251.43290932] [-2588052.46740847] [-2447659.19384356] [-2308073.58297761] [-2181365.97905893] [-2057225.36796109] [-1935655.03895519]]
towerse.tower.tower_Vx | output | N | [[2188331.23731709] [2188607.64219984] [2188875.15381923] [2189047.76101828] [2189296.78195271] [2189536.68935984] [2189603.06192589] [2189824.2810719 ] [2190036.26531506] [2190022.81177819] [2190216.05256611] [2190399.98298693] [2190307.8173185 ] [2190472.98483294] [2190628.79547298] [2190446.65279061] [2190583.71693623] [2190711.39717662] [2190446.18610591] [2190555.16594815] [2190654.74412286] [2190333.84783125] [2190414.76643491] [2190486.265086 ] [2190170.31413031] [2190211.49744672] [2190243.34849864] [2190087.06210208] [2190073.97667223] [2190050.84913063]]
towerse.tower.tower_Vy | output | N | [[42086.66082983] [42076.97069824] [42067.09921577] [42060.14095937] [42049.93328509] [42039.5520854 ] [42035.41904193] [42024.7109435 ] [42013.83421925] [42012.00992385] [42000.81013701] [41989.44533002] [41990.42208369] [41978.73606431] [41966.88770126] [41971.94547697] [41959.77462693] [41947.44326197] [41957.26626491] [41944.60594552] [41931.78618246] [41945.99962005] [41932.83817254] [41919.51770239] [41935.00553604] [41922.15670049] [41909.06082748] [41911.96483571] [41900.49368099] [41888.51924521]]
towerse.tower.tower_Mxx | output | N*m | [[10675520.73129214] [10864916.03656835] [11052588.06231754] [11238585.79267284] [11422925.8326259 ] [11605764.19455489] [11787151.44612961] [11967075.07126191] [12145701.85410117] [12323092.65556815] [12499220.15440707] [12674261.75718212] [12848282.2576891 ] [13021228.21309835] [13193287.37080181] [13364517.16836791] [13534814.35163981] [13704376.53549217] [13873247.03237849] [14041259.46378532] [14208620.85954113] [14375358.43135267] [14541244.1365743 ] [14706494.14011973] [14871129.33672717] [15034878.7122428 ] [15197919.83243057] [15360314.44406813] [15521923.3594763 ] [15682814.05517977]]
towerse.tower.tower_Myy | output | N*m | [[3.04479693e+08] [2.94403005e+08] [2.84279971e+08] [2.74114304e+08] [2.63909178e+08] [2.53670817e+08] [2.43402568e+08] [2.33106541e+08] [2.22788411e+08] [2.12451373e+08] [2.02096888e+08] [1.91730066e+08] [1.81353791e+08] [1.70968765e+08] [1.60579526e+08] [1.50188507e+08] [1.39795445e+08] [1.29404324e+08] [1.19017146e+08] [1.08632787e+08] [9.82547035e+07] [8.78845770e+07] [7.75207852e+07] [6.71662831e+07] [5.68226223e+07] [4.64882784e+07] [3.61654998e+07] [2.58559352e+07] [1.55596755e+07] [5.27821432e+06]]
towerse.tower.tower_Mzz | output | N*m | [[1118543.34045339] [1118538.40782575] [1118533.46809837] [1118539.93614659] [1118534.98840315] [1118530.0383856 ] [1118536.95975425] [1118532.00257258] [1118527.04361922] [1118533.44139236] [1118528.47483889] [1118523.50670487] [1118530.0493234 ] [1118525.07239252] [1118520.09394951] [1118527.81660924] [1118522.82699915] [1118517.83586131] [1118527.22540886] [1118522.21940579] [1118517.21178658] [1118528.28412229] [1118523.25658818] [1118518.22728153] [1118529.40563992] [1118524.92117395] [1118520.41050319] [1118524.1047423 ] [1118520.87625893] [1118517.61574381]]
towerse.tower.turbine_F | output | N | [[ 2188181.88824651] [ 42091.2734027 ] [-9777961.495083 ]]
towerse.tower.turbine_M | output | N*m | [[1.04842539e+07] [3.14503158e+08] [1.11843173e+06]]
towerse.turbine_mass | output | kg | [1156746.94709333]
towerse.turbine_center_of_mass | output | m | [-2.01620844e+00 -2.71579374e-02 8.03253511e+01]
towerse.turbine_I_base | output | kg*m**2 | [1.03921588e+10 1.03211743e+10 1.39415082e+08 1.45286730e+01 3.82956956e+03 4.81127800e+04]
rotorse.ccblade.CP | output |  | [0.45343609] | Rotor power coefficient
rotorse.ccblade.CM | output |  | [0.16425711] | Blade flapwise moment coefficient
rotorse.ccblade.local_airfoil_velocities | output | m/s | [ 8.4716591 9.88746475 11.9330934 14.37157334 17.06833388 19.91909042 22.81935984 25.7557577 28.72958893 31.7355478 34.76906173 37.82677017 40.90112391 43.99268951 47.09866322 50.21228058 53.33496625 56.46045603 59.58765802 62.71631385 66.78585314 68.97802167 72.11084084 75.24674591 78.38095931 81.5225963 84.65889831 87.79228023 90.91977542 93.11865999] | Local relative velocities for the airfoils
rotorse.ccblade.P | output | W | [0.] | Rotor aerodynamic power
rotorse.ccblade.T | output | N*m | [0.] | Rotor aerodynamic thrust
rotorse.ccblade.Q | output | N*m | [0.] | Rotor aerodynamic torque
rotorse.ccblade.M | output | N*m | [0.] | Blade root flapwise moment
rotorse.ccblade.a | output |  | [0.10715225 0.05363156 0.06801047 0.09380092 0.12046293 0.15561965 0.18484913 0.22408521 0.25984564 0.28685867 0.31114051 0.3295797 0.34362519 0.34723552 0.34519969 0.33304669 0.32005113 0.30759317 0.29569014 0.28523372 0.27440661 0.26891973 0.2611431 0.25193407 0.24365607 0.23239569 0.223242 0.22059084 0.23464785 0.29265525] | Axial induction along blade span
rotorse.ccblade.ap | output |  | [-0.10715225 -0.04682438 0.00309619 0.017223 0.02301977 0.02646621 0.02437808 0.02239479 0.01988718 0.01716116 0.01490948 0.01296967 0.01133995 0.00984101 0.00861255 0.00737851 0.00643193 0.005642 0.00497741 0.00442375 0.00384422 0.00357677 0.00323679 0.00293339 0.00264979 0.00242961 0.0021941 0.00201173 0.00193982 0.00208286] | Tangential induction along blade span
rotorse.ccblade.alpha | output | deg | [47.92155649 38.87087589 27.25002253 19.8980087 15.25461299 12.05443557 10.09897337 8.52323752 7.36791479 6.5105815 5.69947185 5.03917101 4.51076173 4.16683268 3.92636456 3.83431337 3.78773601 3.78740317 3.8499899 3.98585481 4.28947534 4.51512017 4.90974587 5.39387736 5.94237361 6.57532785 7.25023989 7.93342484 8.55910123 9.00429673] | Angles of attack along blade span
rotorse.ccblade.cl | output |  | [-2.28507779e-18 3.18047171e-02 4.65292443e-01 7.29655411e-01 8.75666506e-01 9.95012975e-01 1.02499365e+00 1.06760268e+00 1.07503162e+00 1.04942292e+00 1.01626138e+00 9.84670778e-01 9.51929217e-01 9.30793283e-01 9.10518432e-01 8.96392986e-01 8.86454181e-01 8.80886285e-01 8.81408487e-01 8.90530339e-01 9.18100357e-01 9.38893464e-01 9.75874106e-01 1.01954860e+00 1.07820480e+00 1.14175725e+00 1.22344681e+00 1.33201991e+00 1.44768593e+00 1.55091332e+00] | Lift coefficients along blade span
rotorse.ccblade.cd | output |  | [0.5 0.49976548 0.39621083 0.2637639 0.14505822 0.05853154 0.02836402 0.01678618 0.01275161 0.01235194 0.01146514 0.01057607 0.00965216 0.00952926 0.00879307 0.00991578 0.00971526 0.00951582 0.00933228 0.00916593 0.00897255 0.00888044 0.00878145 0.00852979 0.00909368 0.00761551 0.00833102 0.00993595 0.01188307 0.01422481] | Drag coefficients along blade span
rotorse.ccblade.cl_n_opt | output |  | [-2.28507779e-18 1.02731522e+00 8.97599574e-01 1.55091332e+00] | Lift coefficients along blade span
rotorse.ccblade.cd_n_opt | output |  | [0.5 0.01176074 0.00911635 0.01422481] | Drag coefficients along blade span
rotorse.ccblade.Px_b | output | N/m | [ 96.95329788 127.01685879 266.2179499 487.54722012 771.47147502 1163.44679033 1575.32334024 2100.98429571 2642.41306265 3154.11665282 3669.07413913 4162.96610356 4642.927596 5066.75473805 5457.1363596 5764.27800335 6044.93594762 6308.68042476 6554.9891399 6797.31982328 7122.82001192 7286.74022685 7496.84042198 7634.5677002 7718.40668086 7608.00927259 7328.27309723 6823.9829296 5855.14649938 4175.56792997] | Distributed loads in blade-aligned x-direction
rotorse.ccblade.Py_b | output | N/m | [ 39.32231136 72.27446671 -12.07055212 -119.7138905 -247.03195566 -397.9054913 -486.81230963 -561.11490742 -606.42896781 -626.91509874 -640.6751055 -649.28723032 -655.87143764 -659.88447518 -668.26347066 -666.5163833 -671.59114593 -675.30065265 -677.71933313 -679.60345367 -682.46103884 -683.30603465 -683.03660149 -679.98994989 -667.0380815 -655.62255038 -614.95359985 -549.6843034 -441.7323611 -277.33895482] | Distributed loads in blade-aligned y-direction
rotorse.ccblade.Pz_b | output | N/m | [0. 0. 0. 0. 0. 0. 0. 0. 0. 0. 0. 0. 0. 0. 0. 0. 0. 0. 0. 0. 0. 0. 0. 0. 0. 0. 0. 0. 0. 0.] | Distributed loads in blade-aligned z-direction
rotorse.ccblade.Px_af | output | N/m | [ 77.65488171 98.75370209 259.48716514 502.02954583 805.84060392 1215.49980815 1630.65683868 2155.40726996 2692.65660635 3199.14746158 3710.11419372 4200.74346262 4677.99864995 5099.57274585 5488.3762377 5793.63348166 6072.88149281 6335.02153904 6579.37507215 6819.21219967 7140.2860279 7301.11814695 7505.76388044 7636.61138836 7712.03736927 7591.640048 7301.38068851 6787.42262837 5813.3682889 4139.03065662] | Distributed loads in airfoil x-direction
rotorse.ccblade.Py_af | output | N/m | [ 7.01135186e+01 1.07724590e+02 6.06968385e+01 -2.06249707e-01 -8.25466230e+01 -1.85734839e+02 -2.44106791e+02 -2.88451817e+02 -3.15758273e+02 -3.27001406e+02 -3.28058377e+02 -3.24984689e+02 -3.21360600e+02 -3.19075079e+02 -3.23480427e+02 -3.23969241e+02 -3.35254608e+02 -3.50687572e+02 -3.72840152e+02 -4.04675932e+02 -4.65438966e+02 -5.07113473e+02 -5.76770217e+02 -6.56640544e+02 -7.37035351e+02 -8.23800584e+02 -8.78404553e+02 -8.94309745e+02 -8.26206479e+02 -6.17016740e+02] | Distributed loads in airfoil y-direction
rotorse.ccblade.Pz_af | output | N/m | [0. 0. 0. 0. 0. 0. 0. 0. 0. 0. 0. 0. 0. 0. 0. 0. 0. 0. 0. 0. 0. 0. 0. 0. 0. 0. 0. 0. 0. 0.] | Distributed loads in airfoil z-direction
rotorse.ccblade.LiftF | output | N/m | [-2.13162821e-14 9.28146502e+00 2.02896971e+02 4.72128556e+02 7.99166482e+02 1.22748662e+03 1.64819587e+03 2.17435419e+03 2.71091661e+03 3.21559356e+03 3.72435286e+03 4.21305270e+03 4.68878276e+03 5.10927735e+03 5.49764446e+03 5.80232930e+03 6.08176311e+03 6.34435045e+03 6.58956131e+03 6.83084727e+03 7.15509806e+03 7.31838089e+03 7.52758706e+03 7.66452207e+03 7.74690083e+03 7.63603640e+03 7.35385932e+03 6.84589572e+03 5.87158796e+03 4.18459214e+03] | Distributed lift force
rotorse.ccblade.DragF | output | N/m | [104.62402277 145.84490173 172.77301389 170.67024825 132.3856401 72.20677621 45.60950642 34.1879148 32.15585228 37.84824282 42.01696685 45.2512116 47.54227496 52.30767416 53.09190596 64.18462133 66.65422152 68.53516894 69.76973928 70.30763713 69.92641856 69.22021523 67.73738865 64.12323503 65.33805317 50.93225905 50.07584145 51.06567814 48.19586177 38.38061845] | Distributed drag force
rotorse.ccblade.L_n_opt | output | N/m | [-2.13162821e-14 3.55476642e+03 6.91398850e+03 4.18459214e+03] | Distributed lift force
rotorse.ccblade.D_n_opt | output | N/m | [104.62402277 40.62739218 70.20988878 38.38061845] | Distributed drag force
rotorse.re.precomp.z | output | m | [ 3. 6.44814717 9.89629433 13.3444415 16.79258866 20.24073583 23.68888299 27.13703016 30.58517733 34.03332449 37.48147166 40.92961882 44.37776599 47.82591316 51.27406032 54.72220749 58.17035465 61.61850182 65.06664898 68.51479615 72.99738747 75.41109048 78.85923765 82.30738481 85.75553198 89.20367915 92.65182631 96.09997348 99.54812064 102.99626781] | locations of properties along beam
rotorse.re.Tw_iner | output | deg | [ 32.07801864 -12.12851906 21.29464189 17.09108426 14.39156926 12.18167473 10.42564806 8.97476579 7.80449661 6.92701159 6.37482778 5.96191458 5.61860749 5.31398255 5.02559825 4.77702861 4.49904852 4.1660584 3.77697945 3.31460429 3.08354368 2.10004802 1.34680224 0.47103264 -0.44722667 -1.39342573 -2.3304701 -3.21090276 -4.10195031 -4.57177729] | Orientation of the section principal inertia axes with respect the blade reference plane
rotorse.re.x_tc | output | m | [-6.97692885e-06 -1.89857366e-02 4.63772574e-03 6.51144770e-02 6.36163404e-02 6.64781847e-02 7.05076715e-02 6.14747799e-02 4.90051263e-02 3.81611491e-02 2.67122811e-02 1.71739305e-02 1.04521480e-02 7.56804238e-03 8.61976917e-03 1.18689746e-02 1.64513450e-02 2.10643315e-02 2.58135069e-02 3.01801790e-02 2.85465588e-02 3.66088482e-02 3.88633324e-02 4.16066589e-02 4.15160614e-02 4.15217561e-02 4.11499863e-02 3.91519667e-02 3.41768570e-02 2.67688934e-02] | X-coordinate of the tension-center offset with respect to the XR-YR axes
rotorse.re.y_tc | output | m | [-1.45834643e-04 -8.37387136e-03 6.20938724e-02 -1.25888847e-01 -1.76791456e-01 -2.02188191e-01 -2.15827475e-01 -2.20898523e-01 -2.08393767e-01 -1.83335645e-01 -1.49541975e-01 -1.09120824e-01 -7.05830818e-02 -2.88153918e-02 -1.13960925e-02 -2.07111220e-02 -2.20961526e-02 -4.14665655e-02 -6.03696910e-02 -7.46138387e-02 -5.92515808e-02 -8.87400008e-02 -8.91305508e-02 -8.42153580e-02 -7.66482182e-02 -6.24021347e-02 -4.37546791e-02 -2.30251001e-02 -2.98655850e-04 -9.83902892e-03] | Chordwise offset of the section tension-center with respect to the XR-YR axes
rotorse.re.x_sc | output | m | [-6.97692884e-06 -1.89898733e-02 4.65866073e-03 6.66483846e-02 6.52928669e-02 6.80407757e-02 7.18303858e-02 6.23663015e-02 4.95769784e-02 3.85531212e-02 2.69905481e-02 1.73766106e-02 1.06060811e-02 7.72169611e-03 8.80708971e-03 1.20704471e-02 1.65699985e-02 2.12669760e-02 2.60077288e-02 3.03208249e-02 2.86172413e-02 3.67509820e-02 3.90032988e-02 4.17492197e-02 4.16513846e-02 4.16484176e-02 4.12689345e-02 3.92630954e-02 3.42775185e-02 2.67688934e-02] | X-coordinate of the shear-center offset with respect to the XR-YR axes
rotorse.re.y_sc | output | m | [-1.45834643e-04 -8.88291950e-03 5.51933735e-02 -1.37367705e-01 -1.94647138e-01 -2.23654931e-01 -2.36533004e-01 -2.37530273e-01 -2.22972183e-01 -1.98448844e-01 -1.67348383e-01 -1.29413453e-01 -9.24153645e-02 -5.04071581e-02 -3.11925252e-02 -3.58984583e-02 -1.87964179e-02 -4.88825210e-02 -6.48131373e-02 -7.28846311e-02 -5.82803889e-02 -8.76423048e-02 -8.82622246e-02 -8.35392177e-02 -7.61264795e-02 -6.19895548e-02 -4.34042423e-02 -2.27013145e-02 6.49404371e-05 -9.83902892e-03] | Chordwise offset of the section shear-center with respect to the reference frame, XR-YR
rotorse.re.x_cg | output | m | [-6.97692884e-06 -2.89367822e-03 -2.49266911e-03 1.19334328e-02 1.57786485e-02 2.61901924e-02 3.64056972e-02 3.80049880e-02 3.58176620e-02 3.19422350e-02 2.64512921e-02 2.15727130e-02 1.82968801e-02 1.66649688e-02 1.72730467e-02 1.88204950e-02 2.11951271e-02 2.31217344e-02 2.50921329e-02 2.68521988e-02 2.15631593e-02 2.96453056e-02 3.07108657e-02 3.15404375e-02 3.08622321e-02 3.05352114e-02 3.01617909e-02 2.87795935e-02 2.49656425e-02 1.91221898e-02] | X-coordinate of the center-of-mass offset with respect to the XR-YR axes
rotorse.re.y_cg | output | m | [-1.45834643e-04 -3.38587303e-03 3.88260791e-02 -8.33984596e-03 -4.62132193e-03 2.62601783e-02 5.82012687e-02 8.86446235e-02 1.28286616e-01 1.69515917e-01 2.09059220e-01 2.54072091e-01 2.89837491e-01 3.44125801e-01 3.52809517e-01 3.21676343e-01 3.09588543e-01 2.73688269e-01 2.34730921e-01 1.94699792e-01 5.94010537e-02 1.20388676e-01 8.76434171e-02 5.95096345e-02 3.36984008e-02 1.71246418e-02 8.72582315e-03 3.32896592e-03 1.10341548e-03 -2.34159263e-02] | Chordwise offset of the section center of mass with respect to the XR-YR axes
rotorse.re.precomp.flap_iner | output | kg/m | [5.52379497e+03 4.53760750e+03 2.98966292e+03 1.84334835e+03 9.66319669e+02 5.48103962e+02 3.68224994e+02 2.52079636e+02 1.84819871e+02 1.49728573e+02 1.27880449e+02 1.10181043e+02 9.64181934e+01 8.07625885e+01 6.63420921e+01 5.17870961e+01 3.97236378e+01 2.99860390e+01 2.21304223e+01 1.60484748e+01 2.58459521e+01 7.55132665e+00 4.81981006e+00 2.92567335e+00 1.61300461e+00 8.34960451e-01 3.99279774e-01 1.62049755e-01 5.07031917e-02 8.82093686e-03] | Section flap inertia about the Y_G axis per unit length.
rotorse.re.precomp.edge_iner | output | kg/m | [5.52402689e+03 4.44593833e+03 3.56546810e+03 2.78298563e+03 2.12773450e+03 1.72310500e+03 1.46025227e+03 1.26414436e+03 1.12773904e+03 1.03874544e+03 9.82768811e+02 9.27630688e+02 8.77037732e+02 7.88513487e+02 6.86702451e+02 5.45594448e+02 4.33753382e+02 3.31740658e+02 2.46301530e+02 1.78235848e+02 1.66486139e+02 8.60514954e+01 5.71438245e+01 3.64448087e+01 2.14204331e+01 1.20939892e+01 6.33870202e+00 2.84808654e+00 1.04806173e+00 1.75752619e-01] | Section lag inertia about the X_G axis per unit length
rotorse.blade_mass | output | kg | [50167.15435274] | mass of one blade
rotorse.blade_moment_of_inertia | output | kg*m**2 | [67193901.64397554] | mass moment of inertia of blade about hub
rotorse.mass_all_blades | output | kg | [150501.46305821] | mass of all blades
rotorse.I_all_blades | output | kg*m**2 | [2.01581705e+08 1.00790852e+08 1.00790852e+08 0.00000000e+00 0.00000000e+00 0.00000000e+00] | mass moments of inertia of all blades in hub c.s. order:Ixx, Iyy, Izz, Ixy, Ixz, Iyz
rotorse.re.sc_ss_mats | output |  | [[0. 0. 0. 0. 0. 0. 0. 0. 0. 0.] [1. 0. 0. 1. 0. 1. 0. 0. 0. 0.] [1. 0. 0. 1. 0. 1. 0. 0. 0. 0.] [1. 0. 0. 1. 0. 1. 0. 0. 0. 0.] [1. 0. 0. 1. 0. 1. 0. 0. 0. 0.] [1. 0. 0. 1. 0. 1. 0. 0. 0. 0.] [1. 0. 0. 1. 0. 1. 0. 0. 0. 0.] [1. 0. 0. 1. 0. 1. 0. 0. 0. 0.] [1. 0. 0. 1. 0. 1. 0. 0. 0. 0.] [1. 0. 0. 1. 0. 1. 0. 0. 0. 0.] [1. 0. 0. 1. 0. 1. 0. 0. 0. 0.] [1. 0. 0. 1. 0. 1. 0. 0. 0. 0.] [1. 0. 0. 1. 0. 1. 0. 0. 0. 0.] [1. 0. 0. 1. 0. 1. 0. 0. 0. 0.] [1. 0. 0. 1. 0. 1. 0. 0. 0. 0.] [1. 0. 0. 1. 0. 1. 0. 0. 0. 0.] [1. 0. 0. 1. 0. 1. 0. 0. 0. 0.] [1. 0. 0. 1. 0. 1. 0. 0. 0. 0.] [1. 0. 0. 1. 0. 1. 0. 0. 0. 0.] [1. 0. 0. 1. 0. 1. 0. 0. 0. 0.] [1. 0. 0. 1. 0. 1. 0. 0. 0. 0.] [1. 0. 0. 1. 0. 1. 0. 0. 0. 0.] [1. 0. 0. 1. 0. 1. 0. 0. 0. 0.] [1. 0. 0. 1. 0. 1. 0. 0. 0. 0.] [1. 0. 0. 1. 0. 1. 0. 0. 0. 0.] [1. 0. 0. 1. 0. 1. 0. 0. 0. 0.] [1. 0. 0. 1. 0. 1. 0. 0. 0. 0.] [1. 0. 0. 1. 0. 1. 0. 0. 0. 0.] [1. 0. 0. 1. 0. 1. 0. 0. 0. 0.] [1. 0. 0. 1. 0. 1. 0. 0. 0. 0.]] | spar cap, suction side, boolean of materials in each composite layer spanwise, passed as floats for differentiablity, used for Fatigue Analysis
rotorse.re.sc_ps_mats | output |  | [[0. 0. 0. 0. 0. 0. 0. 0. 0. 0.] [1. 0. 0. 1. 0. 1. 0. 0. 0. 0.] [1. 0. 0. 1. 0. 1. 0. 0. 0. 0.] [1. 0. 0. 1. 0. 1. 0. 0. 0. 0.] [1. 0. 0. 1. 0. 1. 0. 0. 0. 0.] [1. 0. 0. 1. 0. 1. 0. 0. 0. 0.] [1. 0. 0. 1. 0. 1. 0. 0. 0. 0.] [1. 0. 0. 1. 0. 1. 0. 0. 0. 0.] [1. 0. 0. 1. 0. 1. 0. 0. 0. 0.] [1. 0. 0. 1. 0. 1. 0. 0. 0. 0.] [1. 0. 0. 1. 0. 1. 0. 0. 0. 0.] [1. 0. 0. 1. 0. 1. 0. 0. 0. 0.] [1. 0. 0. 1. 0. 1. 0. 0. 0. 0.] [1. 0. 0. 1. 0. 1. 0. 0. 0. 0.] [1. 0. 0. 1. 0. 1. 0. 0. 0. 0.] [1. 0. 0. 1. 0. 1. 0. 0. 0. 0.] [1. 0. 0. 1. 0. 1. 0. 0. 0. 0.] [1. 0. 0. 1. 0. 1. 0. 0. 0. 0.] [1. 0. 0. 1. 0. 1. 0. 0. 0. 0.] [1. 0. 0. 1. 0. 1. 0. 0. 0. 0.] [1. 0. 0. 1. 0. 1. 0. 0. 0. 0.] [1. 0. 0. 1. 0. 1. 0. 0. 0. 0.] [1. 0. 0. 1. 0. 1. 0. 0. 0. 0.] [1. 0. 0. 1. 0. 1. 0. 0. 0. 0.] [1. 0. 0. 1. 0. 1. 0. 0. 0. 0.] [1. 0. 0. 1. 0. 1. 0. 0. 0. 0.] [1. 0. 0. 1. 0. 1. 0. 0. 0. 0.] [1. 0. 0. 1. 0. 1. 0. 0. 0. 0.] [1. 0. 0. 1. 0. 1. 0. 0. 0. 0.] [1. 0. 0. 1. 0. 1. 0. 0. 0. 0.]] | spar cap, pressure side, boolean of materials in each composite layer spanwise, passed as floats for differentiablity, used for Fatigue Analysis
rotorse.re.te_ss_mats | output |  | [[0. 0. 0. 0. 0. 0. 0. 0. 0. 0.] [0. 0. 0. 0. 0. 0. 0. 0. 0. 0.] [1. 0. 1. 0. 0. 1. 0. 0. 0. 0.] [1. 0. 1. 0. 0. 1. 0. 0. 0. 0.] [1. 0. 1. 0. 0. 1. 0. 0. 0. 0.] [1. 0. 1. 0. 0. 1. 0. 0. 0. 0.] [1. 0. 1. 0. 0. 1. 0. 0. 0. 0.] [1. 0. 1. 0. 0. 1. 0. 0. 0. 0.] [1. 0. 1. 0. 0. 1. 0. 0. 0. 0.] [1. 0. 1. 0. 0. 1. 0. 0. 0. 0.] [1. 0. 1. 0. 0. 1. 0. 0. 0. 0.] [1. 0. 1. 0. 0. 1. 0. 0. 0. 0.] [1. 0. 1. 0. 0. 1. 0. 0. 0. 0.] [1. 0. 1. 0. 0. 1. 0. 0. 0. 0.] [1. 0. 1. 0. 0. 1. 0. 0. 0. 0.] [1. 0. 1. 0. 0. 1. 0. 0. 0. 0.] [1. 0. 1. 0. 0. 1. 0. 0. 0. 0.] [1. 0. 1. 0. 0. 1. 0. 0. 0. 0.] [1. 0. 1. 0. 0. 1. 0. 0. 0. 0.] [1. 0. 1. 0. 0. 1. 0. 0. 0. 0.] [1. 0. 1. 0. 0. 1. 0. 0. 0. 0.] [1. 0. 1. 0. 0. 1. 0. 0. 0. 0.] [1. 0. 1. 0. 0. 1. 0. 0. 0. 0.] [1. 0. 1. 0. 0. 1. 0. 0. 0. 0.] [1. 0. 1. 0. 0. 1. 0. 0. 0. 0.] [1. 0. 1. 0. 0. 1. 0. 0. 0. 0.] [1. 0. 1. 0. 0. 1. 0. 0. 0. 0.] [1. 0. 1. 0. 0. 1. 0. 0. 0. 0.] [1. 0. 1. 0. 0. 1. 0. 0. 0. 0.] [0. 0. 0. 0. 0. 0. 0. 0. 0. 0.]] | trailing edge reinforcement, suction side, boolean of materials in each composite layer spanwise, passed as floats for differentiablity, used for Fatigue Analysis
rotorse.re.te_ps_mats | output |  | [[0. 0. 0. 0. 0. 0. 0. 0. 0. 0.] [0. 0. 0. 0. 0. 0. 0. 0. 0. 0.] [1. 0. 1. 0. 0. 1. 0. 0. 0. 0.] [1. 0. 1. 0. 0. 1. 0. 0. 0. 0.] [1. 0. 1. 0. 0. 1. 0. 0. 0. 0.] [1. 0. 1. 0. 0. 1. 0. 0. 0. 0.] [1. 0. 1. 0. 0. 1. 0. 0. 0. 0.] [1. 0. 1. 0. 0. 1. 0. 0. 0. 0.] [1. 0. 1. 0. 0. 1. 0. 0. 0. 0.] [1. 0. 1. 0. 0. 1. 0. 0. 0. 0.] [1. 0. 1. 0. 0. 1. 0. 0. 0. 0.] [1. 0. 1. 0. 0. 1. 0. 0. 0. 0.] [1. 0. 1. 0. 0. 1. 0. 0. 0. 0.] [1. 0. 1. 0. 0. 1. 0. 0. 0. 0.] [1. 0. 1. 0. 0. 1. 0. 0. 0. 0.] [1. 0. 1. 0. 0. 1. 0. 0. 0. 0.] [1. 0. 1. 0. 0. 1. 0. 0. 0. 0.] [1. 0. 1. 0. 0. 1. 0. 0. 0. 0.] [1. 0. 1. 0. 0. 1. 0. 0. 0. 0.] [1. 0. 1. 0. 0. 1. 0. 0. 0. 0.] [1. 0. 1. 0. 0. 1. 0. 0. 0. 0.] [1. 0. 1. 0. 0. 1. 0. 0. 0. 0.] [1. 0. 1. 0. 0. 1. 0. 0. 0. 0.] [1. 0. 1. 0. 0. 1. 0. 0. 0. 0.] [1. 0. 1. 0. 0. 1. 0. 0. 0. 0.] [1. 0. 1. 0. 0. 1. 0. 0. 0. 0.] [1. 0. 1. 0. 0. 1. 0. 0. 0. 0.] [1. 0. 1. 0. 0. 1. 0. 0. 0. 0.] [1. 0. 1. 0. 0. 1. 0. 0. 0. 0.] [0. 0. 0. 0. 0. 0. 0. 0. 0. 0.]] | trailing edge reinforcement, pressure side, boolean of materials in each composite layer spanwise, passed as floats for differentiablity, used for Fatigue Analysis
rotorse.wt_class.V_mean | output | m/s | [7.5]
rotorse.wt_class.V_extreme1 | output | m/s | [30.]
rotorse.wt_class.V_extreme50 | output | m/s | [52.5]
towerse.constr_d_to_t | output |  | [ 96.91496253 108.45985024 122.38290531 137.89480143 156.31602724 180.282286 212.42626375 255.07753082 302.31821512 316.59090065]
towerse.constr_taper | output |  | [1. 1. 1. 1. 1. 1. 1. 1. 0.98179869 0.93880853]
towerse.slope | output |  | [1. 1. 1. 1. 1. 1. 1. 1. 0.98179869 0.93880853]
towerse.thickness_slope | output |  | [0.89355612 0.88623366 0.8875092 0.88215395 0.8670626 0.84868172 0.83279097 0.83605997 0.91719931]
towerse.member.ca_usr_grid_full | output |  | [0. 0. 0. 0. 0. 0. 0. 0. 0. 0. 0. 0. 0. 0. 0. 0. 0. 0. 0. 0. 0. 0. 0. 0. 0. 0. 0. 0. 0. 0. 0.]
towerse.member.cd_usr_grid_full | output |  | [0. 0. 0. 0. 0. 0. 0. 0. 0. 0. 0. 0. 0. 0. 0. 0. 0. 0. 0. 0. 0. 0. 0. 0. 0. 0. 0. 0. 0. 0. 0.]
towerse.member.nu_full | output |  | [0.26103405 0.26103405 0.26103405 0.26103405 0.26103405 0.26103405 0.26103405 0.26103405 0.26103405 0.26103405 0.26103405 0.26103405 0.26103405 0.26103405 0.26103405 0.26103405 0.26103405 0.26103405 0.26103405 0.26103405 0.26103405 0.26103405 0.26103405 0.26103405 0.26103405 0.26103405 0.26103405 0.26103405 0.26103405 0.26103405]
towerse.member.nodes_r | output | m | [3. 3. 3. 3. 3. 3. 3. 3. 3. 3. 3. 3. 3. 3. 3. 3. 3. 3. 3. 3. 3. 3. 3. 3. 3. 2.98179869 2.96359738 2.94539607 2.88531836 2.82524066 2.76516296]
towerse.member.center_of_buoyancy | output | m | [0. 0. 0.]
towerse.member.displacement | output | m**3 | [0.]
towerse.member.buoyancy_force | output | N | [0.]
towerse.member.idx_cb | output |  | [0.]
towerse.member.Awater | output | m**2 | [0.]
towerse.member.Iwaterx | output | m**4 | [0.]
towerse.member.Iwatery | output | m**4 | [0.]
towerse.member.added_mass | output | kg | [0. 0. 0. 0. 0. 0.]
towerse.member.waterline_centroid | output | m | [0. 0.]
towerse.member.z_dim | output | m | [ 0. 4.56666667 9.13333333 13.7 18.26666667 22.83333333 27.4 31.96666667 36.53333333 41.1 45.66666667 50.23333333 54.8 59.36666667 63.93333333 68.5 73.06666667 77.63333333 82.2 86.76666667 91.33333333 95.9 100.46666667 105.03333333 109.6 114.16666667 118.73333333 123.3 127.86666667 132.43333333 137. ]
towerse.member.d_eff | output | m | [6. 6. 6. 6. 6. 6. 6. 6. 6. 6. 6. 6. 6. 6. 6. 6. 6. 6. 6. 6. 6. 6. 6. 6. 6. 5.96359738 5.92719475 5.89079213 5.77063673 5.65048132 5.53032592]
towerse.tower_section_height | output | m | [13.7 13.7 13.7 13.7 13.7 13.7 13.7 13.7 13.7 13.7]
towerse.member.sigma_ult | output | Pa | [4.5e+08 4.5e+08 4.5e+08 4.5e+08 4.5e+08 4.5e+08 4.5e+08 4.5e+08 4.5e+08 4.5e+08]
towerse.member.wohler_exp | output |  | [3. 3. 3. 3. 3. 3. 3. 3. 3. 3.]
towerse.member.wohler_A | output |  | [3.55346484e+10 3.55346484e+10 3.55346484e+10 3.55346484e+10 3.55346484e+10 3.55346484e+10 3.55346484e+10 3.55346484e+10 3.55346484e+10 3.55346484e+10]
towerse.member.ballast_density | output | kg/m**3 | []
towerse.member.ballast_unit_cost | output | USD/kg | []
towerse.z_param | output | m | [ 0. 13.7 27.4 41.1 54.8 68.5 82.2 95.9 109.6 123.3 137. ]
towerse.member.sec_loc | output |  | [0. 0.11111111 0.22222222 0.33333333 0.44444444 0.55555556 0.66666667 0.77777778 0.88888889 1. ] | normalized sectional location
towerse.member.str_tw | output | deg | [0. 0. 0. 0. 0. 0. 0. 0. 0. 0.] | structural twist of section
towerse.member.tw_iner | output | deg | [0. 0. 0. 0. 0. 0. 0. 0. 0. 0.] | inertial twist of section
towerse.member.mass_den | output | kg/m | [9639.07703025 8622.61477518 7649.74157786 6795.5079111 5999.84470102 5206.69361172 4422.55525651 3685.97686814 3055.5302826 2692.2359476 ] | sectional mass per unit length
towerse.member.foreaft_iner | output | kg*m | [42489.95080603 38092.8587395 33865.87425039 30139.47858934 26656.0659907 23171.6359823 19715.00747676 16457.35200697 13411.73964167 10905.28025034] | sectional fore-aft intertia per unit length about the Y_G inertia axis
towerse.member.sideside_iner | output | kg*m | [42489.95080603 38092.8587395 33865.87425039 30139.47858934 26656.0659907 23171.6359823 19715.00747676 16457.35200697 13411.73964167 10905.28025034] | sectional side-side intertia per unit length about the Y_G inertia axis
towerse.member.foreaft_stff | output | N*m**2 | [1.01821114e+12 9.12841091e+11 8.11547430e+11 7.22249667e+11 6.38774646e+11 5.55275245e+11 4.72442067e+11 3.94376995e+11 3.21393234e+11 2.61329505e+11] | sectional fore-aft bending stiffness per unit length about the Y_E elastic axis
towerse.member.sideside_stff | output | N*m**2 | [1.01821114e+12 9.12841091e+11 8.11547430e+11 7.22249667e+11 6.38774646e+11 5.55275245e+11 4.72442067e+11 3.94376995e+11 3.21393234e+11 2.61329505e+11] | sectional side-side bending stiffness per unit length about the Y_E elastic axis
towerse.member.tor_stff | output | N*m**2 | [8.07441433e+11 7.23882985e+11 6.43557112e+11 5.72743986e+11 5.06548295e+11 4.40333269e+11 3.74646560e+11 3.12740957e+11 2.54864834e+11 2.07234298e+11] | sectional torsional stiffness
towerse.member.axial_stff | output | N | [2.30986749e+11 2.06628679e+11 1.83315159e+11 1.62844666e+11 1.43777731e+11 1.24770995e+11 1.05980236e+11 8.83291845e+10 7.32214302e+10 6.45155990e+10] | sectional axial stiffness
towerse.member.cg_offst | output | m | [0. 0. 0. 0. 0. 0. 0. 0. 0. 0.] | offset from the sectional center of mass
towerse.member.sc_offst | output | m | [0. 0. 0. 0. 0. 0. 0. 0. 0. 0.] | offset from the sectional shear center
towerse.member.tc_offst | output | m | [0. 0. 0. 0. 0. 0. 0. 0. 0. 0.] | offset from the sectional tension center
towerse.member.axial_load2stress | output | m**2 | [[0. 0. 0.86585053 0.58926875 0.58926875 0. ] [0. 0. 0.96791985 0.65728855 0.65728855 0. ] [0. 0. 1.09101725 0.73932832 0.73932832 0. ] [0. 0. 1.22816427 0.83073766 0.83073766 0. ] [0. 0. 1.391036 0.93929839 0.93929839 0. ] [0. 0. 1.60293665 1.0805452 1.0805452 0. ] [0. 0. 1.88714431 1.26999698 1.26999698 0. ] [0. 0. 2.26425729 1.52138692 1.52138692 0. ] [0. 0. 2.73144077 1.84988215 1.84988215 0. ] [0. 0. 3.10002547 2.1851949 2.1851949 0. ]]
towerse.member.shear_load2stress | output | m**2 | [[1.41927333 1.41927333 0. 0. 0. 0.29463437] [1.5874111 1.5874111 0. 0. 0. 0.32864428] [1.79017882 1.79017882 0. 0. 0. 0.36966416] [2.01608074 2.01608074 0. 0. 0. 0.41536883] [2.28434708 2.28434708 0. 0. 0. 0.4696492 ] [2.63336006 2.63336006 0. 0. 0. 0.5402726 ] [3.10145671 3.10145671 0. 0. 0. 0.63499849] [3.72255939 3.72255939 0. 0. 0. 0.76069346] [4.4918757 4.4918757 0. 0. 0. 0.92494108] [5.09835809 5.09835809 0. 0. 0. 1.09259745]]
towerse.member.labor_hours | output | h | [1087.52950759]
towerse.tower_cost | output | USD | [2148240.64007646]
towerse.member.section_D | output | m | [6. 6. 6. 6. 6. 6. 6. 6. 6. 6. 6. 6. 6. 6. 6. 6. 6. 6. 6. 6. 6. 6. 6. 6. 5.98179869 5.94539607 5.90899344 5.83071443 5.71055903 5.59040362]
towerse.member.section_t | output | m | [0.06624364 0.06624364 0.06624364 0.05919241 0.05919241 0.05919241 0.05245831 0.05245831 0.05245831 0.04655723 0.04655723 0.04655723 0.04107064 0.04107064 0.04107064 0.03561082 0.03561082 0.03561082 0.03022225 0.03022225 0.03022225 0.02516882 0.02516882 0.02516882 0.02104264 0.02104264 0.02104264 0.0193003 0.0193003 0.0193003 ]
towerse.member.section_sigma_y | output | Pa | [3.45e+08 3.45e+08 3.45e+08 3.45e+08 3.45e+08 3.45e+08 3.45e+08 3.45e+08 3.45e+08 3.45e+08 3.45e+08 3.45e+08 3.45e+08 3.45e+08 3.45e+08 3.45e+08 3.45e+08 3.45e+08 3.45e+08 3.45e+08 3.45e+08 3.45e+08 3.45e+08 3.45e+08 3.45e+08 3.45e+08 3.45e+08 3.45e+08 3.45e+08 3.45e+08]
towerse.height_constraint | output | m | [3.]
towerse.transition_piece_height | output | m | [0.]
towerse.z_start | output | m | [0.]
af_3d.cl_corrected | output |  | [[[[ 0.00000000e+00] [ 0.00000000e+00] [ 0.00000000e+00] [ 0.00000000e+00] [ 0.00000000e+00]] [[ 0.00000000e+00] [ 0.00000000e+00] [ 0.00000000e+00] [ 0.00000000e+00] [ 0.00000000e+00]] [[ 0.00000000e+00] [ 0.00000000e+00] [ 0.00000000e+00] [ 0.00000000e+00] [ 0.00000000e+00]] ... [[ 0.00000000e+00] [ 0.00000000e+00] [ 0.00000000e+00] [ 0.00000000e+00] [ 0.00000000e+00]] [[ 0.00000000e+00] [ 0.00000000e+00] [ 0.00000000e+00] [ 0.00000000e+00] [ 0.00000000e+00]] [[ 0.00000000e+00] [ 0.00000000e+00] [ 0.00000000e+00] [ 0.00000000e+00] [ 0.00000000e+00]]] [[[ 0.00000000e+00] [ 0.00000000e+00] [ 0.00000000e+00] [ 0.00000000e+00] [ 0.00000000e+00]] [[ 2.26137991e-03] [ 1.94775724e-03] [ 1.92094234e-03] [ 1.93109733e-03] [ 1.89340473e-03]] [[ 4.52275988e-03] [ 3.89551453e-03] [ 3.84188473e-03] [ 3.86219472e-03] [ 3.78680952e-03]] ... [[-4.52275988e-03] [-3.89551453e-03] [-3.84188473e-03] [-3.86219472e-03] [-3.78680952e-03]] [[-2.26137991e-03] [-1.94775724e-03] [-1.92094234e-03] [-1.93109733e-03] [-1.89340473e-03]] [[-7.53598903e-19] [-7.53598903e-19] [-7.53598903e-19] [-7.53598903e-19] [-7.53598903e-19]]] [[[ 0.00000000e+00] [ 0.00000000e+00] [ 0.00000000e+00] [ 0.00000000e+00] [ 0.00000000e+00]] [[ 2.24911443e-02] [ 2.00611592e-02] [ 1.98552462e-02] [ 1.99331949e-02] [ 1.96440645e-02]] [[ 4.49822890e-02] [ 4.01223189e-02] [ 3.97104929e-02] [ 3.98663903e-02] [ 3.92881293e-02]] ... [[-4.49822890e-02] [-4.01223189e-02] [-3.97104929e-02] [-3.98663903e-02] [-3.92881293e-02]] [[-2.24911443e-02] [-2.00611592e-02] [-1.98552462e-02] [-1.99331949e-02] [-1.96440645e-02]] [[-6.25425624e-18] [-6.25425624e-18] [-6.25425624e-18] [-6.25425624e-18] [-6.25425624e-18]]] ... [[[ 0.00000000e+00] [ 0.00000000e+00] [ 0.00000000e+00] [ 0.00000000e+00] [ 0.00000000e+00]] [[ 1.81891218e-01] [ 1.86009734e-01] [ 1.87437603e-01] [ 1.94392998e-01] [ 1.98011589e-01]] [[ 3.63782435e-01] [ 3.72019469e-01] [ 3.74875206e-01] [ 3.88785996e-01] [ 3.96023178e-01]] ... [[-3.63782435e-01] [-3.72019469e-01] [-3.74875206e-01] [-3.88785996e-01] [-3.96023178e-01]] [[-1.81891218e-01] [-1.86009734e-01] [-1.87437603e-01] [-1.94392998e-01] [-1.98011589e-01]] [[ 1.38777878e-17] [ 0.00000000e+00] [ 6.93889390e-18] [ 1.38777878e-17] [ 0.00000000e+00]]] [[[ 0.00000000e+00] [ 0.00000000e+00] [ 0.00000000e+00] [ 0.00000000e+00] [ 0.00000000e+00]] [[ 1.91313607e-01] [ 1.96662846e-01] [ 1.98266810e-01] [ 2.04863588e-01] [ 2.08470811e-01]] [[ 3.82627215e-01] [ 3.93325692e-01] [ 3.96533620e-01] [ 4.09727176e-01] [ 4.16941622e-01]] ... [[-3.82627215e-01] [-3.93325692e-01] [-3.96533620e-01] [-4.09727176e-01] [-4.16941622e-01]] [[-1.91313607e-01] [-1.96662846e-01] [-1.98266810e-01] [-2.04863588e-01] [-2.08470811e-01]] [[ 1.38777878e-17] [-1.38777878e-17] [ 0.00000000e+00] [ 1.38777878e-17] [ 0.00000000e+00]]] [[[ 0.00000000e+00] [ 0.00000000e+00] [ 0.00000000e+00] [ 0.00000000e+00] [ 0.00000000e+00]] [[ 2.02449660e-01] [ 2.09583515e-01] [ 2.11419915e-01] [ 2.17381080e-01] [ 2.21043270e-01]] [[ 4.04899320e-01] [ 4.19167029e-01] [ 4.22839830e-01] [ 4.34762160e-01] [ 4.42086540e-01]] ... [[-4.04899320e-01] [-4.19167029e-01] [-4.22839830e-01] [-4.34762160e-01] [-4.42086540e-01]] [[-2.02449660e-01] [-2.09583515e-01] [-2.11419915e-01] [-2.17381080e-01] [-2.21043270e-01]] [[-2.77555756e-17] [-1.38777878e-17] [ 1.38777878e-17] [ 0.00000000e+00] [-4.16333634e-17]]]] | Lift coefficient corrected with CCBlade.Polar.
af_3d.cd_corrected | output |  | [[[[0.5 ] [0.5 ] [0.5 ] [0.5 ] [0.5 ]] [[0.5 ] [0.5 ] [0.5 ] [0.5 ] [0.5 ]] [[0.5 ] [0.5 ] [0.5 ] [0.5 ] [0.5 ]] ... [[0.5 ] [0.5 ] [0.5 ] [0.5 ] [0.5 ]] [[0.5 ] [0.5 ] [0.5 ] [0.5 ] [0.5 ]] [[0.5 ] [0.5 ] [0.5 ] [0.5 ] [0.5 ]]] [[[0.48317224] [0.48317224] [0.48317224] [0.48317224] [0.48317224]] [[0.48317224] [0.48317224] [0.48317224] [0.48317224] [0.48317224]] [[0.48317224] [0.48317224] [0.48317224] [0.48317224] [0.48317224]] ... [[0.48317224] [0.48317224] [0.48317224] [0.48317224] [0.48317224]] [[0.48317224] [0.48317224] [0.48317224] [0.48317224] [0.48317224]] [[0.48317224] [0.48317224] [0.48317224] [0.48317224] [0.48317224]]] [[[0.34328947] [0.34328947] [0.34328947] [0.34328947] [0.34328947]] [[0.34328947] [0.34328947] [0.34328947] [0.34328947] [0.34328947]] [[0.34328947] [0.34328947] [0.34328947] [0.34328947] [0.34328947]] ... [[0.34328947] [0.34328947] [0.34328947] [0.34328947] [0.34328947]] [[0.34328947] [0.34328947] [0.34328947] [0.34328947] [0.34328947]] [[0.34328947] [0.34328947] [0.34328947] [0.34328947] [0.34328947]]] ... [[[0.001 ] [0.001 ] [0.001 ] [0.001 ] [0.001 ]] [[0.001 ] [0.001 ] [0.001 ] [0.001 ] [0.001 ]] [[0.001 ] [0.001 ] [0.001 ] [0.001 ] [0.001 ]] ... [[0.001 ] [0.001 ] [0.001 ] [0.001 ] [0.001 ]] [[0.001 ] [0.001 ] [0.001 ] [0.001 ] [0.001 ]] [[0.001 ] [0.001 ] [0.001 ] [0.001 ] [0.001 ]]] [[[0.001 ] [0.001 ] [0.001 ] [0.001 ] [0.001 ]] [[0.001 ] [0.001 ] [0.001 ] [0.001 ] [0.001 ]] [[0.001 ] [0.001 ] [0.001 ] [0.001 ] [0.001 ]] ... [[0.001 ] [0.001 ] [0.001 ] [0.001 ] [0.001 ]] [[0.001 ] [0.001 ] [0.001 ] [0.001 ] [0.001 ]] [[0.001 ] [0.001 ] [0.001 ] [0.001 ] [0.001 ]]] [[[0.001 ] [0.001 ] [0.001 ] [0.001 ] [0.001 ]] [[0.001 ] [0.001 ] [0.001 ] [0.001 ] [0.001 ]] [[0.001 ] [0.001 ] [0.001 ] [0.001 ] [0.001 ]] ... [[0.001 ] [0.001 ] [0.001 ] [0.001 ] [0.001 ]] [[0.001 ] [0.001 ] [0.001 ] [0.001 ] [0.001 ]] [[0.001 ] [0.001 ] [0.001 ] [0.001 ] [0.001 ]]]] | Drag coefficient corrected with CCBlade.Polar.
af_3d.cm_corrected | output |  | [[[[ 0.00000000e+00] [ 0.00000000e+00] [ 0.00000000e+00] [ 0.00000000e+00] [ 0.00000000e+00]] [[ 0.00000000e+00] [ 0.00000000e+00] [ 0.00000000e+00] [ 0.00000000e+00] [ 0.00000000e+00]] [[ 0.00000000e+00] [ 0.00000000e+00] [ 0.00000000e+00] [ 0.00000000e+00] [ 0.00000000e+00]] ... [[ 0.00000000e+00] [ 0.00000000e+00] [ 0.00000000e+00] [ 0.00000000e+00] [ 0.00000000e+00]] [[ 0.00000000e+00] [ 0.00000000e+00] [ 0.00000000e+00] [ 0.00000000e+00] [ 0.00000000e+00]] [[ 0.00000000e+00] [ 0.00000000e+00] [ 0.00000000e+00] [ 0.00000000e+00] [ 0.00000000e+00]]] [[[ 0.00000000e+00] [ 0.00000000e+00] [ 0.00000000e+00] [ 0.00000000e+00] [ 0.00000000e+00]] [[ 6.01446903e-03] [ 6.01446903e-03] [ 6.01446903e-03] [ 6.01446903e-03] [ 6.01446903e-03]] [[ 1.03917777e-02] [ 1.03917777e-02] [ 1.03917777e-02] [ 1.03917777e-02] [ 1.03917777e-02]] ... [[-1.50454748e-02] [-1.50454748e-02] [-1.50454748e-02] [-1.50454748e-02] [-1.50454748e-02]] [[-8.95340984e-03] [-8.95340984e-03] [-8.95340984e-03] [-8.95340984e-03] [-8.95340984e-03]] [[ 0.00000000e+00] [ 0.00000000e+00] [ 0.00000000e+00] [ 0.00000000e+00] [ 0.00000000e+00]]] [[[ 0.00000000e+00] [ 0.00000000e+00] [ 0.00000000e+00] [ 0.00000000e+00] [ 0.00000000e+00]] [[ 5.29945751e-02] [ 5.29945751e-02] [ 5.29945751e-02] [ 5.29945751e-02] [ 5.29945751e-02]] [[ 9.32521557e-02] [ 9.32521557e-02] [ 9.32521557e-02] [ 9.32521557e-02] [ 9.32521557e-02]] ... [[-1.32558809e-01] [-1.32558809e-01] [-1.32558809e-01] [-1.32558809e-01] [-1.32558809e-01]] [[-7.74099366e-02] [-7.74099366e-02] [-7.74099366e-02] [-7.74099366e-02] [-7.74099366e-02]] [[ 0.00000000e+00] [ 0.00000000e+00] [ 0.00000000e+00] [ 0.00000000e+00] [ 0.00000000e+00]]] ... [[[ 0.00000000e+00] [ 0.00000000e+00] [ 0.00000000e+00] [ 0.00000000e+00] [ 0.00000000e+00]] [[ 1.20000000e-01] [ 1.20000000e-01] [ 1.20000000e-01] [ 1.20000000e-01] [ 1.20000000e-01]] [[ 2.40000000e-01] [ 2.40000000e-01] [ 2.40000000e-01] [ 2.40000000e-01] [ 2.40000000e-01]] ... [[-3.00000000e-01] [-3.00000000e-01] [-3.00000000e-01] [-3.00000000e-01] [-3.00000000e-01]] [[-1.50000000e-01] [-1.50000000e-01] [-1.50000000e-01] [-1.50000000e-01] [-1.50000000e-01]] [[-1.38777878e-17] [-1.38777878e-17] [-1.38777878e-17] [-1.38777878e-17] [-1.38777878e-17]]] [[[ 0.00000000e+00] [ 0.00000000e+00] [ 0.00000000e+00] [ 0.00000000e+00] [ 0.00000000e+00]] [[ 1.20000000e-01] [ 1.20000000e-01] [ 1.20000000e-01] [ 1.20000000e-01] [ 1.20000000e-01]] [[ 2.40000000e-01] [ 2.40000000e-01] [ 2.40000000e-01] [ 2.40000000e-01] [ 2.40000000e-01]] ... [[-3.00000000e-01] [-3.00000000e-01] [-3.00000000e-01] [-3.00000000e-01] [-3.00000000e-01]] [[-1.50000000e-01] [-1.50000000e-01] [-1.50000000e-01] [-1.50000000e-01] [-1.50000000e-01]] [[-1.38777878e-17] [-1.38777878e-17] [-1.38777878e-17] [-1.38777878e-17] [-1.38777878e-17]]] [[[ 0.00000000e+00] [ 0.00000000e+00] [ 0.00000000e+00] [ 0.00000000e+00] [ 0.00000000e+00]] [[ 1.20000000e-01] [ 1.20000000e-01] [ 1.20000000e-01] [ 1.20000000e-01] [ 1.20000000e-01]] [[ 2.40000000e-01] [ 2.40000000e-01] [ 2.40000000e-01] [ 2.40000000e-01] [ 2.40000000e-01]] ... [[-3.00000000e-01] [-3.00000000e-01] [-3.00000000e-01] [-3.00000000e-01] [-3.00000000e-01]] [[-1.50000000e-01] [-1.50000000e-01] [-1.50000000e-01] [-1.50000000e-01] [-1.50000000e-01]] [[-1.38777878e-17] [-1.38777878e-17] [-1.38777878e-17] [-1.38777878e-17] [-1.38777878e-17]]]] | Moment coefficient corrected with CCblade.Polar.
airfoils.ac | output |  | [0.5 0.316 0.316 0.282 0.266 0.265 0.228] | 1D array of the aerodynamic centers of each airfoil.
airfoils.r_thick | output |  | [1. 0.5 0.36 0.301 0.241 0.211 0.18 ] | 1D array of the relative thicknesses of each airfoil.
airfoils.aoa | output | rad | [-3.14159265 -3.08923278 -3.0368729 -2.98451302 -2.93215314 -2.87979327 -2.82743339 -2.77507351 -2.72271363 -2.67035376 -2.61799388 -2.565634 -2.51327412 -2.46091425 -2.40855437 -2.35619449 -2.30383461 -2.25147474 -2.19911486 -2.14675498 -2.0943951 -2.04203522 -1.98967535 -1.93731547 -1.88495559 -1.83259571 -1.78023584 -1.72787596 -1.67551608 -1.6231562 -1.57079633 -1.51843645 -1.46607657 -1.41371669 -1.36135682 -1.30899694 -1.25663706 -1.20427718 -1.15191731 -1.09955743 -1.04719755 -0.99483767 -0.9424778 -0.89011792 -0.83775804 -0.78539816 -0.73303829 -0.68067841 -0.62831853 -0.57595865 -0.52359878 -0.51302102 -0.50244327 -0.49186552 -0.48128776 -0.47071001 -0.46013226 -0.4495545 -0.43897675 -0.428399 -0.41782125 -0.40724349 -0.39666574 -0.38608799 -0.37551023 -0.36493248 -0.35435473 -0.34377697 -0.33319922 -0.32262147 -0.31204371 -0.30146596 -0.29088821 -0.28031046 -0.2697327 -0.25915495 -0.2485772 -0.23799944 -0.22742169 -0.21684394 -0.20626618 -0.19568843 -0.18511068 -0.17453293 -0.16395517 -0.15337742 -0.14279967 -0.13222191 -0.12164416 -0.11106641 -0.10048865 -0.0899109 -0.07933315 -0.06875539 -0.05817764 -0.04759989 -0.03702214 -0.02644438 -0.01586663 -0.00528888 0.00528888 0.01586663 0.02644438 0.03702214 0.04759989 0.05817764 0.06875539 0.07933315 0.0899109 0.10048865 0.11106641 0.12164416 0.13222191 0.14279967 0.15337742 0.16395517 0.17453293 0.18511068 0.19568843 0.20626618 0.21684394 0.22742169 0.23799944 0.2485772 0.25915495 0.2697327 0.28031046 0.29088821 0.30146596 0.31204371 0.32262147 0.33319922 0.34377697 0.35435473 0.36493248 0.37551023 0.38608799 0.39666574 0.40724349 0.41782125 0.428399 0.43897675 0.4495545 0.46013226 0.47071001 0.48128776 0.49186552 0.50244327 0.51302102 0.52359878 0.57595865 0.62831853 0.68067841 0.73303829 0.78539816 0.83775804 0.89011792 0.9424778 0.99483767 1.04719755 1.09955743 1.15191731 1.20427718 1.25663706 1.30899694 1.36135682 1.41371669 1.46607657 1.51843645 1.57079633 1.6231562 1.67551608 1.72787596 1.78023584 1.83259571 1.88495559 1.93731547 1.98967535 2.04203522 2.0943951 2.14675498 2.19911486 2.25147474 2.30383461 2.35619449 2.40855437 2.46091425 2.51327412 2.565634 2.61799388 2.67035376 2.72271363 2.77507351 2.82743339 2.87979327 2.93215314 2.98451302 3.0368729 3.08923278 3.14159265] | 1D array of the angles of attack used to define the polars of the airfoils. All airfoils defined in openmdao share this grid.
airfoils.Re | output |  | [ 3000000. 5280000. 6000000. 9000000. 12000000.] | 1D array of the Reynolds numbers used to define the polars of the airfoils. All airfoils defined in openmdao share this grid.
airfoils.cl | output |  | [[[[ 0.00000000e+00] [ 0.00000000e+00] [ 0.00000000e+00] [ 0.00000000e+00] [ 0.00000000e+00]] [[ 0.00000000e+00] [ 0.00000000e+00] [ 0.00000000e+00] [ 0.00000000e+00] [ 0.00000000e+00]] [[ 0.00000000e+00] [ 0.00000000e+00] [ 0.00000000e+00] [ 0.00000000e+00] [ 0.00000000e+00]] ... [[ 0.00000000e+00] [ 0.00000000e+00] [ 0.00000000e+00] [ 0.00000000e+00] [ 0.00000000e+00]] [[ 0.00000000e+00] [ 0.00000000e+00] [ 0.00000000e+00] [ 0.00000000e+00] [ 0.00000000e+00]] [[ 0.00000000e+00] [ 0.00000000e+00] [ 0.00000000e+00] [ 0.00000000e+00] [ 0.00000000e+00]]] [[[ 0.00000000e+00] [ 0.00000000e+00] [ 0.00000000e+00] [ 0.00000000e+00] [ 0.00000000e+00]] [[ 1.22100448e-01] [ 1.22100448e-01] [ 1.22100448e-01] [ 1.22100448e-01] [ 1.22100448e-01]] [[ 2.44200897e-01] [ 2.44200897e-01] [ 2.44200897e-01] [ 2.44200897e-01] [ 2.44200897e-01]] ... [[-2.44200897e-01] [-2.44200897e-01] [-2.44200897e-01] [-2.44200897e-01] [-2.44200897e-01]] [[-1.22100448e-01] [-1.22100448e-01] [-1.22100448e-01] [-1.22100448e-01] [-1.22100448e-01]] [[-1.34424078e-17] [-1.34424078e-17] [-1.34424078e-17] [-1.34424078e-17] [-1.34424078e-17]]] [[[ 0.00000000e+00] [ 0.00000000e+00] [ 0.00000000e+00] [ 0.00000000e+00] [ 0.00000000e+00]] [[ 1.57528665e-01] [ 1.63580197e-01] [ 1.64098095e-01] [ 1.63901955e-01] [ 1.64630025e-01]] [[ 3.15057330e-01] [ 3.27160395e-01] [ 3.28196190e-01] [ 3.27803910e-01] [ 3.29260050e-01]] ... [[-3.15057330e-01] [-3.27160395e-01] [-3.28196190e-01] [-3.27803910e-01] [-3.29260050e-01]] [[-1.57528665e-01] [-1.63580197e-01] [-1.64098095e-01] [-1.63901955e-01] [-1.64630025e-01]] [[ 0.00000000e+00] [ 2.64361049e-18] [ 2.80518940e-18] [ 0.00000000e+00] [ 1.10725984e-17]]] ... [[[ 0.00000000e+00] [ 0.00000000e+00] [ 0.00000000e+00] [ 0.00000000e+00] [ 0.00000000e+00]] [[ 1.81712160e-01] [ 1.89787656e-01] [ 1.91505405e-01] [ 1.95913725e-01] [ 2.00357430e-01]] [[ 3.63424320e-01] [ 3.79575312e-01] [ 3.83010810e-01] [ 3.91827450e-01] [ 4.00714860e-01]] ... [[-3.63424320e-01] [-3.79575312e-01] [-3.83010810e-01] [-3.91827450e-01] [-4.00714860e-01]] [[-1.81712160e-01] [-1.89787656e-01] [-1.91505405e-01] [-1.95913725e-01] [-2.00357430e-01]] [[-1.10725984e-17] [-8.80138702e-19] [ 0.00000000e+00] [ 0.00000000e+00] [ 0.00000000e+00]]] [[[ 0.00000000e+00] [ 0.00000000e+00] [ 0.00000000e+00] [ 0.00000000e+00] [ 0.00000000e+00]] [[ 1.74256425e-01] [ 1.77577080e-01] [ 1.78876950e-01] [ 1.85995005e-01] [ 1.89664125e-01]] [[ 3.48512850e-01] [ 3.55154161e-01] [ 3.57753900e-01] [ 3.71990010e-01] [ 3.79328250e-01]] ... [[-3.48512850e-01] [-3.55154161e-01] [-3.57753900e-01] [-3.71990010e-01] [-3.79328250e-01]] [[-1.74256425e-01] [-1.77577080e-01] [-1.78876950e-01] [-1.85995005e-01] [-1.89664125e-01]] [[ 0.00000000e+00] [ 0.00000000e+00] [ 0.00000000e+00] [ 1.10725984e-17] [ 0.00000000e+00]]] [[[ 0.00000000e+00] [ 0.00000000e+00] [ 0.00000000e+00] [ 0.00000000e+00] [ 0.00000000e+00]] [[ 2.02449660e-01] [ 2.09583515e-01] [ 2.11419915e-01] [ 2.17381080e-01] [ 2.21043270e-01]] [[ 4.04899320e-01] [ 4.19167029e-01] [ 4.22839830e-01] [ 4.34762160e-01] [ 4.42086540e-01]] ... [[-4.04899320e-01] [-4.19167029e-01] [-4.22839830e-01] [-4.34762160e-01] [-4.42086540e-01]] [[-2.02449660e-01] [-2.09583515e-01] [-2.11419915e-01] [-2.17381080e-01] [-2.21043270e-01]] [[-2.80518940e-18] [-1.05413865e-18] [ 0.00000000e+00] [ 1.38777878e-17] [-1.38777878e-17]]]] | 4D array with the lift coefficients of the airfoils. Dimension 0 is along the different airfoils defined in the yaml, dimension 1 is along the angles of attack, dimension 2 is along the Reynolds number, dimension 3 is along the number of tabs, which may describe multiple sets at the same station, for example in presence of a flap.
airfoils.cd | output |  | [[[[0.5 ] [0.5 ] [0.5 ] [0.5 ] [0.5 ]] [[0.5 ] [0.5 ] [0.5 ] [0.5 ] [0.5 ]] [[0.5 ] [0.5 ] [0.5 ] [0.5 ] [0.5 ]] ... [[0.5 ] [0.5 ] [0.5 ] [0.5 ] [0.5 ]] [[0.5 ] [0.5 ] [0.5 ] [0.5 ] [0.5 ]] [[0.5 ] [0.5 ] [0.5 ] [0.5 ] [0.5 ]]] [[[0.001] [0.001] [0.001] [0.001] [0.001]] [[0.001] [0.001] [0.001] [0.001] [0.001]] [[0.001] [0.001] [0.001] [0.001] [0.001]] ... [[0.001] [0.001] [0.001] [0.001] [0.001]] [[0.001] [0.001] [0.001] [0.001] [0.001]] [[0.001] [0.001] [0.001] [0.001] [0.001]]] [[[0.001] [0.001] [0.001] [0.001] [0.001]] [[0.001] [0.001] [0.001] [0.001] [0.001]] [[0.001] [0.001] [0.001] [0.001] [0.001]] ... [[0.001] [0.001] [0.001] [0.001] [0.001]] [[0.001] [0.001] [0.001] [0.001] [0.001]] [[0.001] [0.001] [0.001] [0.001] [0.001]]] ... [[[0.001] [0.001] [0.001] [0.001] [0.001]] [[0.001] [0.001] [0.001] [0.001] [0.001]] [[0.001] [0.001] [0.001] [0.001] [0.001]] ... [[0.001] [0.001] [0.001] [0.001] [0.001]] [[0.001] [0.001] [0.001] [0.001] [0.001]] [[0.001] [0.001] [0.001] [0.001] [0.001]]] [[[0.001] [0.001] [0.001] [0.001] [0.001]] [[0.001] [0.001] [0.001] [0.001] [0.001]] [[0.001] [0.001] [0.001] [0.001] [0.001]] ... [[0.001] [0.001] [0.001] [0.001] [0.001]] [[0.001] [0.001] [0.001] [0.001] [0.001]] [[0.001] [0.001] [0.001] [0.001] [0.001]]] [[[0.001] [0.001] [0.001] [0.001] [0.001]] [[0.001] [0.001] [0.001] [0.001] [0.001]] [[0.001] [0.001] [0.001] [0.001] [0.001]] ... [[0.001] [0.001] [0.001] [0.001] [0.001]] [[0.001] [0.001] [0.001] [0.001] [0.001]] [[0.001] [0.001] [0.001] [0.001] [0.001]]]] | 4D array with the drag coefficients of the airfoils. Dimension 0 is along the different airfoils defined in the yaml, dimension 1 is along the angles of attack, dimension 2 is along the Reynolds number, dimension 3 is along the number of tabs, which may describe multiple sets at the same station, for example in presence of a flap.
airfoils.cm | output |  | [[[[ 0.00000000e+00] [ 0.00000000e+00] [ 0.00000000e+00] [ 0.00000000e+00] [ 0.00000000e+00]] [[ 0.00000000e+00] [ 0.00000000e+00] [ 0.00000000e+00] [ 0.00000000e+00] [ 0.00000000e+00]] [[ 0.00000000e+00] [ 0.00000000e+00] [ 0.00000000e+00] [ 0.00000000e+00] [ 0.00000000e+00]] ... [[ 0.00000000e+00] [ 0.00000000e+00] [ 0.00000000e+00] [ 0.00000000e+00] [ 0.00000000e+00]] [[ 0.00000000e+00] [ 0.00000000e+00] [ 0.00000000e+00] [ 0.00000000e+00] [ 0.00000000e+00]] [[ 0.00000000e+00] [ 0.00000000e+00] [ 0.00000000e+00] [ 0.00000000e+00] [ 0.00000000e+00]]] [[[ 0.00000000e+00] [ 0.00000000e+00] [ 0.00000000e+00] [ 0.00000000e+00] [ 0.00000000e+00]] [[ 1.43186712e-01] [ 1.43186712e-01] [ 1.43186712e-01] [ 1.43186712e-01] [ 1.43186712e-01]] [[ 2.67081814e-01] [ 2.67081814e-01] [ 2.67081814e-01] [ 2.67081814e-01] [ 2.67081814e-01]] ... [[-3.58076394e-01] [-3.58076394e-01] [-3.58076394e-01] [-3.58076394e-01] [-3.58076394e-01]] [[-1.95896639e-01] [-1.95896639e-01] [-1.95896639e-01] [-1.95896639e-01] [-1.95896639e-01]] [[ 0.00000000e+00] [ 0.00000000e+00] [ 0.00000000e+00] [ 0.00000000e+00] [ 0.00000000e+00]]] [[[ 0.00000000e+00] [ 0.00000000e+00] [ 0.00000000e+00] [ 0.00000000e+00] [ 0.00000000e+00]] [[ 1.20000000e-01] [ 1.20000000e-01] [ 1.20000000e-01] [ 1.20000000e-01] [ 1.20000000e-01]] [[ 2.40000000e-01] [ 2.40000000e-01] [ 2.40000000e-01] [ 2.40000000e-01] [ 2.40000000e-01]] ... [[-3.00000000e-01] [-3.00000000e-01] [-3.00000000e-01] [-3.00000000e-01] [-3.00000000e-01]] [[-1.50000000e-01] [-1.50000000e-01] [-1.50000000e-01] [-1.50000000e-01] [-1.50000000e-01]] [[-1.92606959e-18] [-1.92606959e-18] [-1.92606959e-18] [-1.92606959e-18] [-1.92606959e-18]]] ... [[[ 0.00000000e+00] [ 0.00000000e+00] [ 0.00000000e+00] [ 0.00000000e+00] [ 0.00000000e+00]] [[ 1.20000000e-01] [ 1.20000000e-01] [ 1.20000000e-01] [ 1.20000000e-01] [ 1.20000000e-01]] [[ 2.40000000e-01] [ 2.40000000e-01] [ 2.40000000e-01] [ 2.40000000e-01] [ 2.40000000e-01]] ... [[-3.00000000e-01] [-3.00000000e-01] [-3.00000000e-01] [-3.00000000e-01] [-3.00000000e-01]] [[-1.50000000e-01] [-1.50000000e-01] [-1.50000000e-01] [-1.50000000e-01] [-1.50000000e-01]] [[-1.92606959e-18] [-1.92606959e-18] [-1.92606959e-18] [-1.92606959e-18] [-1.92606959e-18]]] [[[ 0.00000000e+00] [ 0.00000000e+00] [ 0.00000000e+00] [ 0.00000000e+00] [ 0.00000000e+00]] [[ 1.20000000e-01] [ 1.20000000e-01] [ 1.20000000e-01] [ 1.20000000e-01] [ 1.20000000e-01]] [[ 2.40000000e-01] [ 2.40000000e-01] [ 2.40000000e-01] [ 2.40000000e-01] [ 2.40000000e-01]] ... [[-3.00000000e-01] [-3.00000000e-01] [-3.00000000e-01] [-3.00000000e-01] [-3.00000000e-01]] [[-1.50000000e-01] [-1.50000000e-01] [-1.50000000e-01] [-1.50000000e-01] [-1.50000000e-01]] [[-1.92606959e-18] [-1.92606959e-18] [-1.92606959e-18] [-1.92606959e-18] [-1.92606959e-18]]] [[[ 0.00000000e+00] [ 0.00000000e+00] [ 0.00000000e+00] [ 0.00000000e+00] [ 0.00000000e+00]] [[ 1.20000000e-01] [ 1.20000000e-01] [ 1.20000000e-01] [ 1.20000000e-01] [ 1.20000000e-01]] [[ 2.40000000e-01] [ 2.40000000e-01] [ 2.40000000e-01] [ 2.40000000e-01] [ 2.40000000e-01]] ... [[-3.00000000e-01] [-3.00000000e-01] [-3.00000000e-01] [-3.00000000e-01] [-3.00000000e-01]] [[-1.50000000e-01] [-1.50000000e-01] [-1.50000000e-01] [-1.50000000e-01] [-1.50000000e-01]] [[-1.92606959e-18] [-1.92606959e-18] [-1.92606959e-18] [-1.92606959e-18] [-1.92606959e-18]]]] | 4D array with the moment coefficients of the airfoils. Dimension 0 is along the different airfoils defined in the yaml, dimension 1 is along the angles of attack, dimension 2 is along the Reynolds number, dimension 3 is along the number of tabs, which may describe multiple sets at the same station, for example in presence of a flap.
airfoils.coord_xy | output |  | [[[ 1.00000000e+00 0.00000000e+00] [ 9.99429684e-01 -2.22597407e-02] [ 9.98063018e-01 -4.44580349e-02] ... [ 9.98120489e-01 4.38394581e-02] [ 9.99443038e-01 2.19496514e-02] [ 1.00000000e+00 -3.99929253e-18]] [[ 1.00000000e+00 -9.70000080e-03] [ 9.72814821e-01 -1.34271661e-02] [ 9.46027311e-01 -1.93111175e-02] ... [ 9.53709610e-01 3.92185257e-02] [ 9.77051006e-01 2.52011977e-02] [ 1.00000000e+00 1.05000009e-02]] [[ 1.00000000e+00 -7.00000069e-04] [ 9.74085396e-01 -2.58383565e-03] [ 9.48123482e-01 -3.51119300e-03] ... [ 9.50802168e-01 2.72787770e-02] [ 9.75412980e-01 2.01917140e-02] [ 1.00000000e+00 1.29800013e-02]] ... [[ 1.00000000e+00 4.25000005e-03] [ 9.82343459e-01 -7.44795812e-04] [ 9.57832160e-01 2.09748789e-03] ... [ 9.52346202e-01 1.38691659e-02] [ 9.76159823e-01 9.05592971e-03] [ 1.00000000e+00 4.25000005e-03]] [[ 1.00000000e+00 9.40000193e-04] [ 9.76796386e-01 1.78959118e-03] [ 9.52789587e-01 3.69235436e-03] ... [ 9.52386679e-01 9.04801677e-03] [ 9.76167957e-01 4.91788955e-03] [ 1.00000000e+00 9.40000193e-04]] [[ 1.00000001e+00 0.00000000e+00] [ 9.76685172e-01 3.75162959e-03] [ 9.53182649e-01 5.77797312e-03] ... [ 9.52998468e-01 1.22858505e-02] [ 9.76506126e-01 6.21827841e-03] [ 1.00000001e+00 2.13114815e-20]]] | 3D array of the x and y airfoil coordinates of the n_af airfoils.
airfoils.name | output | n/a | ['circular', 'SNL-FFA-W3-500', 'FFA-W3-360', 'FFA-W3-301', 'FFA-W3-241', 'FFA-W3-211', 'NACA63-618'] | 1D array of names of airfoils.
blade.compute_coord_xy_dim.coord_xy_dim | output | m | [[[ 2.25000000e+00 -2.35261029e-15] [ 2.24743358e+00 -1.00168833e-01] [ 2.24128358e+00 -2.00061157e-01] ... [ 2.24154220e+00 1.97277562e-01] [ 2.24749367e+00 9.87734313e-02] [ 2.25000000e+00 -2.36822281e-15]] [[ 2.26653457e+00 -2.09482223e-03] [ 2.25961150e+00 -1.00159004e-01] [ 2.24937634e+00 -2.00314609e-01] ... [ 2.25197722e+00 1.98357067e-01] [ 2.26100026e+00 1.00320925e-01] [ 2.26653457e+00 1.37247743e-03]] [[ 2.34255457e+00 -1.76779614e-02] [ 2.29952894e+00 -9.75623303e-02] [ 2.25527561e+00 -1.94934552e-01] ... [ 2.27648519e+00 2.03707596e-01] [ 2.31141025e+00 1.10801383e-01] [ 2.34255457e+00 1.29991549e-02]] ... [[ 6.08030135e-01 3.20341427e-04] [ 5.83104348e-01 2.98144592e-03] [ 5.57537191e-01 4.95165937e-03] ... [ 5.57261644e-01 1.03229772e-02] [ 5.82624676e-01 5.29360597e-03] [ 6.08030135e-01 3.20341427e-04]] [[ 4.30939302e-01 5.99225592e-05] [ 4.12569959e-01 2.32451130e-03] [ 3.93859380e-01 3.91777916e-03] ... [ 3.93720270e-01 8.41838022e-03] [ 4.12324095e-01 4.24309009e-03] [ 4.30939302e-01 5.99225592e-05]] [[ 2.50000000e-01 8.81384494e-07] [ 2.38342582e-01 1.57346376e-03] [ 2.26591320e-01 2.61423076e-03] ... [ 2.26499230e-01 6.11683918e-03] [ 2.38253059e-01 3.08567359e-03] [ 2.50000000e-01 8.81384494e-07]]] | 3D array of the dimensional x and y airfoil coordinates of the airfoils interpolated along span for n_span stations. The origin is placed at the pitch axis.
blade.compute_coord_xy_dim.coord_xy_dim_twisted | output | m | [[[ 2.11428212 0.76961752] [ 2.14613347 0.67461293] [ 2.17452283 0.5786424 ] ... [ 2.03885525 0.95210248] [ 2.07814129 0.86157574] [ 2.11428212 0.76961752]] [[ 2.15810399 0.69265467] [ 2.18156885 0.59718785] [ 2.20252197 0.49871516] ... [ 2.08281259 0.87899866] [ 2.12144758 0.7884457 ] [ 2.15704133 0.69595511]] [[ 2.25927864 0.61930156] [ 2.23956996 0.5307336 ] [ 2.22343001 0.42500182] ... [ 2.13555782 0.81441662] [ 2.19440611 0.73449038] [ 2.25094573 0.64882525]] ... [[ 0.6072673 -0.03044962] [ 0.58250811 -0.02653055] [ 0.55707342 -0.02326902] ... [ 0.55707004 -0.01789064] [ 0.58214606 -0.02419708] [ 0.6072673 -0.03044962]] [[ 0.43000853 -0.02830805] [ 0.41182811 -0.02483916] [ 0.39326299 -0.02201767] ... [ 0.39342045 -0.01751767] [ 0.41170907 -0.02290856] [ 0.43000853 -0.02830805]] [[ 0.24916697 -0.02039168] [ 0.23767668 -0.01787344] [ 0.22604947 -0.01587758] ... [ 0.2262434 -0.01237914] [ 0.2377108 -0.01635896] [ 0.24916697 -0.02039168]]] | 3D array of the dimensional x and y airfoil coordinates of the airfoils interpolated along span for n_span stations. The origin is placed at the pitch axis.
blade.compute_coord_xy_dim.wetted_area | output | m**2 | [150.19370211] | The wetted (painted) surface area of the blade
blade.compute_coord_xy_dim.projected_area | output | m**2 | [151.0922911] | The projected surface area of the blade
blade.compute_reynolds.Re | output |  | [ 7651196.00447834 7813132.86973493 8174692.26018 8727214.6807532 9189191.56212061 9665893.71724684 10202526.2760865 10790151.28479297 11420900.50550146 12088025.20007996 12785832.76100282 13367363.45930089 13925164.15543122 14165958.59729226 14330398.4869631 14222504.04610143 14033005.97347633 13782383.05466408 13443816.36004606 13011694.78113213 12316472.17224656 11882617.94927213 11194696.79043032 10411497.71843628 9517667.80610745 8489452.30142846 7325739.57018197 6024734.270383 4580551.39541647 2998212.05865607]
blade.fatigue.sparU_sigma_ult | output | Pa | [1.2852e+09]
blade.fatigue.sparU_wohlerA | output | Pa | [1.2852e+09]
blade.fatigue.sparU_wohlerexp | output |  | [16.1]
blade.fatigue.sparL_sigma_ult | output | Pa | [1.2852e+09]
blade.fatigue.sparL_wohlerA | output | Pa | [1.2852e+09]
blade.fatigue.sparL_wohlerexp | output |  | [16.1]
blade.fatigue.teU_sigma_ult | output | Pa | [6.4023e+08]
blade.fatigue.teU_wohlerA | output | Pa | [6.4023e+08]
blade.fatigue.teU_wohlerexp | output |  | [10.]
blade.fatigue.teL_sigma_ult | output | Pa | [6.4023e+08]
blade.fatigue.teL_wohlerA | output | Pa | [6.4023e+08]
blade.fatigue.teL_wohlerexp | output |  | [10.]
blade.high_level_blade_props.rotor_diameter | output | m | [205.99253562] | Diameter of the rotor used in WISDEM. It is defined as two times the blade length plus the hub diameter.
blade.high_level_blade_props.r_blade | output | m | [ 3. 6.44814717 9.89629433 13.3444415 16.79258866 20.24073583 23.68888299 27.13703016 30.58517733 34.03332449 37.48147166 40.92961882 44.37776599 47.82591316 51.27406032 54.72220749 58.17035465 61.61850182 65.06664898 68.51479615 72.99738747 75.41109048 78.85923765 82.30738481 85.75553198 89.20367915 92.65182631 96.09997348 99.54812064 102.99626781] | 1D array of the dimensional spanwise grid defined along the rotor (hub radius to blade tip projected on the plane)
blade.high_level_blade_props.rotor_radius | output | m | [102.99626781] | Scalar of the rotor radius, defined ignoring prebend and sweep curvatures, and cone and uptilt angles.
blade.high_level_blade_props.blade_ref_axis | output | m | [[ 0.00000000e+00 0.00000000e+00 0.00000000e+00] [ 1.45896086e-02 0.00000000e+00 3.44814717e+00] [ 5.22230768e-02 0.00000000e+00 6.89629433e+00] [ 1.08141891e-01 0.00000000e+00 1.03444415e+01] [ 1.74250500e-01 0.00000000e+00 1.37925887e+01] [ 2.41136773e-01 0.00000000e+00 1.72407358e+01] [ 3.00085581e-01 0.00000000e+00 2.06888830e+01] [ 3.42651213e-01 0.00000000e+00 2.41370302e+01] [ 3.59821072e-01 0.00000000e+00 2.75851773e+01] [ 3.47586472e-01 0.00000000e+00 3.10333245e+01] [ 3.14508104e-01 0.00000000e+00 3.44814717e+01] [ 2.66858145e-01 0.00000000e+00 3.79296188e+01] [ 2.10870490e-01 0.00000000e+00 4.13777660e+01] [ 1.40477297e-01 0.00000000e+00 4.48259132e+01] [ 3.80470534e-02 0.00000000e+00 4.82740603e+01] [-9.07529186e-02 0.00000000e+00 5.17222075e+01] [-2.35123811e-01 0.00000000e+00 5.51703547e+01] [-3.94137332e-01 0.00000000e+00 5.86185018e+01] [-5.85777112e-01 0.00000000e+00 6.20666490e+01] [-8.05291806e-01 0.00000000e+00 6.55147962e+01] [-1.11555530e+00 0.00000000e+00 6.99973875e+01] [-1.29121723e+00 0.00000000e+00 7.24110905e+01] [-1.56372970e+00 0.00000000e+00 7.58592376e+01] [-1.85903588e+00 0.00000000e+00 7.93073848e+01] [-2.17067421e+00 0.00000000e+00 8.27555320e+01] [-2.49837779e+00 0.00000000e+00 8.62036791e+01] [-2.84335536e+00 0.00000000e+00 8.96518263e+01] [-3.20952152e+00 0.00000000e+00 9.30999735e+01] [-3.59684443e+00 0.00000000e+00 9.65481206e+01] [-4.00000000e+00 0.00000000e+00 9.99962678e+01]] | 2D array of the coordinates (x,y,z) of the blade reference axis scaled based on rotor diameter, defined along blade span. The coordinate system is the one of BeamDyn: it is placed at blade root with x pointing the suction side of the blade, y pointing the trailing edge and z along the blade span. A standard configuration will have negative x values (prebend), if swept positive y values, and positive z values.
blade.high_level_blade_props.prebend | output | m | [ 0. 0.01458961 0.05222308 0.10814189 0.1742505 0.24113677 0.30008558 0.34265121 0.35982107 0.34758647 0.3145081 0.26685814 0.21087049 0.1404773 0.03804705 -0.09075292 -0.23512381 -0.39413733 -0.58577711 -0.80529181 -1.1155553 -1.29121723 -1.5637297 -1.85903588 -2.17067421 -2.49837779 -2.84335536 -3.20952152 -3.59684443 -4. ] | Blade prebend at each section
blade.high_level_blade_props.prebendTip | output | m | [-4.] | Blade prebend at tip
blade.high_level_blade_props.presweep | output | m | [0. 0. 0. 0. 0. 0. 0. 0. 0. 0. 0. 0. 0. 0. 0. 0. 0. 0. 0. 0. 0. 0. 0. 0. 0. 0. 0. 0. 0. 0.] | Blade presweep at each section
blade.high_level_blade_props.presweepTip | output | m | [0.] | Blade presweep at tip
blade.high_level_blade_props.blade_length | output | m | [100.17549325] | Scalar of the 3D blade length computed along its axis, scaled based on the user defined rotor diameter.
blade.internal_structure_2d_fem.joint_position | output |  | [0.7] | Spanwise position of the segmentation joint.
blade.internal_structure_2d_fem.joint_mass | output | kg | [472.] | Mass of the joint.
blade.internal_structure_2d_fem.joint_nonmaterial_cost | output | USD | [18600.] | Cost of the joint.
blade.internal_structure_2d_fem.d_f | output | m | [0.03] | Diameter of the fastener
blade.internal_structure_2d_fem.sigma_max | output | Pa | [6.75e+08] | Max stress on bolt
blade.internal_structure_2d_fem.joint_bolt | output | n/a | M36 | Type of bolt: M30, M36, or M48
blade.internal_structure_2d_fem.reinforcement_layer_ss | output | n/a | joint_reinf_ss | Layer identifier for the reinforcement layer at the join where bolts are inserted, suction side
blade.internal_structure_2d_fem.reinforcement_layer_ps | output | n/a | joint_reinf_ps | Layer identifier for the reinforcement layer at the join where bolts are inserted, pressure side
blade.internal_structure_2d_fem.web_rotation | output | rad | [[-0.3491 -0.3114934 -0.2750893 -0.24036879 -0.20781296 -0.17790291 -0.15111974 -0.12794454 -0.10885841 -0.09434244 -0.08467866 -0.0775111 -0.07174552 -0.06702161 -0.06297906 -0.05925757 -0.05549683 -0.05133651 -0.04641632 -0.04037594 -0.0304289 -0.02415488 -0.01416615 -0.00305797 0.00907256 0.0221283 0.03601213 0.05062693 0.06587558 0.08166095] [-0.3491 -0.3114934 -0.2750893 -0.24036879 -0.20781296 -0.17790291 -0.15111974 -0.12794454 -0.10885841 -0.09434244 -0.08467866 -0.0775111 -0.07174552 -0.06702161 -0.06297906 -0.05925757 -0.05549683 -0.05133651 -0.04641632 -0.04037594 -0.0304289 -0.02415488 -0.01416615 -0.00305797 0.00907256 0.0221283 0.03601213 0.05062693 0.06587558 0.08166095]] | 2D array of the rotation angle of the shear webs in respect to the chord line. The first dimension represents each shear web, the second dimension represents each entry along blade span. If the rotation is equal to negative twist +- a constant, then the web is built straight.
blade.internal_structure_2d_fem.web_start_nd | output |  | [[0.19443411 0.20023461 0.2034648 0.30301315 0.31493788 0.32707215 0.33454402 0.34017312 0.344208 0.34620556 0.34732351 0.35134524 0.35544002 0.36694092 0.37381309 0.38301743 0.3918106 0.39907441 0.40562439 0.41085998 0.4154427 0.41684124 0.41745388 0.41737886 0.41698523 0.41540955 0.41172813 0.40481371 0.39152611 0.24523263] [0.19443411 0.20023461 0.2034648 0.24546624 0.25456011 0.26361178 0.26911265 0.27293992 0.27516218 0.27549956 0.2749657 0.27663272 0.27830614 0.28567273 0.28807906 0.29120514 0.29344287 0.2938854 0.29316636 0.29067674 0.28457238 0.27990593 0.27146884 0.261506 0.24994315 0.23522712 0.21550272 0.187438 0.14242594 0.24523263]] | 2D array of the non-dimensional start point defined along the outer profile of a web. The TE suction side is 0, the TE pressure side is 1. The first dimension represents each web, the second dimension represents each entry along blade span.
blade.internal_structure_2d_fem.web_end_nd | output |  | [[0.69444351 0.70077865 0.71106075 0.62799171 0.63332404 0.63500624 0.63684697 0.63894683 0.64055999 0.64203689 0.64311407 0.64073174 0.63792618 0.62754015 0.6215407 0.61306844 0.60491657 0.59825344 0.5923317 0.58775303 0.58405032 0.58310783 0.58307151 0.58367186 0.58444862 0.58623372 0.59005239 0.59707699 0.6105906 0.75672069] [0.69444351 0.70077865 0.71106075 0.68518658 0.69298952 0.69786227 0.70203834 0.70651572 0.71023507 0.71340178 0.71607006 0.71590727 0.71540243 0.70890262 0.7072315 0.70464535 0.7028554 0.70286602 0.704101 0.70720805 0.71426763 0.71947024 0.72861466 0.73920479 0.75117567 0.76596999 0.78545395 0.8129724 0.85731993 0.75672069]] | 2D array of the non-dimensional end point defined along the outer profile of a web. The TE suction side is 0, the TE pressure side is 1. The first dimension represents each web, the second dimension represents each entry along blade span.
blade.internal_structure_2d_fem.web_offset_y_pa | output | m | [[ 0.00000000e+00 0.00000000e+00 0.00000000e+00 -1.15000000e+00 -1.14866374e+00 -1.14462435e+00 -1.13783587e+00 -1.12825239e+00 -1.11582796e+00 -1.10051665e+00 -1.08227253e+00 -1.06104965e+00 -1.03680208e+00 -1.00948389e+00 -9.79049142e-01 -9.45451897e-01 -9.08646222e-01 -8.68586181e-01 -8.25225838e-01 -7.78519258e-01 -7.12722539e-01 -6.74883645e-01 -6.17862740e-01 -5.57311856e-01 -4.93185057e-01 -4.25436408e-01 -3.54019972e-01 -2.78889815e-01 -2.00000000e-01 4.16333634e-17] [ 0.00000000e+00 0.00000000e+00 0.00000000e+00 -4.50000000e-01 -4.46963200e-01 -4.38185600e-01 -4.24166400e-01 -4.05404800e-01 -3.82400000e-01 -3.55651200e-01 -3.25657600e-01 -2.92918400e-01 -2.57932800e-01 -2.21200000e-01 -1.83219200e-01 -1.44489600e-01 -1.05510400e-01 -6.67808000e-02 -2.88000000e-02 7.93280000e-03 5.29987456e-02 7.56576000e-02 1.05651200e-01 1.32400000e-01 1.55404800e-01 1.74166400e-01 1.88185600e-01 1.96963200e-01 2.00000000e-01 2.77555756e-17]] | 2D array of the offset along the y axis to set the position of the shear webs. Positive values move the web towards the trailing edge, negative values towards the leading edge. The first dimension represents each shear web, the second dimension represents each entry along blade span.
blade.internal_structure_2d_fem.layer_rotation | output | rad | [[ 0. 0. 0. 0. 0. 0. 0. 0. 0. 0. 0. 0. 0. 0. 0. 0. 0. 0. 0. 0. 0. 0. 0. 0. 0. 0. 0. 0. 0. 0. ] [ 0. 0. 0. 0. 0. 0. 0. 0. 0. 0. 0. 0. 0. 0. 0. 0. 0. 0. 0. 0. 0. 0. 0. 0. 0. 0. 0. 0. 0. 0. ] [-0.3491 -0.3114934 -0.2750893 -0.24036879 -0.20781296 -0.17790291 -0.15111974 -0.12794454 -0.10885841 -0.09434244 -0.08467866 -0.0775111 -0.07174552 -0.06702161 -0.06297906 -0.05925757 -0.05549683 -0.05133651 -0.04641632 -0.04037594 -0.0304289 -0.02415488 -0.01416615 -0.00305797 0.00907256 0.0221283 0.03601213 0.05062693 0.06587558 0.08166095] [-0.3491 -0.3114934 -0.2750893 -0.24036879 -0.20781296 -0.17790291 -0.15111974 -0.12794454 -0.10885841 -0.09434244 -0.08467866 -0.0775111 -0.07174552 -0.06702161 -0.06297906 -0.05925757 -0.05549683 -0.05133651 -0.04641632 -0.04037594 -0.0304289 -0.02415488 -0.01416615 -0.00305797 0.00907256 0.0221283 0.03601213 0.05062693 0.06587558 0.08166095] [-0.3491 -0.3114934 -0.2750893 -0.24036879 -0.20781296 -0.17790291 -0.15111974 -0.12794454 -0.10885841 -0.09434244 -0.08467866 -0.0775111 -0.07174552 -0.06702161 -0.06297906 -0.05925757 -0.05549683 -0.05133651 -0.04641632 -0.04037594 -0.0304289 -0.02415488 -0.01416615 -0.00305797 0.00907256 0.0221283 0.03601213 0.05062693 0.06587558 0.08166095] [-0.3491 -0.3114934 -0.2750893 -0.24036879 -0.20781296 -0.17790291 -0.15111974 -0.12794454 -0.10885841 -0.09434244 -0.08467866 -0.0775111 -0.07174552 -0.06702161 -0.06297906 -0.05925757 -0.05549683 -0.05133651 -0.04641632 -0.04037594 -0.0304289 -0.02415488 -0.01416615 -0.00305797 0.00907256 0.0221283 0.03601213 0.05062693 0.06587558 0.08166095] [ 0. 0. 0. 0. 0. 0. 0. 0. 0. 0. 0. 0. 0. 0. 0. 0. 0. 0. 0. 0. 0. 0. 0. 0. 0. 0. 0. 0. 0. 0. ] [ 0. 0. 0. 0. 0. 0. 0. 0. 0. 0. 0. 0. 0. 0. 0. 0. 0. 0. 0. 0. 0. 0. 0. 0. 0. 0. 0. 0. 0. 0. ] [ 0. 0. 0. 0. 0. 0. 0. 0. 0. 0. 0. 0. 0. 0. 0. 0. 0. 0. 0. 0. 0. 0. 0. 0. 0. 0. 0. 0. 0. 0. ] [ 0. 0. 0. 0. 0. 0. 0. 0. 0. 0. 0. 0. 0. 0. 0. 0. 0. 0. 0. 0. 0. 0. 0. 0. 0. 0. 0. 0. 0. 0. ] [ 0. 0. 0. 0. 0. 0. 0. 0. 0. 0. 0. 0. 0. 0. 0. 0. 0. 0. 0. 0. 0. 0. 0. 0. 0. 0. 0. 0. 0. 0. ] [ 0. 0. 0. 0. 0. 0. 0. 0. 0. 0. 0. 0. 0. 0. 0. 0. 0. 0. 0. 0. 0. 0. 0. 0. 0. 0. 0. 0. 0. 0. ] [ 0. 0. 0. 0. 0. 0. 0. 0. 0. 0. 0. 0. 0. 0. 0. 0. 0. 0. 0. 0. 0. 0. 0. 0. 0. 0. 0. 0. 0. 0. ] [ 0. 0. 0. 0. 0. 0. 0. 0. 0. 0. 0. 0. 0. 0. 0. 0. 0. 0. 0. 0. 0. 0. 0. 0. 0. 0. 0. 0. 0. 0. ] [ 0. 0. 0. 0. 0. 0. 0. 0. 0. 0. 0. 0. 0. 0. 0. 0. 0. 0. 0. 0. 0. 0. 0. 0. 0. 0. 0. 0. 0. 0. ] [ 0. 0. 0. 0. 0. 0. 0. 0. 0. 0. 0. 0. 0. 0. 0. 0. 0. 0. 0. 0. 0. 0. 0. 0. 0. 0. 0. 0. 0. 0. ] [ 0. 0. 0. 0. 0. 0. 0. 0. 0. 0. 0. 0. 0. 0. 0. 0. 0. 0. 0. 0. 0. 0. 0. 0. 0. 0. 0. 0. 0. 0. ] [ 0. 0. 0. 0. 0. 0. 0. 0. 0. 0. 0. 0. 0. 0. 0. 0. 0. 0. 0. 0. 0. 0. 0. 0. 0. 0. 0. 0. 0. 0. ] [ 0. 0. 0. 0. 0. 0. 0. 0. 0. 0. 0. 0. 0. 0. 0. 0. 0. 0. 0. 0. 0. 0. 0. 0. 0. 0. 0. 0. 0. 0. ] [ 0. 0. 0. 0. 0. 0. 0. 0. 0. 0. 0. 0. 0. 0. 0. 0. 0. 0. 0. 0. 0. 0. 0. 0. 0. 0. 0. 0. 0. 0. ]] | 2D array of the rotation angle of a layer in respect to the chord line. The first dimension represents each layer, the second dimension represents each entry along blade span. If the rotation is equal to negative twist +- a constant, then the layer is built straight.
blade.internal_structure_2d_fem.layer_start_nd | output |  | [[0. 0. 0. 0. 0. 0. 0. 0. 0. 0. 0. 0. 0. 0. 0. 0. 0. 0. 0. 0. 0. 0. 0. 0. 0. 0. 0. 0. 0. 0. ] [0. 0. 0. 0. 0. 0. 0. 0. 0. 0. 0. 0. 0. 0. 0. 0. 0. 0. 0. 0. 0. 0. 0. 0. 0. 0. 0. 0. 0. 0. ] [0.16613836 0.17180127 0.17356408 0.24199078 0.24806134 0.25465133 0.25823639 0.26060371 0.26185047 0.26161229 0.26081255 0.26231674 0.26402735 0.27126114 0.27366032 0.27663823 0.27874511 0.27904085 0.27805205 0.27506336 0.26774732 0.26203787 0.25142157 0.23806322 0.22713446 0.21215315 0.19013613 0.15591778 0.10362535 0.08009451] [0.66614777 0.67234531 0.68116003 0.62565618 0.63217091 0.63585376 0.63998753 0.64432499 0.64795853 0.6511168 0.65356262 0.65234045 0.65045265 0.64095552 0.6356928 0.62793609 0.6202523 0.61369673 0.60745521 0.6019908 0.59598027 0.59308008 0.58909607 0.58563415 0.58359802 0.58098947 0.57747154 0.57208904 0.57339689 0.59684729] [0.19443411 0.20023461 0.2034648 0.20985913 0.21680988 0.22473252 0.23047318 0.23511254 0.23881547 0.24131677 0.24339399 0.24777115 0.25245366 0.2626957 0.26823324 0.27460993 0.28054095 0.28515759 0.28912313 0.26924735 0.15010405 0.26663442 0.29282122 0.29160038 0.29036809 0.28828892 0.28470286 0.27880225 0.26841981 0.24523263] [0.69444351 0.70077865 0.71106075 0.7210051 0.73181307 0.73805793 0.74192309 0.74555238 0.74756319 0.74829535 0.74813068 0.74511023 0.74148716 0.73206081 0.72721102 0.72134089 0.71582778 0.71163356 0.70815871 0.68336645 0.56175767 0.67867243 0.70736157 0.70936109 0.71126115 0.71382702 0.71773382 0.72373774 0.73399726 0.75672069] [0.48905595 0.48893839 0.48796411 0.48706864 0.48668455 0.48576547 0.48502104 0.48531088 0.48564258 0.4857924 0.48611936 0.48627169 0.48627317 0.48579129 0.48506303 0.48383156 0.48238805 0.48077685 0.47894774 0.47684624 0.47359139 0.47152324 0.46807164 0.4638829 0.45854522 0.4511866 0.44595877 0.44467843 0.44324233 0.44179699] [0. 0. 0. 0. 0. 0. 0. 0. 0. 0. 0. 0. 0. 0. 0. 0. 0. 0. 0. 0. 0. 0. 0. 0. 0. 0. 0. 0. 0. 0. ] [0.95925412 0.95895293 0.9565692 0.95388656 0.95056337 0.94780072 0.9455854 0.94397287 0.94256868 0.94189525 0.94165198 0.94093289 0.94012219 0.93775085 0.9348865 0.93047603 0.92519004 0.92487708 0.92502404 0.92507998 0.92496879 0.92485823 0.92470421 0.92478851 0.93005609 0.93027525 0.93045139 0.93065362 0.93081265 0.93112403] [0.04074588 0.04104707 0.0434308 0.04611344 0.04943663 0.05219928 0.0544146 0.05602713 0.05743132 0.05810475 0.05834802 0.05906711 0.05987781 0.06224915 0.0651135 0.06952397 0.07480996 0.07512292 0.07497596 0.07492002 0.07503121 0.07514177 0.07529579 0.07521149 0.06994391 0.06972475 0.06954861 0.06934638 0.06918735 0.06887597] [0.22272986 0.22866794 0.23336552 0.30519775 0.31545386 0.32544802 0.33085575 0.33465856 0.33693023 0.33733731 0.33709694 0.33988989 0.34299578 0.35339757 0.35941354 0.36772761 0.37587724 0.38290041 0.38967533 0.39578041 0.40279653 0.40628122 0.41109454 0.41700506 0.41919031 0.42186213 0.42542975 0.43087324 0.43321427 0.41037074] [0.51094271 0.51093158 0.51109232 0.51151394 0.51274861 0.51314609 0.51310658 0.51395159 0.51467968 0.51507905 0.51562235 0.51627311 0.5168142 0.51755755 0.51822809 0.51906037 0.51995391 0.52094453 0.52211804 0.52353357 0.52582167 0.52730935 0.52982516 0.53308866 0.53739617 0.54310325 0.54601304 0.54471542 0.54334969 0.54177825] [0.72273926 0.72921198 0.74096147 0.68886315 0.69956343 0.70665045 0.71260689 0.71837984 0.72303829 0.72684182 0.72984701 0.72991361 0.72942107 0.72309195 0.72144602 0.71902547 0.71738444 0.71755629 0.71907849 0.72270786 0.73102948 0.73732343 0.74876904 0.76133267 0.77353861 0.78951013 0.81219362 0.84654949 0.89459762 0.91659409] [0. 0. 0. 0. 0. 0. 0. 0. 0. 0. 0. 0. 0. 0. 0. 0.05 0.05 0.05 0.05 0.05 0.05 0.05 0.05 0.05 0.05 0.05 0.04 0.05 0.05 0.05 ] [0. 0. 0. 0. 0. 0. 0. 0. 0. 0. 0. 0. 0. 0. 0. 0. 0. 0. 0. 0. 0. 0. 0. 0. 0. 0. 0. 0. 0. 0. ] [0. 0. 0. 0. 0. 0. 0. 0. 0. 0. 0. 0. 0. 0. 0. 0. 0. 0. 0. 0. 0. 0. 0. 0. 0. 0. 0. 0. 0. 0. ] [0. 0. 0. 0. 0. 0. 0. 0. 0. 0. 0. 0. 0. 0. 0. 0. 0. 0. 0. 0. 0. 0. 0. 0. 0. 0. 0. 0. 0. 0. ] [0. 0. 0. 0. 0. 0. 0. 0. 0. 0. 0. 0. 0. 0. 0. 0. 0. 0. 0. 0. 0. 0. 0. 0. 0. 0. 0. 0. 0. 0. ] [0. 0. 0. 0. 0. 0. 0. 0. 0. 0. 0. 0. 0. 0. 0. 0. 0. 0. 0. 0. 0. 0. 0. 0. 0. 0. 0. 0. 0. 0. ] [0. 0. 0. 0. 0. 0. 0. 0. 0. 0. 0. 0. 0. 0. 0. 0. 0. 0. 0. 0. 0. 0. 0. 0. 0. 0. 0. 0. 0. 0. ]] | 2D array of the non-dimensional start point defined along the outer profile of a layer. The TE suction side is 0, the TE pressure side is 1. The first dimension represents each layer, the second dimension represents each entry along blade span.
blade.internal_structure_2d_fem.layer_end_nd | output |  | [[1. 1. 1. 1. 1. 1. 1. 1. 1. 1. 1. 1. 1. 1. 1. 1. 1. 1. 1. 1. 1. 1. 1. 1. 1. 1. 1. 1. 1. 1. ] [1. 1. 1. 1. 1. 1. 1. 1. 1. 1. 1. 1. 1. 1. 1. 1. 1. 1. 1. 1. 1. 1. 1. 1. 1. 1. 1. 1. 1. 1. ] [0.22272986 0.22866794 0.23336552 0.30519775 0.31545386 0.32544802 0.33085575 0.33465856 0.33693023 0.33733731 0.33709694 0.33988989 0.34299578 0.35339757 0.35941354 0.36772761 0.37587724 0.38290041 0.38967533 0.39578041 0.40279653 0.40628122 0.41109454 0.41700506 0.41919031 0.42186213 0.42542975 0.43087324 0.43321427 0.41037074] [0.72273926 0.72921198 0.74096147 0.68886315 0.69956343 0.70665045 0.71260689 0.71837984 0.72303829 0.72684182 0.72984701 0.72991361 0.72942107 0.72309195 0.72144602 0.71902547 0.71738444 0.71755629 0.71907849 0.72270786 0.73102948 0.73732343 0.74876904 0.76133267 0.77353861 0.78951013 0.81219362 0.84654949 0.89459762 0.91659409] [0.19443411 0.20023461 0.2034648 0.20985913 0.21680988 0.22473252 0.23047318 0.23511254 0.23881547 0.24131677 0.24339399 0.24777115 0.25245366 0.2626957 0.26823324 0.27460993 0.28054095 0.28515759 0.28912313 0.31451625 0.43708362 0.32072568 0.29282122 0.29160038 0.29036809 0.28828892 0.28470286 0.27880225 0.26841981 0.24523263] [0.69444351 0.70077865 0.71106075 0.7210051 0.73181307 0.73805793 0.74192309 0.74555238 0.74756319 0.74829535 0.74813068 0.74511023 0.74148716 0.73206081 0.72721102 0.72134089 0.71582778 0.71163356 0.70815871 0.72863534 0.84873723 0.73276369 0.70736157 0.70936109 0.71126115 0.71382702 0.71773382 0.72373774 0.73399726 0.75672069] [0.51094271 0.51093158 0.51109232 0.51151394 0.51274861 0.51314609 0.51310658 0.51395159 0.51467968 0.51507905 0.51562235 0.51627311 0.5168142 0.51755755 0.51822809 0.51906037 0.51995391 0.52094453 0.52211804 0.52353357 0.52582167 0.52730935 0.52982516 0.53308866 0.53739617 0.54310325 0.54601304 0.54471542 0.54334969 0.54177825] [0.04074588 0.04104707 0.0434308 0.04611344 0.04943663 0.05219928 0.0544146 0.05602713 0.05743132 0.05810475 0.05834802 0.05906711 0.05987781 0.06224915 0.0651135 0.06952397 0.07480996 0.07512292 0.07497596 0.07492002 0.07503121 0.07514177 0.07529579 0.07521149 0.06994391 0.06972475 0.06954861 0.06934638 0.06918735 0.06887597] [1. 1. 1. 1. 1. 1. 1. 1. 1. 1. 1. 1. 1. 1. 1. 1. 1. 1. 1. 1. 1. 1. 1. 1. 1. 1. 1. 1. 1. 1. ] [0.16613836 0.17180127 0.17356408 0.24199078 0.24806134 0.25465133 0.25823639 0.26060371 0.26185047 0.26161229 0.26081255 0.26231674 0.26402735 0.27126114 0.27366032 0.27663823 0.27874511 0.27904085 0.27805205 0.27506336 0.26774732 0.26203787 0.25142157 0.23806322 0.22713446 0.21215315 0.19013613 0.15591778 0.10362535 0.08009451] [0.48905595 0.48893839 0.48796411 0.48706864 0.48668455 0.48576547 0.48502104 0.48531088 0.48564258 0.4857924 0.48611936 0.48627169 0.48627317 0.48579129 0.48506303 0.48383156 0.48238805 0.48077685 0.47894774 0.47684624 0.47359139 0.47152324 0.46807164 0.4638829 0.45854522 0.4511866 0.44595877 0.44467843 0.44324233 0.44179699] [0.66614777 0.67234531 0.68116003 0.62565618 0.63217091 0.63585376 0.63998753 0.64432499 0.64795853 0.6511168 0.65356262 0.65234045 0.65045265 0.64095552 0.6356928 0.62793609 0.6202523 0.61369673 0.60745521 0.6019908 0.59598027 0.59308008 0.58909607 0.58563415 0.58359802 0.58098947 0.57747154 0.57208904 0.57339689 0.59684729] [0.95925412 0.95895293 0.9565692 0.95388656 0.95056337 0.94780072 0.9455854 0.94397287 0.94256868 0.94189525 0.94165198 0.94093289 0.94012219 0.93775085 0.9348865 0.93047603 0.92519004 0.92487708 0.92502404 0.92507998 0.92496879 0.92485823 0.92470421 0.92478851 0.93005609 0.93027525 0.93045139 0.93065362 0.93081265 0.93112403] [1. 1. 1. 1. 1. 1. 1. 1. 1. 1. 1. 1. 1. 1. 1. 0.95 0.95 0.95 0.95 0.95 0.95 0.95 0.95 0.95 0.95 0.95 0.95 0.95 0.95 0.95 ] [0. 0. 0. 0. 0. 0. 0. 0. 0. 0. 0. 0. 0. 0. 0. 0. 0. 0. 0. 0. 0. 0. 0. 0. 0. 0. 0. 0. 0. 0. ] [0. 0. 0. 0. 0. 0. 0. 0. 0. 0. 0. 0. 0. 0. 0. 0. 0. 0. 0. 0. 0. 0. 0. 0. 0. 0. 0. 0. 0. 0. ] [0. 0. 0. 0. 0. 0. 0. 0. 0. 0. 0. 0. 0. 0. 0. 0. 0. 0. 0. 0. 0. 0. 0. 0. 0. 0. 0. 0. 0. 0. ] [0. 0. 0. 0. 0. 0. 0. 0. 0. 0. 0. 0. 0. 0. 0. 0. 0. 0. 0. 0. 0. 0. 0. 0. 0. 0. 0. 0. 0. 0. ] [0. 0. 0. 0. 0. 0. 0. 0. 0. 0. 0. 0. 0. 0. 0. 0. 0. 0. 0. 0. 0. 0. 0. 0. 0. 0. 0. 0. 0. 0. ] [0. 0. 0. 0. 0. 0. 0. 0. 0. 0. 0. 0. 0. 0. 0. 0. 0. 0. 0. 0. 0. 0. 0. 0. 0. 0. 0. 0. 0. 0. ]] | 2D array of the non-dimensional end point defined along the outer profile of a layer. The TE suction side is 0, the TE pressure side is 1. The first dimension represents each layer, the second dimension represents each entry along blade span.
blade.internal_structure_2d_fem.layer_offset_y_pa | output | m | [[ 0. 0. 0. 0. 0. 0. 0. 0. 0. 0. 0. 0. 0. 0. 0. 0. 0. 0. 0. 0. 0. 0. 0. 0. 0. 0. 0. 0. 0. 0. ] [ 0. 0. 0. 0. 0. 0. 0. 0. 0. 0. 0. 0. 0. 0. 0. 0. 0. 0. 0. 0. 0. 0. 0. 0. 0. 0. 0. 0. 0. 0. ] [ 0. 0. 0. -0.8 -0.768 -0.736 -0.704 -0.672 -0.64 -0.608 -0.576 -0.544 -0.512 -0.48 -0.448 -0.416 -0.384 -0.352 -0.32 -0.288 -0.2464 -0.224 -0.192 -0.16 -0.128 -0.096 -0.064 -0.032 0. 0. ] [ 0. 0. 0. -0.8 -0.768 -0.736 -0.704 -0.672 -0.64 -0.608 -0.576 -0.544 -0.512 -0.48 -0.448 -0.416 -0.384 -0.352 -0.32 -0.288 -0.2464 -0.224 -0.192 -0.16 -0.128 -0.096 -0.064 -0.032 0. 0. ] [ 0. 0. 0. 0. 0. 0. 0. 0. 0. 0. 0. 0. 0. 0. 0. 0. 0. 0. 0. 0. 0. 0. 0. 0. 0. 0. 0. 0. 0. 0. ] [ 0. 0. 0. 0. 0. 0. 0. 0. 0. 0. 0. 0. 0. 0. 0. 0. 0. 0. 0. 0. 0. 0. 0. 0. 0. 0. 0. 0. 0. 0. ] [ 0. 0. 0. 0. 0. 0. 0. 0. 0. 0. 0. 0. 0. 0. 0. 0. 0. 0. 0. 0. 0. 0. 0. 0. 0. 0. 0. 0. 0. 0. ] [ 0. 0. 0. 0. 0. 0. 0. 0. 0. 0. 0. 0. 0. 0. 0. 0. 0. 0. 0. 0. 0. 0. 0. 0. 0. 0. 0. 0. 0. 0. ] [ 0. 0. 0. 0. 0. 0. 0. 0. 0. 0. 0. 0. 0. 0. 0. 0. 0. 0. 0. 0. 0. 0. 0. 0. 0. 0. 0. 0. 0. 0. ] [ 0. 0. 0. 0. 0. 0. 0. 0. 0. 0. 0. 0. 0. 0. 0. 0. 0. 0. 0. 0. 0. 0. 0. 0. 0. 0. 0. 0. 0. 0. ] [ 0. 0. 0. 0. 0. 0. 0. 0. 0. 0. 0. 0. 0. 0. 0. 0. 0. 0. 0. 0. 0. 0. 0. 0. 0. 0. 0. 0. 0. 0. ] [ 0. 0. 0. 0. 0. 0. 0. 0. 0. 0. 0. 0. 0. 0. 0. 0. 0. 0. 0. 0. 0. 0. 0. 0. 0. 0. 0. 0. 0. 0. ] [ 0. 0. 0. 0. 0. 0. 0. 0. 0. 0. 0. 0. 0. 0. 0. 0. 0. 0. 0. 0. 0. 0. 0. 0. 0. 0. 0. 0. 0. 0. ] [ 0. 0. 0. 0. 0. 0. 0. 0. 0. 0. 0. 0. 0. 0. 0. 0. 0. 0. 0. 0. 0. 0. 0. 0. 0. 0. 0. 0. 0. 0. ] [ 0. 0. 0. 0. 0. 0. 0. 0. 0. 0. 0. 0. 0. 0. 0. 0. 0. 0. 0. 0. 0. 0. 0. 0. 0. 0. 0. 0. 0. 0. ] [ 0. 0. 0. 0. 0. 0. 0. 0. 0. 0. 0. 0. 0. 0. 0. 0. 0. 0. 0. 0. 0. 0. 0. 0. 0. 0. 0. 0. 0. 0. ] [ 0. 0. 0. 0. 0. 0. 0. 0. 0. 0. 0. 0. 0. 0. 0. 0. 0. 0. 0. 0. 0. 0. 0. 0. 0. 0. 0. 0. 0. 0. ] [ 0. 0. 0. 0. 0. 0. 0. 0. 0. 0. 0. 0. 0. 0. 0. 0. 0. 0. 0. 0. 0. 0. 0. 0. 0. 0. 0. 0. 0. 0. ] [ 0. 0. 0. 0. 0. 0. 0. 0. 0. 0. 0. 0. 0. 0. 0. 0. 0. 0. 0. 0. 0. 0. 0. 0. 0. 0. 0. 0. 0. 0. ] [ 0. 0. 0. 0. 0. 0. 0. 0. 0. 0. 0. 0. 0. 0. 0. 0. 0. 0. 0. 0. 0. 0. 0. 0. 0. 0. 0. 0. 0. 0. ]] | 2D array of the offset along the y axis to set the position of a layer. Positive values move the layer towards the trailing edge, negative values towards the leading edge. The first dimension represents each layer, the second dimension represents each entry along blade span.
blade.internal_structure_2d_fem.layer_width | output | m | [[0.00000000e+00 0.00000000e+00 0.00000000e+00 0.00000000e+00 0.00000000e+00 0.00000000e+00 0.00000000e+00 0.00000000e+00 0.00000000e+00 0.00000000e+00 0.00000000e+00 0.00000000e+00 0.00000000e+00 0.00000000e+00 0.00000000e+00 0.00000000e+00 0.00000000e+00 0.00000000e+00 0.00000000e+00 0.00000000e+00 0.00000000e+00 0.00000000e+00 0.00000000e+00 0.00000000e+00 0.00000000e+00 0.00000000e+00 0.00000000e+00 0.00000000e+00 0.00000000e+00 0.00000000e+00] [0.00000000e+00 0.00000000e+00 0.00000000e+00 0.00000000e+00 0.00000000e+00 0.00000000e+00 0.00000000e+00 0.00000000e+00 0.00000000e+00 0.00000000e+00 0.00000000e+00 0.00000000e+00 0.00000000e+00 0.00000000e+00 0.00000000e+00 0.00000000e+00 0.00000000e+00 0.00000000e+00 0.00000000e+00 0.00000000e+00 0.00000000e+00 0.00000000e+00 0.00000000e+00 0.00000000e+00 0.00000000e+00 0.00000000e+00 0.00000000e+00 0.00000000e+00 0.00000000e+00 0.00000000e+00] [8.00000000e-01 8.00000000e-01 8.00000000e-01 8.00000000e-01 8.00000000e-01 8.00000000e-01 8.00000000e-01 8.00000000e-01 8.00000000e-01 8.00000000e-01 8.00000000e-01 8.00000000e-01 8.00000000e-01 8.00000000e-01 8.00000000e-01 8.00000000e-01 8.00000000e-01 8.00000000e-01 8.00000000e-01 8.00000000e-01 8.00000000e-01 8.00000000e-01 8.00000000e-01 8.00000000e-01 7.53600000e-01 7.05900000e-01 6.58700000e-01 6.11000000e-01 5.38300000e-01 3.41900000e-01] [8.00000000e-01 8.00000000e-01 8.00000000e-01 8.00000000e-01 8.00000000e-01 8.00000000e-01 8.00000000e-01 8.00000000e-01 8.00000000e-01 8.00000000e-01 8.00000000e-01 8.00000000e-01 8.00000000e-01 8.00000000e-01 8.00000000e-01 8.00000000e-01 8.00000000e-01 8.00000000e-01 8.00000000e-01 8.00000000e-01 8.00000000e-01 8.00000000e-01 8.00000000e-01 7.85500000e-01 7.45300000e-01 7.01900000e-01 6.57100000e-01 6.09900000e-01 5.24600000e-01 3.31000000e-01] [0.00000000e+00 0.00000000e+00 0.00000000e+00 0.00000000e+00 0.00000000e+00 0.00000000e+00 0.00000000e+00 0.00000000e+00 0.00000000e+00 0.00000000e+00 0.00000000e+00 0.00000000e+00 0.00000000e+00 0.00000000e+00 0.00000000e+00 0.00000000e+00 0.00000000e+00 0.00000000e+00 0.00000000e+00 3.00000000e-01 1.70000000e+00 3.00000000e-01 1.38777878e-17 0.00000000e+00 0.00000000e+00 0.00000000e+00 0.00000000e+00 0.00000000e+00 0.00000000e+00 0.00000000e+00] [0.00000000e+00 0.00000000e+00 0.00000000e+00 0.00000000e+00 0.00000000e+00 0.00000000e+00 0.00000000e+00 0.00000000e+00 0.00000000e+00 0.00000000e+00 0.00000000e+00 0.00000000e+00 0.00000000e+00 0.00000000e+00 0.00000000e+00 0.00000000e+00 0.00000000e+00 0.00000000e+00 0.00000000e+00 3.00000000e-01 1.70000000e+00 3.00000000e-01 1.38777878e-17 0.00000000e+00 0.00000000e+00 0.00000000e+00 0.00000000e+00 0.00000000e+00 0.00000000e+00 0.00000000e+00] [3.09400000e-01 3.09400000e-01 3.09400000e-01 3.09400000e-01 3.09400000e-01 3.09400000e-01 3.09400000e-01 3.09400000e-01 3.09400000e-01 3.09400000e-01 3.09400000e-01 3.09400000e-01 3.09400000e-01 3.09400000e-01 3.09400000e-01 3.09400000e-01 3.09400000e-01 3.09400000e-01 3.09400000e-01 3.09400000e-01 3.09400000e-01 3.09400000e-01 3.09400000e-01 3.09400000e-01 3.09400000e-01 3.09400000e-01 2.80100000e-01 2.22300000e-01 1.63500000e-01 1.03500000e-01] [5.76000000e-01 5.77450000e-01 5.81000000e-01 5.83650000e-01 5.86850000e-01 5.89850000e-01 5.99450000e-01 6.05250000e-01 6.11950000e-01 6.13850000e-01 6.11900000e-01 6.09150000e-01 6.06600000e-01 6.06300000e-01 6.07450000e-01 6.10600000e-01 6.16150000e-01 5.78650000e-01 5.37350000e-01 4.96500000e-01 4.44467378e-01 4.16750000e-01 3.77250000e-01 3.36250000e-01 2.74450000e-01 2.34700000e-01 1.94700000e-01 1.54100000e-01 1.13000000e-01 7.13000000e-02] [5.76000000e-01 5.77450000e-01 5.81000000e-01 5.83650000e-01 5.86850000e-01 5.89850000e-01 5.99450000e-01 6.05250000e-01 6.11950000e-01 6.13850000e-01 6.11900000e-01 6.09150000e-01 6.06600000e-01 6.06300000e-01 6.07450000e-01 6.10600000e-01 6.16150000e-01 5.78650000e-01 5.37350000e-01 4.96500000e-01 4.44467378e-01 4.16750000e-01 3.77250000e-01 3.36250000e-01 2.74450000e-01 2.34700000e-01 1.94700000e-01 1.54100000e-01 1.13000000e-01 7.13000000e-02] [0.00000000e+00 0.00000000e+00 0.00000000e+00 0.00000000e+00 0.00000000e+00 0.00000000e+00 0.00000000e+00 0.00000000e+00 0.00000000e+00 0.00000000e+00 0.00000000e+00 0.00000000e+00 0.00000000e+00 0.00000000e+00 0.00000000e+00 0.00000000e+00 0.00000000e+00 0.00000000e+00 0.00000000e+00 0.00000000e+00 0.00000000e+00 0.00000000e+00 0.00000000e+00 0.00000000e+00 0.00000000e+00 0.00000000e+00 0.00000000e+00 0.00000000e+00 0.00000000e+00 0.00000000e+00] [0.00000000e+00 0.00000000e+00 0.00000000e+00 0.00000000e+00 0.00000000e+00 0.00000000e+00 0.00000000e+00 0.00000000e+00 0.00000000e+00 0.00000000e+00 0.00000000e+00 0.00000000e+00 0.00000000e+00 0.00000000e+00 0.00000000e+00 0.00000000e+00 0.00000000e+00 0.00000000e+00 0.00000000e+00 0.00000000e+00 0.00000000e+00 0.00000000e+00 0.00000000e+00 0.00000000e+00 0.00000000e+00 0.00000000e+00 0.00000000e+00 0.00000000e+00 0.00000000e+00 0.00000000e+00] [0.00000000e+00 0.00000000e+00 0.00000000e+00 0.00000000e+00 0.00000000e+00 0.00000000e+00 0.00000000e+00 0.00000000e+00 0.00000000e+00 0.00000000e+00 0.00000000e+00 0.00000000e+00 0.00000000e+00 0.00000000e+00 0.00000000e+00 0.00000000e+00 0.00000000e+00 0.00000000e+00 0.00000000e+00 0.00000000e+00 0.00000000e+00 0.00000000e+00 0.00000000e+00 0.00000000e+00 0.00000000e+00 0.00000000e+00 0.00000000e+00 0.00000000e+00 0.00000000e+00 0.00000000e+00] [0.00000000e+00 0.00000000e+00 0.00000000e+00 0.00000000e+00 0.00000000e+00 0.00000000e+00 0.00000000e+00 0.00000000e+00 0.00000000e+00 0.00000000e+00 0.00000000e+00 0.00000000e+00 0.00000000e+00 0.00000000e+00 0.00000000e+00 0.00000000e+00 0.00000000e+00 0.00000000e+00 0.00000000e+00 0.00000000e+00 0.00000000e+00 0.00000000e+00 0.00000000e+00 0.00000000e+00 0.00000000e+00 0.00000000e+00 0.00000000e+00 0.00000000e+00 0.00000000e+00 0.00000000e+00] [0.00000000e+00 0.00000000e+00 0.00000000e+00 0.00000000e+00 0.00000000e+00 0.00000000e+00 0.00000000e+00 0.00000000e+00 0.00000000e+00 0.00000000e+00 0.00000000e+00 0.00000000e+00 0.00000000e+00 0.00000000e+00 0.00000000e+00 0.00000000e+00 0.00000000e+00 0.00000000e+00 0.00000000e+00 0.00000000e+00 0.00000000e+00 0.00000000e+00 0.00000000e+00 0.00000000e+00 0.00000000e+00 0.00000000e+00 0.00000000e+00 0.00000000e+00 0.00000000e+00 0.00000000e+00] [0.00000000e+00 0.00000000e+00 0.00000000e+00 0.00000000e+00 0.00000000e+00 0.00000000e+00 0.00000000e+00 0.00000000e+00 0.00000000e+00 0.00000000e+00 0.00000000e+00 0.00000000e+00 0.00000000e+00 0.00000000e+00 0.00000000e+00 0.00000000e+00 0.00000000e+00 0.00000000e+00 0.00000000e+00 0.00000000e+00 0.00000000e+00 0.00000000e+00 0.00000000e+00 0.00000000e+00 0.00000000e+00 0.00000000e+00 0.00000000e+00 0.00000000e+00 0.00000000e+00 0.00000000e+00] [0.00000000e+00 0.00000000e+00 0.00000000e+00 0.00000000e+00 0.00000000e+00 0.00000000e+00 0.00000000e+00 0.00000000e+00 0.00000000e+00 0.00000000e+00 0.00000000e+00 0.00000000e+00 0.00000000e+00 0.00000000e+00 0.00000000e+00 0.00000000e+00 0.00000000e+00 0.00000000e+00 0.00000000e+00 0.00000000e+00 0.00000000e+00 0.00000000e+00 0.00000000e+00 0.00000000e+00 0.00000000e+00 0.00000000e+00 0.00000000e+00 0.00000000e+00 0.00000000e+00 0.00000000e+00] [0.00000000e+00 0.00000000e+00 0.00000000e+00 0.00000000e+00 0.00000000e+00 0.00000000e+00 0.00000000e+00 0.00000000e+00 0.00000000e+00 0.00000000e+00 0.00000000e+00 0.00000000e+00 0.00000000e+00 0.00000000e+00 0.00000000e+00 0.00000000e+00 0.00000000e+00 0.00000000e+00 0.00000000e+00 0.00000000e+00 0.00000000e+00 0.00000000e+00 0.00000000e+00 0.00000000e+00 0.00000000e+00 0.00000000e+00 0.00000000e+00 0.00000000e+00 0.00000000e+00 0.00000000e+00] [0.00000000e+00 0.00000000e+00 0.00000000e+00 0.00000000e+00 0.00000000e+00 0.00000000e+00 0.00000000e+00 0.00000000e+00 0.00000000e+00 0.00000000e+00 0.00000000e+00 0.00000000e+00 0.00000000e+00 0.00000000e+00 0.00000000e+00 0.00000000e+00 0.00000000e+00 0.00000000e+00 0.00000000e+00 0.00000000e+00 0.00000000e+00 0.00000000e+00 0.00000000e+00 0.00000000e+00 0.00000000e+00 0.00000000e+00 0.00000000e+00 0.00000000e+00 0.00000000e+00 0.00000000e+00] [0.00000000e+00 0.00000000e+00 0.00000000e+00 0.00000000e+00 0.00000000e+00 0.00000000e+00 0.00000000e+00 0.00000000e+00 0.00000000e+00 0.00000000e+00 0.00000000e+00 0.00000000e+00 0.00000000e+00 0.00000000e+00 0.00000000e+00 0.00000000e+00 0.00000000e+00 0.00000000e+00 0.00000000e+00 0.00000000e+00 0.00000000e+00 0.00000000e+00 0.00000000e+00 0.00000000e+00 0.00000000e+00 0.00000000e+00 0.00000000e+00 0.00000000e+00 0.00000000e+00 0.00000000e+00] [0.00000000e+00 0.00000000e+00 0.00000000e+00 0.00000000e+00 0.00000000e+00 0.00000000e+00 0.00000000e+00 0.00000000e+00 0.00000000e+00 0.00000000e+00 0.00000000e+00 0.00000000e+00 0.00000000e+00 0.00000000e+00 0.00000000e+00 0.00000000e+00 0.00000000e+00 0.00000000e+00 0.00000000e+00 0.00000000e+00 0.00000000e+00 0.00000000e+00 0.00000000e+00 0.00000000e+00 0.00000000e+00 0.00000000e+00 0.00000000e+00 0.00000000e+00 0.00000000e+00 0.00000000e+00]] | 2D array of the width along the outer profile of a layer. The first dimension represents each layer, the second dimension represents each entry along blade span.
blade.interp_airfoils.r_thick_interp | output |  | [1. 0.9904762 0.90583552 0.76920637 0.62433185 0.51495506 0.45652477 0.40898037 0.37373472 0.35299758 0.33854388 0.32716954 0.31781339 0.30941425 0.30091105 0.29250549 0.28490061 0.27785301 0.27111927 0.26445597 0.25549867 0.250367 0.2424545 0.23345852 0.22353126 0.21373557 0.20477992 0.19617537 0.18790426 0.18 ] | 1D array of the relative thicknesses of the blade defined along span.
blade.interp_airfoils.ac_interp | output |  | [0.5 0.49575018 0.45884901 0.40205541 0.34747208 0.31720171 0.316 0.316 0.316 0.31553758 0.31111337 0.30358636 0.29491462 0.28705623 0.28196904 0.2789807 0.27622217 0.27372193 0.27150848 0.26961032 0.26766091 0.26687382 0.26609246 0.26570208 0.26548576 0.2651602 0.26287948 0.25487265 0.24264125 0.228 ] | 1D array of the aerodynamic center of the blade defined along span.
blade.interp_airfoils.cl_interp | output |  | [[[[ 0.00000000e+00] [ 0.00000000e+00] [ 0.00000000e+00] [ 0.00000000e+00] [ 0.00000000e+00]] [[ 0.00000000e+00] [ 0.00000000e+00] [ 0.00000000e+00] [ 0.00000000e+00] [ 0.00000000e+00]] [[ 0.00000000e+00] [ 0.00000000e+00] [ 0.00000000e+00] [ 0.00000000e+00] [ 0.00000000e+00]] ... [[ 0.00000000e+00] [ 0.00000000e+00] [ 0.00000000e+00] [ 0.00000000e+00] [ 0.00000000e+00]] [[ 0.00000000e+00] [ 0.00000000e+00] [ 0.00000000e+00] [ 0.00000000e+00] [ 0.00000000e+00]] [[ 0.00000000e+00] [ 0.00000000e+00] [ 0.00000000e+00] [ 0.00000000e+00] [ 0.00000000e+00]]] [[[ 0.00000000e+00] [ 0.00000000e+00] [ 0.00000000e+00] [ 0.00000000e+00] [ 0.00000000e+00]] [[ 2.26137991e-03] [ 1.94775724e-03] [ 1.92094234e-03] [ 1.93109733e-03] [ 1.89340473e-03]] [[ 4.52275988e-03] [ 3.89551453e-03] [ 3.84188473e-03] [ 3.86219472e-03] [ 3.78680952e-03]] ... [[-4.52275988e-03] [-3.89551453e-03] [-3.84188473e-03] [-3.86219472e-03] [-3.78680952e-03]] [[-2.26137991e-03] [-1.94775724e-03] [-1.92094234e-03] [-1.93109733e-03] [-1.89340473e-03]] [[-7.53598903e-19] [-7.53598903e-19] [-7.53598903e-19] [-7.53598903e-19] [-7.53598903e-19]]] [[[ 0.00000000e+00] [ 0.00000000e+00] [ 0.00000000e+00] [ 0.00000000e+00] [ 0.00000000e+00]] [[ 2.24911443e-02] [ 2.00611592e-02] [ 1.98552462e-02] [ 1.99331949e-02] [ 1.96440645e-02]] [[ 4.49822890e-02] [ 4.01223189e-02] [ 3.97104929e-02] [ 3.98663903e-02] [ 3.92881293e-02]] ... [[-4.49822890e-02] [-4.01223189e-02] [-3.97104929e-02] [-3.98663903e-02] [-3.92881293e-02]] [[-2.24911443e-02] [-2.00611592e-02] [-1.98552462e-02] [-1.99331949e-02] [-1.96440645e-02]] [[-6.25425624e-18] [-6.25425624e-18] [-6.25425624e-18] [-6.25425624e-18] [-6.25425624e-18]]] ... [[[ 0.00000000e+00] [ 0.00000000e+00] [ 0.00000000e+00] [ 0.00000000e+00] [ 0.00000000e+00]] [[ 1.81891218e-01] [ 1.86009734e-01] [ 1.87437603e-01] [ 1.94392998e-01] [ 1.98011589e-01]] [[ 3.63782435e-01] [ 3.72019469e-01] [ 3.74875206e-01] [ 3.88785996e-01] [ 3.96023178e-01]] ... [[-3.63782435e-01] [-3.72019469e-01] [-3.74875206e-01] [-3.88785996e-01] [-3.96023178e-01]] [[-1.81891218e-01] [-1.86009734e-01] [-1.87437603e-01] [-1.94392998e-01] [-1.98011589e-01]] [[-3.06780898e-19] [-2.47779670e-19] [ 0.00000000e+00] [ 1.29721666e-17] [-3.98810863e-18]]] [[[ 0.00000000e+00] [ 0.00000000e+00] [ 0.00000000e+00] [ 0.00000000e+00] [ 0.00000000e+00]] [[ 1.91313607e-01] [ 1.96662846e-01] [ 1.98266810e-01] [ 2.04863588e-01] [ 2.08470811e-01]] [[ 3.82627215e-01] [ 3.93325692e-01] [ 3.96533620e-01] [ 4.09727176e-01] [ 4.16941622e-01]] ... [[-3.82627215e-01] [-3.93325692e-01] [-3.96533620e-01] [-4.09727176e-01] [-4.16941622e-01]] [[-1.91313607e-01] [-1.96662846e-01] [-1.98266810e-01] [-2.04863588e-01] [-2.08470811e-01]] [[-1.16003931e-18] [-5.93069651e-19] [ 0.00000000e+00] [ 1.36426336e-17] [-8.66895539e-18]]] [[[ 0.00000000e+00] [ 0.00000000e+00] [ 0.00000000e+00] [ 0.00000000e+00] [ 0.00000000e+00]] [[ 2.02449660e-01] [ 2.09583515e-01] [ 2.11419915e-01] [ 2.17381080e-01] [ 2.21043270e-01]] [[ 4.04899320e-01] [ 4.19167029e-01] [ 4.22839830e-01] [ 4.34762160e-01] [ 4.42086540e-01]] ... [[-4.04899320e-01] [-4.19167029e-01] [-4.22839830e-01] [-4.34762160e-01] [-4.42086540e-01]] [[-2.02449660e-01] [-2.09583515e-01] [-2.11419915e-01] [-2.17381080e-01] [-2.21043270e-01]] [[-2.80518940e-18] [-1.05413865e-18] [ 0.00000000e+00] [ 1.38777878e-17] [-1.38777878e-17]]]] | 4D array with the lift coefficients of the airfoils. Dimension 0 is along the blade span for n_span stations, dimension 1 is along the angles of attack, dimension 2 is along the Reynolds number, dimension 3 is along the number of tabs, which may describe multiple sets at the same station, for example in presence of a flap.
blade.interp_airfoils.cd_interp | output |  | [[[[0.5 ] [0.5 ] [0.5 ] [0.5 ] [0.5 ]] [[0.5 ] [0.5 ] [0.5 ] [0.5 ] [0.5 ]] [[0.5 ] [0.5 ] [0.5 ] [0.5 ] [0.5 ]] ... [[0.5 ] [0.5 ] [0.5 ] [0.5 ] [0.5 ]] [[0.5 ] [0.5 ] [0.5 ] [0.5 ] [0.5 ]] [[0.5 ] [0.5 ] [0.5 ] [0.5 ] [0.5 ]]] [[[0.48317224] [0.48317224] [0.48317224] [0.48317224] [0.48317224]] [[0.48317224] [0.48317224] [0.48317224] [0.48317224] [0.48317224]] [[0.48317224] [0.48317224] [0.48317224] [0.48317224] [0.48317224]] ... [[0.48317224] [0.48317224] [0.48317224] [0.48317224] [0.48317224]] [[0.48317224] [0.48317224] [0.48317224] [0.48317224] [0.48317224]] [[0.48317224] [0.48317224] [0.48317224] [0.48317224] [0.48317224]]] [[[0.34328947] [0.34328947] [0.34328947] [0.34328947] [0.34328947]] [[0.34328947] [0.34328947] [0.34328947] [0.34328947] [0.34328947]] [[0.34328947] [0.34328947] [0.34328947] [0.34328947] [0.34328947]] ... [[0.34328947] [0.34328947] [0.34328947] [0.34328947] [0.34328947]] [[0.34328947] [0.34328947] [0.34328947] [0.34328947] [0.34328947]] [[0.34328947] [0.34328947] [0.34328947] [0.34328947] [0.34328947]]] ... [[[0.001 ] [0.001 ] [0.001 ] [0.001 ] [0.001 ]] [[0.001 ] [0.001 ] [0.001 ] [0.001 ] [0.001 ]] [[0.001 ] [0.001 ] [0.001 ] [0.001 ] [0.001 ]] ... [[0.001 ] [0.001 ] [0.001 ] [0.001 ] [0.001 ]] [[0.001 ] [0.001 ] [0.001 ] [0.001 ] [0.001 ]] [[0.001 ] [0.001 ] [0.001 ] [0.001 ] [0.001 ]]] [[[0.001 ] [0.001 ] [0.001 ] [0.001 ] [0.001 ]] [[0.001 ] [0.001 ] [0.001 ] [0.001 ] [0.001 ]] [[0.001 ] [0.001 ] [0.001 ] [0.001 ] [0.001 ]] ... [[0.001 ] [0.001 ] [0.001 ] [0.001 ] [0.001 ]] [[0.001 ] [0.001 ] [0.001 ] [0.001 ] [0.001 ]] [[0.001 ] [0.001 ] [0.001 ] [0.001 ] [0.001 ]]] [[[0.001 ] [0.001 ] [0.001 ] [0.001 ] [0.001 ]] [[0.001 ] [0.001 ] [0.001 ] [0.001 ] [0.001 ]] [[0.001 ] [0.001 ] [0.001 ] [0.001 ] [0.001 ]] ... [[0.001 ] [0.001 ] [0.001 ] [0.001 ] [0.001 ]] [[0.001 ] [0.001 ] [0.001 ] [0.001 ] [0.001 ]] [[0.001 ] [0.001 ] [0.001 ] [0.001 ] [0.001 ]]]] | 4D array with the drag coefficients of the airfoils. Dimension 0 is along the blade span for n_span stations, dimension 1 is along the angles of attack, dimension 2 is along the Reynolds number, dimension 3 is along the number of tabs, which may describe multiple sets at the same station, for example in presence of a flap.
blade.interp_airfoils.cm_interp | output |  | [[[[ 0.00000000e+00] [ 0.00000000e+00] [ 0.00000000e+00] [ 0.00000000e+00] [ 0.00000000e+00]] [[ 0.00000000e+00] [ 0.00000000e+00] [ 0.00000000e+00] [ 0.00000000e+00] [ 0.00000000e+00]] [[ 0.00000000e+00] [ 0.00000000e+00] [ 0.00000000e+00] [ 0.00000000e+00] [ 0.00000000e+00]] ... [[ 0.00000000e+00] [ 0.00000000e+00] [ 0.00000000e+00] [ 0.00000000e+00] [ 0.00000000e+00]] [[ 0.00000000e+00] [ 0.00000000e+00] [ 0.00000000e+00] [ 0.00000000e+00] [ 0.00000000e+00]] [[ 0.00000000e+00] [ 0.00000000e+00] [ 0.00000000e+00] [ 0.00000000e+00] [ 0.00000000e+00]]] [[[ 0.00000000e+00] [ 0.00000000e+00] [ 0.00000000e+00] [ 0.00000000e+00] [ 0.00000000e+00]] [[ 6.01446903e-03] [ 6.01446903e-03] [ 6.01446903e-03] [ 6.01446903e-03] [ 6.01446903e-03]] [[ 1.03917777e-02] [ 1.03917777e-02] [ 1.03917777e-02] [ 1.03917777e-02] [ 1.03917777e-02]] ... [[-1.50454748e-02] [-1.50454748e-02] [-1.50454748e-02] [-1.50454748e-02] [-1.50454748e-02]] [[-8.95340984e-03] [-8.95340984e-03] [-8.95340984e-03] [-8.95340984e-03] [-8.95340984e-03]] [[ 0.00000000e+00] [ 0.00000000e+00] [ 0.00000000e+00] [ 0.00000000e+00] [ 0.00000000e+00]]] [[[ 0.00000000e+00] [ 0.00000000e+00] [ 0.00000000e+00] [ 0.00000000e+00] [ 0.00000000e+00]] [[ 5.29945751e-02] [ 5.29945751e-02] [ 5.29945751e-02] [ 5.29945751e-02] [ 5.29945751e-02]] [[ 9.32521557e-02] [ 9.32521557e-02] [ 9.32521557e-02] [ 9.32521557e-02] [ 9.32521557e-02]] ... [[-1.32558809e-01] [-1.32558809e-01] [-1.32558809e-01] [-1.32558809e-01] [-1.32558809e-01]] [[-7.74099366e-02] [-7.74099366e-02] [-7.74099366e-02] [-7.74099366e-02] [-7.74099366e-02]] [[ 0.00000000e+00] [ 0.00000000e+00] [ 0.00000000e+00] [ 0.00000000e+00] [ 0.00000000e+00]]] ... [[[ 0.00000000e+00] [ 0.00000000e+00] [ 0.00000000e+00] [ 0.00000000e+00] [ 0.00000000e+00]] [[ 1.20000000e-01] [ 1.20000000e-01] [ 1.20000000e-01] [ 1.20000000e-01] [ 1.20000000e-01]] [[ 2.40000000e-01] [ 2.40000000e-01] [ 2.40000000e-01] [ 2.40000000e-01] [ 2.40000000e-01]] ... [[-3.00000000e-01] [-3.00000000e-01] [-3.00000000e-01] [-3.00000000e-01] [-3.00000000e-01]] [[-1.50000000e-01] [-1.50000000e-01] [-1.50000000e-01] [-1.50000000e-01] [-1.50000000e-01]] [[-1.92606959e-18] [-1.92606959e-18] [-1.92606959e-18] [-1.92606959e-18] [-1.92606959e-18]]] [[[ 0.00000000e+00] [ 0.00000000e+00] [ 0.00000000e+00] [ 0.00000000e+00] [ 0.00000000e+00]] [[ 1.20000000e-01] [ 1.20000000e-01] [ 1.20000000e-01] [ 1.20000000e-01] [ 1.20000000e-01]] [[ 2.40000000e-01] [ 2.40000000e-01] [ 2.40000000e-01] [ 2.40000000e-01] [ 2.40000000e-01]] ... [[-3.00000000e-01] [-3.00000000e-01] [-3.00000000e-01] [-3.00000000e-01] [-3.00000000e-01]] [[-1.50000000e-01] [-1.50000000e-01] [-1.50000000e-01] [-1.50000000e-01] [-1.50000000e-01]] [[-1.92606959e-18] [-1.92606959e-18] [-1.92606959e-18] [-1.92606959e-18] [-1.92606959e-18]]] [[[ 0.00000000e+00] [ 0.00000000e+00] [ 0.00000000e+00] [ 0.00000000e+00] [ 0.00000000e+00]] [[ 1.20000000e-01] [ 1.20000000e-01] [ 1.20000000e-01] [ 1.20000000e-01] [ 1.20000000e-01]] [[ 2.40000000e-01] [ 2.40000000e-01] [ 2.40000000e-01] [ 2.40000000e-01] [ 2.40000000e-01]] ... [[-3.00000000e-01] [-3.00000000e-01] [-3.00000000e-01] [-3.00000000e-01] [-3.00000000e-01]] [[-1.50000000e-01] [-1.50000000e-01] [-1.50000000e-01] [-1.50000000e-01] [-1.50000000e-01]] [[-1.92606959e-18] [-1.92606959e-18] [-1.92606959e-18] [-1.92606959e-18] [-1.92606959e-18]]]] | 4D array with the moment coefficients of the airfoils. Dimension 0 is along the blade span for n_span stations, dimension 1 is along the angles of attack, dimension 2 is along the Reynolds number, dimension 3 is along the number of tabs, which may describe multiple sets at the same station, for example in presence of a flap.
blade.interp_airfoils.coord_xy_interp | output |  | [[[ 1.00000000e+00 -5.22802288e-16] [ 9.99429684e-01 -2.22597407e-02] [ 9.98063018e-01 -4.44580349e-02] ... [ 9.98120489e-01 4.38394581e-02] [ 9.99443038e-01 2.19496514e-02] [ 1.00000000e+00 -5.26271735e-16]] [[ 1.00000000e+00 -4.63811846e-04] [ 9.98467173e-01 -2.21760738e-02] [ 9.96201019e-01 -4.43513952e-02] ... [ 9.96776877e-01 4.39179785e-02] [ 9.98774657e-01 2.22119245e-02] [ 1.00000000e+00 3.03878429e-04]] [[ 1.00000000e+00 -3.84926541e-03] [ 9.90631439e-01 -2.12435866e-02] [ 9.80995553e-01 -4.24457781e-02] ... [ 9.85613808e-01 4.43560536e-02] [ 9.93218520e-01 2.41263074e-02] [ 1.00000000e+00 2.83048459e-03]] ... [[ 1.00000000e+00 2.99243424e-04] [ 9.76715850e-01 2.78508494e-03] [ 9.52832571e-01 4.62553820e-03] ... [ 9.52575171e-01 9.64309571e-03] [ 9.76267770e-01 4.94496385e-03] [ 1.00000000e+00 2.99243424e-04]] [[ 1.00000000e+00 7.60311480e-05] [ 9.76692547e-01 2.94939444e-03] [ 9.52952126e-01 4.97097005e-03] ... [ 9.52775619e-01 1.06814382e-02] [ 9.76380589e-01 5.38373218e-03] [ 1.00000000e+00 7.60311480e-05]] [[ 1.00000000e+00 1.76276899e-06] [ 9.76685164e-01 3.14692752e-03] [ 9.53182640e-01 5.22846152e-03] ... [ 9.52998460e-01 1.22336784e-02] [ 9.76506117e-01 6.17134718e-03] [ 1.00000000e+00 1.76276899e-06]]] | 3D array of the non-dimensional x and y airfoil coordinates of the airfoils interpolated along span for n_span stations. The leading edge is place at x=0 and y=0.
blade.opt_var.s_opt_twist | output |  | [0. 0.33333333 0.66666667 1. ]
blade.opt_var.s_opt_chord | output |  | [0. 0.03448276 0.06896552 0.10344828 0.13793103 0.17241379 0.20689655 0.24137931 0.27586207 0.31034483 0.34482759 0.37931034 0.4137931 0.44827586 0.48275862 0.51724138 0.55172414 0.5862069 0.62068966 0.65517241 0.68965517 0.72413793 0.75862069 0.79310345 0.82758621 0.86206897 0.89655172 0.93103448 0.96551724 1. ]
blade.opt_var.twist_opt | output | rad | [ 0.3491 0.08744168 0.03805128 -0.08166095]
blade.opt_var.chord_opt | output | m | [4.5 4.51653455 4.59255455 4.72026865 4.75 4.75 4.75 4.75 4.75 4.75 4.75 4.7 4.64 4.48 4.30815493 4.07109567 3.83078655 3.59377787 3.3535724 3.10972681 2.86394905 2.61780457 2.37255549 2.12536608 1.87360817 1.6133977 1.34551447 1.07050448 0.78813172 0.5 ]
blade.opt_var.af_position | output |  | [0. 0.02 0.18 0.29632121 0.4824137 0.76458948 0.87235063 1. ]
blade.opt_var.s_opt_layer_0 | output |  | [0. 0.03448276 0.06896552 0.10344828 0.13793103 0.17241379 0.20689655 0.24137931 0.27586207 0.31034483 0.34482759 0.37931034 0.4137931 0.44827586 0.48275862 0.51724138 0.55172414 0.5862069 0.62068966 0.65517241 0.68965517 0.72413793 0.75862069 0.79310345 0.82758621 0.86206897 0.89655172 0.93103448 0.96551724 1. ]
blade.opt_var.layer_0_opt | output | m | [0.001 0.001 0.001 0.001 0.001 0.001 0.001 0.001 0.001 0.001 0.001 0.001 0.001 0.001 0.001 0.001 0.001 0.001 0.001 0.001 0.001 0.001 0.001 0.001 0.001 0.001 0.001 0.001 0.001 0.001]
blade.opt_var.s_opt_layer_1 | output |  | [0. 0.03448276 0.06896552 0.10344828 0.13793103 0.17241379 0.20689655 0.24137931 0.27586207 0.31034483 0.34482759 0.37931034 0.4137931 0.44827586 0.48275862 0.51724138 0.55172414 0.5862069 0.62068966 0.65517241 0.68965517 0.72413793 0.75862069 0.79310345 0.82758621 0.86206897 0.89655172 0.93103448 0.96551724 1. ]
blade.opt_var.layer_1_opt | output | m | [0.041 0.033 0.026 0.02 0.015 0.011 0.00828454 0.00651243 0.00536208 0.00470248 0.00440263 0.00433155 0.00435823 0.00435168 0.00430703 0.0042194 0.00408392 0.00389572 0.00364992 0.00334165 0.00298133 0.00257936 0.00214615 0.00169212 0.00122768 0.001 0.001 0.001 0.001 0.001 ]
blade.opt_var.s_opt_layer_2 | output |  | [0. 0.03448276 0.06896552 0.10344828 0.13793103 0.17241379 0.20689655 0.24137931 0.27586207 0.31034483 0.34482759 0.37931034 0.4137931 0.44827586 0.48275862 0.51724138 0.55172414 0.5862069 0.62068966 0.65517241 0.68965517 0.72413793 0.75862069 0.79310345 0.82758621 0.86206897 0.89655172 0.93103448 0.96551724 1. ]
blade.opt_var.layer_2_opt | output | m | [0. 0.01036386 0.01802123 0.02536166 0.03206819 0.03782389 0.04231181 0.045215 0.04621651 0.04569527 0.04403017 0.04160014 0.03878408 0.03596091 0.03350953 0.03135807 0.02943466 0.02766741 0.02598444 0.02431388 0.02258386 0.02080428 0.01898505 0.01713608 0.0152673 0.0133886 0.0115099 0.0096312 0.0077525 0.00587381]
blade.opt_var.s_opt_layer_3 | output |  | [0. 0.03448276 0.06896552 0.10344828 0.13793103 0.17241379 0.20689655 0.24137931 0.27586207 0.31034483 0.34482759 0.37931034 0.4137931 0.44827586 0.48275862 0.51724138 0.55172414 0.5862069 0.62068966 0.65517241 0.68965517 0.72413793 0.75862069 0.79310345 0.82758621 0.86206897 0.89655172 0.93103448 0.96551724 1. ]
blade.opt_var.layer_3_opt | output | m | [0. 0.01247806 0.01761157 0.02274509 0.02766418 0.03215441 0.03600136 0.0389906 0.04090771 0.04153826 0.04110173 0.03981761 0.0379054 0.03558457 0.03307463 0.03059505 0.02815655 0.02576987 0.02344572 0.02119482 0.01902789 0.01695567 0.01496235 0.01303217 0.01114933 0.00929806 0.00746257 0.00562708 0.00379159 0.00195611]
blade.opt_var.s_opt_layer_4 | output |  | [0. 0.03448276 0.06896552 0.10344828 0.13793103 0.17241379 0.20689655 0.24137931 0.27586207 0.31034483 0.34482759 0.37931034 0.4137931 0.44827586 0.48275862 0.51724138 0.55172414 0.5862069 0.62068966 0.65517241 0.68965517 0.72413793 0.75862069 0.79310345 0.82758621 0.86206897 0.89655172 0.93103448 0.96551724 1. ]
blade.opt_var.layer_4_opt | output | m | [ 0.00000000e+00 0.00000000e+00 0.00000000e+00 0.00000000e+00 0.00000000e+00 0.00000000e+00 0.00000000e+00 0.00000000e+00 0.00000000e+00 0.00000000e+00 0.00000000e+00 0.00000000e+00 0.00000000e+00 0.00000000e+00 0.00000000e+00 0.00000000e+00 0.00000000e+00 0.00000000e+00 0.00000000e+00 1.00000000e-03 4.34756148e-02 1.00000000e-03 -8.13151629e-20 0.00000000e+00 0.00000000e+00 0.00000000e+00 0.00000000e+00 0.00000000e+00 0.00000000e+00 0.00000000e+00]
blade.opt_var.s_opt_layer_5 | output |  | [0. 0.03448276 0.06896552 0.10344828 0.13793103 0.17241379 0.20689655 0.24137931 0.27586207 0.31034483 0.34482759 0.37931034 0.4137931 0.44827586 0.48275862 0.51724138 0.55172414 0.5862069 0.62068966 0.65517241 0.68965517 0.72413793 0.75862069 0.79310345 0.82758621 0.86206897 0.89655172 0.93103448 0.96551724 1. ]
blade.opt_var.layer_5_opt | output | m | [ 0.00000000e+00 0.00000000e+00 0.00000000e+00 0.00000000e+00 0.00000000e+00 0.00000000e+00 0.00000000e+00 0.00000000e+00 0.00000000e+00 0.00000000e+00 0.00000000e+00 0.00000000e+00 0.00000000e+00 0.00000000e+00 0.00000000e+00 0.00000000e+00 0.00000000e+00 0.00000000e+00 0.00000000e+00 1.00000000e-03 4.34756148e-02 1.00000000e-03 -8.13151629e-20 0.00000000e+00 0.00000000e+00 0.00000000e+00 0.00000000e+00 0.00000000e+00 0.00000000e+00 0.00000000e+00]
blade.opt_var.s_opt_layer_6 | output |  | [0. 0.03448276 0.06896552 0.10344828 0.13793103 0.17241379 0.20689655 0.24137931 0.27586207 0.31034483 0.34482759 0.37931034 0.4137931 0.44827586 0.48275862 0.51724138 0.55172414 0.5862069 0.62068966 0.65517241 0.68965517 0.72413793 0.75862069 0.79310345 0.82758621 0.86206897 0.89655172 0.93103448 0.96551724 1. ]
blade.opt_var.layer_6_opt | output | m | [0. 0. 0.00665003 0.00814812 0.00964621 0.0111443 0.01260256 0.01398116 0.01524026 0.01634003 0.01724065 0.01790228 0.01832761 0.01851932 0.01848012 0.01821267 0.01771968 0.01700382 0.01610578 0.01506624 0.01392586 0.01272533 0.01150532 0.01030652 0.00912537 0.00795837 0.00680196 0.00565261 0.0045068 0.003361 ]
blade.opt_var.s_opt_layer_7 | output |  | [0. 0.03448276 0.06896552 0.10344828 0.13793103 0.17241379 0.20689655 0.24137931 0.27586207 0.31034483 0.34482759 0.37931034 0.4137931 0.44827586 0.48275862 0.51724138 0.55172414 0.5862069 0.62068966 0.65517241 0.68965517 0.72413793 0.75862069 0.79310345 0.82758621 0.86206897 0.89655172 0.93103448 0.96551724 1. ]
blade.opt_var.layer_7_opt | output | m | [ 0.00000000e+00 0.00000000e+00 2.33432275e-02 2.51480648e-02 2.69529021e-02 2.87577394e-02 3.05625767e-02 3.23674140e-02 3.39953792e-02 3.52696003e-02 3.60132052e-02 3.60493218e-02 3.52010780e-02 3.32916017e-02 3.05938669e-02 2.73808473e-02 2.39255169e-02 2.05008494e-02 1.73798187e-02 1.48353987e-02 1.27714875e-02 1.10919834e-02 9.70078471e-03 8.50178952e-03 7.39889612e-03 6.29600271e-03 5.19310930e-03 4.09021589e-03 2.98732248e-03 -2.16840434e-19]
blade.opt_var.s_opt_layer_8 | output |  | [0. 0.03448276 0.06896552 0.10344828 0.13793103 0.17241379 0.20689655 0.24137931 0.27586207 0.31034483 0.34482759 0.37931034 0.4137931 0.44827586 0.48275862 0.51724138 0.55172414 0.5862069 0.62068966 0.65517241 0.68965517 0.72413793 0.75862069 0.79310345 0.82758621 0.86206897 0.89655172 0.93103448 0.96551724 1. ]
blade.opt_var.layer_8_opt | output | m | [ 0.00000000e+00 0.00000000e+00 2.33432275e-02 2.51480648e-02 2.69529021e-02 2.87577394e-02 3.05625767e-02 3.23674140e-02 3.39953792e-02 3.52696003e-02 3.60132052e-02 3.60493218e-02 3.52010780e-02 3.32916017e-02 3.05938669e-02 2.73808473e-02 2.39255169e-02 2.05008494e-02 1.73798187e-02 1.48353987e-02 1.27714875e-02 1.10919834e-02 9.70078471e-03 8.50178952e-03 7.39889612e-03 6.29600271e-03 5.19310930e-03 4.09021589e-03 2.98732248e-03 -2.16840434e-19]
blade.opt_var.s_opt_layer_9 | output |  | [0. 0.03448276 0.06896552 0.10344828 0.13793103 0.17241379 0.20689655 0.24137931 0.27586207 0.31034483 0.34482759 0.37931034 0.4137931 0.44827586 0.48275862 0.51724138 0.55172414 0.5862069 0.62068966 0.65517241 0.68965517 0.72413793 0.75862069 0.79310345 0.82758621 0.86206897 0.89655172 0.93103448 0.96551724 1. ]
blade.opt_var.layer_9_opt | output | m | [0. 0. 0.01864022 0.02290439 0.02716855 0.03128208 0.03509432 0.03845464 0.04121238 0.04321692 0.0443176 0.04463178 0.04427681 0.04337004 0.04202882 0.04037051 0.03851246 0.03646388 0.03423398 0.03183196 0.02926705 0.02654845 0.02368537 0.02070189 0.01762209 0.01447005 0.01126986 0.00804558 0.00482131 0.00159703]
blade.opt_var.s_opt_layer_10 | output |  | [0. 0.03448276 0.06896552 0.10344828 0.13793103 0.17241379 0.20689655 0.24137931 0.27586207 0.31034483 0.34482759 0.37931034 0.4137931 0.44827586 0.48275862 0.51724138 0.55172414 0.5862069 0.62068966 0.65517241 0.68965517 0.72413793 0.75862069 0.79310345 0.82758621 0.86206897 0.89655172 0.93103448 0.96551724 1. ]
blade.opt_var.layer_10_opt | output | m | [0. 0. 0.01067832 0.01302775 0.01537718 0.0177266 0.02007603 0.02234366 0.02444771 0.02630638 0.02783787 0.0289604 0.02959217 0.02979168 0.02961743 0.02912793 0.02838168 0.02743718 0.02635293 0.02511064 0.02369203 0.0220788 0.02025266 0.01819533 0.01588852 0.0133738 0.01069276 0.00788698 0.00499804 0.00206752]
blade.opt_var.s_opt_layer_11 | output |  | [0. 0.03448276 0.06896552 0.10344828 0.13793103 0.17241379 0.20689655 0.24137931 0.27586207 0.31034483 0.34482759 0.37931034 0.4137931 0.44827586 0.48275862 0.51724138 0.55172414 0.5862069 0.62068966 0.65517241 0.68965517 0.72413793 0.75862069 0.79310345 0.82758621 0.86206897 0.89655172 0.93103448 0.96551724 1. ]
blade.opt_var.layer_11_opt | output | m | [0. 0. 0.01171413 0.01476495 0.01781576 0.02086658 0.02391739 0.02696821 0.03001902 0.03295299 0.03565325 0.03800297 0.03988528 0.04118335 0.04178032 0.04172736 0.04107568 0.03987644 0.03818083 0.03604003 0.03350522 0.03064208 0.02751627 0.02419345 0.02073929 0.01721947 0.01369965 0.01017983 0.00666001 0.00314019]
blade.opt_var.s_opt_layer_12 | output |  | [0. 0.03448276 0.06896552 0.10344828 0.13793103 0.17241379 0.20689655 0.24137931 0.27586207 0.31034483 0.34482759 0.37931034 0.4137931 0.44827586 0.48275862 0.51724138 0.55172414 0.5862069 0.62068966 0.65517241 0.68965517 0.72413793 0.75862069 0.79310345 0.82758621 0.86206897 0.89655172 0.93103448 0.96551724 1. ]
blade.opt_var.layer_12_opt | output | m | [0. 0. 0.03598738 0.04397734 0.05196731 0.05963021 0.066639 0.07266661 0.07738598 0.08047006 0.08159179 0.08099669 0.07893026 0.07563804 0.07136553 0.06635826 0.06086173 0.05503573 0.04904003 0.04303439 0.03717859 0.03163241 0.02655561 0.02186997 0.01749725 0.01335922 0.00937765 0.00547432 0.00157099 0.001 ]
blade.opt_var.s_opt_layer_13 | output |  | [0. 0.03448276 0.06896552 0.10344828 0.13793103 0.17241379 0.20689655 0.24137931 0.27586207 0.31034483 0.34482759 0.37931034 0.4137931 0.44827586 0.48275862 0.51724138 0.55172414 0.5862069 0.62068966 0.65517241 0.68965517 0.72413793 0.75862069 0.79310345 0.82758621 0.86206897 0.89655172 0.93103448 0.96551724 1. ]
blade.opt_var.layer_13_opt | output | m | [0.041 0.033 0.026 0.02 0.01531562 0.01261405 0.01008929 0.00782972 0.00592376 0.00445981 0.00352627 0.00301625 0.00282289 0.00283929 0.0029586 0.00307391 0.00307837 0.00299303 0.00283898 0.00263728 0.00240901 0.00217523 0.00195702 0.00175179 0.00155694 0.00136987 0.00118799 0.00100871 0.001 0.001 ]
blade.opt_var.s_opt_layer_14 | output |  | [0. 0.03448276 0.06896552 0.10344828 0.13793103 0.17241379 0.20689655 0.24137931 0.27586207 0.31034483 0.34482759 0.37931034 0.4137931 0.44827586 0.48275862 0.51724138 0.55172414 0.5862069 0.62068966 0.65517241 0.68965517 0.72413793 0.75862069 0.79310345 0.82758621 0.86206897 0.89655172 0.93103448 0.96551724 1. ]
blade.opt_var.layer_14_opt | output | m | [0.00000000e+00 0.00000000e+00 0.00000000e+00 2.16422907e-03 2.21016153e-03 2.25609398e-03 2.30202643e-03 2.34795888e-03 2.38578561e-03 2.40740088e-03 2.40469897e-03 2.36957416e-03 2.29392070e-03 2.16963289e-03 2.01292217e-03 1.84000000e-03 1.66707783e-03 1.51036711e-03 1.38607930e-03 1.31042584e-03 1.27530103e-03 1.27259912e-03 1.29421439e-03 1.33204112e-03 1.37797357e-03 1.42390602e-03 1.46983847e-03 1.51577093e-03 1.56170338e-03 1.08420217e-19]
blade.opt_var.s_opt_layer_15 | output |  | [0. 0.03448276 0.06896552 0.10344828 0.13793103 0.17241379 0.20689655 0.24137931 0.27586207 0.31034483 0.34482759 0.37931034 0.4137931 0.44827586 0.48275862 0.51724138 0.55172414 0.5862069 0.62068966 0.65517241 0.68965517 0.72413793 0.75862069 0.79310345 0.82758621 0.86206897 0.89655172 0.93103448 0.96551724 1. ]
blade.opt_var.layer_15_opt | output | m | [0.00000000e+00 0.00000000e+00 0.00000000e+00 3.74890612e-02 3.61172335e-02 3.47454058e-02 3.33630956e-02 3.19598202e-02 3.05250972e-02 2.90484440e-02 2.75193780e-02 2.59274168e-02 2.43374498e-02 2.28143666e-02 2.14230569e-02 2.02284101e-02 1.92953159e-02 1.86886639e-02 1.83467902e-02 1.82080313e-02 2.00000000e-02 2.00000000e-02 2.00000000e-02 2.00000000e-02 2.00000000e-02 2.00000000e-02 2.00000000e-02 2.00000000e-02 2.00000000e-02 5.20417043e-18]
blade.opt_var.s_opt_layer_16 | output |  | [0. 0.03448276 0.06896552 0.10344828 0.13793103 0.17241379 0.20689655 0.24137931 0.27586207 0.31034483 0.34482759 0.37931034 0.4137931 0.44827586 0.48275862 0.51724138 0.55172414 0.5862069 0.62068966 0.65517241 0.68965517 0.72413793 0.75862069 0.79310345 0.82758621 0.86206897 0.89655172 0.93103448 0.96551724 1. ]
blade.opt_var.layer_16_opt | output | m | [0.00000000e+00 0.00000000e+00 0.00000000e+00 2.07236417e-03 2.11829662e-03 2.16422907e-03 2.21016153e-03 2.25609398e-03 2.30202643e-03 2.34795888e-03 2.38578561e-03 2.40740088e-03 2.40469897e-03 2.36957416e-03 2.29392070e-03 2.16963289e-03 2.01292217e-03 1.84000000e-03 1.66707783e-03 1.51036711e-03 1.38607930e-03 1.31042584e-03 1.27530103e-03 1.27259912e-03 1.29421439e-03 1.33204112e-03 1.37797357e-03 1.42390602e-03 1.46983847e-03 1.08420217e-19]
blade.opt_var.s_opt_layer_17 | output |  | [0. 0.03448276 0.06896552 0.10344828 0.13793103 0.17241379 0.20689655 0.24137931 0.27586207 0.31034483 0.34482759 0.37931034 0.4137931 0.44827586 0.48275862 0.51724138 0.55172414 0.5862069 0.62068966 0.65517241 0.68965517 0.72413793 0.75862069 0.79310345 0.82758621 0.86206897 0.89655172 0.93103448 0.96551724 1. ]
blade.opt_var.layer_17_opt | output | m | [0.00000000e+00 0.00000000e+00 0.00000000e+00 2.51759997e-03 2.44512991e-03 2.37265986e-03 2.30018980e-03 2.22771975e-03 2.15449048e-03 2.07974278e-03 2.00271744e-03 1.92265525e-03 1.83879698e-03 1.75038343e-03 1.66146746e-03 1.57610193e-03 1.49833970e-03 1.43223365e-03 1.38183663e-03 1.35120150e-03 1.33703462e-03 1.33604234e-03 1.34493101e-03 1.36040697e-03 1.37917659e-03 1.39794620e-03 1.41671582e-03 1.43548543e-03 1.45425505e-03 2.16840434e-19]
blade.opt_var.s_opt_layer_18 | output |  | [0. 0.03448276 0.06896552 0.10344828 0.13793103 0.17241379 0.20689655 0.24137931 0.27586207 0.31034483 0.34482759 0.37931034 0.4137931 0.44827586 0.48275862 0.51724138 0.55172414 0.5862069 0.62068966 0.65517241 0.68965517 0.72413793 0.75862069 0.79310345 0.82758621 0.86206897 0.89655172 0.93103448 0.96551724 1. ]
blade.opt_var.layer_18_opt | output | m | [0.00000000e+00 0.00000000e+00 0.00000000e+00 3.77066146e-02 3.63461220e-02 3.49856293e-02 3.36139152e-02 3.22197581e-02 3.07919366e-02 2.93192293e-02 2.77904146e-02 2.61942712e-02 2.45955568e-02 2.30590296e-02 2.16494473e-02 2.04315680e-02 2.00000000e-02 2.00000000e-02 2.00000000e-02 2.00000000e-02 2.00000000e-02 2.00000000e-02 2.00000000e-02 2.00000000e-02 2.00000000e-02 2.00000000e-02 2.00000000e-02 2.00000000e-02 2.00000000e-02 5.20417043e-18]
blade.opt_var.s_opt_layer_19 | output |  | [0. 0.03448276 0.06896552 0.10344828 0.13793103 0.17241379 0.20689655 0.24137931 0.27586207 0.31034483 0.34482759 0.37931034 0.4137931 0.44827586 0.48275862 0.51724138 0.55172414 0.5862069 0.62068966 0.65517241 0.68965517 0.72413793 0.75862069 0.79310345 0.82758621 0.86206897 0.89655172 0.93103448 0.96551724 1. ]
blade.opt_var.layer_19_opt | output | m | [0.00000000e+00 0.00000000e+00 0.00000000e+00 2.66254008e-03 2.59007002e-03 2.51759997e-03 2.44512991e-03 2.37265986e-03 2.30018980e-03 2.22771975e-03 2.15449048e-03 2.07974278e-03 2.00271744e-03 1.92265525e-03 1.83879698e-03 1.75038343e-03 1.66146746e-03 1.57610193e-03 1.49833970e-03 1.43223365e-03 1.38183663e-03 1.35120150e-03 1.33703462e-03 1.33604234e-03 1.34493101e-03 1.36040697e-03 1.37917659e-03 1.39794620e-03 1.41671582e-03 3.25260652e-19]
blade.outer_shape_bem.af_position | output |  | [0. 0.02 0.18 0.29632121 0.4824137 0.76458948 0.87235063 1. ] | 1D array of the non dimensional positions of the airfoils af_used defined along blade span.
blade.outer_shape_bem.s | output |  | [0. 0.03448276 0.06896552 0.10344828 0.13793103 0.17241379 0.20689655 0.24137931 0.27586207 0.31034483 0.34482759 0.37931034 0.4137931 0.44827586 0.48275862 0.51724138 0.55172414 0.5862069 0.62068966 0.65517241 0.7 0.72413793 0.75862069 0.79310345 0.82758621 0.86206897 0.89655172 0.93103448 0.96551724 1. ] | 1D array of the non-dimensional spanwise grid defined along blade axis (0-blade root, 1-blade tip)
blade.outer_shape_bem.chord | output | m | [4.5 4.51653455 4.59255455 4.72026865 4.75 4.75 4.75 4.75 4.75 4.75 4.75 4.7 4.64 4.48 4.30815493 4.07109567 3.83078655 3.59377787 3.3535724 3.10972681 2.79010443 2.61780457 2.37255549 2.12536608 1.87360817 1.6133977 1.34551447 1.07050448 0.78813172 0.5 ] | 1D array of the chord values defined along blade span.
blade.outer_shape_bem.twist | output | rad | [ 0.3491 0.32625117 0.30085553 0.27319561 0.24355395 0.2057759 0.15761451 0.11369865 0.08888556 0.08740227 0.08747036 0.08755246 0.08760935 0.08649735 0.08026523 0.07090719 0.06112253 0.05334186 0.04683973 0.04037517 0.03044013 0.02356245 0.0096627 -0.00714598 -0.02406408 -0.03833817 -0.05056212 -0.06194147 -0.07234987 -0.08166095] | 1D array of the twist values defined along blade span. The twist is defined positive for negative rotations around the z axis (the same as in BeamDyn).
blade.outer_shape_bem.pitch_axis | output |  | [0.5 0.49816955 0.48992341 0.47666778 0.47368421 0.47368421 0.47368421 0.47368421 0.47368421 0.47368421 0.47368421 0.46808511 0.4612069 0.44196429 0.43251806 0.42095775 0.41010371 0.40195138 0.39522149 0.39116278 0.39008436 0.39134099 0.39523274 0.40007425 0.40504215 0.41113787 0.41946139 0.43201533 0.45321411 0.5 ] | 1D array of the chordwise position of the pitch axis (0-LE, 1-TE), defined along blade span.
blade.outer_shape_bem.r_thick_yaml_interp | output |  | [0. 0. 0. 0. 0. 0. 0. 0. 0. 0. 0. 0. 0. 0. 0. 0. 0. 0. 0. 0. 0. 0. 0. 0. 0. 0. 0. 0. 0. 0.] | 1D array of the relative thickness values defined along blade span.
blade.outer_shape_bem.ref_axis | output | m | [[ 0.00000000e+00 0.00000000e+00 0.00000000e+00] [ 1.45896086e-02 0.00000000e+00 3.44814717e+00] [ 5.22230768e-02 0.00000000e+00 6.89629433e+00] [ 1.08141891e-01 0.00000000e+00 1.03444415e+01] [ 1.74250500e-01 0.00000000e+00 1.37925887e+01] [ 2.41136773e-01 0.00000000e+00 1.72407358e+01] [ 3.00085581e-01 0.00000000e+00 2.06888830e+01] [ 3.42651213e-01 0.00000000e+00 2.41370302e+01] [ 3.59821072e-01 0.00000000e+00 2.75851773e+01] [ 3.47586472e-01 0.00000000e+00 3.10333245e+01] [ 3.14508104e-01 0.00000000e+00 3.44814717e+01] [ 2.66858145e-01 0.00000000e+00 3.79296188e+01] [ 2.10870490e-01 0.00000000e+00 4.13777660e+01] [ 1.40477297e-01 0.00000000e+00 4.48259132e+01] [ 3.80470534e-02 0.00000000e+00 4.82740603e+01] [-9.07529186e-02 0.00000000e+00 5.17222075e+01] [-2.35123811e-01 0.00000000e+00 5.51703547e+01] [-3.94137332e-01 0.00000000e+00 5.86185018e+01] [-5.85777112e-01 0.00000000e+00 6.20666490e+01] [-8.05291806e-01 0.00000000e+00 6.55147962e+01] [-1.11555530e+00 0.00000000e+00 6.99973875e+01] [-1.29121723e+00 0.00000000e+00 7.24110905e+01] [-1.56372970e+00 0.00000000e+00 7.58592376e+01] [-1.85903588e+00 0.00000000e+00 7.93073848e+01] [-2.17067421e+00 0.00000000e+00 8.27555320e+01] [-2.49837779e+00 0.00000000e+00 8.62036791e+01] [-2.84335536e+00 0.00000000e+00 8.96518263e+01] [-3.20952152e+00 0.00000000e+00 9.30999735e+01] [-3.59684443e+00 0.00000000e+00 9.65481206e+01] [-4.00000000e+00 0.00000000e+00 9.99962678e+01]] | 2D array of the coordinates (x,y,z) of the blade reference axis, defined along blade span. The coordinate system is the one of BeamDyn: it is placed at blade root with x pointing the suction side of the blade, y pointing the trailing edge and z along the blade span. A standard configuration will have negative x values (prebend), if swept positive y values, and positive z values.
blade.pa.twist_param | output | rad | [ 0.3491 0.3114934 0.2750893 0.24036879 0.20781296 0.17790291 0.15111974 0.12794454 0.10885841 0.09434244 0.08467866 0.0775111 0.07174552 0.06702161 0.06297906 0.05925757 0.05549683 0.05133651 0.04641632 0.04037594 0.0304289 0.02415488 0.01416615 0.00305797 -0.00907256 -0.0221283 -0.03601213 -0.05062693 -0.06587558 -0.08166095] | 1D array of the twist values defined along blade span. The twist is the result of the parameterization.
blade.pa.chord_param | output | m | [4.5 4.51653455 4.59255455 4.72026865 4.75 4.75 4.75 4.75 4.75 4.75 4.75 4.7 4.64 4.48 4.30815493 4.07109567 3.83078655 3.59377787 3.3535724 3.10972681 2.79010443 2.61780457 2.37255549 2.12536608 1.87360817 1.6133977 1.34551447 1.07050448 0.78813172 0.5 ] | 1D array of the chord values defined along blade span. The chord is the result of the parameterization.
blade.pa.max_chord_constr | output |  | [0.94736842 0.95084938 0.96685359 0.99374077 1. 1. 1. 1. 1. 1. 1. 0.98947368 0.97684211 0.94315789 0.90697999 0.85707277 0.80648138 0.75658481 0.70601524 0.65467933 0.60293621 0.55111675 0.49948537 0.44744549 0.39444383 0.33966267 0.2832662 0.22536936 0.16592247 0.10526316] | 1D array of the ratio between chord values and maximum chord along blade span.
blade.ps.layer_thickness_param | output | m | [[ 1.00000000e-03 1.00000000e-03 1.00000000e-03 1.00000000e-03 1.00000000e-03 1.00000000e-03 1.00000000e-03 1.00000000e-03 1.00000000e-03 1.00000000e-03 1.00000000e-03 1.00000000e-03 1.00000000e-03 1.00000000e-03 1.00000000e-03 1.00000000e-03 1.00000000e-03 1.00000000e-03 1.00000000e-03 1.00000000e-03 1.00000000e-03 1.00000000e-03 1.00000000e-03 1.00000000e-03 1.00000000e-03 1.00000000e-03 1.00000000e-03 1.00000000e-03 1.00000000e-03 1.00000000e-03] [ 4.10000000e-02 3.30000000e-02 2.60000000e-02 2.00000000e-02 1.50000000e-02 1.10000000e-02 8.28454072e-03 6.51243402e-03 5.36207752e-03 4.70247504e-03 4.40263040e-03 4.33154742e-03 4.35822991e-03 4.35168169e-03 4.30702965e-03 4.21940069e-03 4.08392168e-03 3.89571952e-03 3.64992111e-03 3.34165333e-03 2.86491152e-03 2.57935592e-03 2.14614940e-03 1.69211977e-03 1.22767857e-03 1.00000000e-03 1.00000000e-03 1.00000000e-03 1.00000000e-03 1.00000000e-03] [ 0.00000000e+00 1.03638639e-02 1.80212345e-02 2.53616596e-02 3.20681938e-02 3.78238917e-02 4.23118077e-02 4.52149966e-02 4.62165127e-02 4.56952678e-02 4.40301733e-02 4.16001409e-02 3.87840821e-02 3.59609085e-02 3.35095318e-02 3.13580743e-02 2.94346583e-02 2.76674064e-02 2.59844408e-02 2.43138839e-02 2.20549123e-02 2.08042751e-02 1.89850461e-02 1.71360827e-02 1.52672963e-02 1.33885984e-02 1.15099005e-02 9.63120264e-03 7.75250477e-03 5.87380689e-03] [ 0.00000000e+00 1.24780597e-02 1.76115740e-02 2.27450883e-02 2.76641755e-02 3.21544085e-02 3.60013601e-02 3.89906033e-02 4.09077110e-02 4.15382560e-02 4.11017265e-02 3.98176106e-02 3.79053964e-02 3.55845720e-02 3.30746256e-02 3.05950453e-02 2.81565527e-02 2.57698696e-02 2.34457177e-02 2.11948185e-02 1.83968865e-02 1.69556653e-02 1.49623503e-02 1.30321660e-02 1.11493299e-02 9.29805909e-03 7.46257101e-03 5.62708293e-03 3.79159485e-03 1.95610677e-03] [ 0.00000000e+00 0.00000000e+00 0.00000000e+00 0.00000000e+00 0.00000000e+00 0.00000000e+00 0.00000000e+00 0.00000000e+00 0.00000000e+00 0.00000000e+00 0.00000000e+00 0.00000000e+00 0.00000000e+00 0.00000000e+00 0.00000000e+00 0.00000000e+00 0.00000000e+00 0.00000000e+00 0.00000000e+00 1.00000000e-03 3.44239839e-02 1.00000000e-03 -8.13151629e-20 0.00000000e+00 0.00000000e+00 0.00000000e+00 0.00000000e+00 0.00000000e+00 0.00000000e+00 0.00000000e+00] [ 0.00000000e+00 0.00000000e+00 0.00000000e+00 0.00000000e+00 0.00000000e+00 0.00000000e+00 0.00000000e+00 0.00000000e+00 0.00000000e+00 0.00000000e+00 0.00000000e+00 0.00000000e+00 0.00000000e+00 0.00000000e+00 0.00000000e+00 0.00000000e+00 0.00000000e+00 0.00000000e+00 0.00000000e+00 1.00000000e-03 3.44239839e-02 1.00000000e-03 -8.13151629e-20 0.00000000e+00 0.00000000e+00 0.00000000e+00 0.00000000e+00 0.00000000e+00 0.00000000e+00 0.00000000e+00] [ 0.00000000e+00 0.00000000e+00 6.65003373e-03 8.14812366e-03 9.64621359e-03 1.11443035e-02 1.26025620e-02 1.39811575e-02 1.52402586e-02 1.63400338e-02 1.72406517e-02 1.79022807e-02 1.83276090e-02 1.85193246e-02 1.84801155e-02 1.82126698e-02 1.77196757e-02 1.70038210e-02 1.61057826e-02 1.50662370e-02 1.35708454e-02 1.27253309e-02 1.15053236e-02 1.03065158e-02 9.12537420e-03 7.95836553e-03 6.80195656e-03 5.65261407e-03 4.50680481e-03 3.36099555e-03] [ 0.00000000e+00 0.00000000e+00 2.33432275e-02 2.51480648e-02 2.69529021e-02 2.87577394e-02 3.05625767e-02 3.23674140e-02 3.39953792e-02 3.52696003e-02 3.60132052e-02 3.60493218e-02 3.52010780e-02 3.32916017e-02 3.05938669e-02 2.73808473e-02 2.39255169e-02 2.05008494e-02 1.73798187e-02 1.48353987e-02 1.22323494e-02 1.10919834e-02 9.70078471e-03 8.50178952e-03 7.39889612e-03 6.29600271e-03 5.19310930e-03 4.09021589e-03 2.98732248e-03 -6.50521303e-19] [ 0.00000000e+00 0.00000000e+00 2.33432275e-02 2.51480648e-02 2.69529021e-02 2.87577394e-02 3.05625767e-02 3.23674140e-02 3.39953792e-02 3.52696003e-02 3.60132052e-02 3.60493218e-02 3.52010780e-02 3.32916017e-02 3.05938669e-02 2.73808473e-02 2.39255169e-02 2.05008494e-02 1.73798187e-02 1.48353987e-02 1.22323494e-02 1.10919834e-02 9.70078471e-03 8.50178952e-03 7.39889612e-03 6.29600271e-03 5.19310930e-03 4.09021589e-03 2.98732248e-03 -6.50521303e-19] [ 0.00000000e+00 0.00000000e+00 1.86402175e-02 2.29043857e-02 2.71685539e-02 3.12820798e-02 3.50943212e-02 3.84546359e-02 4.12123815e-02 4.32169158e-02 4.43175966e-02 4.46317757e-02 4.42768050e-02 4.33700364e-02 4.20288217e-02 4.03705128e-02 3.85124616e-02 3.64638788e-02 3.42339751e-02 3.18319613e-02 2.84675254e-02 2.65484460e-02 2.36853660e-02 2.07018877e-02 1.76220907e-02 1.44700547e-02 1.12698594e-02 8.04558436e-03 4.82130936e-03 1.59703436e-03] [ 0.00000000e+00 0.00000000e+00 1.06783227e-02 1.30277497e-02 1.53771767e-02 1.77266036e-02 2.00760306e-02 2.23436643e-02 2.44477114e-02 2.63063787e-02 2.78378729e-02 2.89604006e-02 2.95921686e-02 2.97916789e-02 2.96174332e-02 2.91279335e-02 2.83816816e-02 2.74371794e-02 2.63529289e-02 2.51106409e-02 2.32295708e-02 2.20787956e-02 2.02526601e-02 1.81953304e-02 1.58885175e-02 1.33738018e-02 1.06927639e-02 7.88698432e-03 4.99804368e-03 2.06752250e-03] [ 0.00000000e+00 0.00000000e+00 1.17141324e-02 1.47649473e-02 1.78157623e-02 2.08665773e-02 2.39173922e-02 2.69682072e-02 3.00190222e-02 3.29529872e-02 3.56532524e-02 3.80029677e-02 3.98852833e-02 4.11833493e-02 4.17803156e-02 4.17273646e-02 4.10756783e-02 3.98764390e-02 3.81808288e-02 3.60400301e-02 3.26797937e-02 3.06420809e-02 2.75162660e-02 2.41934479e-02 2.07392943e-02 1.72194730e-02 1.36996517e-02 1.01798304e-02 6.66000904e-03 3.14018771e-03] [ 0.00000000e+00 0.00000000e+00 3.59873815e-02 4.39773438e-02 5.19673061e-02 5.96302097e-02 6.66389959e-02 7.26666060e-02 7.73859813e-02 8.04700630e-02 8.15917924e-02 8.09966867e-02 7.89302631e-02 7.56380387e-02 7.13655306e-02 6.63582560e-02 6.08617321e-02 5.50357312e-02 4.90400260e-02 4.30343888e-02 3.54771595e-02 3.16324086e-02 2.65556105e-02 2.18699671e-02 1.74972473e-02 1.33592202e-02 9.37765500e-03 5.47432071e-03 1.57098642e-03 1.00000000e-03] [ 4.10000000e-02 3.30000000e-02 2.60000000e-02 2.00000000e-02 1.53156219e-02 1.26140524e-02 1.00892854e-02 7.82972209e-03 5.92376367e-03 4.45981139e-03 3.52626648e-03 3.01625067e-03 2.82288569e-03 2.83929329e-03 2.95859519e-03 3.07391313e-03 3.07836885e-03 2.99303427e-03 2.83898133e-03 2.63728196e-03 2.33877707e-03 2.17523163e-03 1.95702453e-03 1.75179189e-03 1.55693882e-03 1.36987043e-03 1.18799183e-03 1.00870812e-03 1.00000000e-03 1.00000000e-03] [ 0.00000000e+00 0.00000000e+00 0.00000000e+00 2.16422907e-03 2.21016153e-03 2.25609398e-03 2.30202643e-03 2.34795888e-03 2.38578561e-03 2.40740088e-03 2.40469897e-03 2.36957416e-03 2.29392070e-03 2.16963289e-03 2.01292217e-03 1.84000000e-03 1.66707783e-03 1.51036711e-03 1.38607930e-03 1.31042584e-03 1.27397979e-03 1.27259912e-03 1.29421439e-03 1.33204112e-03 1.37797357e-03 1.42390602e-03 1.46983847e-03 1.51577093e-03 1.56170338e-03 1.08420217e-19] [ 0.00000000e+00 0.00000000e+00 0.00000000e+00 3.74890612e-02 3.61172335e-02 3.47454058e-02 3.33630956e-02 3.19598202e-02 3.05250972e-02 2.90484440e-02 2.75193780e-02 2.59274168e-02 2.43374498e-02 2.28143666e-02 2.14230569e-02 2.02284101e-02 1.92953159e-02 1.86886639e-02 1.83467902e-02 1.82080313e-02 2.00000000e-02 2.00000000e-02 2.00000000e-02 2.00000000e-02 2.00000000e-02 2.00000000e-02 2.00000000e-02 2.00000000e-02 2.00000000e-02 6.93889390e-18] [ 0.00000000e+00 0.00000000e+00 0.00000000e+00 2.07236417e-03 2.11829662e-03 2.16422907e-03 2.21016153e-03 2.25609398e-03 2.30202643e-03 2.34795888e-03 2.38578561e-03 2.40740088e-03 2.40469897e-03 2.36957416e-03 2.29392070e-03 2.16963289e-03 2.01292217e-03 1.84000000e-03 1.66707783e-03 1.51036711e-03 1.35893442e-03 1.31042584e-03 1.27530103e-03 1.27259912e-03 1.29421439e-03 1.33204112e-03 1.37797357e-03 1.42390602e-03 1.46983847e-03 1.08420217e-19] [ 0.00000000e+00 0.00000000e+00 0.00000000e+00 2.51759997e-03 2.44512991e-03 2.37265986e-03 2.30018980e-03 2.22771975e-03 2.15449048e-03 2.07974278e-03 2.00271744e-03 1.92265525e-03 1.83879698e-03 1.75038343e-03 1.66146746e-03 1.57610193e-03 1.49833970e-03 1.43223365e-03 1.38183663e-03 1.35120150e-03 1.33654766e-03 1.33604234e-03 1.34493101e-03 1.36040697e-03 1.37917659e-03 1.39794620e-03 1.41671582e-03 1.43548543e-03 1.45425505e-03 2.16840434e-19] [ 0.00000000e+00 0.00000000e+00 0.00000000e+00 3.77066146e-02 3.63461220e-02 3.49856293e-02 3.36139152e-02 3.22197581e-02 3.07919366e-02 2.93192293e-02 2.77904146e-02 2.61942712e-02 2.45955568e-02 2.30590296e-02 2.16494473e-02 2.04315680e-02 2.00000000e-02 2.00000000e-02 2.00000000e-02 2.00000000e-02 2.00000000e-02 2.00000000e-02 2.00000000e-02 2.00000000e-02 2.00000000e-02 2.00000000e-02 2.00000000e-02 2.00000000e-02 2.00000000e-02 6.93889390e-18] [ 0.00000000e+00 0.00000000e+00 0.00000000e+00 2.66254008e-03 2.59007002e-03 2.51759997e-03 2.44512991e-03 2.37265986e-03 2.30018980e-03 2.22771975e-03 2.15449048e-03 2.07974278e-03 2.00271744e-03 1.92265525e-03 1.83879698e-03 1.75038343e-03 1.66146746e-03 1.57610193e-03 1.49833970e-03 1.43223365e-03 1.37083839e-03 1.35120150e-03 1.33703462e-03 1.33604234e-03 1.34493101e-03 1.36040697e-03 1.37917659e-03 1.39794620e-03 1.41671582e-03 6.50521303e-19]] | 2D array of the thickness of the layers of the blade structure after the parametrization. The first dimension represents each layer, the second dimension represents each entry along blade span.
bos.plant_turbine_spacing | output |  | [7.] | Distance between turbines in rotor diameters
bos.plant_row_spacing | output |  | [7.] | Distance between turbine rows in rotor diameters
bos.commissioning_pct | output |  | [0.01]
bos.decommissioning_pct | output |  | [0.15]
bos.distance_to_substation | output | km | [50.]
bos.distance_to_interconnection | output | km | [8.]
bos.interconnect_voltage | output | kV | [130.]
configuration.rated_power | output | W | [5000000.] | Electrical rated power of the generator.
configuration.lifetime | output | year | [25.] | Turbine design lifetime.
configuration.rotor_diameter_user | output | m | [205.99253562] | Diameter of the rotor specified by the user. It is defined as two times the blade length plus the hub diameter.
configuration.hub_height_user | output | m | [140.] | Height of the hub center over the ground (land-based) or the mean sea level (offshore) specified by the user.
configuration.ws_class | output | n/a | III | IEC wind turbine class. I - offshore, II coastal, III - land-based, IV - low wind speed site.
configuration.turb_class | output | n/a | A | IEC wind turbine category. A - high turbulence intensity (land-based), B - mid turbulence, C - low turbulence (offshore).
configuration.gearbox_type | output | n/a | constant_eff | Gearbox configuration (geared, direct-drive, etc.).
configuration.rotor_orientation | output | n/a | upwind | Rotor orientation, either upwind or downwind.
configuration.upwind | output | n/a | TRUE | Convenient boolean for upwind (True) or downwind (False).
configuration.n_blades | output | n/a | 3 | Number of blades of the rotor.
control.V_in | output | m/s | [4.] | Cut in wind speed. This is the wind speed where region II begins.
control.V_out | output | m/s | [25.] | Cut out wind speed. This is the wind speed where region III ends.
control.minOmega | output | rad/s | [0.] | Minimum allowed rotor speed.
control.maxOmega | output | rad/s | [2.] | Maximum allowed rotor speed.
control.max_TS | output | m/s | [85.] | Maximum allowed blade tip speed.
control.max_pitch_rate | output | rad/s | [0.03488889] | Maximum allowed blade pitch rate
control.max_torque_rate | output | N*m/s | [4500000.] | Maximum allowed generator torque rate
control.rated_TSR | output |  | [10.5] | Constant tip speed ratio in region II.
control.rated_pitch | output | rad | [0.] | Constant pitch angle in region II.
costs.offset_tcc_per_kW | output | USD/kW | [0.] | Offset to turbine capital cost
costs.bos_per_kW | output | USD/kW | [441.] | Balance of station/plant capital cost
costs.opex_per_kW | output | USD/kW/year | [43.] | Average annual operational expenditures of the turbine
costs.wake_loss_factor | output |  | [0.15] | The losses in AEP due to waked conditions
costs.fixed_charge_rate | output |  | [0.0578] | Fixed charge rate for coe calculation
costs.labor_rate | output | USD/h | [58.8]
costs.painting_rate | output | USD/m**2 | [30.]
costs.blade_mass_cost_coeff | output | USD/kg | [14.6]
costs.hub_mass_cost_coeff | output | USD/kg | [3.9]
costs.pitch_system_mass_cost_coeff | output | USD/kg | [22.1]
costs.spinner_mass_cost_coeff | output | USD/kg | [11.1]
costs.lss_mass_cost_coeff | output | USD/kg | [11.9]
costs.bearing_mass_cost_coeff | output | USD/kg | [4.5]
costs.gearbox_torque_cost | output | USD/kN/m | [50.]
costs.hss_mass_cost_coeff | output | USD/kg | [6.8]
costs.generator_mass_cost_coeff | output | USD/kg | [12.4]
costs.bedplate_mass_cost_coeff | output | USD/kg | [2.9]
costs.yaw_mass_cost_coeff | output | USD/kg | [8.3]
costs.converter_mass_cost_coeff | output | USD/kg | [18.8]
costs.transformer_mass_cost_coeff | output | USD/kg | [18.8]
costs.hvac_mass_cost_coeff | output | USD/kg | [124.]
costs.cover_mass_cost_coeff | output | USD/kg | [5.7]
costs.elec_connec_machine_rating_cost_coeff | output | USD/kW | [41.85]
costs.platforms_mass_cost_coeff | output | USD/kg | [17.1]
costs.tower_mass_cost_coeff | output | USD/kg | [2.9]
costs.controls_machine_rating_cost_coeff | output | USD/kW | [21.15]
costs.crane_cost | output | USD | [12000.]
costs.electricity_price | output | USD/kW/h | [0.04]
costs.reserve_margin_price | output | USD/kW/year | [120.]
costs.capacity_credit | output |  | [1.]
costs.benchmark_price | output | USD/kW/h | [0.071]
costs.turbine_number | output | n/a | 120 | Number of turbines at plant
env.rho_air | output | kg/m**3 | [1.225] | Density of air
env.mu_air | output | kg/m/s | [1.81e-05] | Dynamic viscosity of air
env.shear_exp | output |  | [0.2] | Shear exponent of the wind.
env.speed_sound_air | output | m/s | [340.] | Speed of sound in air.
env.weibull_k | output |  | [2.] | Shape parameter of the Weibull probability density function of the wind.
env.rho_water | output | kg/m**3 | [1025.] | Density of ocean water
env.mu_water | output | kg/m/s | [0.0013351] | Dynamic viscosity of ocean water
env.water_depth | output | m | [0.] | Water depth for analysis. Values > 0 mean offshore
env.Hsig_wave | output | m | [0.] | Significant wave height
env.Tsig_wave | output | s | [0.] | Significant wave period
env.G_soil | output | N/m**2 | [1.4e+08] | Shear stress of soil
env.nu_soil | output |  | [0.4] | Poisson ratio of soil
generator.generator_radius_user | output | m | [0.]
generator.generator_mass_user | output | kg | [0.]
generator.generator_efficiency_user | output |  | [[0. 0.95 ] [0.05263158 0.95 ] [0.10526316 0.95 ] [0.15789474 0.95 ] [0.21052632 0.95 ] [0.26315789 0.95 ] [0.31578947 0.95 ] [0.36842105 0.95 ] [0.42105263 0.95 ] [0.47368421 0.95 ] [0.52631579 0.95 ] [0.57894737 0.95 ] [0.63157895 0.95 ] [0.68421053 0.95 ] [0.73684211 0.95 ] [0.78947368 0.95 ] [0.84210526 0.95 ] [0.89473684 0.95 ] [0.94736842 0.95 ] [1. 0.95 ]]
high_level_tower_props.tower_ref_axis | output | m | [[ 0. 0. 0. ] [ 0. 0. 13.7] [ 0. 0. 27.4] [ 0. 0. 41.1] [ 0. 0. 54.8] [ 0. 0. 68.5] [ 0. 0. 82.2] [ 0. 0. 95.9] [ 0. 0. 109.6] [ 0. 0. 123.3] [ 0. 0. 137. ]] | 2D array of the coordinates (x,y,z) of the tower reference axis. The coordinate system is the global coordinate system of OpenFAST: it is placed at tower base with x pointing downwind, y pointing on the side and z pointing vertically upwards. A standard tower configuration will have zero x and y values and positive z values.
high_level_tower_props.hub_height | output | m | [140.] | Height of the hub in the global reference system, i.e. distance rotor center to ground.
hub.radius | output | m | [3.] | Radius of the hub. It defines the distance of the blade root from the rotor center along the coned line.
hub.cone | output | rad | [0.03490659] | Cone angle of the rotor. It defines the angle between the rotor plane and the blade pitch axis. A standard machine has positive values.
hub.flange_t2shell_t | output |  | [4.]
hub.flange_OD2hub_D | output |  | [0.5]
hub.flange_ID2flange_OD | output |  | [0.8]
hub.hub_stress_concentration | output |  | [2.5]
hub.clearance_hub_spinner | output | m | [0.75]
hub.spin_hole_incr | output |  | [1.2]
hub.pitch_system_scaling_factor | output |  | [0.54]
hub.hub_in2out_circ | output |  | [1.2]
hub.n_front_brackets | output | n/a | 3
hub.n_rear_brackets | output | n/a | 3
hub.hub_material | output | n/a | steel
hub.spinner_material | output | n/a | glass_biax
materials.ply_t | output | m | [0. 0. 0.005 0.005 0.001 0.001 0. 0. 0. 0. ] | 1D array of the ply thicknesses of the materials. Non-composite materials are kept at 0.
materials.fvf | output |  | [0. 0. 0.57 0.69230769 0.57 0.57 0. 0. 0. 0. ] | 1D array of the non-dimensional fiber volume fraction of the composite materials. Non-composite materials are kept at 0.
materials.fwf | output |  | [0. 0. 0.74506827 0.77884615 0.74506827 0.74506827 0. 0. 0. 0. ] | 1D array of the non-dimensional fiber weight- fraction of the composite materials. Non-composite materials are kept at 0.
materials.E | output | Pa | [[3.44000e+09 3.44000e+09 3.44000e+09] [4.56000e+06 4.56000e+06 4.56000e+06] [4.37000e+10 1.65000e+10 1.54500e+10] [1.57599e+11 9.10000e+09 9.10000e+09] [1.10231e+10 1.10231e+10 1.60477e+10] [2.82114e+10 1.62388e+10 1.58355e+10] [1.42500e+08 1.42500e+08 1.42500e+08] [1.00000e+06 1.00000e+06 1.00000e+06] [2.00000e+11 2.00000e+11 2.00000e+11] [2.10000e+11 2.10000e+11 2.10000e+11]] | 2D array of the Youngs moduli of the materials. Each row represents a material, the three columns represent E11, E22 and E33.
materials.G | output | Pa | [[1.32300e+09 1.32300e+09 1.32300e+09] [1.45000e+06 1.45000e+06 1.45000e+06] [3.26500e+09 3.49500e+09 3.48000e+09] [4.13100e+09 4.13100e+09 2.68900e+09] [1.32314e+10 3.48748e+09 3.48748e+09] [8.24822e+09 3.49124e+09 3.49124e+09] [5.40000e+10 5.40000e+10 5.40000e+10] [3.12500e+05 3.12500e+05 3.12500e+05] [7.93000e+10 7.93000e+10 7.93000e+10] [8.39000e+10 8.39000e+10 8.39000e+10]] | 2D array of the shear moduli of the materials. Each row represents a material, the three columns represent G12, G13 and G23.
materials.nu | output |  | [[0.3 0.3 0.3 ] [0.3 0.3 0.3 ] [0.262 0.264 0.35 ] [0.3133 0.3133 0.47066 ] [0.688074 0.117173 0.117173] [0.497511 0.18091 0.27481 ] [0.3194 0.3194 0.3194 ] [0.3 0.3 0.3 ] [0.3 0.3 0.3 ] [0.283 0.283 0.283 ]] | 2D array of the Poisson ratio of the materials. Each row represents a material, the three columns represent nu12, nu13 and nu23.
materials.Xt | output | Pa | [[0.0000e+00 0.0000e+00 0.0000e+00] [6.1510e+07 6.1510e+07 6.1510e+07] [6.4023e+08 3.8100e+07 0.0000e+00] [1.2852e+09 3.8100e+07 0.0000e+00] [4.6210e+07 4.6210e+07 4.6210e+07] [4.3563e+08 7.6440e+07 0.0000e+00] [2.0830e+06 2.0830e+06 2.0830e+06] [0.0000e+00 0.0000e+00 0.0000e+00] [4.5000e+08 4.5000e+08 4.5000e+08] [1.7900e+09 1.7900e+09 1.7900e+09]] | 2D array of the Ultimate Tensile Strength (UTS) of the materials. Each row represents a material, the three columns represent Xt12, Xt13 and Xt23.
materials.Xc | output | Pa | [[0.0000e+00 0.0000e+00 0.0000e+00] [6.5360e+07 6.5360e+07 6.5360e+07] [3.7069e+08 8.2180e+07 0.0000e+00] [8.7821e+08 8.2180e+07 0.0000e+00] [7.0690e+07 7.0690e+07 7.0690e+07] [3.4310e+08 1.7471e+08 0.0000e+00] [1.5630e+06 1.5630e+06 1.5630e+06] [0.0000e+00 0.0000e+00 0.0000e+00] [4.5000e+08 4.5000e+08 4.5000e+08] [1.7900e+09 1.7900e+09 1.7900e+09]] | 2D array of the Ultimate Compressive Strength (UCS) of the materials. Each row represents a material, the three columns represent Xc12, Xc13 and Xc23.
materials.S | output | Pa | [[0.0000e+00 0.0000e+00 0.0000e+00] [3.6610e+07 3.6610e+07 3.6610e+07] [3.0170e+07 1.8970e+07 6.2100e+06] [3.0170e+07 1.8970e+07 6.2100e+06] [1.2446e+08 1.8970e+07 6.2100e+06] [8.5060e+07 1.8970e+07 6.2100e+06] [1.2500e+06 1.2500e+06 1.2500e+06] [0.0000e+00 0.0000e+00 0.0000e+00] [0.0000e+00 0.0000e+00 0.0000e+00] [0.0000e+00 0.0000e+00 0.0000e+00]] | 2D array of the Ultimate Shear Strength (USS) of the materials. Each row represents a material, the three columns represent S12, S13 and S23.
materials.sigma_y | output | Pa | [0.00e+00 0.00e+00 0.00e+00 0.00e+00 0.00e+00 0.00e+00 0.00e+00 0.00e+00 3.45e+08 1.65e+09] | Yield stress of the material (in the principle direction for composites).
materials.wohler_exp | output |  | [ 1. 1. 10. 16.1 10. 10. 1. 1. 3. 1. ] | Exponent of S-N Wohler fatigue curve in the form of S = A*N^-(1/m).
materials.wohler_intercept | output |  | [0.00000000e+00 6.53600000e+07 6.40230000e+08 1.28520000e+09 7.06900000e+07 4.35630000e+08 2.08300000e+06 0.00000000e+00 3.55346484e+10 1.79000000e+09] | Stress-intercept (A) of S-N Wohler fatigue curve in the form of S = A*N^-(1/m), taken as ultimate stress unless otherwise specified.
materials.unit_cost | output | USD/kg | [ 7.23 7.23 1.87 20.08 3. 2.86 13. 3.63 0.7 2. ] | 1D array of the unit costs of the materials.
materials.waste | output |  | [0.25 0.25 0.05 0.05 0.15 0.15 0.2 0. 0. 0. ] | 1D array of the non-dimensional waste fraction of the materials.
materials.roll_mass | output | kg | [ 0. 0. 0. 0. 181.4368 181.4368 0. 0. 0. 0. ] | 1D array of the roll mass of the composite fabrics. Non-composite materials are kept at 0.
materials.orth | output | n/a | [0. 0. 1. 1. 1. 1. 0. 0. 0. 0.] | 1D array of flags to set whether a material is isotropic (0) or orthtropic (1). Each entry represents a material.
nacelle.uptilt | output | rad | [0.06981317] | Nacelle uptilt angle. A standard machine has positive values.
nacelle.distance_tt_hub | output | m | [3.] | Vertical distance from tower top plane to hub flange
nacelle.overhang | output | m | [7.] | Horizontal distance from tower top edge to hub flange
nacelle.gearbox_efficiency | output |  | [0.95] | Efficiency of the gearbox. Set to 1.0 for direct-drive
nacelle.gearbox_mass_user | output | kg | [0.] | User override of gearbox mass.
nacelle.gearbox_torque_density | output | N*m/kg | [200.] | Torque density of the gearbox.
nacelle.gearbox_radius_user | output | m | [0.] | User override of gearbox radius (only used if gearbox_mass_user is > 0).
nacelle.gearbox_length_user | output | m | [0.] | User override of gearbox length (only used if gearbox_mass_user is > 0).
nacelle.gear_ratio | output |  | [96.76] | Total gear ratio of drivetrain (use 1.0 for direct)
nacelle.distance_hub_mb | output | m | [1.912] | Distance from hub flange to first main bearing along shaft
nacelle.distance_mb_mb | output | m | [0.368] | Distance from first to second main bearing along shaft
nacelle.L_generator | output | m | [2.] | Generator length along shaft
nacelle.lss_diameter | output | m | [0.577 0.577] | Diameter of low speed shaft
nacelle.lss_wall_thickness | output | m | [0.288 0.288] | Thickness of low speed shaft
nacelle.damping_ratio | output |  | [0.005] | Damping ratio for the drivetrain system
nacelle.brake_mass_user | output | kg | [0.] | Override regular regression-based calculation of brake mass with this value
nacelle.hvac_mass_coeff | output | kg/kW/m | [0.08] | Regression-based scaling coefficient on machine rating to get HVAC system mass
nacelle.converter_mass_user | output | kg | [0.] | Override regular regression-based calculation of converter mass with this value
nacelle.transformer_mass_user | output | kg | [0.] | Override regular regression-based calculation of transformer mass with this value
nacelle.hss_length | output | m | [1.5] | Length of high speed shaft
nacelle.hss_diameter | output | m | [0.288 0.288] | Diameter of high speed shaft
nacelle.hss_wall_thickness | output | m | [0.144 0.144] | Wall thickness of high speed shaft
nacelle.bedplate_flange_width | output | m | [1.] | Bedplate I-beam flange width
nacelle.bedplate_flange_thickness | output | m | [0.05] | Bedplate I-beam flange thickness
nacelle.bedplate_web_thickness | output | m | [0.05] | Bedplate I-beam web thickness
nacelle.mb1Type | output | n/a | CARB | Type of main bearing: CARB / CRB / SRB / TRB
nacelle.mb2Type | output | n/a | SRB | Type of main bearing: CARB / CRB / SRB / TRB
nacelle.uptower | output | n/a | TRUE | If power electronics are located uptower (True) or at tower base (False)
nacelle.lss_material | output | n/a | steel | Material name identifier for the low speed shaft
nacelle.hss_material | output | n/a | steel | Material name identifier for the high speed shaft
nacelle.bedplate_material | output | n/a | steel | Material name identifier for the bedplate
nacelle.gear_configuration | output | n/a | eep | 3-letter string of Es or Ps to denote epicyclic or parallel gear configuration
nacelle.planet_numbers | output | n/a | [3, 3, 1] | Number of planets for epicyclic stages (use 0 for parallel)
tower.ref_axis | output | m | [[ 0. 0. 0. ] [ 0. 0. 13.7] [ 0. 0. 27.4] [ 0. 0. 41.1] [ 0. 0. 54.8] [ 0. 0. 68.5] [ 0. 0. 82.2] [ 0. 0. 95.9] [ 0. 0. 109.6] [ 0. 0. 123.3] [ 0. 0. 137. ]] | 2D array of the coordinates (x,y,z) of the tower reference axis. The coordinate system is the global coordinate system of OpenFAST: it is placed at tower base with x pointing downwind, y pointing on the side and z pointing vertically upwards. A standard tower configuration will have zero x and y values and positive z values.
tower.diameter | output | m | [6. 6. 6. 6. 6. 6. 6. 6. 6. 5.89079213 5.53032592] | 1D array of the outer diameter values defined along the tower axis.
tower.cd | output |  | [1. 1. 1. 1. 1. 1. 1. 1. 1. 1. 1.] | 1D array of the drag coefficients defined along the tower height.
tower.layer_thickness | output | m | [[0.06515525 0.05866464 0.05197538 0.04607753 0.04094533 0.03582223 0.03074005 0.02575014 0.02129438 0.01803766 0.01803766]] | 2D array of the thickness of the layers of the tower structure. The first dimension represents each layer, the second dimension represents each piecewise-constant entry of the tower sections.
tower.outfitting_factor | output |  | [1.07] | Multiplier that accounts for secondary structure mass inside of tower
tower.layer_name | output | n/a | ['tower_wall'] | 1D array of the names of the layers modeled in the tower structure.
tower.layer_mat | output | n/a | ['steel'] | 1D array of the names of the materials of each layer modeled in the tower structure.
tower_grid.s | output |  | [0. 0.1 0.2 0.3 0.4 0.5 0.6 0.7 0.8 0.9 1. ] | 1D array of the non-dimensional grid defined along the tower axis (0-tower base, 1-tower top)
tower_grid.height | output | m | [137.] | Scalar of the tower height computed along the z axis.
tower_grid.length | output | m | [137.] | Scalar of the tower length computed along its curved axis. A standard straight tower will be as high as long.
tower_grid.foundation_height | output | m | [0.] | Foundation height in respect to the ground level.
drivese.bear1.mb_max_defl_ang | output | rad | [0.00872665]
drivese.bear1.mb_mass | output | kg | [1480.55356999]
drivese.bear1.mb_I | output | kg*m**2 | [134.02030141 70.60698288 70.60698288]
drivese.bear2.mb_max_defl_ang | output | rad | [0.078]
drivese.bear2.mb_mass | output | kg | [1349.62411874]
drivese.bear2.mb_I | output | kg*m**2 | [118.75932276 61.52201828 61.52201828]
drivese.mb1_deflection | output | m | [9.82145092e-05]
drivese.mb2_deflection | output | m | [6.27747939e-05]
drivese.stator_deflection | output | m | [0.0003684]
drivese.mb1_angle | output | rad | [0.00015391]
drivese.mb2_angle | output | rad | [0.00015506]
drivese.stator_angle | output | rad | [0.00015328]
drivese.base_F | output | N | [[ 2188181.88824657] [ 42091.27340261] [-1935655.03895519]]
drivese.base_M | output | N*m | [[15682807.7685518 ] [ 5278210.16179379] [ 1118431.73455962]]
drivese.bedplate_axial_stress | output | Pa | [[5.74191235e+04] [8.44711434e+05] [3.98178722e+05] [1.44331513e+06] [3.38134816e+06] [2.36278950e+07] [2.25771410e+07] [6.22688604e+06] [5.77968834e+06] [5.24768232e+04] [1.27502310e+00] [5.74166229e+04] [3.38999408e+05] [1.18792890e+06] [2.23306471e+06] [5.00798777e+06] [3.17584732e+07] [3.15326635e+07] [6.18606782e+06] [5.76608131e+06] [5.24765748e+04] [1.40068796e+00]]
drivese.bedplate_shear_stress | output | Pa | [[2.89704987e+05] [5.96182310e+05] [8.12721534e+05] [1.02999944e+06] [1.48063464e+06] [8.01797468e+06] [7.98719851e+06] [6.55426056e+06] [6.50095517e+06] [2.76946636e+05] [5.15024530e+00] [2.89692378e+05] [5.90894034e+06] [6.12561992e+06] [6.34289319e+06] [6.79291768e+06] [5.56553801e+06] [5.53510535e+06] [6.55426046e+06] [6.50095809e+06] [2.76949802e+05] [7.32833316e-01]]
drivese.bedplate_bending_stress | output | Pa | [[0.] [0.] [0.] [0.] [0.] [0.] [0.] [0.] [0.] [0.] [0.] [0.] [0.] [0.] [0.] [0.] [0.] [0.] [0.] [0.] [0.] [0.]]
drivese.constr_bedplate_vonmises | output |  | [[2.56920965e-03] [6.78653660e-03] [7.44174131e-03] [1.16732686e-02] [2.15883340e-02] [1.39417988e-01] [1.34695205e-01] [6.58655988e-02] [6.43840819e-02] [2.45469839e-03] [4.58393112e-08] [2.56909783e-03] [5.20914403e-02] [5.43092668e-02] [5.70291751e-02] [6.50476618e-02] [1.68832267e-01] [1.67655240e-01] [6.57659921e-02] [6.43525257e-02] [2.45472598e-03] [9.61564072e-09]]
drivese.constr_mb1_defl | output |  | [0.0176373]
drivese.constr_mb2_defl | output |  | [0.00198794]
drivese.constr_stator_deflection | output |  | [6.46538356]
drivese.constr_stator_angle | output |  | [0.26901264]
drivese.drivetrain_spring_constant | output | N*m/rad | [3.62183459e+08]
drivese.drivetrain_damping_coefficient | output | N*m*s/rad | [2704046.14995739]
drivese.stage_ratios | output |  | [0. 0. 0.]
drivese.D_gearbox | output | m | [2.47191043]
drivese.generator_efficiency | output |  | [0.95 0.95 0.95 0.95 0.95 0.95 0.95 0.95 0.95 0.95 0.95 0.95 0.95 0.95 0.95 0.95 0.95 0.95 0.95 0.95]
drivese.hss_axial_stress | output | Pa | [[6.86152286e+05] [1.38711419e-02]]
drivese.hss_shear_stress | output | Pa | [[86118460.24381435] [83224371.50902654]]
drivese.hss_bending_stress | output | Pa | [[0.] [0.]]
drivese.constr_hss_vonmises | output |  | [[0.75878634] [0.73327888]]
drivese.hub_system_cost | output | USD | [11161.95034887]
drivese.constr_hub_diameter | output | m | [-0.23538291]
drivese.spinner.spinner_diameter | output | m | [7.5]
drivese.L_lss | output | m | [2.38]
drivese.constr_length | output | m | [2.17556703]
drivese.torq_deflection | output | m | [0.00038664]
drivese.torq_angle | output | rad | [1.51178365e-06]
drivese.lss_axial_stress | output | Pa | [[1.83470571e+06] [3.21962725e+08] [3.18999649e+08] [3.60059734e+08]]
drivese.lss_shear_stress | output | Pa | [[1.00421619e+09] [1.00424776e+09] [1.00427935e+09] [1.00438710e+09]]
drivese.constr_lss_vonmises | output |  | [[8.84802033] [8.99859561] [8.99613812] [9.03708007]]
drivese.lss_axial_load2stress | output | m**2 | [ 3.82436907 0. 0. 0. 53.02402191 53.02402191]
drivese.lss_shear_load2stress | output | m**2 | [ 0. 4.29987073 4.29987073 26.51201095 0. 0. ]
drivese.constr_shaft_deflection | output |  | [6.78549321]
drivese.constr_shaft_angle | output |  | [0.00265318]
drivese.hub_E | output | Pa | [2.e+11]
drivese.hub_G | output | Pa | [7.93e+10]
drivese.hub_rho | output | kg/m**3 | [7800.]
drivese.hub_Xy | output | Pa | [3.45e+08]
drivese.hub_wohler_exp | output |  | [3.]
drivese.hub_wohler_A | output |  | [3.55346484e+10]
drivese.hub_mat_cost | output | USD/kg | [0.7]
drivese.spinner_rho | output | kg/m**3 | [1940.]
drivese.spinner_Xt | output | Pa | [46210000.]
drivese.spinner_mat_cost | output | USD/kg | [3.]
drivese.lss_Xt | output | Pa | [4.5e+08]
drivese.lss_wohler_exp | output |  | [3.]
drivese.lss_wohler_A | output |  | [3.55346484e+10]
drivese.lss_cost | output | USD/kg | [0.7]
drivese.hss_Xt | output | Pa | [4.5e+08]
drivese.hss_wohler_exp | output |  | [3.]
drivese.hss_wohler_A | output |  | [3.55346484e+10]
drivese.hss_cost | output | USD/kg | [0.7]
drivese.bedplate_mat_cost | output | USD/kg | [0.7]
drivese.cover_length | output | m | [9.84284162]
drivese.cover_height | output | m | [4.08096352]
drivese.cover_width | output | m | [3.39887684]
drivese.mean_bearing_mass | output | kg | [1415.08884437]
drivese.total_bedplate_mass | output | kg | [28022.72936555]
drivese.above_yaw_mass | output | kg | [160973.21115142]
drivese.above_yaw_cm | output | m | [-0.04703897 -0.19515583 1.36442265]
drivese.nacelle_I | output | kg*m**2 | [ 9.55872986e+05 1.40690107e+06 1.97184653e+06 1.34572710e+03 -4.35522404e+04 9.49974571e+03]
drivese.above_yaw_I | output | kg*m**2 | [ 9.28557244e+05 1.38010114e+06 1.97126709e+06 1.47772265e+03 -4.44750810e+04 5.67105363e+03]
drivese.above_yaw_I_TT | output | kg*m**2 | [ 1.23436368e+06 1.68013297e+06 1.97775407e+06 3.41060513e-12 -3.41436540e+04 4.85342019e+04]
drivese.rotor_mass | output | kg | [186609.5512417]
drivese.rna_mass | output | kg | [365300.98901408]
drivese.rna_cm | output | m | [-6.38444196 -0.0859972 2.15221498]
drivese.rna_I_TT | output | kg*m**2 | [2.04343583e+08 1.33359142e+08 1.32430348e+08 1.45286730e+01 3.82956956e+03 4.81127800e+04]
drivese.hss_rpm | output | rpm | [ 9.676 49.30061045 88.92522091 128.54983136 168.17444181 207.79905226 247.42366272 287.04827317 326.67288362 366.29749407 405.92210453 445.54671498 485.17132543 524.79593589 564.42054634 604.04515679 643.66976724 683.2943777 722.91898815 762.5435986 ]
rotorse.rc_in.sect_perimeter | output | m | [14.13639991 14.067995 13.37760306 12.65683147 11.87075318 11.29996378 11.01634508 10.8028031 10.65533525 10.56454047 10.48707403 10.31284639 10.13063124 9.73989212 9.32909514 8.78258257 8.23620319 7.70270953 7.16696369 6.62706686 5.92376668] | Perimeter of the section along the blade span
rotorse.rc_in.layer_volume | output | m**3 | [0.71414744 7.96811048 1.80648472 1.66325688 0.13258918 0.13258918 0.29862668 1.07142784 1.07142784 4.61326899 2.06391372 2.32755415 8.93762624 7.77091223 0.20782437 2.80357287 0.21073948 0.20190217 2.88907167 0.21635169] | Volumes of each layer used in the blade, ignoring the scrap factor
rotorse.rc_in.mat_volume | output | m**3 | [ 0.71414744 0. 2.44148236 3.4697416 0.83681771 16.00420106 23.63500763 0. 0. 0. ] | Volumes of each material used in the blade, ignoring the scrap factor. For laminates, this is the wet volume
rotorse.rc_in.mat_mass | output | kg | [ 881.97209068 200.26255571 4736.47577421 5551.58655518 1623.42635088 31048.15006336 3072.55099208 0. 0. 0. ] | Masses of each material used in the blade, ignoring the scrap factor. For laminates, this is the wet mass.
rotorse.rc_in.mat_cost | output | USD | [ 6376.65821564 1447.89827781 6599.22590332 86822.54327175 3628.69038639 66160.35552717 39943.16289709 39074.24272033 0. 0. ] | Costs of each material used in the blade, ignoring the scrap factor. For laminates, this is the cost of the dry fabric.
rotorse.rc_in.mat_cost_scrap | output | USD | [ 7970.82276955 1447.89827781 6929.18719848 91163.67043534 4172.99394435 76084.40885625 47931.7954765 39074.24272033 0. 0. ] | Same as mat_cost, now including the scrap factor.
rotorse.rc_in.total_labor_hours | output | h | [1855.52021694] | Total amount of labor hours per blade.
rotorse.rc_in.total_skin_mold_gating_ct | output | h | [23.9999] | Total amount of gating cycle time per blade. This is the cycle time required in the main mold that cannot be parallelized unless the number of molds is increased.
rotorse.rc_in.total_non_gating_ct | output | h | [205.85380473] | Total amount of non-gating cycle time per blade. This cycle time can happen in parallel.
rotorse.rc_in.total_metallic_parts_cost | output | USD | [6482.0816564] | Cost of the metallic parts (bolts, nuts, lightining protection system), excluding the blade joint.
rotorse.rc_in.total_consumable_cost_w_waste | output | USD | [9159.24677595] | Cost of the consumables including the waste.
rotorse.rc_in.total_blade_mat_cost_w_waste | output | USD | [290416.34811097] | Total blade material costs including the waste per blade.
rotorse.rc_in.total_cost_labor | output | USD | [109782.17736334] | Total labor costs per blade.
rotorse.rc_in.total_cost_utility | output | USD | [2051.65452675] | Total utility costs per blade.
rotorse.rc_in.blade_variable_cost | output | USD | [402250.18000106] | Total blade variable costs per blade (material, labor, utility).
rotorse.rc_in.total_cost_equipment | output | USD | [10666.31687794] | Total equipment cost per blade.
rotorse.rc_in.total_cost_tooling | output | USD | [21219.4714529] | Total tooling cost per blade.
rotorse.rc_in.total_cost_building | output | USD | [1174.32852687] | Total builting cost per blade.
rotorse.rc_in.total_maintenance_cost | output | USD | [9070.83641589] | Total maintenance cost per blade.
rotorse.rc_in.total_labor_overhead | output | USD | [32934.653209] | Total labor overhead cost per blade.
rotorse.rc_in.cost_capital | output | USD | [20822.04177103] | Cost of capital per blade.
rotorse.rc_in.blade_fixed_cost | output | USD | [95887.64825364] | Total blade fixed cost per blade (equipment, tooling, building, maintenance, labor, capital).
rotorse.rc_in.total_blade_cost | output | USD | [498137.8282547] | Total blade cost (variable and fixed)
rotorse.rc_out.sect_perimeter | output | m | [5.92376668 5.54618293 5.01024056 4.47072636 3.92385851 3.36609329 2.79948094 2.22217811 1.63324664 1.03519409] | Perimeter of the section along the blade span
rotorse.rc_out.layer_volume | output | m**3 | [0.10615492 0.17884151 0.30681048 0.22236179 0.07163332 0.07163332 0.07227528 0.06161732 0.06161732 0.32532191 0.0847721 0.12541659 0.3555373 0.15922508 0.01265794 0.18586824 0.01230427 0.01268972 0.18569865 0.0125686 ] | Volumes of each layer used in the blade, ignoring the scrap factor
rotorse.rc_out.mat_volume | output | m**3 | [0.10615492 0. 0.19550992 0.52917227 0.05022053 0.48133323 1.26261478 0. 0. 0. ] | Volumes of each material used in the blade, ignoring the scrap factor. For laminates, this is the wet volume
rotorse.rc_out.mat_mass | output | kg | [131.10132321 95.20678878 379.28924815 846.67563393 97.4278351 933.78646091 164.13992184 0. 0. 0. ] | Masses of each material used in the blade, ignoring the scrap factor. For laminates, this is the wet mass.
rotorse.rc_out.mat_cost | output | USD | [ 947.86256683 688.34508289 528.45523772 13241.35562573 217.77116553 1989.80113515 2133.81898397 1984.98448598 0. 0. ] | Costs of each material used in the blade, ignoring the scrap factor. For laminates, this is the cost of the dry fabric.
rotorse.rc_out.mat_cost_scrap | output | USD | [ 1184.82820853 688.34508289 554.87799961 13903.42340701 250.43684036 2288.27130543 2560.58278076 1984.98448598 0. 0. ] | Same as mat_cost, now including the scrap factor.
rotorse.rc_out.total_labor_hours | output | h | [346.77135289] | Total amount of labor hours per blade.
rotorse.rc_out.total_skin_mold_gating_ct | output | h | [23.9999] | Total amount of gating cycle time per blade. This is the cycle time required in the main mold that cannot be parallelized unless the number of molds is increased.
rotorse.rc_out.total_non_gating_ct | output | h | [69.14545872] | Total amount of non-gating cycle time per blade. This cycle time can happen in parallel.
rotorse.rc_out.total_metallic_parts_cost | output | USD | [3428.76681457] | Cost of the metallic parts (bolts, nuts, lightining protection system), excluding the blade joint.
rotorse.rc_out.total_consumable_cost_w_waste | output | USD | [2900.37995335] | Cost of the consumables including the waste.
rotorse.rc_out.total_blade_mat_cost_w_waste | output | USD | [29744.8968785] | Total blade material costs including the waste per blade.
rotorse.rc_out.total_cost_labor | output | USD | [20430.03368372] | Total labor costs per blade.
rotorse.rc_out.total_cost_utility | output | USD | [162.8355224] | Total utility costs per blade.
rotorse.rc_out.blade_variable_cost | output | USD | [50337.76608462] | Total blade variable costs per blade (material, labor, utility).
rotorse.rc_out.total_cost_equipment | output | USD | [1499.41691525] | Total equipment cost per blade.
rotorse.rc_out.total_cost_tooling | output | USD | [2507.49624206] | Total tooling cost per blade.
rotorse.rc_out.total_cost_building | output | USD | [179.36097922] | Total builting cost per blade.
rotorse.rc_out.total_maintenance_cost | output | USD | [1216.1993399] | Total maintenance cost per blade.
rotorse.rc_out.total_labor_overhead | output | USD | [6129.01010512] | Total labor overhead cost per blade.
rotorse.rc_out.cost_capital | output | USD | [2774.84031721] | Cost of capital per blade.
rotorse.rc_out.blade_fixed_cost | output | USD | [14306.32389875] | Total blade fixed cost per blade (equipment, tooling, building, maintenance, labor, capital).
rotorse.rc_out.total_blade_cost | output | USD | [64644.08998337] | Total blade cost (variable and fixed)
rotorse.rp.AEP | output | kW*h | [24621828.35418958] | annual energy production
rotorse.rp.cdf.F | output | m/s | [0.20020685 0.209702 0.21932723 0.22907501 0.23893779 0.24890799 0.25897806 0.26914044 0.27938758 0.28971197 0.30010612 0.3105626 0.32107402 0.33163306 0.34223247 0.35286505 0.36352373 0.37420149 0.38489144 0.39558676 0.40628078 0.41696693 0.42763876 0.43828996 0.44891435 0.4595059 0.47005871 0.48056704 0.4910253 0.50142806 0.51177006 0.52204619 0.53225151 0.54238125 0.55243083 0.56239582 0.57227198 0.58205524 0.59174171 0.60132768 0.61080961 0.62018417 0.62944816 0.63859861 0.64763269 0.65654776 0.66534137 0.67401122 0.68255519 0.69097135 0.69925792 0.70741329 0.71543601 0.7233248 0.73107854 0.73869625 0.74617713 0.75352049 0.76072582 0.76779275 0.77472102 0.78151053 0.7881613 0.79467349 0.80104736 0.80728332 0.81338185 0.81934359 0.82516925 0.83085965 0.83641573 0.84183848 0.84712902 0.85228853 0.85731828 0.86221962 0.86699395 0.87164277 0.87616762 0.88057011 0.88485189 0.88901468 0.89306024 0.89699037 0.90080692 0.90451177 0.90810682 0.91159401 0.91497532 0.91825273 0.92142824 0.92450388 0.92748168 0.93036368 0.93315194 0.93584852 0.93845545 0.94097481 0.94340863 0.94575898 0.94802787 0.95021734 0.95232939 0.95436604 0.95632926 0.95822101 0.96004324 0.96179787 0.96348681 0.96511193 0.96667509 0.96817811 0.96962278 0.97101089 0.97234416 0.97362432 0.97485305 0.97603198 0.97716275 0.97824694 0.9792861 0.98028175 0.98123538 0.98214844 0.98302236 0.98385851 0.98465825 0.9854229 0.98615375 0.98685205 0.98751901 0.98815582 0.98876363 0.98934357 0.98989672 0.99042413 0.99092684 0.99140582 0.99186205 0.99229646 0.99270995 0.99310338 0.99347762 0.99383346 0.9941717 0.9944931 0.9947984 0.9950883 0.99536348 0.99562461 0.99587231 0.99610721 0.99632987 0.99654088 0.99674077 0.99693006 0.99710926 0.99727884 0.99743927 0.99759099 0.99773443 0.99786999 0.99799806 0.99811902 0.99823321 0.99834099 0.99844268 0.99853859 0.99862903 0.99871426 0.99879457 0.99887022 0.99894144 0.99900849 0.99907158 0.99913092 0.99918672 0.99923918 0.99928848 0.99933478 0.99937827 0.9994191 0.99945741 0.99949335 0.99952706 0.99955867 0.99958829 0.99961604 0.99964203 0.99966637 0.99968915 0.99971046 0.9997304 0.99974904 0.99976646 0.99978275 0.99979796 0.99981216 0.99982542 0.99983779] | magnitude of wind speed at each z location
rotorse.rp.gust.V_gust | output | m/s | [18.14402879] | gust wind speed
rotorse.rp.powercurve.pitch | output | deg | [0.00000000e+00 0.00000000e+00 0.00000000e+00 0.00000000e+00 0.00000000e+00 0.00000000e+00 0.00000000e+00 0.00000000e+00 1.04083409e-17 1.34503378e+00 4.50905958e+00 6.95818137e+00 9.28027392e+00 1.15848822e+01 1.39090870e+01 1.62610087e+01 1.86308664e+01 2.09968662e+01 2.33285939e+01 2.55932836e+01] | rotor pitch schedule
rotorse.rp.powercurve.P_aero | output | W | [ 586757.01352666 1302917.90696025 2193149.97719352 3079650.58354279 3773061.42625184 4122225.54038113 4194656.33012123 4723508.02111671 5540176.61829377 5540166.25028505 5540166.19163584 5540167.74397851 5540166.26306719 5540172.64431632 5540168.03192065 5540165.47837029 5540168.89857274 5540175.06190841 5540175.69832173 5540172.27109011] | rotor mechanical power
rotorse.rp.powercurve.T | output | N | [ 241982.27135005 411913.27484298 582987.10136532 731154.003722 837208.15272663 888112.72705174 898489.36993575 972543.30797118 1048815.24023271 956440.70474038 768749.1686707 652391.14653693 563511.5681575 493492.17833307 438541.48048564 396144.08327166 363944.20663442 339806.3117719 321849.3593957 308569.77503081] | rotor aerodynamic thrust
rotorse.rp.powercurve.Q | output | N*m | [1438899.58342032 2451090.84495537 3470225.30787237 4352791.09313255 4984428.40089909 5287581.12054356 5349371.74632501 5790206.22056731 6713147.23157256 6713134.66844076 6713134.59737429 6713136.47838019 6713134.68392915 6713142.41622144 6713136.82728568 6713133.7330956 6713137.87742604 6713145.34566804 6713146.11682331 6713141.96397547] | rotor aerodynamic torque
rotorse.rp.powercurve.M | output | N*m | [ 5471921.09553956 9312847.1610779 13178202.62178248 16525694.02723836 18921760.48787313 20071875.6596657 20306324.16355363 21979495.57596443 23583689.55321556 21387500.40012591 16757361.86454586 13704597.21049779 11209601.24313454 9084465.74240451 7261950.79154296 5707908.23340315 4387324.05868269 3266257.23420283 2310537.39166609 1491158.79201674] | blade root moment
rotorse.rp.powercurve.Cp | output |  | [0.40694399 0.40794713 0.40859789 0.40894071 0.40908928 0.40913571 0.40914319 0.40917825 0.40886428 0.3902205 0.29634094 0.21484564 0.1517008 0.10601908 0.07421831 0.05247871 0.0376858 0.02757861 0.02060729 0.01573836] | rotor electrical power coefficient
rotorse.rp.powercurve.Cp_aero | output |  | [0.45090747 0.45201898 0.45274004 0.4531199 0.45328452 0.45333597 0.45334426 0.4533831 0.45303522 0.43237728 0.32835561 0.23805611 0.16808953 0.11747267 0.08223636 0.05814816 0.04175712 0.03055802 0.02283356 0.01743863] | rotor aerodynamic power coefficient
rotorse.rp.powercurve.Ct_aero | output |  | [0.74382827 0.74513547 0.74607479 0.74659721 0.74682898 0.74690165 0.74691378 0.74698596 0.72394837 0.63996242 0.4281561 0.29323471 0.20084042 0.13851357 0.09704526 0.06957689 0.05125971 0.03886592 0.03031255 0.02428189] | rotor aerodynamic thrust coefficient
rotorse.rp.powercurve.Cq_aero | output |  | [0.0430281 0.04313417 0.04320297 0.04323922 0.04325493 0.04325984 0.04326063 0.04326434 0.04507828 0.04369727 0.03637269 0.02935387 0.02327588 0.01833034 0.01445179 0.01147017 0.00919813 0.00746958 0.00615075 0.0051391 ] | rotor aerodynamic torque coefficient
rotorse.rp.powercurve.Cm_aero | output |  | [0.16362946 0.16388699 0.16406356 0.16416091 0.16420327 0.16421613 0.16421824 0.16423048 0.1583627 0.13921595 0.09079369 0.05992474 0.0388661 0.02480527 0.01563326 0.00975262 0.00601137 0.0036343 0.00211697 0.00114153] | rotor aerodynamic moment coefficient
rotorse.rp.powercurve.ax_induct_rotor | output |  | [0.26337022 0.26415836 0.26474343 0.26510531 0.26529313 0.26536395 0.26537663 0.26544394 0.25319945 0.21407354 0.13637258 0.0942958 0.06698149 0.0485976 0.03596011 0.02710472 0.02079285 0.01623318 0.01291162 0.01047842] | rotor aerodynamic induction
rotorse.rp.powercurve.V_R25 | output | m/s | [8.0952381] | region 2.5 transition wind speed
rotorse.rp.powercurve.rated_V | output | m/s | [8.4411235] | rated wind speed
rotorse.rp.powercurve.rated_Omega | output | rpm | [7.88077303] | rotor rotation speed at rated
rotorse.rp.powercurve.rated_pitch | output | deg | [1.04083409e-17] | pitch setting at rated
rotorse.rp.powercurve.rated_T | output | N | [1048815.24023271] | rotor aerodynamic thrust at rated
rotorse.rp.powercurve.rated_Q | output | N*m | [6713147.23157256] | rotor aerodynamic torque at rated
rotorse.rp.powercurve.rated_mech | output | W | [5540176.61829377] | Mechanical shaft power at rated
rotorse.rp.powercurve.ax_induct_regII | output |  | [0.10715225 0.05364883 0.06858666 0.09721846 0.11754235 0.15572211 0.18422402 0.22289159 0.25759755 0.283361 0.30632898 0.32536288 0.33993834 0.34410762 0.34232146 0.33026526 0.31753212 0.3053704 0.29371181 0.28353216 0.2730818 0.2678354 0.26050032 0.2517887 0.24324975 0.23174464 0.22274938 0.22014284 0.23438063 0.29254443] | rotor axial induction at cut-in wind speed along blade span
rotorse.rp.powercurve.tang_induct_regII | output |  | [-0.10715225 -0.04676852 0.00374917 0.01924989 0.02250542 0.02650213 0.02426077 0.02225954 0.01971461 0.01695956 0.01471648 0.01282642 0.01122645 0.00975325 0.00854018 0.00732112 0.0063825 0.00560006 0.00494165 0.00439391 0.00382146 0.0035579 0.00322426 0.00292869 0.00264534 0.00242286 0.00218863 0.00200776 0.00193861 0.00208251] | rotor tangential induction at cut-in wind speed along blade span
rotorse.rp.powercurve.aoa_regII | output | deg | [47.92155649 38.86885606 27.21375224 19.74566611 15.343561 12.05129654 10.11434997 8.54839234 7.40991805 6.56964697 5.77347224 5.09903197 4.55941298 4.20538884 3.95963813 3.86455127 3.81363345 3.80908387 3.86834693 4.00091572 4.30054498 4.52391813 4.91476129 5.39497874 5.94529324 6.5798392 7.25353964 7.93632256 8.56076981 9.00497335] | angle of attack distribution along blade span at cut-in wind speed
rotorse.rp.powercurve.L_D | output |  | [-4.57015557e-18 6.43285173e-02 1.19772778e+00 2.95663932e+00 5.99992534e+00 1.70778691e+01 3.52781282e+01 6.11951419e+01 7.93615791e+01 7.86471568e+01 8.23740204e+01 8.68376189e+01 9.18447319e+01 9.17494908e+01 9.75999977e+01 8.67772884e+01 8.77868905e+01 8.92607195e+01 9.12472241e+01 9.40441604e+01 9.93027134e+01 1.02794736e+02 1.08532536e+02 1.17979367e+02 1.17841526e+02 1.48221674e+02 1.45120081e+02 1.33243695e+02 1.21966123e+02 1.09052613e+02] | Lift over drag distribution along blade span at cut-in wind speed
rotorse.rp.powercurve.Cp_regII | output |  | [0.45201898] | power coefficient at cut-in wind speed
rotorse.rp.powercurve.Ct_regII | output |  | [0.74513547] | thrust coefficient at cut-in wind speed
rotorse.rp.powercurve.cl_regII | output |  | [-2.28507779e-18 3.21454406e-02 4.72963661e-01 7.62038162e-01 8.56782453e-01 9.95610763e-01 1.02221141e+00 1.06350427e+00 1.06893860e+00 1.04167592e+00 1.00749728e+00 9.78153493e-01 9.46979309e-01 9.26808664e-01 9.06879568e-01 8.92597248e-01 8.82720711e-01 8.77314001e-01 8.77955210e-01 8.87306769e-01 9.15310488e-01 9.36464653e-01 9.74287825e-01 1.01914452e+00 1.07693397e+00 1.13938964e+00 1.22135738e+00 1.32985184e+00 1.44634465e+00 1.55045563e+00] | lift coefficient distribution along blade span at cut-in wind speed
rotorse.rp.powercurve.cd_regII | output |  | [0.5 0.49970747 0.3948841 0.25773795 0.14279885 0.0582983 0.02897578 0.0173789 0.01346922 0.01324493 0.01223076 0.01126417 0.01031065 0.01010151 0.0092918 0.01028607 0.01005527 0.00982867 0.00962172 0.009435 0.00921738 0.00911004 0.00897692 0.00863833 0.00913883 0.00768707 0.00841618 0.0099806 0.01185858 0.0142175 ] | drag coefficient distribution along blade span at cut-in wind speed
rotorse.rp.powercurve.rated_efficiency | output |  | [0.9025] | Efficiency at rated conditions
rotorse.rp.powercurve.V_spline | output | m/s | [ 4. 4.10552764 4.21105528 4.31658291 4.42211055 4.52763819 4.63316583 4.73869347 4.84422111 4.94974874 5.05527638 5.16080402 5.26633166 5.3718593 5.47738693 5.58291457 5.68844221 5.79396985 5.89949749 6.00502513 6.11055276 6.2160804 6.32160804 6.42713568 6.53266332 6.63819095 6.74371859 6.84924623 6.95477387 7.06030151 7.16582915 7.27135678 7.37688442 7.48241206 7.5879397 7.69346734 7.79899497 7.90452261 8.01005025 8.11557789 8.22110553 8.32663317 8.4321608 8.53768844 8.64321608 8.74874372 8.85427136 8.95979899 9.06532663 9.17085427 9.27638191 9.38190955 9.48743719 9.59296482 9.69849246 9.8040201 9.90954774 10.01507538 10.12060302 10.22613065 10.33165829 10.43718593 10.54271357 10.64824121 10.75376884 10.85929648 10.96482412 11.07035176 11.1758794 11.28140704 11.38693467 11.49246231 11.59798995 11.70351759 11.80904523 11.91457286 12.0201005 12.12562814 12.23115578 12.33668342 12.44221106 12.54773869 12.65326633 12.75879397 12.86432161 12.96984925 13.07537688 13.18090452 13.28643216 13.3919598 13.49748744 13.60301508 13.70854271 13.81407035 13.91959799 14.02512563 14.13065327 14.2361809 14.34170854 14.44723618 14.55276382 14.65829146 14.7638191 14.86934673 14.97487437 15.08040201 15.18592965 15.29145729 15.39698492 15.50251256 15.6080402 15.71356784 15.81909548 15.92462312 16.03015075 16.13567839 16.24120603 16.34673367 16.45226131 16.55778894 16.66331658 16.76884422 16.87437186 16.9798995 17.08542714 17.19095477 17.29648241 17.40201005 17.50753769 17.61306533 17.71859296 17.8241206 17.92964824 18.03517588 18.14070352 18.24623116 18.35175879 18.45728643 18.56281407 18.66834171 18.77386935 18.87939698 18.98492462 19.09045226 19.1959799 19.30150754 19.40703518 19.51256281 19.61809045 19.72361809 19.82914573 19.93467337 20.04020101 20.14572864 20.25125628 20.35678392 20.46231156 20.5678392 20.67336683 20.77889447 20.88442211 20.98994975 21.09547739 21.20100503 21.30653266 21.4120603 21.51758794 21.62311558 21.72864322 21.83417085 21.93969849 22.04522613 22.15075377 22.25628141 22.36180905 22.46733668 22.57286432 22.67839196 22.7839196 22.88944724 22.99497487 23.10050251 23.20603015 23.31155779 23.41708543 23.52261307 23.6281407 23.73366834 23.83919598 23.94472362 24.05025126 24.15577889 24.26130653 24.36683417 24.47236181 24.57788945 24.68341709 24.78894472 24.89447236 25. ] | wind vector
rotorse.rp.powercurve.P_spline | output | W | [ 529548.20470781 570982.9114532 615826.23080923 663887.84782014 714977.44753013 768904.71498341 825479.3352242 884510.99329672 945809.37424517 1009184.16311379 1074445.04494677 1141401.70478834 1210277.37367778 1283370.33245006 1360781.82301091 1442172.00295976 1527201.02989603 1615529.06141916 1706816.25512858 1800722.76862373 1896908.75950402 1995084.03528979 2097354.86704189 2204599.78205188 2316285.17182738 2431877.42787604 2550842.94170549 2672648.10482339 2796805.25136514 2925599.55024022 3059745.51221302 3198123.69906791 3339614.67258928 3484111.15362713 3634433.60585764 3788227.36435168 3947075.75987793 4109102.20144819 4275991.79540332 4485191.29184298 4718313.92203638 4911122.0639294 4999378.09546793 5000000.0372329 5000000.0398078 5000000.0347116 5000000.02662113 5000000.0168721 5000000.00680025 4999999.9977413 4999999.99103097 4999999.98800498 5000000.01654311 5000000.11299538 5000000.26174579 5000000.44636111 5000000.65040812 5000000.8574536 5000001.05106434 5000001.21480712 5000001.33224872 5000001.38695591 5000001.37325306 5000001.31184567 5000001.21223928 5000001.08328291 5000000.93382556 5000000.77271624 5000000.60880397 5000000.45093774 5000000.30796657 5000000.18873946 5000000.10210543 5000000.05691347 5000000.08145162 5000000.25429975 5000000.56148176 5000000.97845526 5000001.48067787 5000002.04360721 5000002.64270087 5000003.25341649 5000003.85121168 5000004.41154404 5000004.9098712 5000005.32165076 5000005.62234034 5000005.78739756 5000005.80326092 5000005.73294521 5000005.59765748 5000005.40573013 5000005.16549556 5000004.88528618 5000004.57343439 5000004.23827261 5000003.88813322 5000003.53134863 5000003.17625125 5000002.83117349 5000002.50444773 5000002.2044064 5000001.93938189 5000001.71770661 5000001.53545855 5000001.35320636 5000001.16874315 5000000.98384712 5000000.80029644 5000000.61986931 5000000.44434392 5000000.27549846 5000000.11511112 4999999.96496009 4999999.82682356 4999999.70247972 4999999.59370676 4999999.50228286 4999999.42998623 4999999.37859505 4999999.34988751 4999999.34592935 4999999.37113225 4999999.42480976 4999999.50480247 4999999.60895099 4999999.73509593 4999999.88107788 5000000.04473746 5000000.22391525 5000000.41645186 5000000.6201879 5000000.83296397 5000001.05262067 5000001.2769986 5000001.50393836 5000001.73128057 5000001.95686581 5000002.1785347 5000002.39412783 5000002.61770497 5000002.87622349 5000003.16549128 5000003.48057763 5000003.81655181 5000004.16848309 5000004.53144076 5000004.90049409 5000005.27071236 5000005.63716485 5000005.99492083 5000006.33904958 5000006.66462038 5000006.9667025 5000007.24036523 5000007.48067783 5000007.6827096 5000007.84152979 5000007.9522077 5000008.01423213 5000008.06483897 5000008.1134778 5000008.16007411 5000008.20455342 5000008.24684123 5000008.28686303 5000008.32454434 5000008.35981066 5000008.3925875 5000008.42280035 5000008.45037472 5000008.47523612 5000008.49731005 5000008.51652201 5000008.53279751 5000008.54606206 5000008.55624115 5000008.56326029 5000008.56704498 5000008.56640836 5000008.54884251 5000008.51155909 5000008.45544049 5000008.38136906 5000008.29022719 5000008.18289724 5000008.0602616 5000007.92320262 5000007.77260268 5000007.60934416 5000007.43430943 5000007.24838086 5000007.05244083 5000006.8473717 5000006.63405585 5000006.41337565 5000006.18621348 5000005.9534517 5000005.71597269 5000005.47465882] | rotor electrical power
rotorse.rp.powercurve.Omega_spline | output | rpm | [3.89402903 3.99676095 4.09949287 4.20222479 4.30495671 4.40768864 4.51042056 4.61315248 4.7158844 4.81861632 4.92134824 5.02408017 5.12681209 5.22954401 5.33227593 5.43500785 5.53773977 5.64047169 5.74320362 5.84593554 5.94866746 6.05139938 6.1541313 6.25686322 6.35959515 6.46232707 6.56505899 6.66779091 6.77052283 6.87325475 6.97598668 7.0787186 7.18145052 7.28418244 7.38691436 7.48965206 7.60740204 7.72352086 7.79289054 7.82722013 7.8547446 7.87330056 7.88072464 7.88077303 7.88077303 7.88077303 7.88077303 7.88077303 7.88077303 7.88077303 7.88077303 7.88077303 7.88077303 7.88077303 7.88077303 7.88077303 7.88077303 7.88077303 7.88077303 7.88077303 7.88077303 7.88077303 7.88077303 7.88077303 7.88077303 7.88077303 7.88077303 7.88077303 7.88077303 7.88077303 7.88077303 7.88077303 7.88077303 7.88077303 7.88077303 7.88077303 7.88077303 7.88077303 7.88077303 7.88077303 7.88077303 7.88077303 7.88077303 7.88077303 7.88077303 7.88077303 7.88077303 7.88077303 7.88077303 7.88077303 7.88077303 7.88077303 7.88077303 7.88077303 7.88077303 7.88077303 7.88077303 7.88077303 7.88077303 7.88077303 7.88077303 7.88077303 7.88077303 7.88077303 7.88077303 7.88077303 7.88077303 7.88077303 7.88077303 7.88077303 7.88077303 7.88077303 7.88077303 7.88077303 7.88077303 7.88077303 7.88077303 7.88077303 7.88077303 7.88077303 7.88077303 7.88077303 7.88077303 7.88077303 7.88077303 7.88077303 7.88077303 7.88077303 7.88077303 7.88077303 7.88077303 7.88077303 7.88077303 7.88077303 7.88077303 7.88077303 7.88077303 7.88077303 7.88077303 7.88077303 7.88077303 7.88077303 7.88077303 7.88077303 7.88077303 7.88077303 7.88077303 7.88077303 7.88077303 7.88077303 7.88077303 7.88077303 7.88077303 7.88077303 7.88077303 7.88077303 7.88077303 7.88077303 7.88077303 7.88077303 7.88077303 7.88077303 7.88077303 7.88077303 7.88077303 7.88077303 7.88077303 7.88077303 7.88077303 7.88077303 7.88077303 7.88077303 7.88077303 7.88077303 7.88077303 7.88077303 7.88077303 7.88077303 7.88077303 7.88077303 7.88077303 7.88077303 7.88077303 7.88077303 7.88077303 7.88077303 7.88077303 7.88077303 7.88077303 7.88077303 7.88077303 7.88077303 7.88077303 7.88077303 7.88077303 7.88077303 7.88077303 7.88077303 7.88077303 7.88077303] | omega
rotorse.rs.aero_gust.loads_r | output | m | [ 3. 6.44814717 9.89629433 13.3444415 16.79258866 20.24073583 23.68888299 27.13703016 30.58517733 34.03332449 37.48147166 40.92961882 44.37776599 47.82591316 51.27406032 54.72220749 58.17035465 61.61850182 65.06664898 68.51479615 72.99738747 75.41109048 78.85923765 82.30738481 85.75553198 89.20367915 92.65182631 96.09997348 99.54812064 102.99626781]
rotorse.rs.aero_gust.loads_Px | output | N/m | [ 373.86296209 457.03683287 699.36452357 1120.80060417 1659.56659309 2172.84822635 2699.74751914 3337.09412857 4031.96209068 4816.17755169 5709.51759901 6659.27722651 7803.10800327 8989.031122 10373.28833363 11362.69299204 12104.98724175 12613.36027 12923.69971053 13080.15072416 13089.00574165 13016.15031735 12815.75173594 12422.07443347 11818.33201369 10867.0049114 9696.85276429 8290.6396686 6591.65410153 4446.36755233]
rotorse.rs.aero_gust.loads_Py | output | N/m | [ 67.65264709 107.48507512 -47.16741116 -422.58617715 -862.24541986 -1190.60485656 -1417.83243478 -1647.42882737 -1862.61197799 -2115.16549809 -2397.57669365 -2677.32956347 -3013.3279742 -3349.39774404 -3739.33852957 -3936.77653713 -4015.87203995 -4008.38988773 -3940.37189571 -3831.9098434 -3647.27982333 -3531.83333055 -3349.2162966 -3129.0690625 -2863.38928058 -2545.42164482 -2174.63068883 -1770.85313879 -1333.37037952 -851.36255469]
rotorse.rs.aero_gust.loads_Pz | output | N/m | [0. 0. 0. 0. 0. 0. 0. 0. 0. 0. 0. 0. 0. 0. 0. 0. 0. 0. 0. 0. 0. 0. 0. 0. 0. 0. 0. 0. 0. 0.]
rotorse.rs.aero_hub_loads.P | output | W | [31171029.37026223] | Rotor aerodynamic power
rotorse.rs.aero_hub_loads.Mb | output | N/m | [47749957.80686077] | Aerodynamic blade root flapwise moment
rotorse.rs.aero_hub_loads.Fhub | output | N | [2194761.72437759 42091.3575846 17683.65288007] | Aerodynamic forces at hub center in the hub c.s.
rotorse.rs.aero_hub_loads.Mhub | output | N*m | [37770584.57509756 5105832.83792008 2644781.0669199 ] | Aerodynamic moments at hub center in the hub c.s.
rotorse.rs.aero_hub_loads.CP | output |  | [0.25666053] | Rotor aerodynamic power coefficient
rotorse.rs.aero_hub_loads.CMb | output |  | [0.06939804] | Aerodynamic blade root flapwise moment coefficient
rotorse.rs.aero_hub_loads.CFhub | output |  | [0.32789066 0.00628832 0.00264188] | Aerodynamic force coefficients at hub center in the hub c.s.
rotorse.rs.aero_hub_loads.CMhub | output |  | [0.05489438 0.00742063 0.00384383] | Aerodynamic moment coefficients at hub center in the hub c.s.
rotorse.rs.bjs.t_reinf_joint | output | m | [0.] | Required reinforcement layer thickness at joint. [float]
rotorse.rs.bjs.w_reinf_joint | output | m | [0.] | Required reinforcement layer width at joint. [float]
rotorse.rs.bjs.w_reinf_ratio_joint | output |  | [1.] | Ratio of joint-required to nominal reinforcement layer width
rotorse.rs.bjs.t_reinf_ratio_joint | output |  | [1.43835736] | Ratio of joint-required to nominal reinforcement layer thickness
rotorse.rs.bjs.L_transition_joint | output | m | [0.12072005] | Required length to accommodate reinforcement layer size increase at joint. [float]
rotorse.rs.bjs.n_joint_bolt | output |  | [38.0260673] | Required number of bolts for joint. [float]
rotorse.rs.bjs.joint_mass | output | kg | [430.6262093] | Mass of bolts + inserts minus mass of reinforcement layer cutouts at joint. [float]
rotorse.rs.bjs.joint_material_cost | output | USD | [1856.19306521] | cost of joint metallic parts (bolts, washers, and inserts)
rotorse.rs.bjs.joint_total_cost | output | USD | [20456.19306521] | Total cost of the bolted joint (metallic parts and nonmaterial costs)
rotorse.rs.brs.d_r | output | m | [5.56181521] | Root fastener circle diameter
rotorse.rs.brs.ratio | output |  | [1.24746332] | Ratio of recommended diameter over actual diameter. It can be constrained to be smaller than 1
rotorse.rs.constr.constr_max_strainU_spar | output |  | [1.95657049e-01 2.64025032e-01 3.94011497e-01 4.51324962e-01 5.63332972e-01 6.34185177e-01 6.56741281e-01 6.77424724e-01 6.91972767e-01 6.87873828e-01 6.76959821e-01 6.68312528e-01 6.55876433e-01 6.51589158e-01 6.44220835e-01 6.41802123e-01 6.34446347e-01 6.20967203e-01 6.03367479e-01 5.34896697e-01 4.36227885e-01 4.86990691e-01 4.99106265e-01 4.63657595e-01 4.40952377e-01 4.04330653e-01 3.44178352e-01 2.53673692e-01 1.24306135e-01 8.86726846e-05] | constraint for maximum strain in spar cap suction side
rotorse.rs.constr.constr_max_strainL_spar | output |  | [1.95657049e-01 2.51477198e-01 4.00866772e-01 4.68005879e-01 5.55107894e-01 6.30974652e-01 6.54702582e-01 6.80012047e-01 6.87917366e-01 6.72601102e-01 6.50080136e-01 6.31363320e-01 6.12230754e-01 6.04700466e-01 6.01613054e-01 6.07109827e-01 6.11280693e-01 6.12653594e-01 6.11867494e-01 6.05686814e-01 4.64407831e-01 5.86146854e-01 5.74375500e-01 5.56593914e-01 5.43373348e-01 5.12267977e-01 4.50869396e-01 3.47645992e-01 1.78744333e-01 1.45814124e-04] | constraint for maximum strain in spar cap pressure side
rotorse.rs.constr.constr_max_strainU_te | output |  | [1.95657049e-01 2.05652895e-01 1.21724316e-01 1.49227040e-01 3.62291685e-02 1.37706486e-02 5.50627658e-02 7.89104780e-02 9.15726284e-02 9.16095241e-02 8.33767109e-02 7.17743987e-02 6.09640726e-02 5.31049274e-02 4.84610247e-02 7.94464968e-02 8.63246701e-02 9.67393719e-02 1.08453229e-01 1.19370563e-01 1.02816177e-01 1.37398277e-01 1.41321699e-01 1.43303784e-01 1.51302883e-01 1.51386767e-01 1.49001352e-01 1.15964317e-01 5.89791876e-02 9.57325863e-05] | constraint for maximum strain in trailing edge suction side
rotorse.rs.constr.constr_max_strainL_te | output |  | [1.95657049e-01 2.05652895e-01 6.05677731e-03 2.48006008e-02 1.14101406e-01 1.86060615e-01 2.30357214e-01 2.40444545e-01 2.38176467e-01 2.28447877e-01 2.11932366e-01 1.93774348e-01 1.76642581e-01 1.65016069e-01 1.56969484e-01 1.70998939e-01 1.73500874e-01 1.79034564e-01 1.85331733e-01 1.90107283e-01 1.53539714e-01 1.93829778e-01 1.89881960e-01 1.84732989e-01 1.83603176e-01 1.76281941e-01 1.61920348e-01 1.34282652e-01 7.05554302e-02 9.57325863e-05] | constraint for maximum strain in trailing edge pressure side
rotorse.rs.constr.constr_flap_f_margin | output |  | [-0.15488499 -1.06696242 -2.40483994 -4.08112702 -6.41350858] | constraint on flap blade frequency such that ratio of 3P/f is above or below gamma with constraint <= 0
rotorse.rs.constr.constr_edge_f_margin | output |  | [ -0.40687664 -2.13194732 -4.5696885 -8.21413421 -12.29866568] | constraint on edge blade frequency such that ratio of 3P/f is above or below gamma with constraint <= 0
rotorse.rs.curvature.s | output | m | [ 3. 6.44817803 9.89653056 13.34513111 16.79391195 20.24270777 23.69135879 27.13976867 30.58795858 34.03612746 37.48443328 40.93290967 44.38151134 47.83037696 51.28004518 54.73059707 58.18176525 61.63357697 65.08704547 68.54217291 73.03548887 75.45557551 78.91447446 82.37524383 85.83744505 89.30112929 92.76649052 96.23402516 99.70385771 103.17549325] | cumulative path length along blade
rotorse.rs.curvature.blades_cg_hubcc | output | m | [0.92835375] | cg of all blades relative to hub along shaft axis. Distance is should be interpreted as negative for upwind and positive for downwind turbines
rotorse.rs.frame.root_F | output | N | [-846114.26415786 -238717.93745221 480527.32670687] | Blade root forces in blade c.s.
rotorse.rs.frame.root_M | output | N*m | [ 13380906.74356526 -49752098.52756298 -0. ] | Blade root moment in blade c.s.
rotorse.rs.frame.flap_mode_shapes | output |  | [[ 8.10056576e-03 1.67650436e+00 -8.63515456e-01 -9.92694939e-02 2.78180028e-01] [-2.01626345e-01 -8.21917250e-01 4.55603907e-01 2.27263286e-01 1.34067640e+00] [ 4.87810620e-01 -5.54842197e-01 1.16224958e+01 -3.36049281e+01 2.30494639e+01] [ 9.02908807e+00 -8.87115827e+01 2.73658139e+02 -3.35919586e+02 1.42943942e+02] [ 3.08515426e+01 -2.27171392e+02 5.85178952e+02 -6.33712625e+02 2.45853522e+02]] | 6-degree polynomial coefficients of mode shapes in the flap direction (x^2..x^6, no linear or constant term)
rotorse.rs.frame.edge_mode_shapes | output |  | [[ 3.97194878e-01 3.51061024e+00 -7.24984897e+00 6.39080641e+00 -2.04876255e+00] [-1.18944531e+00 2.14004643e+00 -3.78506054e+00 5.58294074e+00 -1.74848132e+00] [-2.13858670e-01 1.56347704e+01 -5.24030825e+01 5.35652425e+01 -1.55830717e+01] [-3.53680606e+00 3.09178140e+00 4.45134569e+01 -9.84493634e+01 5.53809312e+01] [ 2.40057832e+01 -1.83040459e+02 4.83920911e+02 -5.35138602e+02 2.11252367e+02]] | 6-degree polynomial coefficients of mode shapes in the edge direction (x^2..x^6, no linear or constant term)
rotorse.rs.frame.tors_mode_shapes | output |  | [[ 14.16869409 -52.33650762 91.2812749 -77.02923085 24.91576948] [ 0. 0. 0. 0. 0. ] [ 0. 0. 0. 0. 0. ] [ 0. 0. 0. 0. 0. ] [ 0. 0. 0. 0. 0. ]] | 6-degree polynomial coefficients of mode shapes in the torsional direction (x^2..x^6, no linear or constant term)
rotorse.rs.frame.all_mode_shapes | output |  | [[ 8.10056576e-03 1.67650436e+00 -8.63515456e-01 -9.92694939e-02 2.78180028e-01] [ 3.97194878e-01 3.51061024e+00 -7.24984897e+00 6.39080641e+00 -2.04876255e+00] [-2.01626345e-01 -8.21917250e-01 4.55603907e-01 2.27263286e-01 1.34067640e+00] [-1.18944531e+00 2.14004643e+00 -3.78506054e+00 5.58294074e+00 -1.74848132e+00] [ 4.87810620e-01 -5.54842197e-01 1.16224958e+01 -3.36049281e+01 2.30494639e+01] [-2.13858670e-01 1.56347704e+01 -5.24030825e+01 5.35652425e+01 -1.55830717e+01] [ 9.02908807e+00 -8.87115827e+01 2.73658139e+02 -3.35919586e+02 1.42943942e+02] [-3.53680606e+00 3.09178140e+00 4.45134569e+01 -9.84493634e+01 5.53809312e+01] [ 3.08515426e+01 -2.27171392e+02 5.85178952e+02 -6.33712625e+02 2.45853522e+02] [ 2.40057832e+01 -1.83040459e+02 4.83920911e+02 -5.35138602e+02 2.11252367e+02]] | 6-degree polynomial coefficients of mode shapes in the edge direction (x^2..x^6, no linear or constant term)
rotorse.rs.frame.flap_mode_freqs | output | Hz | [0.60991516 1.62333453 3.1098651 4.9724063 7.56394137] | Frequencies associated with mode shapes in the flap direction
rotorse.rs.frame.edge_mode_freqs | output | Hz | [ 0.88990588 2.80665108 5.51525239 9.56463651 14.10300481] | Frequencies associated with mode shapes in the edge direction
rotorse.rs.frame.tors_mode_freqs | output | Hz | [22.40591225 0. 0. 0. 0. ] | Frequencies associated with mode shapes in the torsional direction
rotorse.rs.frame.freqs | output | Hz | [ 0.60991516 0.88990588 1.62333453 2.80665108 3.1098651 4.9724063 5.51525239 7.56394137 9.56463651 10.68511362] | ration of 2nd and 1st natural frequencies, should be ratio of edgewise to flapwise
rotorse.rs.frame.freq_distance | output |  | [1.45906502] | ration of 2nd and 1st natural frequencies, should be ratio of edgewise to flapwise
rotorse.rs.frame.dx | output | m | [-0.00000000e+00 3.79960584e-03 1.53754561e-02 3.61961409e-02 6.95313104e-02 1.20417122e-01 1.94701978e-01 2.97470870e-01 4.33163611e-01 6.05534755e-01 8.16818034e-01 1.06816699e+00 1.36045118e+00 1.69467691e+00 2.07248124e+00 2.49643402e+00 2.97009438e+00 3.49765916e+00 4.08353499e+00 4.73236453e+00 5.67165931e+00 6.22009092e+00 7.06863529e+00 8.00433801e+00 9.03652502e+00 1.01774301e+01 1.14401124e+01 1.28337877e+01 1.43555046e+01 1.59596770e+01] | deflection of blade section in airfoil x-direction
rotorse.rs.frame.dy | output | m | [ 0.00000000e+00 -1.18818695e-03 -4.96879870e-03 -1.21345804e-02 -2.38223068e-02 -4.13842322e-02 -6.60556818e-02 -9.84864655e-02 -1.38927494e-01 -1.87352932e-01 -2.43467175e-01 -3.06880155e-01 -3.77227030e-01 -4.54202308e-01 -5.37615568e-01 -6.27443230e-01 -7.23819098e-01 -8.26924046e-01 -9.36912644e-01 -1.05389530e+00 -1.21589841e+00 -1.30725563e+00 -1.44304626e+00 -1.58476484e+00 -1.73143167e+00 -1.88168875e+00 -2.03357218e+00 -2.18447844e+00 -2.33140744e+00 -2.47382133e+00] | deflection of blade section in airfoil y-direction
rotorse.rs.frame.dz | output | m | [-0.00000000e+00 -5.62175670e-05 -1.24602750e-04 -2.04170817e-04 -2.96170842e-04 -3.96426407e-04 -5.00064746e-04 -6.04374080e-04 -7.08308378e-04 -8.11406835e-04 -9.13313841e-04 -1.01371887e-03 -1.11236672e-03 -1.20910441e-03 -1.30371540e-03 -1.39612721e-03 -1.48628196e-03 -1.57406281e-03 -1.65963962e-03 -1.74276618e-03 -1.82289431e-03 -1.85321587e-03 -1.90045945e-03 -1.94202244e-03 -1.97858167e-03 -2.01046091e-03 -2.03707250e-03 -2.05764751e-03 -2.07151969e-03 -2.07726213e-03] | deflection of blade section in airfoil z-direction
rotorse.rs.frame.EI11 | output | N*m**2 | [7.98077480e+10 6.43162644e+10 5.02166953e+10 3.71742145e+10 2.45452153e+10 1.70498998e+10 1.35388743e+10 1.07491219e+10 8.78850582e+09 7.60213383e+09 6.69918580e+09 5.84157070e+09 5.08719499e+09 4.26722510e+09 3.49874605e+09 2.75457367e+09 2.14260374e+09 1.64771669e+09 1.24514842e+09 9.22358397e+08 8.30480217e+08 4.62664443e+08 3.09104239e+08 1.94032097e+08 1.09563348e+08 5.68916102e+07 2.65486861e+07 1.03214145e+07 2.88838856e+06 4.05745096e+05] | stiffness w.r.t principal axis 1
rotorse.rs.frame.EI22 | output | N*m**2 | [7.98110996e+10 7.70903387e+10 6.05325903e+10 4.70311977e+10 3.70161978e+10 3.10199773e+10 2.72836537e+10 2.44405380e+10 2.25022575e+10 2.12076420e+10 2.03182672e+10 1.93913723e+10 1.83801049e+10 1.68081684e+10 1.46647725e+10 1.17527529e+10 9.40161916e+09 7.12548725e+09 5.23926768e+09 3.76854621e+09 3.15170566e+09 1.83673566e+09 1.24655582e+09 8.25167770e+08 4.97460225e+08 2.93540448e+08 1.64049076e+08 8.31795471e+07 3.51207734e+07 5.89641911e+06] | stiffness w.r.t principal axis 2
rotorse.rs.frame.alpha | output | deg | [12.07607196 70.92905565 52.37144679 24.75102407 14.64465053 9.30332018 7.27251357 5.66237745 4.55686842 3.92294029 3.5396405 3.22347088 2.96908003 2.70488546 2.46375363 2.29908485 2.08737044 1.86183007 1.61744156 1.34235154 1.21757215 0.68742991 0.31478231 -0.12610273 -0.47333599 -0.70606471 -0.80045252 -0.77209653 -1.11652246 -1.43321375] | Angle between blade c.s. and principal axes
rotorse.rs.frame.M1 | output | N*m | [-3.61919048e+07 -3.40418711e+07 -2.02961961e+07 -3.32970287e+07 -3.76881374e+07 -3.62773396e+07 -3.37550212e+07 -3.10031459e+07 -2.82404337e+07 -2.55372366e+07 -2.29318683e+07 -2.04353569e+07 -1.80523625e+07 -1.57913762e+07 -1.36634221e+07 -1.16824378e+07 -9.85651021e+06 -8.19079912e+06 -6.68945978e+06 -5.35412809e+06 -3.87693331e+06 -3.17953454e+06 -2.31268996e+06 -1.60036804e+06 -1.03617747e+06 -6.11000038e+05 -3.11810292e+05 -1.22774388e+05 -2.57529875e+04 4.80870546e+00] | distribution along blade span of bending moment w.r.t principal axis 1
rotorse.rs.frame.M2 | output | N*m | [ 3.66669847e+07 3.45430917e+07 4.07175118e+07 2.64392824e+07 1.20587245e+07 5.30463605e+06 1.83055330e+06 -2.55478865e+04 -1.23798432e+06 -1.88900782e+06 -2.13248601e+06 -2.15435393e+06 -2.06938026e+06 -1.92704848e+06 -1.75373676e+06 -1.55670264e+06 -1.35788247e+06 -1.17211796e+06 -9.99476342e+05 -8.41892516e+05 -6.42611772e+05 -5.66136682e+05 -4.43721089e+05 -3.31982665e+05 -2.32135114e+05 -1.46591684e+05 -7.94841321e+04 -3.31275668e+04 -7.54683477e+03 1.33320976e-01] | distribution along blade span of bending moment w.r.t principal axis 2
rotorse.rs.frame.F2 | output | N | [ 6.25224217e+05 6.23394295e+05 4.01726107e+05 6.87254101e+05 8.21124289e+05 8.40613293e+05 8.35347089e+05 8.22214197e+05 8.04881635e+05 7.84410833e+05 7.61179513e+05 7.34934534e+05 7.05071785e+05 6.71061307e+05 6.32412243e+05 5.89639605e+05 5.43979362e+05 4.96224806e+05 4.47200236e+05 3.97540884e+05 3.26466547e+05 2.91083764e+05 2.44571048e+05 1.97828885e+05 1.53442936e+05 1.12457439e+05 7.57072056e+04 4.39341471e+04 1.79787583e+04 -8.36960053e+02] | distribution along blade span of force w.r.t principal axis 2
rotorse.rs.frame.F3 | output | N | [ 4.80527327e+05 5.28061307e+05 5.53187542e+05 5.62617380e+05 5.61369409e+05 5.53036079e+05 5.39929150e+05 5.23307089e+05 5.03917305e+05 4.82079408e+05 4.57808961e+05 4.31076872e+05 4.01943681e+05 3.70808107e+05 3.38313081e+05 3.05473483e+05 2.73135718e+05 2.41882857e+05 2.12417620e+05 1.85036307e+05 1.21731409e+05 8.93858314e+04 6.94192303e+04 5.21222687e+04 3.75784716e+04 2.57006968e+04 1.61101145e+04 8.65480842e+03 3.24707398e+03 -1.93267624e-11] | axial resultant along blade span
rotorse.rs.strains.strainU_spar | output |  | [ 7.82628195e-04 -1.05610013e-03 -1.57604599e-03 -1.80529985e-03 -2.25333189e-03 -2.53674071e-03 -2.62696512e-03 -2.70969889e-03 -2.76789107e-03 -2.75149531e-03 -2.70783928e-03 -2.67325011e-03 -2.62350573e-03 -2.60635663e-03 -2.57688334e-03 -2.56720849e-03 -2.53778539e-03 -2.48386881e-03 -2.41346992e-03 -2.13958679e-03 -1.62650896e-03 -1.94796276e-03 -1.99642506e-03 -1.85463038e-03 -1.76380951e-03 -1.61732261e-03 -1.37671341e-03 -1.01469477e-03 -4.97224540e-04 3.54690738e-07] | strain in spar cap on upper surface at location xu,yu_strain with loads P_strain
rotorse.rs.strains.strainL_spar | output |  | [ 7.82628195e-04 1.00590879e-03 1.60346709e-03 1.87202352e-03 2.22043158e-03 2.52389861e-03 2.61881033e-03 2.72004819e-03 2.75166946e-03 2.69040441e-03 2.60032054e-03 2.52545328e-03 2.44892302e-03 2.41880186e-03 2.40645221e-03 2.42843931e-03 2.44512277e-03 2.45061438e-03 2.44746998e-03 2.42274726e-03 1.68809655e-03 2.34458742e-03 2.29750200e-03 2.22637565e-03 2.17349339e-03 2.04907191e-03 1.80347758e-03 1.39058397e-03 7.14977333e-04 -5.83256495e-07] | strain in spar cap on lower surface at location xl,yl_strain with loads P_strain
rotorse.rs.strains.strainU_te | output |  | [ 7.82628195e-04 -8.22611580e-04 -4.86897264e-04 -5.96908160e-04 -1.44916674e-04 5.50825943e-05 2.20251063e-04 3.15641912e-04 3.66290514e-04 3.66438096e-04 3.33506844e-04 2.87097595e-04 2.43856290e-04 2.12419709e-04 1.93844099e-04 3.17785987e-04 3.45298680e-04 3.86957488e-04 4.33812917e-04 4.77482251e-04 3.91399444e-04 5.49593109e-04 5.65286794e-04 5.73215135e-04 6.05211530e-04 6.05547066e-04 5.96005406e-04 4.63857269e-04 2.35916751e-04 -3.82930345e-07] | strain in trailing-edge panels on upper surface at location xu,yu_te with loads P_te
rotorse.rs.strains.strainL_te | output |  | [ 7.82628195e-04 -8.22611580e-04 -2.42271092e-05 -9.92024032e-05 4.56405623e-04 7.44242461e-04 9.21428856e-04 9.61778181e-04 9.52705870e-04 9.13791508e-04 8.47729464e-04 7.75097392e-04 7.06570323e-04 6.60064275e-04 6.27877937e-04 6.83995754e-04 6.94003498e-04 7.16138257e-04 7.41326932e-04 7.60429132e-04 5.70277776e-04 7.75319112e-04 7.59527842e-04 7.38931955e-04 7.34412704e-04 7.05127763e-04 6.47681393e-04 5.37130610e-04 2.82221721e-04 -3.82930345e-07] | strain in trailing-edge panels on lower surface at location xl,yl_te with loads P_te
rotorse.rs.strains.axial_root_sparU_load2stress | output | m**2 | [ 0.00000000e+00 0.00000000e+00 -8.52281546e-01 7.86786828e-01 9.19968655e-06 0.00000000e+00] | Linear conversion factors between loads [Fx-z; Mx-z] and axial stress in the upper spar cap at blade root
rotorse.rs.strains.axial_root_sparL_load2stress | output | m**2 | [ 0.00000000e+00 0.00000000e+00 -8.52281546e-01 7.86786828e-01 9.19968655e-06 0.00000000e+00] | Linear conversion factors between loads [Fx-z; Mx-z] and axial stress in the lower spar cap at blade root
rotorse.rs.strains.axial_maxc_teU_load2stress | output | m**2 | [ 0. 0. -1.03623604 -1.36712397 -0.01355283 0. ] | Linear conversion factors between loads [Fx-z; Mx-z] and axial stress in the upper trailing edge at blade max chord
rotorse.rs.strains.axial_maxc_teL_load2stress | output | m**2 | [ 0. 0. -1.03623604 -1.41168635 -0.32784389 0. ] | Linear conversion factors between loads [Fx-z; Mx-z] and axial stress in the lower trailing edge at blade max chord
rotorse.rs.tip_pos.tip_deflection | output | m | [15.57158526] | deflection at tip in yaw x-direction
rotorse.rs.tot_loads_gust.Px_af | output | N/m | [ 1278.654018 1345.86582767 1578.56550382 2012.15396176 2483.54584503 2945.32902922 3437.69830147 4068.19193052 4783.78679514 5610.77919791 6557.34311417 7557.41664063 8761.02147778 10027.36451246 11505.13351406 12518.2528861 13256.45081549 13750.17995026 14038.57668544 14141.82426485 15739.36787621 13888.12760286 13581.49585691 13073.27001486 12332.46822837 11261.19010015 9986.68341878 8481.58268014 6697.28184803 4460.26629587] | total distributed loads in airfoil x-direction
rotorse.rs.tot_loads_gust.Py_af | output | N/m | [ 537.43679136 546.2541528 396.53212125 58.09920308 -357.53169527 -680.11612068 -910.68236177 -1137.64360685 -1350.88062626 -1593.70290047 -1849.60028476 -2098.43278847 -2391.45533928 -2683.87624651 -3021.22453237 -3201.02779076 -3285.61704914 -3307.17057015 -3292.53295571 -3263.73539411 -3169.8894643 -3197.33258609 -3157.14194065 -3089.10592821 -2975.39721629 -2795.27660017 -2535.83883153 -2202.88870846 -1778.09536491 -1219.25048648] | total distributed loads in airfoil y-direction
rotorse.rs.tot_loads_gust.Pz_af | output | N/m | [-17576.8664126 -9993.87896458 -4579.88564945 -889.62605299 1613.47644427 3220.03671987 4382.26826263 5258.88984232 5987.60803072 6678.84866539 7398.53940225 8106.65509749 8791.23116358 9268.08149319 9579.74204931 9467.9414586 9288.66941609 8838.67280724 8251.80663195 7629.9522539 20614.83392756 6186.79927224 5394.2644655 4638.35004795 3797.36962834 3091.99903352 2470.74775662 1853.49230432 1283.11162398 600.26227057] | total distributed loads in airfoil z-direction
rotorse.split.blade_length_inner | output | m | [70.12284527] | Length of inner blade portion
rotorse.split.s_inner | output |  | [0. 0.04926108 0.09852217 0.14778325 0.19704433 0.24630542 0.2955665 0.34482759 0.39408867 0.44334975 0.49261084 0.54187192 0.591133 0.64039409 0.68965517 0.73891626 0.78817734 0.83743842 0.88669951 0.93596059 1. ] | Inner blade nondimensional span location
rotorse.split.chord_inner | output | m | [4.5 4.51653455 4.59255455 4.72026865 4.75 4.75 4.75 4.75 4.75 4.75 4.75 4.7 4.64 4.48 4.30815493 4.07109567 3.83078655 3.59377787 3.3535724 3.10972681 2.79010443] | Inner blade chord distribution
rotorse.split.coord_xy_interp_inner | output |  | [[[ 1.00000000e+00 -5.22802288e-16] [ 9.99429684e-01 -2.22597407e-02] [ 9.98063018e-01 -4.44580349e-02] ... [ 9.98120489e-01 4.38394581e-02] [ 9.99443038e-01 2.19496514e-02] [ 1.00000000e+00 -5.26271735e-16]] [[ 1.00000000e+00 -4.63811846e-04] [ 9.98467173e-01 -2.21760738e-02] [ 9.96201019e-01 -4.43513952e-02] ... [ 9.96776877e-01 4.39179785e-02] [ 9.98774657e-01 2.22119245e-02] [ 1.00000000e+00 3.03878429e-04]] [[ 1.00000000e+00 -3.84926541e-03] [ 9.90631439e-01 -2.12435866e-02] [ 9.80995553e-01 -4.24457781e-02] ... [ 9.85613808e-01 4.43560536e-02] [ 9.93218520e-01 2.41263074e-02] [ 1.00000000e+00 2.83048459e-03]] ... [[ 1.00000000e+00 -2.46260310e-03] [ 9.78938056e-01 -5.76963289e-04] [ 9.54288397e-01 1.19753987e-03] ... [ 9.52128888e-01 1.73475440e-02] [ 9.76059052e-01 1.20792142e-02] [ 1.00000000e+00 6.85491322e-03]] [[ 1.00000000e+00 -2.72690256e-04] [ 9.80063869e-01 7.15954847e-04] [ 9.55470003e-01 1.86879457e-03] ... [ 9.52197935e-01 1.66394787e-02] [ 9.76093200e-01 1.14596333e-02] [ 1.00000000e+00 6.31813343e-03]] [[ 1.00000000e+00 2.29180864e-03] [ 9.81362427e-01 2.41480801e-03] [ 9.56820273e-01 2.87220682e-03] ... [ 9.52274818e-01 1.56425947e-02] [ 9.76130200e-01 1.05873203e-02] [ 1.00000000e+00 5.56536480e-03]]] | Inner blade 3D array of the non-dimensional x and y airfoil coordinates of the airfoils interpolated along span for n_span stations.
rotorse.split.web_start_nd_inner | output |  | [[0.19443411 0.20023461 0.2034648 0.30301315 0.31493788 0.32707215 0.33454402 0.34017312 0.344208 0.34620556 0.34732351 0.35134524 0.35544002 0.36694092 0.37381309 0.38301743 0.3918106 0.39907441 0.40562439 0.41085998 0.4154427 ] [0.19443411 0.20023461 0.2034648 0.24546624 0.25456011 0.26361178 0.26911265 0.27293992 0.27516218 0.27549956 0.2749657 0.27663272 0.27830614 0.28567273 0.28807906 0.29120514 0.29344287 0.2938854 0.29316636 0.29067674 0.28457238]] | Inner blade 2D array of the non-dimensional start point defined along the outer profile of a web. The TE suction side is 0, the TE pressure side is 1. The first dimension represents each web, the second dimension represents each entry along blade span.
rotorse.split.web_end_nd_inner | output |  | [[0.69444351 0.70077865 0.71106075 0.62799171 0.63332404 0.63500624 0.63684697 0.63894683 0.64055999 0.64203689 0.64311407 0.64073174 0.63792618 0.62754015 0.6215407 0.61306844 0.60491657 0.59825344 0.5923317 0.58775303 0.58405032] [0.69444351 0.70077865 0.71106075 0.68518658 0.69298952 0.69786227 0.70203834 0.70651572 0.71023507 0.71340178 0.71607006 0.71590727 0.71540243 0.70890262 0.7072315 0.70464535 0.7028554 0.70286602 0.704101 0.70720805 0.71426763]] | Inner blade 2D array of the non-dimensional end point defined along the outer profile of a web. The TE suction side is 0, the TE pressure side is 1. The first dimension represents each web, the second dimension represents each entry along blade span.
rotorse.split.layer_thickness_inner | output | m | [[0.001 0.001 0.001 0.001 0.001 0.001 0.001 0.001 0.001 0.001 0.001 0.001 0.001 0.001 0.001 0.001 0.001 0.001 0.001 0.001 0.001 ] [0.041 0.033 0.026 0.02 0.015 0.011 0.00828454 0.00651243 0.00536208 0.00470248 0.00440263 0.00433155 0.00435823 0.00435168 0.00430703 0.0042194 0.00408392 0.00389572 0.00364992 0.00334165 0.00286491] [0. 0.01036386 0.01802123 0.02536166 0.03206819 0.03782389 0.04231181 0.045215 0.04621651 0.04569527 0.04403017 0.04160014 0.03878408 0.03596091 0.03350953 0.03135807 0.02943466 0.02766741 0.02598444 0.02431388 0.02205491] [0. 0.01247806 0.01761157 0.02274509 0.02766418 0.03215441 0.03600136 0.0389906 0.04090771 0.04153826 0.04110173 0.03981761 0.0379054 0.03558457 0.03307463 0.03059505 0.02815655 0.02576987 0.02344572 0.02119482 0.01839689] [0. 0. 0. 0. 0. 0. 0. 0. 0. 0. 0. 0. 0. 0. 0. 0. 0. 0. 0. 0.001 0.03442398] [0. 0. 0. 0. 0. 0. 0. 0. 0. 0. 0. 0. 0. 0. 0. 0. 0. 0. 0. 0.001 0.03442398] [0. 0. 0.00665003 0.00814812 0.00964621 0.0111443 0.01260256 0.01398116 0.01524026 0.01634003 0.01724065 0.01790228 0.01832761 0.01851932 0.01848012 0.01821267 0.01771968 0.01700382 0.01610578 0.01506624 0.01357085] [0. 0. 0.02334323 0.02514806 0.0269529 0.02875774 0.03056258 0.03236741 0.03399538 0.0352696 0.03601321 0.03604932 0.03520108 0.0332916 0.03059387 0.02738085 0.02392552 0.02050085 0.01737982 0.0148354 0.01223235] [0. 0. 0.02334323 0.02514806 0.0269529 0.02875774 0.03056258 0.03236741 0.03399538 0.0352696 0.03601321 0.03604932 0.03520108 0.0332916 0.03059387 0.02738085 0.02392552 0.02050085 0.01737982 0.0148354 0.01223235] [0. 0. 0.01864022 0.02290439 0.02716855 0.03128208 0.03509432 0.03845464 0.04121238 0.04321692 0.0443176 0.04463178 0.04427681 0.04337004 0.04202882 0.04037051 0.03851246 0.03646388 0.03423398 0.03183196 0.02846753] [0. 0. 0.01067832 0.01302775 0.01537718 0.0177266 0.02007603 0.02234366 0.02444771 0.02630638 0.02783787 0.0289604 0.02959217 0.02979168 0.02961743 0.02912793 0.02838168 0.02743718 0.02635293 0.02511064 0.02322957] [0. 0. 0.01171413 0.01476495 0.01781576 0.02086658 0.02391739 0.02696821 0.03001902 0.03295299 0.03565325 0.03800297 0.03988528 0.04118335 0.04178032 0.04172736 0.04107568 0.03987644 0.03818083 0.03604003 0.03267979] [0. 0. 0.03598738 0.04397734 0.05196731 0.05963021 0.066639 0.07266661 0.07738598 0.08047006 0.08159179 0.08099669 0.07893026 0.07563804 0.07136553 0.06635826 0.06086173 0.05503573 0.04904003 0.04303439 0.03547716] [0.041 0.033 0.026 0.02 0.01531562 0.01261405 0.01008929 0.00782972 0.00592376 0.00445981 0.00352627 0.00301625 0.00282289 0.00283929 0.0029586 0.00307391 0.00307837 0.00299303 0.00283898 0.00263728 0.00233878] [0. 0. 0. 0.00216423 0.00221016 0.00225609 0.00230203 0.00234796 0.00238579 0.0024074 0.0024047 0.00236957 0.00229392 0.00216963 0.00201292 0.00184 0.00166708 0.00151037 0.00138608 0.00131043 0.00127398] [0. 0. 0. 0.03748906 0.03611723 0.03474541 0.0333631 0.03195982 0.0305251 0.02904844 0.02751938 0.02592742 0.02433745 0.02281437 0.02142306 0.02022841 0.01929532 0.01868866 0.01834679 0.01820803 0.02 ] [0. 0. 0. 0.00207236 0.0021183 0.00216423 0.00221016 0.00225609 0.00230203 0.00234796 0.00238579 0.0024074 0.0024047 0.00236957 0.00229392 0.00216963 0.00201292 0.00184 0.00166708 0.00151037 0.00135893] [0. 0. 0. 0.0025176 0.00244513 0.00237266 0.00230019 0.00222772 0.00215449 0.00207974 0.00200272 0.00192266 0.0018388 0.00175038 0.00166147 0.0015761 0.00149834 0.00143223 0.00138184 0.0013512 0.00133655] [0. 0. 0. 0.03770661 0.03634612 0.03498563 0.03361392 0.03221976 0.03079194 0.02931923 0.02779041 0.02619427 0.02459556 0.02305903 0.02164945 0.02043157 0.02 0.02 0.02 0.02 0.02 ] [0. 0. 0. 0.00266254 0.00259007 0.0025176 0.00244513 0.00237266 0.00230019 0.00222772 0.00215449 0.00207974 0.00200272 0.00192266 0.0018388 0.00175038 0.00166147 0.0015761 0.00149834 0.00143223 0.00137084]] | Inner blade 2D array of the thickness of the layers of the blade structure. The first dimension represents each layer, the second dimension represents each entry along blade span.
rotorse.split.layer_start_nd_inner | output |  | [[0. 0. 0. 0. 0. 0. 0. 0. 0. 0. 0. 0. 0. 0. 0. 0. 0. 0. 0. 0. 0. ] [0. 0. 0. 0. 0. 0. 0. 0. 0. 0. 0. 0. 0. 0. 0. 0. 0. 0. 0. 0. 0. ] [0.16613836 0.17180127 0.17356408 0.24199078 0.24806134 0.25465133 0.25823639 0.26060371 0.26185047 0.26161229 0.26081255 0.26231674 0.26402735 0.27126114 0.27366032 0.27663823 0.27874511 0.27904085 0.27805205 0.27506336 0.26774732] [0.66614777 0.67234531 0.68116003 0.62565618 0.63217091 0.63585376 0.63998753 0.64432499 0.64795853 0.6511168 0.65356262 0.65234045 0.65045265 0.64095552 0.6356928 0.62793609 0.6202523 0.61369673 0.60745521 0.6019908 0.59598027] [0.19443411 0.20023461 0.2034648 0.20985913 0.21680988 0.22473252 0.23047318 0.23511254 0.23881547 0.24131677 0.24339399 0.24777115 0.25245366 0.2626957 0.26823324 0.27460993 0.28054095 0.28515759 0.28912313 0.26924735 0.15010405] [0.69444351 0.70077865 0.71106075 0.7210051 0.73181307 0.73805793 0.74192309 0.74555238 0.74756319 0.74829535 0.74813068 0.74511023 0.74148716 0.73206081 0.72721102 0.72134089 0.71582778 0.71163356 0.70815871 0.68336645 0.56175767] [0.48905595 0.48893839 0.48796411 0.48706864 0.48668455 0.48576547 0.48502104 0.48531088 0.48564258 0.4857924 0.48611936 0.48627169 0.48627317 0.48579129 0.48506303 0.48383156 0.48238805 0.48077685 0.47894774 0.47684624 0.47359139] [0. 0. 0. 0. 0. 0. 0. 0. 0. 0. 0. 0. 0. 0. 0. 0. 0. 0. 0. 0. 0. ] [0.95925412 0.95895293 0.9565692 0.95388656 0.95056337 0.94780072 0.9455854 0.94397287 0.94256868 0.94189525 0.94165198 0.94093289 0.94012219 0.93775085 0.9348865 0.93047603 0.92519004 0.92487708 0.92502404 0.92507998 0.92496879] [0.04074588 0.04104707 0.0434308 0.04611344 0.04943663 0.05219928 0.0544146 0.05602713 0.05743132 0.05810475 0.05834802 0.05906711 0.05987781 0.06224915 0.0651135 0.06952397 0.07480996 0.07512292 0.07497596 0.07492002 0.07503121] [0.22272986 0.22866794 0.23336552 0.30519775 0.31545386 0.32544802 0.33085575 0.33465856 0.33693023 0.33733731 0.33709694 0.33988989 0.34299578 0.35339757 0.35941354 0.36772761 0.37587724 0.38290041 0.38967533 0.39578041 0.40279653] [0.51094271 0.51093158 0.51109232 0.51151394 0.51274861 0.51314609 0.51310658 0.51395159 0.51467968 0.51507905 0.51562235 0.51627311 0.5168142 0.51755755 0.51822809 0.51906037 0.51995391 0.52094453 0.52211804 0.52353357 0.52582167] [0.72273926 0.72921198 0.74096147 0.68886315 0.69956343 0.70665045 0.71260689 0.71837984 0.72303829 0.72684182 0.72984701 0.72991361 0.72942107 0.72309195 0.72144602 0.71902547 0.71738444 0.71755629 0.71907849 0.72270786 0.73102948] [0. 0. 0. 0. 0. 0. 0. 0. 0. 0. 0. 0. 0. 0. 0. 0.05 0.05 0.05 0.05 0.05 0.05 ] [0. 0. 0. 0. 0. 0. 0. 0. 0. 0. 0. 0. 0. 0. 0. 0. 0. 0. 0. 0. 0. ] [0. 0. 0. 0. 0. 0. 0. 0. 0. 0. 0. 0. 0. 0. 0. 0. 0. 0. 0. 0. 0. ] [0. 0. 0. 0. 0. 0. 0. 0. 0. 0. 0. 0. 0. 0. 0. 0. 0. 0. 0. 0. 0. ] [0. 0. 0. 0. 0. 0. 0. 0. 0. 0. 0. 0. 0. 0. 0. 0. 0. 0. 0. 0. 0. ] [0. 0. 0. 0. 0. 0. 0. 0. 0. 0. 0. 0. 0. 0. 0. 0. 0. 0. 0. 0. 0. ] [0. 0. 0. 0. 0. 0. 0. 0. 0. 0. 0. 0. 0. 0. 0. 0. 0. 0. 0. 0. 0. ]] | Inner blade 2D array of the non-dimensional start point defined along the outer profile of a layer. The TE suction side is 0, the TE pressure side is 1. The first dimension represents each layer, the second dimension represents each entry along blade span.
rotorse.split.layer_end_nd_inner | output |  | [[1. 1. 1. 1. 1. 1. 1. 1. 1. 1. 1. 1. 1. 1. 1. 1. 1. 1. 1. 1. 1. ] [1. 1. 1. 1. 1. 1. 1. 1. 1. 1. 1. 1. 1. 1. 1. 1. 1. 1. 1. 1. 1. ] [0.22272986 0.22866794 0.23336552 0.30519775 0.31545386 0.32544802 0.33085575 0.33465856 0.33693023 0.33733731 0.33709694 0.33988989 0.34299578 0.35339757 0.35941354 0.36772761 0.37587724 0.38290041 0.38967533 0.39578041 0.40279653] [0.72273926 0.72921198 0.74096147 0.68886315 0.69956343 0.70665045 0.71260689 0.71837984 0.72303829 0.72684182 0.72984701 0.72991361 0.72942107 0.72309195 0.72144602 0.71902547 0.71738444 0.71755629 0.71907849 0.72270786 0.73102948] [0.19443411 0.20023461 0.2034648 0.20985913 0.21680988 0.22473252 0.23047318 0.23511254 0.23881547 0.24131677 0.24339399 0.24777115 0.25245366 0.2626957 0.26823324 0.27460993 0.28054095 0.28515759 0.28912313 0.31451625 0.43708362] [0.69444351 0.70077865 0.71106075 0.7210051 0.73181307 0.73805793 0.74192309 0.74555238 0.74756319 0.74829535 0.74813068 0.74511023 0.74148716 0.73206081 0.72721102 0.72134089 0.71582778 0.71163356 0.70815871 0.72863534 0.84873723] [0.51094271 0.51093158 0.51109232 0.51151394 0.51274861 0.51314609 0.51310658 0.51395159 0.51467968 0.51507905 0.51562235 0.51627311 0.5168142 0.51755755 0.51822809 0.51906037 0.51995391 0.52094453 0.52211804 0.52353357 0.52582167] [0.04074588 0.04104707 0.0434308 0.04611344 0.04943663 0.05219928 0.0544146 0.05602713 0.05743132 0.05810475 0.05834802 0.05906711 0.05987781 0.06224915 0.0651135 0.06952397 0.07480996 0.07512292 0.07497596 0.07492002 0.07503121] [1. 1. 1. 1. 1. 1. 1. 1. 1. 1. 1. 1. 1. 1. 1. 1. 1. 1. 1. 1. 1. ] [0.16613836 0.17180127 0.17356408 0.24199078 0.24806134 0.25465133 0.25823639 0.26060371 0.26185047 0.26161229 0.26081255 0.26231674 0.26402735 0.27126114 0.27366032 0.27663823 0.27874511 0.27904085 0.27805205 0.27506336 0.26774732] [0.48905595 0.48893839 0.48796411 0.48706864 0.48668455 0.48576547 0.48502104 0.48531088 0.48564258 0.4857924 0.48611936 0.48627169 0.48627317 0.48579129 0.48506303 0.48383156 0.48238805 0.48077685 0.47894774 0.47684624 0.47359139] [0.66614777 0.67234531 0.68116003 0.62565618 0.63217091 0.63585376 0.63998753 0.64432499 0.64795853 0.6511168 0.65356262 0.65234045 0.65045265 0.64095552 0.6356928 0.62793609 0.6202523 0.61369673 0.60745521 0.6019908 0.59598027] [0.95925412 0.95895293 0.9565692 0.95388656 0.95056337 0.94780072 0.9455854 0.94397287 0.94256868 0.94189525 0.94165198 0.94093289 0.94012219 0.93775085 0.9348865 0.93047603 0.92519004 0.92487708 0.92502404 0.92507998 0.92496879] [1. 1. 1. 1. 1. 1. 1. 1. 1. 1. 1. 1. 1. 1. 1. 0.95 0.95 0.95 0.95 0.95 0.95 ] [0. 0. 0. 0. 0. 0. 0. 0. 0. 0. 0. 0. 0. 0. 0. 0. 0. 0. 0. 0. 0. ] [0. 0. 0. 0. 0. 0. 0. 0. 0. 0. 0. 0. 0. 0. 0. 0. 0. 0. 0. 0. 0. ] [0. 0. 0. 0. 0. 0. 0. 0. 0. 0. 0. 0. 0. 0. 0. 0. 0. 0. 0. 0. 0. ] [0. 0. 0. 0. 0. 0. 0. 0. 0. 0. 0. 0. 0. 0. 0. 0. 0. 0. 0. 0. 0. ] [0. 0. 0. 0. 0. 0. 0. 0. 0. 0. 0. 0. 0. 0. 0. 0. 0. 0. 0. 0. 0. ] [0. 0. 0. 0. 0. 0. 0. 0. 0. 0. 0. 0. 0. 0. 0. 0. 0. 0. 0. 0. 0. ]] | Inner blade 2D array of the non-dimensional end point defined along the outer profile of a layer. The TE suction side is 0, the TE pressure side is 1. The first dimension represents each layer, the second dimension represents each entry along blade span.
rotorse.split.blade_length_outer | output | m | [30.05264797] | Length of outer blade portion
rotorse.split.s_outer | output |  | [0. 0.08045977 0.1954023 0.31034483 0.42528736 0.54022989 0.65517241 0.77011494 0.88505747 1. ] | Outer blade nondimensional span location
rotorse.split.chord_outer | output | m | [2.79010443 2.61780457 2.37255549 2.12536608 1.87360817 1.6133977 1.34551447 1.07050448 0.78813172 0.5 ] | Outer blade chord distribution
rotorse.split.coord_xy_interp_outer | output |  | [[[1.00000000e+00 2.29180864e-03] [9.81362427e-01 2.41480801e-03] [9.56820273e-01 2.87220682e-03] ... [9.52274818e-01 1.56425947e-02] [9.76130200e-01 1.05873203e-02] [1.00000000e+00 5.56536480e-03]] [[1.00000000e+00 3.37948426e-03] [9.81907667e-01 3.41070179e-03] [9.57383654e-01 3.55340084e-03] ... [9.52308532e-01 1.50382979e-02] [9.76145533e-01 1.00604661e-02] [1.00000000e+00 5.11552050e-03]] [[1.00000000e+00 4.23111514e-03] [9.82331973e-01 4.21406208e-03] [9.57820373e-01 4.20422714e-03] ... [9.52342585e-01 1.40441932e-02] [9.76158891e-01 9.19923406e-03] [1.00000000e+00 4.39165819e-03]] ... [[1.00000000e+00 2.99243424e-04] [9.76715850e-01 2.78508494e-03] [9.52832571e-01 4.62553820e-03] ... [9.52575171e-01 9.64309571e-03] [9.76267770e-01 4.94496385e-03] [1.00000000e+00 2.99243424e-04]] [[1.00000000e+00 7.60311480e-05] [9.76692547e-01 2.94939444e-03] [9.52952126e-01 4.97097005e-03] ... [9.52775619e-01 1.06814382e-02] [9.76380589e-01 5.38373218e-03] [1.00000000e+00 7.60311480e-05]] [[1.00000000e+00 1.76276899e-06] [9.76685164e-01 3.14692752e-03] [9.53182640e-01 5.22846152e-03] ... [9.52998460e-01 1.22336784e-02] [9.76506117e-01 6.17134718e-03] [1.00000000e+00 1.76276899e-06]]] | Outer blade 3D array of the non-dimensional x and y airfoil coordinates of the airfoils interpolated along span for n_span stations.
rotorse.split.web_start_nd_outer | output |  | [[0.4154427 0.41684124 0.41745388 0.41737886 0.41698523 0.41540955 0.41172813 0.40481371 0.39152611 0.24523263] [0.28457238 0.27990593 0.27146884 0.261506 0.24994315 0.23522712 0.21550272 0.187438 0.14242594 0.24523263]] | Outer blade 2D array of the non-dimensional start point defined along the outer profile of a web. The TE suction side is 0, the TE pressure side is 1. The first dimension represents each web, the second dimension represents each entry along blade span.
rotorse.split.web_end_nd_outer | output |  | [[0.58405032 0.58310783 0.58307151 0.58367186 0.58444862 0.58623372 0.59005239 0.59707699 0.6105906 0.75672069] [0.71426763 0.71947024 0.72861466 0.73920479 0.75117567 0.76596999 0.78545395 0.8129724 0.85731993 0.75672069]] | Outer blade 2D array of the non-dimensional end point defined along the outer profile of a web. The TE suction side is 0, the TE pressure side is 1. The first dimension represents each web, the second dimension represents each entry along blade span.
rotorse.split.layer_thickness_outer | output | m | [[ 1.00000000e-03 1.00000000e-03 1.00000000e-03 1.00000000e-03 1.00000000e-03 1.00000000e-03 1.00000000e-03 1.00000000e-03 1.00000000e-03 1.00000000e-03] [ 2.86491152e-03 2.57935592e-03 2.14614940e-03 1.69211977e-03 1.22767857e-03 1.00000000e-03 1.00000000e-03 1.00000000e-03 1.00000000e-03 1.00000000e-03] [ 2.20549123e-02 2.08042751e-02 1.89850461e-02 1.71360827e-02 1.52672963e-02 1.33885984e-02 1.15099005e-02 9.63120264e-03 7.75250477e-03 5.87380689e-03] [ 1.83968865e-02 1.69556653e-02 1.49623503e-02 1.30321660e-02 1.11493299e-02 9.29805909e-03 7.46257101e-03 5.62708293e-03 3.79159485e-03 1.95610677e-03] [ 3.44239839e-02 1.00000000e-03 -8.13151629e-20 0.00000000e+00 0.00000000e+00 0.00000000e+00 0.00000000e+00 0.00000000e+00 0.00000000e+00 0.00000000e+00] [ 3.44239839e-02 1.00000000e-03 -8.13151629e-20 0.00000000e+00 0.00000000e+00 0.00000000e+00 0.00000000e+00 0.00000000e+00 0.00000000e+00 0.00000000e+00] [ 1.35708454e-02 1.27253309e-02 1.15053236e-02 1.03065158e-02 9.12537420e-03 7.95836553e-03 6.80195656e-03 5.65261407e-03 4.50680481e-03 3.36099555e-03] [ 1.22323494e-02 1.10919834e-02 9.70078471e-03 8.50178952e-03 7.39889612e-03 6.29600271e-03 5.19310930e-03 4.09021589e-03 2.98732248e-03 -6.50521303e-19] [ 1.22323494e-02 1.10919834e-02 9.70078471e-03 8.50178952e-03 7.39889612e-03 6.29600271e-03 5.19310930e-03 4.09021589e-03 2.98732248e-03 -6.50521303e-19] [ 2.84675254e-02 2.65484460e-02 2.36853660e-02 2.07018877e-02 1.76220907e-02 1.44700547e-02 1.12698594e-02 8.04558436e-03 4.82130936e-03 1.59703436e-03] [ 2.32295708e-02 2.20787956e-02 2.02526601e-02 1.81953304e-02 1.58885175e-02 1.33738018e-02 1.06927639e-02 7.88698432e-03 4.99804368e-03 2.06752250e-03] [ 3.26797937e-02 3.06420809e-02 2.75162660e-02 2.41934479e-02 2.07392943e-02 1.72194730e-02 1.36996517e-02 1.01798304e-02 6.66000904e-03 3.14018771e-03] [ 3.54771595e-02 3.16324086e-02 2.65556105e-02 2.18699671e-02 1.74972473e-02 1.33592202e-02 9.37765500e-03 5.47432071e-03 1.57098642e-03 1.00000000e-03] [ 2.33877707e-03 2.17523163e-03 1.95702453e-03 1.75179189e-03 1.55693882e-03 1.36987043e-03 1.18799183e-03 1.00870812e-03 1.00000000e-03 1.00000000e-03] [ 1.27397979e-03 1.27259912e-03 1.29421439e-03 1.33204112e-03 1.37797357e-03 1.42390602e-03 1.46983847e-03 1.51577093e-03 1.56170338e-03 1.08420217e-19] [ 2.00000000e-02 2.00000000e-02 2.00000000e-02 2.00000000e-02 2.00000000e-02 2.00000000e-02 2.00000000e-02 2.00000000e-02 2.00000000e-02 6.93889390e-18] [ 1.35893442e-03 1.31042584e-03 1.27530103e-03 1.27259912e-03 1.29421439e-03 1.33204112e-03 1.37797357e-03 1.42390602e-03 1.46983847e-03 1.08420217e-19] [ 1.33654766e-03 1.33604234e-03 1.34493101e-03 1.36040697e-03 1.37917659e-03 1.39794620e-03 1.41671582e-03 1.43548543e-03 1.45425505e-03 2.16840434e-19] [ 2.00000000e-02 2.00000000e-02 2.00000000e-02 2.00000000e-02 2.00000000e-02 2.00000000e-02 2.00000000e-02 2.00000000e-02 2.00000000e-02 6.93889390e-18] [ 1.37083839e-03 1.35120150e-03 1.33703462e-03 1.33604234e-03 1.34493101e-03 1.36040697e-03 1.37917659e-03 1.39794620e-03 1.41671582e-03 6.50521303e-19]] | Outer blade 2D array of the thickness of the layers of the blade structure. The first dimension represents each layer, the second dimension represents each entry along blade span.
rotorse.split.layer_start_nd_outer | output |  | [[0. 0. 0. 0. 0. 0. 0. 0. 0. 0. ] [0. 0. 0. 0. 0. 0. 0. 0. 0. 0. ] [0.26774732 0.26203787 0.25142157 0.23806322 0.22713446 0.21215315 0.19013613 0.15591778 0.10362535 0.08009451] [0.59598027 0.59308008 0.58909607 0.58563415 0.58359802 0.58098947 0.57747154 0.57208904 0.57339689 0.59684729] [0.15010405 0.26663442 0.29282122 0.29160038 0.29036809 0.28828892 0.28470286 0.27880225 0.26841981 0.24523263] [0.56175767 0.67867243 0.70736157 0.70936109 0.71126115 0.71382702 0.71773382 0.72373774 0.73399726 0.75672069] [0.47359139 0.47152324 0.46807164 0.4638829 0.45854522 0.4511866 0.44595877 0.44467843 0.44324233 0.44179699] [0. 0. 0. 0. 0. 0. 0. 0. 0. 0. ] [0.92496879 0.92485823 0.92470421 0.92478851 0.93005609 0.93027525 0.93045139 0.93065362 0.93081265 0.93112403] [0.07503121 0.07514177 0.07529579 0.07521149 0.06994391 0.06972475 0.06954861 0.06934638 0.06918735 0.06887597] [0.40279653 0.40628122 0.41109454 0.41700506 0.41919031 0.42186213 0.42542975 0.43087324 0.43321427 0.41037074] [0.52582167 0.52730935 0.52982516 0.53308866 0.53739617 0.54310325 0.54601304 0.54471542 0.54334969 0.54177825] [0.73102948 0.73732343 0.74876904 0.76133267 0.77353861 0.78951013 0.81219362 0.84654949 0.89459762 0.91659409] [0.05 0.05 0.05 0.05 0.05 0.05 0.04 0.05 0.05 0.05 ] [0. 0. 0. 0. 0. 0. 0. 0. 0. 0. ] [0. 0. 0. 0. 0. 0. 0. 0. 0. 0. ] [0. 0. 0. 0. 0. 0. 0. 0. 0. 0. ] [0. 0. 0. 0. 0. 0. 0. 0. 0. 0. ] [0. 0. 0. 0. 0. 0. 0. 0. 0. 0. ] [0. 0. 0. 0. 0. 0. 0. 0. 0. 0. ]] | Outer blade 2D array of the non-dimensional start point defined along the outer profile of a layer. The TE suction side is 0, the TE pressure side is 1. The first dimension represents each layer, the second dimension represents each entry along blade span.
rotorse.split.layer_end_nd_outer | output |  | [[1. 1. 1. 1. 1. 1. 1. 1. 1. 1. ] [1. 1. 1. 1. 1. 1. 1. 1. 1. 1. ] [0.40279653 0.40628122 0.41109454 0.41700506 0.41919031 0.42186213 0.42542975 0.43087324 0.43321427 0.41037074] [0.73102948 0.73732343 0.74876904 0.76133267 0.77353861 0.78951013 0.81219362 0.84654949 0.89459762 0.91659409] [0.43708362 0.32072568 0.29282122 0.29160038 0.29036809 0.28828892 0.28470286 0.27880225 0.26841981 0.24523263] [0.84873723 0.73276369 0.70736157 0.70936109 0.71126115 0.71382702 0.71773382 0.72373774 0.73399726 0.75672069] [0.52582167 0.52730935 0.52982516 0.53308866 0.53739617 0.54310325 0.54601304 0.54471542 0.54334969 0.54177825] [0.07503121 0.07514177 0.07529579 0.07521149 0.06994391 0.06972475 0.06954861 0.06934638 0.06918735 0.06887597] [1. 1. 1. 1. 1. 1. 1. 1. 1. 1. ] [0.26774732 0.26203787 0.25142157 0.23806322 0.22713446 0.21215315 0.19013613 0.15591778 0.10362535 0.08009451] [0.47359139 0.47152324 0.46807164 0.4638829 0.45854522 0.4511866 0.44595877 0.44467843 0.44324233 0.44179699] [0.59598027 0.59308008 0.58909607 0.58563415 0.58359802 0.58098947 0.57747154 0.57208904 0.57339689 0.59684729] [0.92496879 0.92485823 0.92470421 0.92478851 0.93005609 0.93027525 0.93045139 0.93065362 0.93081265 0.93112403] [0.95 0.95 0.95 0.95 0.95 0.95 0.95 0.95 0.95 0.95 ] [0. 0. 0. 0. 0. 0. 0. 0. 0. 0. ] [0. 0. 0. 0. 0. 0. 0. 0. 0. 0. ] [0. 0. 0. 0. 0. 0. 0. 0. 0. 0. ] [0. 0. 0. 0. 0. 0. 0. 0. 0. 0. ] [0. 0. 0. 0. 0. 0. 0. 0. 0. 0. ] [0. 0. 0. 0. 0. 0. 0. 0. 0. 0. ]] | Outer blade 2D array of the non-dimensional end point defined along the outer profile of a layer. The TE suction side is 0, the TE pressure side is 1. The first dimension represents each layer, the second dimension represents each entry along blade span.
rotorse.stall_check.no_stall_constraint | output |  | [0. 0. 0. 0. 0. 0. 0. 0.90634963 0.85826193 0.80293765 0.72538972 0.6535371 0.60170552 0.56208006 0.54286923 0.53681701 0.53368229 0.53393957 0.53851248 0.54794805 0.56867612 0.5840612 0.61117906 0.64931954 0.69920941 0.74719688 0.79404207 0.84453505 0.89593782 0.93993442] | Constraint, ratio between angle of attack plus a margin and stall angle
rotorse.stall_check.stall_angle_along_span | output | deg | [1.00000000e-06 5.43088786e+01 4.33830942e+01 3.53406176e+01 2.85478926e+01 1.91830705e+01 1.61684360e+01 1.49314621e+01 1.44415713e+01 1.43901333e+01 1.48309312e+01 1.54295215e+01 1.58618219e+01 1.63502005e+01 1.64761060e+01 1.64847313e+01 1.64861498e+01 1.64696852e+01 1.64398786e+01 1.63987234e+01 1.63278842e+01 1.62802306e+01 1.61973712e+01 1.59855216e+01 1.56319779e+01 1.54772757e+01 1.54126247e+01 1.52996082e+01 1.51187977e+01 1.48837046e+01] | Stall angle along blade span
rotorse.total_bc.total_blade_cost | output | USD | [583238.11130328] | Total blade cost (variable and fixed). For segmented blades, this is the total of inner+outer+joint