## Sheet1
variables | type | units | values | description
financese.machine_rating | input | kW | 5000
financese.offset_tcc_per_kW | input | USD/kW | 0
financese.opex_per_kW | input | USD/kW/year | 43
financese.plant_aep_in | input | kW*h | 0
financese.wake_loss_factor | input |  | 0.15
financese.fixed_charge_rate | input |  | 0.0578
financese.electricity_price | input | USD/kW/h | 0.04
financese.reserve_margin_price | input | USD/kW/year | 120
financese.capacity_credit | input |  | 1
financese.benchmark_price | input | USD/kW/h | 0.071
financese.turbine_number | input | n/a | 120
landbosse.blade_drag_coefficient | input |  | -1
landbosse.blade_lever_arm | input | m | -1
landbosse.blade_install_cycle_time | input | h | -1
landbosse.blade_offload_hook_height | input | m | -1
landbosse.blade_offload_cycle_time | input | h | -1
landbosse.blade_drag_multiplier | input |  | -1
landbosse.tower_section_length_m | input | m | 30
landbosse.crane_breakdown_fraction | input |  | 0 | 0 means the crane is never broken down. 1 means it is broken down every turbine.
landbosse.construct_duration | input |  | 9 | Total project construction time (months)
landbosse.wind_shear_exponent | input |  | 0.2 | Wind shear exponent
landbosse.turbine_rating_MW | input | MW | 5 | Turbine rating MW
landbosse.fuel_cost_usd_per_gal | input |  | 1.5 | Fuel cost USD/gal
landbosse.breakpoint_between_base_and_topping_percent | input |  | 0.8 | Breakpoint between base and topping (percent)
landbosse.turbine_spacing_rotor_diameters | input |  | 7 | Turbine spacing (times rotor diameter)
landbosse.depth | input | m | 2.36 | Foundation depth m
landbosse.bearing_pressure_n_m2 | input |  | 191521 | Bearing Pressure (n/m2)
landbosse.road_length_adder_m | input | m | 5000 | Road length adder (m)
landbosse.fraction_new_roads | input |  | 0.33 | Percent of roads that will be constructed (0.0 - 1.0)
landbosse.road_quality | input |  | 0.6 | Road Quality (0-1)
landbosse.line_frequency_hz | input | Hz | 60 | Line Frequency (Hz)
landbosse.row_spacing_rotor_diameters | input |  | 7 | Row spacing (times rotor diameter)
landbosse.trench_len_to_substation_km | input | km | 50 | Combined Homerun Trench Length to Substation (km)
landbosse.distance_to_interconnect_mi | input | mi | 4.971 | Distance to interconnect (miles)
landbosse.interconnect_voltage_kV | input | kV | 130 | Interconnect Voltage (kV)
landbosse.critical_speed_non_erection_wind_delays_m_per_s | input | m/s | 15 | Non-Erection Wind Delay Critical Speed (m/s)
landbosse.critical_height_non_erection_wind_delays_m | input | m | 10 | Non-Erection Wind Delay Critical Height (m)
landbosse.road_width_ft | input | ft | 20 | Road width (ft)
landbosse.road_thickness | input |  | 8 | Road thickness (in)
landbosse.crane_width | input | m | 12.2 | Crane width (m)
landbosse.overtime_multiplier | input |  | 1.4 | Overtime multiplier
landbosse.markup_contingency | input |  | 0.03 | Markup contingency
landbosse.markup_warranty_management | input |  | 0.0002 | Markup warranty management
landbosse.markup_sales_and_use_tax | input |  | 0 | Markup sales and use tax
landbosse.markup_overhead | input |  | 0.05 | Markup overhead
landbosse.markup_profit_margin | input |  | 0.05 | Markup profit margin
landbosse.Mass tonne | input | t | 1
landbosse.development_labor_cost_usd | input | USD | 1000000 | The cost of labor in the development phase
landbosse.labor_cost_multiplier | input |  | 1 | Labor cost multiplier
landbosse.commissioning_cost_kW | input | USD/kW | 44 | Commissioning cost.
landbosse.decommissioning_cost_kW | input | USD/kW | 58 | Decommissioning cost.
landbosse.road_distributed_winnd | input | n/a | FALSE
landbosse.num_turbines | input | n/a | 120 | Number of turbines in project
landbosse.number_of_blades | input | n/a | 3 | Number of blades on the rotor
landbosse.user_defined_home_run_trench | input | n/a | 0 | Flag for user-defined home run trench length (0 = no; 1 = yes)
landbosse.allow_same_flag | input | n/a | FALSE | Allow same crane for base and topping (True or False)
landbosse.hour_day | input | n/a | {'long': 24, 'normal': 10} | Dictionary of normal and long hours for construction in a day in the form of {'long': 24, 'normal': 10}
landbosse.time_construct | input | n/a | normal | One of the keys in the hour_day dictionary to specify how many hours per day construction happens.
landbosse.user_defined_distance_to_grid_connection | input | n/a | FALSE | Flag for user-defined home run trench length (True or False)
landbosse.rate_of_deliveries | input | n/a | 10 | Rate of deliveries (turbines per week)
landbosse.new_switchyard | input | n/a | TRUE | New Switchyard (True or False)
landbosse.num_hwy_permits | input | n/a | 10 | Number of highway permits
landbosse.num_access_roads | input | n/a | 2 | Number of access roads
landbosse.site_facility_building_area_df | input | n/a | Size Min (MW) Size Max (MW) Building area (sq. ft.) 0 0 200 3000 1 200 500 5000 2 500 800 7000 3 800 1000 9000 4 1000 5000 12000 | site_facility_building_area DataFrame
landbosse.components | input | n/a | Component Mass tonne Lift height m Surface area sq m Coeff drag ... Cycle time installation hrs Offload hook height m Offload cycle time hrs Multplier drag rotor Multiplier tower drag 0 Nacelle GE 1.5SLE 50.0 90 33.00 0.8 ... 1.5 6 0.5 1.000000 0 1 Hub 15.4 90 11.30 1.1 ... 1.0 6 0.5 0.000000 0 2 Blade 1 5.2 90 33.44 0.1 ... 1.0 6 0.5 0.666667 0 3 Blade 2 5.2 90 33.44 0.1 ... 1.0 6 0.5 0.666667 0 4 Blade 3 5.2 90 33.44 0.1 ... 1.0 6 0.5 0.666667 0 5 Tower section 1 59.8 30 95.89 0.6 ... 1.0 6 0.5 0.000000 1 6 Tower section 2 39.3 60 96.25 0.6 ... 1.0 6 0.5 0.000000 1 7 Tower section 3 30.9 90 90.00 0.6 ... 1.0 6 0.5 0.000000 1 [8 rows x 13 columns] | Dataframe of components for tower, blade, nacelle
landbosse.crane_specs | input | n/a | Equipment name Crane name Boom system Crane capacity tonne Speed of travel km per hr ... Hub height m Max capacity tonne Radius m Hook Height m Mobilization cost USD 0 Offload crane LB 75 Hydraulic 75 40 ... 12.5 38 5.4 12.5 8040 1 Offload crane Big LB 2580 Big Hydraulic 500 40 ... 48.0 500 11.0 48.0 406100 2 Offload crane LB 258 Hydraulic 200 40 ... 48.0 63 11.0 48.0 40610 3 Crawler crane M999 22EL 275 2 ... 57.0 67 14.0 57.0 68709 4 Crawler crane LR1500 SL3F 500 2 ... 80.0 102 16.0 94.0 184398 5 Crawler crane LR1500 SL3F 500 2 ... 85.0 95 16.0 100.0 184398 6 Crawler crane LR1500 SL3F 500 2 ... 90.0 87 16.0 106.0 184398 7 Crawler crane LR1500 SL3F 500 2 ... 100.0 77 18.0 112.0 184398 8 Crawler crane LR1500 SL4DFB + Derrick 500 2 ... 80.0 112 16.0 94.0 184398 9 Crawler crane LR1500 SL4DFB + Derrick 500 2 ... 90.0 105 16.0 100.0 184398 10 Crawler crane LR1500 SL4DFB + Derrick 500 2 ... 100.0 90 16.0 112.0 184398 11 Crawler crane LR1500 SL4DFB + Derrick 500 2 ... 120.0 74 18.0 130.0 184398 12 Crawler crane LR1500 SL4DFB + Derrick 500 2 ... 130.0 60 20.0 142.0 184398 13 Crawler crane LR1600/2 SL8F3 600 2 ... 80.0 137 18.0 93.0 249177 14 Crawler crane LR1600/2 SL8F3 600 2 ... 100.0 118 18.0 114.0 249177 15 Crawler crane LR1600/2 SL3F 600 2 ... 105.0 93 18.0 117.0 249177 16 Crawler crane LR1600/2 HSL4DF + Derrick boom 600 2 ... 120.0 87 20.0 135.0 249177 17 Crawler crane LR1600/2 SL13DFB + Derrick 600 2 ... 135.0 96 20.0 147.0 249177 18 Crawler crane LR1600/2 SL13DFB + Derrick 600 2 ... 140.0 87 24.0 152.0 249177 19 Crawler crane LR1600/2 SL13DFB2 + Derrick 600 2 ... 150.0 71 24.0 164.0 249177 20 Crawler crane LR1750/2 HSL8HS 750 2 ... 80.0 111 18.0 101.0 360193 21 Crawler crane LR1500/2 HSL8HS 750 2 ... 95.0 110 18.0 109.0 360193 22 Crawler crane LR1750/2 HSL7DHS 750 2 ... 120.0 108 18.0 136.0 360193 23 Crawler crane LR1750/2 HSL7DHS 750 2 ... 130.0 98 18.0 147.0 360193 24 Crawler crane LR1500/2 HSL7DHS 750 2 ... 140.0 89 22.0 152.0 360193 25 Crawler crane LR1750/2 SX3D4F2B Derrick (walk) 750 2 ... 140.0 141 28.0 154.0 360193 26 Crawler crane LR1750/2 SX3D4F2B Derrick (walk) 750 2 ... 150.0 118 28.0 165.0 360193 27 Crawler crane LR11000 SL3F 1000 1 ... 100.0 179 18.0 114.0 579224 28 Crawler crane LR11000 SL3F 1000 1 ... 110.0 152 18.0 120.0 1000000 29 Crawler crane LR11000 SL2DFB 1000 1 ... 120.0 179 20.0 132.0 1000000 30 Crawler crane LR11000 SL2DFB 1000 1 ... 140.0 133 18.0 136.0 1000000 31 Crawler crane LR11000 SL2DFB 1000 1 ... 150.0 154 18.0 147.0 1000000 32 Crawler crane LR11000 SL2DFB 1000 1 ... 155.0 140 22.0 152.0 1000000 33 Crawler crane LR11000 SL2DFB 1000 1 ... 160.0 120 26.0 174.0 1000000 34 Crawler crane LR11000 SL2DFB 1000 1 ... 180.0 73 22.0 192.0 1000000 35 Crawler crane LR11000 SL2DFB 1000 1 ... 185.0 54 34.0 198.0 1000000 36 Crawler crane LR11000 PDW3B Derrick 1000 1 ... 130.0 227 28.0 147.0 1000000 37 Crawler crane LR11000 PDW3B2 Derrick 1000 1 ... 165.0 142 26.0 174.0 1000000 38 Crawler crane Big LR110000 Big PDW3B2 Derrick 100000 1 ... 250.0 1000 50.0 300.0 1400000 [39 rows x 16 columns] | Dataframe of specifications of cranes
landbosse.weather_window | input | n/a | Date UTC Temp C Pressure atm Direction deg Speed m per s Date Month Day Hour Time window Season 0 2012-01-01 12:00:00+00:00 2.444 0.952053 185.0 8.681 2012-01-01 05:00:00-07:00 1 1 5 long winter 1 2012-01-01 13:00:00+00:00 1.655 0.952275 270.0 7.234 2012-01-01 06:00:00-07:00 1 1 6 long winter 2 2012-01-01 14:00:00+00:00 2.512 0.952485 322.0 12.898 2012-01-01 07:00:00-07:00 1 1 7 long winter 3 2012-01-01 15:00:00+00:00 2.589 0.953325 321.0 14.795 2012-01-01 08:00:00-07:00 1 1 8 normal winter 4 2012-01-01 16:00:00+00:00 1.534 0.954406 323.0 15.076 2012-01-01 09:00:00-07:00 1 1 9 normal winter ... ... ... ... ... ... ... ... ... ... ... ... 8779 2013-01-01 07:00:00+00:00 -8.496 0.970703 346.0 6.550 2013-01-01 00:00:00-07:00 1 1 0 long winter 8780 2013-01-01 08:00:00+00:00 -8.584 0.970879 348.0 6.387 2013-01-01 01:00:00-07:00 1 1 1 long winter 8781 2013-01-01 09:00:00+00:00 -9.121 0.970915 351.0 6.617 2013-01-01 02:00:00-07:00 1 1 2 long winter 8782 2013-01-01 10:00:00+00:00 -9.941 0.970998 351.0 7.304 2013-01-01 03:00:00-07:00 1 1 3 long winter 8783 2013-01-01 11:00:00+00:00 -10.568 0.971338 351.0 7.864 2013-01-01 04:00:00-07:00 1 1 4 long winter [8784 rows x 11 columns] | Dataframe of wind toolkit data
landbosse.crew | input | n/a | Crew type ID Operation Crew name Labor type ID Number of workers 0 M0 Management Management - project size Project manager 1 1 M0 Management Management - project size Site manager 1 2 M0 Management Management - project size Construction manager 1 3 M0 Management Management - project size Project engineer 1 4 M0 Management Management - project size Safety or qc manager 1 .. ... ... ... ... ... 74 C4 Base Top 1000t Rigger foreman 1 75 C0 Base Offload can tower Crane operator 2 76 C0 Base Offload can tower Oiler 2 77 C0 Base Offload can tower Iron worker 3 78 C0 Base Offload can tower Rigger foreman 1 [79 rows x 5 columns] | Dataframe of crew configurations
landbosse.crew_price | input | n/a | Labor type ID Hourly rate USD per hour Per diem USD per day Notes/References 0 Crane operator 81.910500 149 2017 National Construction Estimator: Page 30... 1 Oiler 61.625000 149 (35% burden) https://www.ziprecruiter.com/Sala... 2 Rigger 85.840000 149 2017 National Construction Estimator: Page 30... 3 Truck driver 66.410000 149 2017 National Construction Estimator: Page 30... 4 Iron worker 94.554500 149 2017 National Construction Estimator: Page 30... 5 Project manager 119.000000 149 (50% burden) https://www.salary.com/tools/sala... 6 Site manager 112.200000 149 (50% burden) https://www.salary.com/tools/sala... 7 Construction manager 112.200000 149 (50% burden) https://www.salary.com/tools/sala... 8 Project engineer 93.500000 149 (50% burden) https://www.salary.com/tools/sala... 9 Safety or qc manager 106.117647 149 (70% burden) https://www.salary.com/tools/sala... 10 Logistics manager 99.900000 149 (50 % burden) https://www.salary.com/research/... 11 Rigger foreman 85.840000 149 2017 National Construction Estimator: Page 30... 12 Rigger 85.840000 149 2017 National Construction Estimator: Page 30... 13 Operator 81.910500 149 2017 National Construction Estimator: Page 30... 14 Oiler 71.145000 149 (35% burden) https://www.ziprecruiter.com/Sala... 15 Electrician 85.840000 149 2017 National Construction Estimator: Page 30... 16 Tool room 85.840000 149 2017 National Construction Estimator: Page 30... 17 QC/QA tech 87.125000 149 (50% burden for QC/QC Manager) https://www.zip... 18 Office admin 44.562500 149 (35% burden) https://www.salary.com/tools/sala... 19 RSMeans NaN 149 NaN | Dataframe of costs per hour for each type of worker.
landbosse.equip | input | n/a | Equipment ID Operation Equipment name Crane capacity tonne Number of equipment 0 E1 Base Crawler crane 500 1 1 E1 Base Truck crane 50 1 2 E1 Top Crawler crane 500 1 3 E1 Top Truck crane 50 2 4 E2 Top Crawler crane 600 1 5 E2 Top Truck crane 50 2 6 E2 Top RT 100 2 7 E3 Top Crawler crane 750 1 8 E3 Top RT 100 2 9 E4 Top Crawler crane 1000 1 10 E4 Top RT 100 2 11 ST1 Top Mobile crane 200 1 12 ST1 Top RT 100 2 13 OL1 Offload Offload crane 75 2 14 OL2 Offload Offload crane 200 2 15 B1 Base Crawler crane 275 1 16 B1 Base Truck crane 50 1 17 E2 Base Crawler crane 600 1 18 E2 Base Truck crane 50 2 19 E2 Base RT 100 2 20 E3 Base Crawler crane 750 1 21 E3 Base RT 100 2 22 E4 Base Crawler crane 1000 1 23 E4 Base RT 100 2 24 ST1 Base Mobile crane 200 1 25 ST1 Base RT 100 2 26 OL2 Base Offload crane 200 2 | Collections of equipment to perform erection operations.
landbosse.equip_price | input | n/a | Equipment name Crane capacity tonne Equipment price USD per hour Cost USD per breakdown Fuel consumption gal per day 0 Mobile crane 75 35 NaN 44.0 1 Mobile crane 200 149 NaN 64.0 2 Crawler crane 275 217 37674.0 76.0 3 Crawler crane 250 194 30534.0 72.0 4 Crawler crane 400 330 73375.0 97.0 5 Crawler crane 500 420 101936.0 113.0 6 Crawler crane 600 511 130497.0 130.0 7 Crawler crane 750 647 173339.0 154.0 8 Crawler crane 1000 873 244741.0 195.0 9 Crawler crane 1350 1190 344705.0 252.0 10 Truck crane 50 13 NaN NaN 11 RT 100 58 NaN NaN 12 Offload crane 75 35 NaN 44.0 13 Offload crane 200 149 NaN 64.0 | Prices for various type of equipment.
landbosse.rsmeans | input | n/a | Operation ID Type of cost ... Additional Notes Source 0 Concrete placement Equipment rental ... NaN Source 2017 National Construction Estimator: ... 1 Rebar installation Equipment rental ... NaN Source: 2017 National Construction Estimator: ... 2 Survey Equipment rental ... NaN NaN 3 Clear and grub Equipment rental ... NaN NaN 4 Topsoil stripping and stockpiling Equipment rental ... 460 HP D-9 dozer with “U”- blade 2017 National Construction Estimator: Page 599 5 Stormwater pollution prevention Equipment rental ... NaN NaN 6 Culverts Equipment rental ... NaN NaN 7 Compaction of soil (subgrade and crane path) Equipment rental ... NaN http://www.get-a-quote.net/QuoteEngine/costboo... 8 Mass material movement (cut and fill) Equipment rental ... NaN NaN 9 Placing road base (hauling) Equipment rental ... NaN NaN 10 Rough grading road base Equipment rental ... Site preparation grading based on using one cr... http://www.get-a-quote.net/QuoteEngine/costboo... 11 Compacting road base Equipment rental ... NaN http://www.get-a-quote.net/QuoteEngine/costboo... 12 Final grading Equipment rental ... NaN NaN 13 Road maintanance Equipment rental ... NaN NaN 14 Decompaction of crane paths Equipment rental ... NaN NaN 15 Reseeding, planting, etc Equipment rental ... NaN NaN 16 Concrete placement Labor ... Ready-mix concrete for the pour strip includin... Source: 2017 National Construction Estimator: ... 17 Rebar installation Labor ... Steel reinforcing bars (rebar), ASTM A615 Grad... Source: 2017 National Construction Estimator: ... 18 Survey Labor ... NaN NaN 19 Clear and grub Labor ... NaN NaN 20 Topsoil stripping and stockpiling Labor ... Tractor operator 2017 National Construction Estimator: Page 599 21 Stormwater pollution prevention Labor ... NaN NaN 22 Culverts Labor ... NaN NaN 23 Compaction of soil (subgrade and crane path) Labor ... Laborer, tractor operator, and truck driver http://www.get-a-quote.net/QuoteEngine/costboo... 24 Mass material movement (cut and fill) Labor ... NaN NaN 25 Placing road base (hauling) Labor ... Tractor operator http://www.get-a-quote.net/QuoteEngine/costboo... 26 Rough grading road base Labor ... Laborer and tractor operator http://www.get-a-quote.net/QuoteEngine/costboo... 27 Compacting road base Labor ... Laborer, tractor operator, and truck driver http://www.get-a-quote.net/QuoteEngine/costboo... 28 Final grading Labor ... NaN NaN 29 Road maintanance Labor ... NaN NaN 30 Decompaction of crane paths Labor ... NaN NaN 31 Reseeding, planting, etc Labor ... NaN NaN 32 Excavation Equipment rental ... NaN Source: 2017 National Construction Estimator: ... 33 Excavation Labor ... NaN Source: 2017 National Construction Estimator: ... 34 Backfill Equipment rental ... NaN Source: 2017 National Construction Estimator: ... 35 Backfill Labor ... 1 truck operator Source: 2017 National Construction Estimator: ... 36 Collection Labor ... NaN Source: 2017 National Construction Estimator: ... 37 Collection Equipment ... NaN Source: 2017 National Construction Estimator: ... 38 Collection Labor ... NaN Source: 2017 National Construction Estimator: ... 39 Collection Equipment ... NaN Source: 2017 National Construction Estimator: ... 40 Collection Labor ... NaN Source: 2017 National Construction Estimator: ... 41 Collection Equipment ... NaN Source: 2017 National Construction Estimator: ... [42 rows x 12 columns] | RSMeans price data
landbosse.cable_specs | input | n/a | Array Cable Conductor Size (mm2) Current Capacity (A) Rated Voltage (V) AC Resistance (Ohms/km) Inductance (mH/km) Capacitance (nF/km) Cost (USD/LF) Notes 0 AWG 1/0 120 300 36 0.2530 0.398 0.179 6 2017 National Construction Estimator: Page 55... 1 AWG 4/0 240 440 36 0.1250 0.359 0.223 9 2017 National Construction Estimator: Page 55... 2 MCM 500 500 640 36 0.0605 0.317 0.293 13 2017 National Construction Estimator: Page 55... 3 MCM1000 800 830 36 0.0367 0.291 0.375 16 (curve fitted) 2017 National Construction Esti... 4 MCM1250 1000 935 36 0.0291 0.284 0.411 17 (curve fitted) 2017 National Construction Esti... | cable specs for collection system
landbosse.material_price | input | n/a | Material type ID Material price USD per unit Unit Notes 0 unique identifier for the material price of material per unit unit of measure used for cost NaN 1 Concrete 3000 psi 117 cubic yard http://gsiconcrete.com/pricing/ 2 Concrete 5000 psi 140 cubic yard http://gsiconcrete.com/pricing/ 3 Concrete 8000 psi 130 cubic yard Curve fit http://gsiconcrete.com/pricing/ 4 Steel - rebar 1120 ton (short) https://www.steelsupplylp.com/sku/102775?gclid... 5 Road base - 3/4 inch crushed stone 15 Loose cubic yard https://homeguide.com/costs/gravel-prices#yard 6 Excavated dirt 0 cubic yard NaN 7 Backfill 0 cubic yard NaN | Prices of materials for foundations and roads
landbosse.project_data | input | n/a | {'components': Component Mass tonne Lift height m Surface area sq m Coeff drag ... Offload hook height m Offload cycle time hrs Multplier drag rotor Multiplier tower drag Operation 0 Nacelle 189.974398 140.0 33.000000 0.8 ... 6 0.5 1.000000 0 Top 1 Hub 35.911969 140.0 11.300000 1.1 ... 6 0.5 0.000000 0 Top 2 Blade 1 50.153394 140.0 151.291775 0.1 ... 6 0.5 0.666667 0 Top 2 Blade 2 50.153394 140.0 151.291775 0.1 ... 6 0.5 0.666667 0 Top 2 Blade 3 50.153394 140.0 151.291775 0.1 ... 6 0.5 0.666667 0 Top 5 Tower 1 79.144596 14.0 74.330082 0.6 ... 6 0.5 0.000000 1 Base 5 Tower 2 79.144596 28.0 74.330082 0.6 ... 6 0.5 0.000000 1 Base 5 Tower 3 79.144596 42.0 74.330082 0.6 ... 6 0.5 0.000000 1 Base 5 Tower 4 79.144596 56.0 74.330082 0.6 ... 6 0.5 0.000000 1 Base 5 Tower 5 79.144596 70.0 74.330082 0.6 ... 6 0.5 0.000000 1 Base 5 Tower 6 79.144596 84.0 74.330082 0.6 ... 6 0.5 0.000000 1 Base 5 Tower 7 79.144596 98.0 74.330082 0.6 ... 6 0.5 0.000000 1 Base 5 Tower 8 79.144596 112.0 74.330082 0.6 ... 6 0.5 0.000000 1 Base 5 Tower 9 79.144596 126.0 74.330082 0.6 ... 6 0.5 0.000000 1 Top 5 Tower 10 79.144596 140.0 74.330082 0.6 ... 6 0.5 0.000000 1 Top [15 rows x 14 columns], 'cable_specs': Array Cable Conductor Size (mm2) Current Capacity (A) Rated Voltage (V) AC Resistance (Ohms/km) Inductance (mH/km) Capacitance (nF/km) Cost (USD/LF) Notes 0 AWG 1/0 120 300 36 0.2530 0.398 0.179 6 2017 National Construction Estimator: Page 55... 1 AWG 4/0 240 440 36 0.1250 0.359 0.223 9 2017 National Construction Estimator: Page 55... 2 MCM 500 500 640 36 0.0605 0.317 0.293 13 2017 National Construction Estimator: Page 55... 3 MCM1000 800 830 36 0.0367 0.291 0.375 16 (curve fitted) 2017 National Construction Esti... 4 MCM1250 1000 935 36 0.0291 0.284 0.411 17 (curve fitted) 2017 National Construction Esti..., 'equip': Equipment ID Operation Equipment name Crane capacity tonne Number of equipment 0 E1 Base Crawler crane 500 1 1 E1 Base Truck crane 50 1 2 E1 Top Crawler crane 500 1 3 E1 Top Truck crane 50 2 4 E2 Top Crawler crane 600 1 5 E2 Top Truck crane 50 2 6 E2 Top RT 100 2 7 E3 Top Crawler crane 750 1 8 E3 Top RT 100 2 9 E4 Top Crawler crane 1000 1 10 E4 Top RT 100 2 11 ST1 Top Mobile crane 200 1 12 ST1 Top RT 100 2 13 OL1 Offload Offload crane 75 2 14 OL2 Offload Offload crane 200 2 15 B1 Base Crawler crane 275 1 16 B1 Base Truck crane 50 1 17 E2 Base Crawler crane 600 1 18 E2 Base Truck crane 50 2 19 E2 Base RT 100 2 20 E3 Base Crawler crane 750 1 21 E3 Base RT 100 2 22 E4 Base Crawler crane 1000 1 23 E4 Base RT 100 2 24 ST1 Base Mobile crane 200 1 25 ST1 Base RT 100 2 26 OL2 Base Offload crane 200 2, 'crane_specs': Equipment name Crane name Boom system Crane capacity tonne Speed of travel km per hr ... Hub height m Max capacity tonne Radius m Hook Height m Mobilization cost USD 0 Offload crane LB 75 Hydraulic 75 40 ... 12.5 38 5.4 12.5 8040 1 Offload crane Big LB 2580 Big Hydraulic 500 40 ... 48.0 500 11.0 48.0 406100 2 Offload crane LB 258 Hydraulic 200 40 ... 48.0 63 11.0 48.0 40610 3 Crawler crane M999 22EL 275 2 ... 57.0 67 14.0 57.0 68709 4 Crawler crane LR1500 SL3F 500 2 ... 80.0 102 16.0 94.0 184398 5 Crawler crane LR1500 SL3F 500 2 ... 85.0 95 16.0 100.0 184398 6 Crawler crane LR1500 SL3F 500 2 ... 90.0 87 16.0 106.0 184398 7 Crawler crane LR1500 SL3F 500 2 ... 100.0 77 18.0 112.0 184398 8 Crawler crane LR1500 SL4DFB + Derrick 500 2 ... 80.0 112 16.0 94.0 184398 9 Crawler crane LR1500 SL4DFB + Derrick 500 2 ... 90.0 105 16.0 100.0 184398 10 Crawler crane LR1500 SL4DFB + Derrick 500 2 ... 100.0 90 16.0 112.0 184398 11 Crawler crane LR1500 SL4DFB + Derrick 500 2 ... 120.0 74 18.0 130.0 184398 12 Crawler crane LR1500 SL4DFB + Derrick 500 2 ... 130.0 60 20.0 142.0 184398 13 Crawler crane LR1600/2 SL8F3 600 2 ... 80.0 137 18.0 93.0 249177 14 Crawler crane LR1600/2 SL8F3 600 2 ... 100.0 118 18.0 114.0 249177 15 Crawler crane LR1600/2 SL3F 600 2 ... 105.0 93 18.0 117.0 249177 16 Crawler crane LR1600/2 HSL4DF + Derrick boom 600 2 ... 120.0 87 20.0 135.0 249177 17 Crawler crane LR1600/2 SL13DFB + Derrick 600 2 ... 135.0 96 20.0 147.0 249177 18 Crawler crane LR1600/2 SL13DFB + Derrick 600 2 ... 140.0 87 24.0 152.0 249177 19 Crawler crane LR1600/2 SL13DFB2 + Derrick 600 2 ... 150.0 71 24.0 164.0 249177 20 Crawler crane LR1750/2 HSL8HS 750 2 ... 80.0 111 18.0 101.0 360193 21 Crawler crane LR1500/2 HSL8HS 750 2 ... 95.0 110 18.0 109.0 360193 22 Crawler crane LR1750/2 HSL7DHS 750 2 ... 120.0 108 18.0 136.0 360193 23 Crawler crane LR1750/2 HSL7DHS 750 2 ... 130.0 98 18.0 147.0 360193 24 Crawler crane LR1500/2 HSL7DHS 750 2 ... 140.0 89 22.0 152.0 360193 25 Crawler crane LR1750/2 SX3D4F2B Derrick (walk) 750 2 ... 140.0 141 28.0 154.0 360193 26 Crawler crane LR1750/2 SX3D4F2B Derrick (walk) 750 2 ... 150.0 118 28.0 165.0 360193 27 Crawler crane LR11000 SL3F 1000 1 ... 100.0 179 18.0 114.0 579224 28 Crawler crane LR11000 SL3F 1000 1 ... 110.0 152 18.0 120.0 1000000 29 Crawler crane LR11000 SL2DFB 1000 1 ... 120.0 179 20.0 132.0 1000000 30 Crawler crane LR11000 SL2DFB 1000 1 ... 140.0 133 18.0 136.0 1000000 31 Crawler crane LR11000 SL2DFB 1000 1 ... 150.0 154 18.0 147.0 1000000 32 Crawler crane LR11000 SL2DFB 1000 1 ... 155.0 140 22.0 152.0 1000000 33 Crawler crane LR11000 SL2DFB 1000 1 ... 160.0 120 26.0 174.0 1000000 34 Crawler crane LR11000 SL2DFB 1000 1 ... 180.0 73 22.0 192.0 1000000 35 Crawler crane LR11000 SL2DFB 1000 1 ... 185.0 54 34.0 198.0 1000000 36 Crawler crane LR11000 PDW3B Derrick 1000 1 ... 130.0 227 28.0 147.0 1000000 37 Crawler crane LR11000 PDW3B2 Derrick 1000 1 ... 165.0 142 26.0 174.0 1000000 38 Crawler crane Big LR110000 Big PDW3B2 Derrick 100000 1 ... 250.0 1000 50.0 300.0 1400000 [39 rows x 16 columns], 'development': Type of cost Cost USD Phase of construction 0 Equipment rental 0 Development 1 Labor 1000000 Development 2 Materials 0 Development 3 Mobilization 0 Development 4 Other 0 Development, 'crew_price': Labor type ID Hourly rate USD per hour Per diem USD per day Notes/References 0 Crane operator 81.910500 149 2017 National Construction Estimator: Page 30... 1 Oiler 61.625000 149 (35% burden) https://www.ziprecruiter.com/Sala... 2 Rigger 85.840000 149 2017 National Construction Estimator: Page 30... 3 Truck driver 66.410000 149 2017 National Construction Estimator: Page 30... 4 Iron worker 94.554500 149 2017 National Construction Estimator: Page 30... 5 Project manager 119.000000 149 (50% burden) https://www.salary.com/tools/sala... 6 Site manager 112.200000 149 (50% burden) https://www.salary.com/tools/sala... 7 Construction manager 112.200000 149 (50% burden) https://www.salary.com/tools/sala... 8 Project engineer 93.500000 149 (50% burden) https://www.salary.com/tools/sala... 9 Safety or qc manager 106.117647 149 (70% burden) https://www.salary.com/tools/sala... 10 Logistics manager 99.900000 149 (50 % burden) https://www.salary.com/research/... 11 Rigger foreman 85.840000 149 2017 National Construction Estimator: Page 30... 12 Rigger 85.840000 149 2017 National Construction Estimator: Page 30... 13 Operator 81.910500 149 2017 National Construction Estimator: Page 30... 14 Oiler 71.145000 149 (35% burden) https://www.ziprecruiter.com/Sala... 15 Electrician 85.840000 149 2017 National Construction Estimator: Page 30... 16 Tool room 85.840000 149 2017 National Construction Estimator: Page 30... 17 QC/QA tech 87.125000 149 (50% burden for QC/QC Manager) https://www.zip... 18 Office admin 44.562500 149 (35% burden) https://www.salary.com/tools/sala... 19 RSMeans NaN 149 NaN, 'crew': Crew type ID Operation Crew name Labor type ID Number of workers 0 M0 Management Management - project size Project manager 1 1 M0 Management Management - project size Site manager 1 2 M0 Management Management - project size Construction manager 1 3 M0 Management Management - project size Project engineer 1 4 M0 Management Management - project size Safety or qc manager 1 .. ... ... ... ... ... 74 C4 Base Top 1000t Rigger foreman 1 75 C0 Base Offload can tower Crane operator 2 76 C0 Base Offload can tower Oiler 2 77 C0 Base Offload can tower Iron worker 3 78 C0 Base Offload can tower Rigger foreman 1 [79 rows x 5 columns], 'equip_price': Equipment name Crane capacity tonne Equipment price USD per hour Cost USD per breakdown Fuel consumption gal per day 0 Mobile crane 75 35 NaN 44.0 1 Mobile crane 200 149 NaN 64.0 2 Crawler crane 275 217 37674.0 76.0 3 Crawler crane 250 194 30534.0 72.0 4 Crawler crane 400 330 73375.0 97.0 5 Crawler crane 500 420 101936.0 113.0 6 Crawler crane 600 511 130497.0 130.0 7 Crawler crane 750 647 173339.0 154.0 8 Crawler crane 1000 873 244741.0 195.0 9 Crawler crane 1350 1190 344705.0 252.0 10 Truck crane 50 13 NaN NaN 11 RT 100 58 NaN NaN 12 Offload crane 75 35 NaN 44.0 13 Offload crane 200 149 NaN 64.0, 'material_price': Material type ID Material price USD per unit Unit Notes 0 unique identifier for the material price of material per unit unit of measure used for cost NaN 1 Concrete 3000 psi 117 cubic yard http://gsiconcrete.com/pricing/ 2 Concrete 5000 psi 140 cubic yard http://gsiconcrete.com/pricing/ 3 Concrete 8000 psi 130 cubic yard Curve fit http://gsiconcrete.com/pricing/ 4 Steel - rebar 1120 ton (short) https://www.steelsupplylp.com/sku/102775?gclid... 5 Road base - 3/4 inch crushed stone 15 Loose cubic yard https://homeguide.com/costs/gravel-prices#yard 6 Excavated dirt 0 cubic yard NaN 7 Backfill 0 cubic yard NaN, 'rsmeans': Operation ID Type of cost ... Additional Notes Source 0 Concrete placement Equipment rental ... NaN Source 2017 National Construction Estimator: ... 1 Rebar installation Equipment rental ... NaN Source: 2017 National Construction Estimator: ... 2 Survey Equipment rental ... NaN NaN 3 Clear and grub Equipment rental ... NaN NaN 4 Topsoil stripping and stockpiling Equipment rental ... 460 HP D-9 dozer with “U”- blade 2017 National Construction Estimator: Page 599 5 Stormwater pollution prevention Equipment rental ... NaN NaN 6 Culverts Equipment rental ... NaN NaN 7 Compaction of soil (subgrade and crane path) Equipment rental ... NaN http://www.get-a-quote.net/QuoteEngine/costboo... 8 Mass material movement (cut and fill) Equipment rental ... NaN NaN 9 Placing road base (hauling) Equipment rental ... NaN NaN 10 Rough grading road base Equipment rental ... Site preparation grading based on using one cr... http://www.get-a-quote.net/QuoteEngine/costboo... 11 Compacting road base Equipment rental ... NaN http://www.get-a-quote.net/QuoteEngine/costboo... 12 Final grading Equipment rental ... NaN NaN 13 Road maintanance Equipment rental ... NaN NaN 14 Decompaction of crane paths Equipment rental ... NaN NaN 15 Reseeding, planting, etc Equipment rental ... NaN NaN 16 Concrete placement Labor ... Ready-mix concrete for the pour strip includin... Source: 2017 National Construction Estimator: ... 17 Rebar installation Labor ... Steel reinforcing bars (rebar), ASTM A615 Grad... Source: 2017 National Construction Estimator: ... 18 Survey Labor ... NaN NaN 19 Clear and grub Labor ... NaN NaN 20 Topsoil stripping and stockpiling Labor ... Tractor operator 2017 National Construction Estimator: Page 599 21 Stormwater pollution prevention Labor ... NaN NaN 22 Culverts Labor ... NaN NaN 23 Compaction of soil (subgrade and crane path) Labor ... Laborer, tractor operator, and truck driver http://www.get-a-quote.net/QuoteEngine/costboo... 24 Mass material movement (cut and fill) Labor ... NaN NaN 25 Placing road base (hauling) Labor ... Tractor operator http://www.get-a-quote.net/QuoteEngine/costboo... 26 Rough grading road base Labor ... Laborer and tractor operator http://www.get-a-quote.net/QuoteEngine/costboo... 27 Compacting road base Labor ... Laborer, tractor operator, and truck driver http://www.get-a-quote.net/QuoteEngine/costboo... 28 Final grading Labor ... NaN NaN 29 Road maintanance Labor ... NaN NaN 30 Decompaction of crane paths Labor ... NaN NaN 31 Reseeding, planting, etc Labor ... NaN NaN 32 Excavation Equipment rental ... NaN Source: 2017 National Construction Estimator: ... 33 Excavation Labor ... NaN Source: 2017 National Construction Estimator: ... 34 Backfill Equipment rental ... NaN Source: 2017 National Construction Estimator: ... 35 Backfill Labor ... 1 truck operator Source: 2017 National Construction Estimator: ... 36 Collection Labor ... NaN Source: 2017 National Construction Estimator: ... 37 Collection Equipment ... NaN Source: 2017 National Construction Estimator: ... 38 Collection Labor ... NaN Source: 2017 National Construction Estimator: ... 39 Collection Equipment ... NaN Source: 2017 National Construction Estimator: ... 40 Collection Labor ... NaN Source: 2017 National Construction Estimator: ... 41 Collection Equipment ... NaN Source: 2017 National Construction Estimator: ... [42 rows x 12 columns], 'site_facility_building_area': Size Min (MW) Size Max (MW) Building area (sq. ft.) 0 0 200 3000 1 200 500 5000 2 500 800 7000 3 800 1000 9000 4 1000 5000 12000, 'weather_window': Unnamed: 0 71444 city?? Iowa United States 2012 42.141941 -93.429169 Not Available 1 8760 0 NaT WTK data from NREL downloaded 2018-1-25 NaN NaN NaN NaN NaN NaN NaN NaN NaN 1 NaT Temperature Pressure Direction Speed NaN NaN NaN NaN NaN NaN 2 NaT C atm Degrees m/s NaN NaN NaN NaN NaN NaN 3 NaT 100 100 100 100 NaN NaN NaN NaN NaN NaN 4 2012-01-01 12:00:00 2.444 0.952053 185 8.681 NaN NaN NaN NaN NaN NaN ... ... ... ... ... ... ... ... ... ... .. ... 8783 2013-01-01 07:00:00 -8.496 0.970703 346 6.55 NaN NaN NaN NaN NaN NaN 8784 2013-01-01 08:00:00 -8.584 0.970879 348 6.387 NaN NaN NaN NaN NaN NaN 8785 2013-01-01 09:00:00 -9.121 0.970915 351 6.617 NaN NaN NaN NaN NaN NaN 8786 2013-01-01 10:00:00 -9.941 0.970998 351 7.304 NaN NaN NaN NaN NaN NaN 8787 2013-01-01 11:00:00 -10.568 0.971338 351 7.864 NaN NaN NaN NaN NaN NaN [8788 rows x 11 columns]} | Dictionary of all dataframes of data
outputs_2_screen.My_std | input | N*m | 0
outputs_2_screen.flp1_std | input | deg | 0
outputs_2_screen.PC_omega | input | rad/s | 0
outputs_2_screen.PC_zeta | input |  | 0
outputs_2_screen.VS_omega | input | rad/s | 0
outputs_2_screen.VS_zeta | input |  | 0
outputs_2_screen.Flp_omega | input | rad/s | 0
outputs_2_screen.Flp_zeta | input |  | 0
tcc.bearing_mass_cost_coeff | input | USD/kg | 4.5
tcc.bedplate_mass_cost_coeff | input | USD/kg | 2.9
tcc.blade_mass_cost_coeff | input | USD/kg | 14.6
tcc.brake_mass_cost_coeff | input | USD/kg | 3.6254
tcc.machine_rating | input | kW | 5000
tcc.controls_machine_rating_cost_coeff | input | USD/kW | 21.15
tcc.converter_mass_cost_coeff | input | USD/kg | 18.8
tcc.cover_mass_cost_coeff | input | USD/kg | 5.7
tcc.elec_connec_machine_rating_cost_coeff | input | USD/kW | 41.85
tcc.gearbox_torque_density | input | N*m/kg | 200 | In 2024, modern 5-7MW gearboxes are able to reach 200 Nm/kg
tcc.gearbox_torque_cost | input | USD/kN/m | 50 | In 2024, modern 5-7MW gearboxes cost approx $50/kNm
tcc.generator_mass_cost_coeff | input | USD/kg | 12.4
tcc.generator_cost_external | input | USD | 0
tcc.hss_mass_cost_coeff | input | USD/kg | 6.8
tcc.hub_assemblyCostMultiplier | input |  | 0
tcc.hub_overheadCostMultiplier | input |  | 0
tcc.hub_profitMultiplier | input |  | 0
tcc.hub_transportMultiplier | input |  | 0
tcc.hub_mass_cost_coeff | input | USD/kg | 3.9
tcc.hvac_mass_cost_coeff | input | USD/kg | 124
tcc.lss_mass_cost_coeff | input | USD/kg | 11.9
tcc.nacelle_assemblyCostMultiplier | input |  | 0
tcc.nacelle_overheadCostMultiplier | input |  | 0
tcc.nacelle_profitMultiplier | input |  | 0
tcc.nacelle_transportMultiplier | input |  | 0
tcc.main_bearing_number | input | n/a | 2
tcc.pitch_system_mass_cost_coeff | input | USD/kg | 22.1
tcc.platforms_mass_cost_coeff | input | USD/kg | 17.1
tcc.crane_cost | input | USD | 12000
tcc.crane | input | n/a | FALSE
tcc.blade_number | input | n/a | 3
tcc.spinner_mass_cost_coeff | input | USD/kg | 11.1
tcc.tower_assemblyCostMultiplier | input |  | 0
tcc.tower_overheadCostMultiplier | input |  | 0
tcc.tower_profitMultiplier | input |  | 0
tcc.tower_transportMultiplier | input |  | 0
tcc.tower_mass_cost_coeff | input | USD/kg | 2.9
tcc.transformer_mass_cost_coeff | input | USD/kg | 18.8
tcc.turbine_assemblyCostMultiplier | input |  | 0
tcc.turbine_overheadCostMultiplier | input |  | 0
tcc.turbine_profitMultiplier | input |  | 0
tcc.turbine_transportMultiplier | input |  | 0
tcc.yaw_mass_cost_coeff | input | USD/kg | 8.3
tcons.blade_number | input | n/a | 3
tcons.precone | input | deg | 2
tcons.tilt | input | deg | 4
tcons.overhang | input | m | 7
tcons.outer_diameter_full | input | m | [6.0, 6.0, 6.0, 6.0, 6.0, 6.0, 6.0, 6.0, 6.0, 5.89079213, 5.53032592]
tcons.max_allowable_td_ratio | input |  | 1.4175
tcons.rotor_orientation | input | n/a | upwind
towerse.env.distLoads.waveLoads_Px | input | N/m | [0.0, 0.0, 0.0, 0.0, 0.0, 0.0, 0.0, 0.0, 0.0, 0.0, 0.0, 0.0, 0.0, 0.0, 0.0, 0.0, 0.0, 0.0, 0.0, 0.0, 0.0, 0.0, 0.0, 0.0, 0.0, 0.0, 0.0, 0.0, 0.0, 0.0, 0.0]
towerse.env.distLoads.waveLoads_Py | input | N/m | [0.0, 0.0, 0.0, 0.0, 0.0, 0.0, 0.0, 0.0, 0.0, 0.0, 0.0, 0.0, 0.0, 0.0, 0.0, 0.0, 0.0, 0.0, 0.0, 0.0, 0.0, 0.0, 0.0, 0.0, 0.0, 0.0, 0.0, 0.0, 0.0, 0.0, 0.0]
towerse.env.distLoads.waveLoads_Pz | input | N/m | [0.0, 0.0, 0.0, 0.0, 0.0, 0.0, 0.0, 0.0, 0.0, 0.0, 0.0, 0.0, 0.0, 0.0, 0.0, 0.0, 0.0, 0.0, 0.0, 0.0, 0.0, 0.0, 0.0, 0.0, 0.0, 0.0, 0.0, 0.0, 0.0, 0.0, 0.0]
towerse.env.distLoads.waveLoads_qdyn | input | N/m**2 | [0.0, 0.0, 0.0, 0.0, 0.0, 0.0, 0.0, 0.0, 0.0, 0.0, 0.0, 0.0, 0.0, 0.0, 0.0, 0.0, 0.0, 0.0, 0.0, 0.0, 0.0, 0.0, 0.0, 0.0, 0.0, 0.0, 0.0, 0.0, 0.0, 0.0, 0.0]
towerse.env.distLoads.waveLoads_z | input | m | [0.0, 0.0, 0.0, 0.0, 0.0, 0.0, 0.0, 0.0, 0.0, 0.0, 0.0, 0.0, 0.0, 0.0, 0.0, 0.0, 0.0, 0.0, 0.0, 0.0, 0.0, 0.0, 0.0, 0.0, 0.0, 0.0, 0.0, 0.0, 0.0, 0.0, 0.0]
towerse.env.distLoads.waveLoads_beta | input | deg | 0
towerse.yaw | input | deg | 0
towerse.z0 | input | m | 0
towerse.shearExp | input |  | 0.2
towerse.beta_wind | input | deg | 0
towerse.rho_air | input | kg/m**3 | 1.225
towerse.mu_air | input | kg/m/s | 1.81e-05
towerse.cd_usr | input |  | [-1.0, -1.0, -1.0, -1.0, -1.0, -1.0, -1.0, -1.0, -1.0, -1.0, -1.0, -1.0, -1.0, -1.0, -1.0, -1.0, -1.0, -1.0, -1.0, -1.0, -1.0, -1.0, -1.0, -1.0, -1.0, -1.0, -1.0, -1.0, -1.0, -1.0, -1.0]
towerse.s_all | input |  | [0.0, 0.0, 0.0, 0.0, 0.0, 0.0, 0.0, 0.0, 0.0, 0.0, 0.0, 0.0, 0.0, 0.0, 0.0, 0.0, 0.0, 0.0, 0.0, 0.0, 0.0, 0.0, 0.0, 0.0, 0.0, 0.0, 0.0, 0.0, 0.0, 0.0, 0.0]
rotorse.ccblade.Uhub | input | m/s | 5 | Undisturbed wind speed
rotorse.tsr | input |  | 10.5 | Tip speed ratio
rotorse.pitch | input | deg | 0 | Pitch angle
rotorse.ccblade.s_opt_chord | input |  | [0.0, 0.034482758620689655, 0.06896551724137931, 0.10344827586206896, 0.13793103448275862, 0.1724137931034483, 0.20689655172413793, 0.24137931034482757, 0.27586206896551724, 0.3103448275862069, 0.3448275862068966, 0.3793103448275862, 0.41379310344827586, 0.4482758620689655, 0.48275862068965514, 0.5172413793103449, 0.5517241379310345, 0.5862068965517241, 0.6206896551724138, 0.6551724137931034, 0.6896551724137931, 0.7241379310344828, 0.7586206896551724, 0.7931034482758621, 0.8275862068965517, 0.8620689655172413, 0.896551724137931, 0.9310344827586207, 0.9655172413793103, 1.0] | 1D array of the non-dimensional spanwise grid defined along blade axis to optimize the blade chord
rotorse.ccblade.s_opt_theta | input |  | [0.0, 0.034482758620689655, 0.06896551724137931, 0.10344827586206896, 0.13793103448275862, 0.1724137931034483, 0.20689655172413793, 0.24137931034482757, 0.27586206896551724, 0.3103448275862069, 0.3448275862068966, 0.3793103448275862, 0.41379310344827586, 0.4482758620689655, 0.48275862068965514, 0.5172413793103449, 0.5517241379310345, 0.5862068965517241, 0.6206896551724138, 0.6551724137931034, 0.6896551724137931, 0.7241379310344828, 0.7586206896551724, 0.7931034482758621, 0.8275862068965517, 0.8620689655172413, 0.896551724137931, 0.9310344827586207, 0.9655172413793103, 1.0] | 1D array of the non-dimensional spanwise grid defined along blade axis to optimize the blade twist
rotorse.ccblade.aoa_op | input | rad | [3.141592653589793, 3.141592653589793, 3.141592653589793, 3.141592653589793, 3.141592653589793, 3.141592653589793, 3.141592653589793, 3.141592653589793, 3.141592653589793, 3.141592653589793, 3.141592653589793, 3.141592653589793, 3.141592653589793, 3.141592653589793, 3.141592653589793, 3.141592653589793, 3.141592653589793, 3.141592653589793, 3.141592653589793, 3.141592653589793, 3.141592653589793, 3.141592653589793, 3.141592653589793, 3.141592653589793, 3.141592653589793, 3.141592653589793, 3.141592653589793, 3.141592653589793, 3.141592653589793, 3.141592653589793] | 1D array with the operational angles of attack for the airfoils along blade span.
rotorse.airfoils_aoa | input | deg | [-180.0, -177.0, -174.0, -171.0, -168.0, -165.0, -162.0, -159.0, -156.0, -153.0, -149.99999999999997, -147.0, -144.0, -140.99999999999997, -138.0, -135.0, -131.99999999999997, -129.0, -126.0, -122.99999999999999, -119.99999999999999, -117.0, -114.0, -110.99999999999999, -108.0, -105.0, -101.99999999999999, -98.99999999999999, -96.0, -92.99999999999999, -89.99999999999999, -87.0, -83.99999999999999, -80.99999999999999, -78.0, -74.99999999999999, -71.99999999999999, -69.0, -65.99999999999999, -63.0, -59.999999999999986, -56.99999999999999, -54.0, -50.999999999999986, -47.99999999999999, -45.0, -41.999999999999986, -38.99999999999999, -36.0, -32.999999999999986, -29.999999999999996, -29.393939393939394, -28.787878787878785, -28.18181818181818, -27.575757575757574, -26.969696969696965, -26.363636363636363, -25.757575757575754, -25.15151515151515, -24.545454545454543, -23.939393939393938, -23.33333333333333, -22.727272727272727, -22.12121212121212, -21.515151515151512, -20.90909090909091, -20.3030303030303, -19.696969696969695, -19.09090909090909, -18.484848484848484, -17.878787878787875, -17.272727272727273, -16.666666666666664, -16.06060606060606, -15.454545454545455, -14.848484848484848, -14.24242424242424, -13.636363636363633, -13.03030303030303, -12.424242424242424, -11.818181818181817, -11.212121212121213, -10.606060606060606, -9.999999999999998, -9.393939393939394, -8.787878787878787, -8.18181818181818, -7.575757575757576, -6.96969696969697, -6.363636363636362, -5.757575757575755, -5.151515151515151, -4.545454545454545, -3.9393939393939377, -3.333333333333334, -2.7272727272727266, -2.1212121212121198, -1.515151515151516, -0.9090909090909121, -0.30303030303030193, 0.30303030303030193, 0.9090909090909121, 1.515151515151516, 2.1212121212121198, 2.72727272727273, 3.333333333333334, 3.9393939393939377, 4.545454545454548, 5.151515151515151, 5.757575757575755, 6.363636363636366, 6.96969696969697, 7.5757575757575735, 8.181818181818183, 8.787878787878787, 9.393939393939391, 10.000000000000002, 10.606060606060606, 11.21212121212121, 11.818181818181818, 12.424242424242424, 13.030303030303028, 13.636363636363637, 14.24242424242424, 14.848484848484844, 15.454545454545455, 16.06060606060606, 16.666666666666664, 17.272727272727273, 17.878787878787875, 18.484848484848488, 19.09090909090909, 19.696969696969695, 20.303030303030305, 20.90909090909091, 21.515151515151512, 22.12121212121212, 22.727272727272727, 23.33333333333333, 23.93939393939394, 24.545454545454543, 25.15151515151515, 25.757575757575758, 26.363636363636363, 26.969696969696965, 27.57575757575757, 28.181818181818173, 28.78787878787879, 29.393939393939394, 29.999999999999996, 32.99999999999999, 36.0, 39.0, 41.99999999999999, 45.0, 48.0, 50.99999999999999, 54.0, 57.00000000000001, 60.00000000000001, 63.0, 65.99999999999999, 69.00000000000001, 72.0, 75.0, 78.00000000000001, 81.0, 84.0, 87.00000000000001, 90.0, 92.99999999999999, 96.00000000000001, 99.0, 101.99999999999999, 105.00000000000001, 108.0, 111.00000000000001, 114.00000000000001, 117.0, 120.00000000000001, 123.00000000000001, 126.0, 129.00000000000003, 132.0, 135.0, 138.00000000000003, 141.0, 144.0, 147.0, 150.0, 153.0, 156.0, 159.0, 162.0, 165.0, 168.0, 171.0, 174.0, 177.0, 180.0] | angle of attack grid for polars
rotorse.airfoils_Re | input |  | [3000000.0, 5280000.0, 6000000.0, 9000000.0, 12000000.0] | Reynolds numbers of polars
rotorse.precone | input | deg | 2 | precone angle
rotorse.tilt | input | deg | 4 | shaft tilt
rotorse.yaw | input | deg | 0 | yaw error
rotorse.rho_air | input | kg/m**3 | 1.225 | density of air
rotorse.mu_air | input | kg/m/s | 1.81e-05 | dynamic viscosity of air
rotorse.shearExp | input |  | 0.2 | shear exponent
rotorse.nBlades | input | n/a | 3 | number of blades
rotorse.nSector | output | n/a | 4 | number of sectors to divide rotor face into in computing thrust and power
rotorse.tiploss | output | n/a | TRUE | include Prandtl tip loss model
rotorse.hubloss | output | n/a | TRUE | include Prandtl hub loss model
rotorse.wakerotation | output | n/a | TRUE | include effect of wake rotation (i.e., tangential induction factor is nonzero)
rotorse.usecd | output | n/a | TRUE | use drag coefficient in computing induction factors
rotorse.re.precomp.uptilt | input | deg | 4 | Nacelle uptilt angle. A standard machine has positive values.
rotorse.re.precomp.layer_web | input |  | [0.0, 0.0, 0.0, 0.0, 0.0, 0.0, 0.0, 0.0, 0.0, 0.0, 0.0, 0.0, 0.0, 0.0, 1.0, 1.0, 1.0, 2.0, 2.0, 2.0] | 1D array of the web id the layer is associated to. If the layer is on the outer profile, this entry can simply stay equal to 0.
rotorse.re.precomp.fiber_orientation | input | deg | [[0.0, 0.0, 0.0, 0.0, 0.0, 0.0, 0.0, 0.0, 0.0, 0.0, 0.0, 0.0, 0.0, 0.0, 0.0, 0.0, 0.0, 0.0, 0.0, 0.0, 0.0, 0.0, 0.0, 0.0, 0.0, 0.0, 0.0, 0.0, 0.0, 0.0], [0.0, 0.0, 0.0, 0.0, 0.0, 0.0, 0.0, 0.0, 0.0, 0.0, 0.0, 0.0, 0.0, 0.0, 0.0, 0.0, 0.0, 0.0, 0.0, 0.0, 0.0, 0.0, 0.0, 0.0, 0.0, 0.0, 0.0, 0.0, 0.0, 0.0], [0.0, 0.0, 0.0, 0.0, 0.0, 0.0, 0.0, 0.0, 0.0, 0.0, 0.0, 0.0, 0.0, 0.0, 0.0, 0.0, 0.0, 0.0, 0.0, 0.0, 0.0, 0.0, 0.0, 0.0, 0.0, 0.0, 0.0, 0.0, 0.0, 0.0], [0.0, 0.0, 0.0, 0.0, 0.0, 0.0, 0.0, 0.0, 0.0, 0.0, 0.0, 0.0, 0.0, 0.0, 0.0, 0.0, 0.0, 0.0, 0.0, 0.0, 0.0, 0.0, 0.0, 0.0, 0.0, 0.0, 0.0, 0.0, 0.0, 0.0], [0.0, 0.0, 0.0, 0.0, 0.0, 0.0, 0.0, 0.0, 0.0, 0.0, 0.0, 0.0, 0.0, 0.0, 0.0, 0.0, 0.0, 0.0, 0.0, 0.0, 0.0, 0.0, 0.0, 0.0, 0.0, 0.0, 0.0, 0.0, 0.0, 0.0], [0.0, 0.0, 0.0, 0.0, 0.0, 0.0, 0.0, 0.0, 0.0, 0.0, 0.0, 0.0, 0.0, 0.0, 0.0, 0.0, 0.0, 0.0, 0.0, 0.0, 0.0, 0.0, 0.0, 0.0, 0.0, 0.0, 0.0, 0.0, 0.0, 0.0], [0.0, 0.0, 0.0, 0.0, 0.0, 0.0, 0.0, 0.0, 0.0, 0.0, 0.0, 0.0, 0.0, 0.0, 0.0, 0.0, 0.0, 0.0, 0.0, 0.0, 0.0, 0.0, 0.0, 0.0, 0.0, 0.0, 0.0, 0.0, 0.0, 0.0], [0.0, 0.0, 0.0, 0.0, 0.0, 0.0, 0.0, 0.0, 0.0, 0.0, 0.0, 0.0, 0.0, 0.0, 0.0, 0.0, 0.0, 0.0, 0.0, 0.0, 0.0, 0.0, 0.0, 0.0, 0.0, 0.0, 0.0, 0.0, 0.0, 0.0], [0.0, 0.0, 0.0, 0.0, 0.0, 0.0, 0.0, 0.0, 0.0, 0.0, 0.0, 0.0, 0.0, 0.0, 0.0, 0.0, 0.0, 0.0, 0.0, 0.0, 0.0, 0.0, 0.0, 0.0, 0.0, 0.0, 0.0, 0.0, 0.0, 0.0], [0.0, 0.0, 0.0, 0.0, 0.0, 0.0, 0.0, 0.0, 0.0, 0.0, 0.0, 0.0, 0.0, 0.0, 0.0, 0.0, 0.0, 0.0, 0.0, 0.0, 0.0, 0.0, 0.0, 0.0, 0.0, 0.0, 0.0, 0.0, 0.0, 0.0], [0.0, 0.0, 0.0, 0.0, 0.0, 0.0, 0.0, 0.0, 0.0, 0.0, 0.0, 0.0, 0.0, 0.0, 0.0, 0.0, 0.0, 0.0, 0.0, 0.0, 0.0, 0.0, 0.0, 0.0, 0.0, 0.0, 0.0, 0.0, 0.0, 0.0], [0.0, 0.0, 0.0, 0.0, 0.0, 0.0, 0.0, 0.0, 0.0, 0.0, 0.0, 0.0, 0.0, 0.0, 0.0, 0.0, 0.0, 0.0, 0.0, 0.0, 0.0, 0.0, 0.0, 0.0, 0.0, 0.0, 0.0, 0.0, 0.0, 0.0], [0.0, 0.0, 0.0, 0.0, 0.0, 0.0, 0.0, 0.0, 0.0, 0.0, 0.0, 0.0, 0.0, 0.0, 0.0, 0.0, 0.0, 0.0, 0.0, 0.0, 0.0, 0.0, 0.0, 0.0, 0.0, 0.0, 0.0, 0.0, 0.0, 0.0], [0.0, 0.0, 0.0, 0.0, 0.0, 0.0, 0.0, 0.0, 0.0, 0.0, 0.0, 0.0, 0.0, 0.0, 0.0, 0.0, 0.0, 0.0, 0.0, 0.0, 0.0, 0.0, 0.0, 0.0, 0.0, 0.0, 0.0, 0.0, 0.0, 0.0], [0.0, 0.0, 0.0, 0.0, 0.0, 0.0, 0.0, 0.0, 0.0, 0.0, 0.0, 0.0, 0.0, 0.0, 0.0, 0.0, 0.0, 0.0, 0.0, 0.0, 0.0, 0.0, 0.0, 0.0, 0.0, 0.0, 0.0, 0.0, 0.0, 0.0], [0.0, 0.0, 0.0, 0.0, 0.0, 0.0, 0.0, 0.0, 0.0, 0.0, 0.0, 0.0, 0.0, 0.0, 0.0, 0.0, 0.0, 0.0, 0.0, 0.0, 0.0, 0.0, 0.0, 0.0, 0.0, 0.0, 0.0, 0.0, 0.0, 0.0], [0.0, 0.0, 0.0, 0.0, 0.0, 0.0, 0.0, 0.0, 0.0, 0.0, 0.0, 0.0, 0.0, 0.0, 0.0, 0.0, 0.0, 0.0, 0.0, 0.0, 0.0, 0.0, 0.0, 0.0, 0.0, 0.0, 0.0, 0.0, 0.0, 0.0], [0.0, 0.0, 0.0, 0.0, 0.0, 0.0, 0.0, 0.0, 0.0, 0.0, 0.0, 0.0, 0.0, 0.0, 0.0, 0.0, 0.0, 0.0, 0.0, 0.0, 0.0, 0.0, 0.0, 0.0, 0.0, 0.0, 0.0, 0.0, 0.0, 0.0], [0.0, 0.0, 0.0, 0.0, 0.0, 0.0, 0.0, 0.0, 0.0, 0.0, 0.0, 0.0, 0.0, 0.0, 0.0, 0.0, 0.0, 0.0, 0.0, 0.0, 0.0, 0.0, 0.0, 0.0, 0.0, 0.0, 0.0, 0.0, 0.0, 0.0], [0.0, 0.0, 0.0, 0.0, 0.0, 0.0, 0.0, 0.0, 0.0, 0.0, 0.0, 0.0, 0.0, 0.0, 0.0, 0.0, 0.0, 0.0, 0.0, 0.0, 0.0, 0.0, 0.0, 0.0, 0.0, 0.0, 0.0, 0.0, 0.0, 0.0]] | 2D array of the orientation of the layers of the blade structure. The first dimension represents each layer, the second dimension represents each entry along blade span.
rotorse.re.precomp.E | input | Pa | [[3440000000.0, 3440000000.0, 3440000000.0], [4560000.0, 4560000.0, 4560000.0], [43700000000.0, 16500000000.0, 15450000000.0], [157599000000.0, 9100000000.0, 9100000000.0], [11023100000.0, 11023100000.0, 16047700000.0], [28211400000.0, 16238800000.0, 15835500000.0], [142500000.0, 142500000.0, 142500000.0], [1000000.0, 1000000.0, 1000000.0], [200000000000.0, 200000000000.0, 200000000000.0], [210000000000.0, 210000000000.0, 210000000000.0]] | 2D array of the Youngs moduli of the materials. Each row represents a material, the three columns represent E11, E22 and E33.
rotorse.re.precomp.G | input | Pa | [[1323000000.0, 1323000000.0, 1323000000.0], [1450000.0, 1450000.0, 1450000.0], [3265000000.0, 3495000000.0, 3480000000.0], [4131000000.0, 4131000000.0, 2689000000.0], [13231400000.0, 3487480000.0, 3487480000.0], [8248220000.0, 3491240000.0, 3491240000.0], [54000000000.0, 54000000000.0, 54000000000.0], [312500.0, 312500.0, 312500.0], [79300000000.0, 79300000000.0, 79300000000.0], [83900000000.0, 83900000000.0, 83900000000.0]] | 2D array of the shear moduli of the materials. Each row represents a material, the three columns represent G12, G13 and G23.
rotorse.re.precomp.nu | input |  | [[0.3, 0.3, 0.3], [0.3, 0.3, 0.3], [0.262, 0.264, 0.35], [0.3133, 0.3133, 0.47066], [0.688074, 0.117173, 0.117173], [0.497511, 0.18091, 0.27481], [0.3194, 0.3194, 0.3194], [0.3, 0.3, 0.3], [0.3, 0.3, 0.3], [0.283, 0.283, 0.283]] | 2D array of the Poisson ratio of the materials. Each row represents a material, the three columns represent nu12, nu13 and nu23.
rotorse.re.precomp.rho | input | kg/m**3 | [1235.0, 1100.0, 1940.0, 1600.0, 1940.0, 1940.0, 130.0, 1150.0, 7800.0, 7800.0] | 1D array of the density of the materials. For composites, this is the density of the laminate.
rotorse.re.precomp.joint_position | input |  | 0.7 | Spanwise position of the segmentation joint.
rotorse.re.precomp.n_blades | input | n/a | 3 | Number of blades of the rotor.
rotorse.re.precomp.definition_layer | input | n/a | [9.0, 9.0, 2.0, 2.0, 2.0, 2.0, 5.0, 7.0, 8.0, 6.0, 6.0, 6.0, 6.0, 9.0, 10.0, 10.0, 10.0, 10.0, 10.0, 10.0] | 1D array of flags identifying how layers are specified in the yaml. 1) all around (skin, paint, ) 2) offset+rotation twist+width (spar caps) 3) offset+user defined rotation+width 4) midpoint TE+width (TE reinf) 5) midpoint LE+width (LE reinf) 6) layer position fixed to other layer (core fillers) 7) start and width 8) end and width 9) start and end nd 10) web layer
rotorse.re.precomp.mat_name | input | n/a | ['Gelcoat', 'Adhesive', 'glass_uni', 'carbon_uni_industry_baseline', 'glass_biax', 'glass_triax', 'medium_density_foam', 'resin', 'steel', 'joint_insert'] | 1D array of names of materials.
rotorse.re.precomp.orth | input | n/a | [0.0, 0.0, 1.0, 1.0, 1.0, 1.0, 0.0, 0.0, 0.0, 0.0] | 1D array of flags to set whether a material is isotropic (0) or orthtropic (1). Each entry represents a material.
rotorse.wt_class.V_mean_overwrite | input |  | 0
rotorse.wt_class.V_extreme50_overwrite | input |  | 0
rotorse.wt_class.turbine_class | input | n/a | III
towerse.member.ca_usr_grid | input |  | [0.0, 0.0, 0.0, 0.0, 0.0, 0.0, 0.0, 0.0, 0.0, 0.0, 0.0]
towerse.member.cd_usr_grid | input |  | [0.0, 0.0, 0.0, 0.0, 0.0, 0.0, 0.0, 0.0, 0.0, 0.0, 0.0]
towerse.rho_water | input | kg/m**3 | 0
towerse.member.s_ghost1 | input |  | 0
towerse.member.s_ghost2 | input |  | 1
towerse.member.s_const1 | input |  | 0
towerse.member.s_const2 | input |  | 0
towerse.tower_layer_thickness | input | m | [[0.06515525, 0.05866464, 0.05197538, 0.04607753, 0.04094533, 0.03582223, 0.03074005, 0.02575014, 0.02129438, 0.01803766, 0.01803766]]
towerse.tower_outer_diameter_in | input | m | [6.0, 6.0, 6.0, 6.0, 6.0, 6.0, 6.0, 6.0, 6.0, 5.89079213, 5.53032592]
towerse.E_mat | input | Pa | [[3440000000.0, 3440000000.0, 3440000000.0], [4560000.0, 4560000.0, 4560000.0], [43700000000.0, 16500000000.0, 15450000000.0], [157599000000.0, 9100000000.0, 9100000000.0], [11023100000.0, 11023100000.0, 16047700000.0], [28211400000.0, 16238800000.0, 15835500000.0], [142500000.0, 142500000.0, 142500000.0], [1000000.0, 1000000.0, 1000000.0], [200000000000.0, 200000000000.0, 200000000000.0], [210000000000.0, 210000000000.0, 210000000000.0]]
towerse.E_user | input | Pa | 0
towerse.G_mat | input | Pa | [[1323000000.0, 1323000000.0, 1323000000.0], [1450000.0, 1450000.0, 1450000.0], [3265000000.0, 3495000000.0, 3480000000.0], [4131000000.0, 4131000000.0, 2689000000.0], [13231400000.0, 3487480000.0, 3487480000.0], [8248220000.0, 3491240000.0, 3491240000.0], [54000000000.0, 54000000000.0, 54000000000.0], [312500.0, 312500.0, 312500.0], [79300000000.0, 79300000000.0, 79300000000.0], [83900000000.0, 83900000000.0, 83900000000.0]]
towerse.sigma_y_mat | input | Pa | [0.0, 0.0, 0.0, 0.0, 0.0, 0.0, 0.0, 0.0, 345000000.0, 1650000000.0]
towerse.sigma_ult_mat | input | Pa | [[0.0, 0.0, 0.0], [61510000.0, 61510000.0, 61510000.0], [640230000.0, 38100000.0, 0.0], [1285200000.0, 38100000.0, 0.0], [46210000.0, 46210000.0, 46210000.0], [435630000.0, 76440000.0, 0.0], [2083000.0, 2083000.0, 2083000.0], [0.0, 0.0, 0.0], [450000000.0, 450000000.0, 450000000.0], [1790000000.0, 1790000000.0, 1790000000.0]]
towerse.wohler_exp_mat | input |  | [1.0, 1.0, 10.0, 16.1, 10.0, 10.0, 1.0, 1.0, 3.0, 1.0]
towerse.wohler_A_mat | input |  | [0.0, 65360000.0, 640230000.0, 1285200000.0, 70690000.0, 435630000.0, 2083000.0, 0.0, 35534648443.719765, 1790000000.0]
towerse.rho_mat | input | kg/m**3 | [1235.0, 1100.0, 1940.0, 1600.0, 1940.0, 1940.0, 130.0, 1150.0, 7800.0, 7800.0]
towerse.unit_cost_mat | input | USD/kg | [7.23, 7.23, 1.87, 20.08, 3.0, 2.86, 13.0, 3.63, 0.7, 2.0]
towerse.outfitting_factor_in | input |  | 1.07
towerse.tower_layer_materials | input | n/a | steel
towerse.member.ballast_materials | input | n/a | []
towerse.material_names | input | n/a | ['Gelcoat', 'Adhesive', 'glass_uni', 'carbon_uni_industry_baseline', 'glass_biax', 'glass_triax', 'medium_density_foam', 'resin', 'steel', 'joint_insert']
towerse.labor_cost_rate | input | USD/min | 0.98
towerse.painting_cost_rate | input | USD/m**2 | 30
towerse.tower_mass_user | input | kg | 0
af_3d.aoa | input | rad | [-3.141592653589793, -3.0892327760299634, -3.036872898470133, -2.9845130209103035, -2.9321531433504737, -2.8797932657906435, -2.827433388230814, -2.775073510670984, -2.722713633111154, -2.670353755551324, -2.617993877991494, -2.5656340004316642, -2.5132741228718345, -2.4609142453120043, -2.4085543677521746, -2.356194490192345, -2.3038346126325147, -2.251474735072685, -2.199114857512855, -2.146754979953025, -2.0943951023931953, -2.0420352248333655, -1.9896753472735356, -1.9373154697137056, -1.8849555921538759, -1.832595714594046, -1.780235837034216, -1.727875959474386, -1.6755160819145563, -1.6231562043547263, -1.5707963267948963, -1.5184364492350666, -1.4660765716752366, -1.4137166941154067, -1.361356816555577, -1.308996938995747, -1.256637061435917, -1.2042771838760873, -1.1519173063162573, -1.0995574287564276, -1.0471975511965974, -0.9948376736367677, -0.9424777960769379, -0.8901179185171078, -0.837758040957278, -0.7853981633974483, -0.7330382858376181, -0.6806784082777884, -0.6283185307179586, -0.5759586531581284, -0.5235987755982988, -0.513021022555909, -0.502443269513519, -0.4918655164711292, -0.4812877634287393, -0.4707100103863494, -0.46013225734395957, -0.4495545043015697, -0.4389767512591798, -0.42839899821678995, -0.41782124517440006, -0.40724349213201017, -0.39666573908962033, -0.38608798604723044, -0.37551023300484054, -0.3649324799624507, -0.3543547269200608, -0.3437769738776709, -0.3331992208352811, -0.3226214677928912, -0.3120437147505013, -0.30146596170811146, -0.29088820866572157, -0.2803104556233317, -0.26973270258094184, -0.25915494953855195, -0.24857719649616206, -0.23799944345377216, -0.22742169041138233, -0.21684393736899243, -0.20626618432660254, -0.1956884312842127, -0.1851106782418228, -0.17453292519943292, -0.16395517215704308, -0.1533774191146532, -0.1427996660722633, -0.13222191302987346, -0.12164415998748357, -0.11106640694509368, -0.10048865390270378, -0.08991090086031395, -0.07933314781792405, -0.06875539477553416, -0.058177641733144325, -0.04759988869075443, -0.03702213564836454, -0.026444382605974703, -0.015866629563584866, -0.0052888765211949185, 0.0052888765211949185, 0.015866629563584866, 0.026444382605974703, 0.03702213564836454, 0.04759988869075449, 0.058177641733144325, 0.06875539477553416, 0.07933314781792411, 0.08991090086031395, 0.10048865390270378, 0.11106640694509373, 0.12164415998748357, 0.1322219130298734, 0.14279966607226335, 0.1533774191146532, 0.16395517215704303, 0.17453292519943298, 0.1851106782418228, 0.19568843128421265, 0.2062661843266026, 0.21684393736899243, 0.22742169041138227, 0.23799944345377222, 0.24857719649616206, 0.2591549495385519, 0.26973270258094184, 0.2803104556233317, 0.2908882086657215, 0.30146596170811146, 0.3120437147505013, 0.32262146779289125, 0.3331992208352811, 0.3437769738776709, 0.35435472692006087, 0.3649324799624507, 0.37551023300484054, 0.3860879860472305, 0.39666573908962033, 0.40724349213201017, 0.4178212451744001, 0.42839899821678995, 0.4389767512591798, 0.44955450430156974, 0.46013225734395957, 0.4707100103863494, 0.48128776342873925, 0.4918655164711291, 0.5024432695135191, 0.513021022555909, 0.5235987755982988, 0.5759586531581287, 0.6283185307179586, 0.6806784082777885, 0.7330382858376183, 0.7853981633974483, 0.8377580409572781, 0.890117918517108, 0.9424777960769379, 0.9948376736367679, 1.0471975511965979, 1.0995574287564276, 1.1519173063162573, 1.2042771838760875, 1.2566370614359172, 1.3089969389957472, 1.3613568165555772, 1.413716694115407, 1.4660765716752369, 1.5184364492350668, 1.5707963267948966, 1.6231562043547263, 1.6755160819145565, 1.7278759594743862, 1.780235837034216, 1.8325957145940461, 1.8849555921538759, 1.937315469713706, 1.9896753472735358, 2.0420352248333655, 2.0943951023931957, 2.1467549799530254, 2.199114857512855, 2.2514747350726854, 2.303834612632515, 2.356194490192345, 2.408554367752175, 2.4609142453120048, 2.5132741228718345, 2.5656340004316642, 2.6179938779914944, 2.670353755551324, 2.722713633111154, 2.775073510670984, 2.827433388230814, 2.8797932657906435, 2.9321531433504737, 2.9845130209103035, 3.036872898470133, 3.0892327760299634, 3.141592653589793] | 1D array of the angles of attack used to define the polars of the airfoils. All airfoils defined in openmdao share this grid.
af_3d.Re | input |  | [3000000.0, 5280000.0, 6000000.0, 9000000.0, 12000000.0] | 1D array of the Reynolds numbers used to define the polars of the airfoils. All airfoils defined in openmdao share this grid.
af_3d.rated_TSR | input |  | 10.5 | Constant tip speed ratio in region II.
blade.compute_reynolds.rho | input | kg/m**3 | 1.225
blade.compute_reynolds.mu | input | kg/m/s | 1.81e-05 | Dynamic viscosity of air
blade.compute_reynolds.maxOmega | input | rad/s | 2 | Maximum allowed rotor speed.
blade.compute_reynolds.max_TS | input | m/s | 85 | Maximum allowed blade tip speed.
blade.compute_reynolds.V_out | input | m/s | 25 | Cut out wind speed. This is the wind speed where region III ends.
blade.high_level_blade_props.rotor_diameter_user | input | m | 205.9925 | Diameter of the rotor specified by the user. It is defined as two times the blade length plus the hub diameter.
blade.high_level_blade_props.n_blades | input | n/a | 3 | Number of blades of the rotor.
blade.internal_structure_2d_fem.web_rotation_yaml | output | rad | [[0.0, 0.0, 0.0, 0.0, 0.0, 0.0, 0.0, 0.0, 0.0, 0.0, 0.0, 0.0, 0.0, 0.0, 0.0, 0.0, 0.0, 0.0, 0.0, 0.0, 0.0, 0.0, 0.0, 0.0, 0.0, 0.0, 0.0, 0.0, 0.0, 0.0], [0.0, 0.0, 0.0, 0.0, 0.0, 0.0, 0.0, 0.0, 0.0, 0.0, 0.0, 0.0, 0.0, 0.0, 0.0, 0.0, 0.0, 0.0, 0.0, 0.0, 0.0, 0.0, 0.0, 0.0, 0.0, 0.0, 0.0, 0.0, 0.0, 0.0]] | 2D array of the rotation angle of the shear webs in respect to the chord line. The first dimension represents each shear web, the second dimension represents each entry along blade span. If the rotation is equal to negative twist +- a constant, then the web is built straight.
blade.internal_structure_2d_fem.web_offset_y_pa_yaml | output | m | [[0.0, 0.0, 0.0, -1.15, -1.148663742273099, -1.1446243453802123, -1.137835873753066, -1.128252391823385, -1.1158279640228943, -1.1005166547833196, -1.082272528536386, -1.0610496497138182, -1.0368020827473423, -1.0094838920686833, -0.9790491421095665, -0.9454518973017167, -0.90864622207686, -0.868586180866721, -0.8252258381030251, -0.7785192582174977, -0.7127225388271461, -0.6748836448078492, -0.6178627401471788, -0.5573118560915777, -0.4931850570727715, -0.42543640752248557, -0.35401997187244455, -0.27888981455437434, -0.2, 4.163336342344337e-17], [0.0, 0.0, 0.0, -0.45, -0.4469632, -0.4381856, -0.4241664, -0.4054048, -0.3824, -0.3556512, -0.3256576, -0.2929184, -0.25793279999999996, -0.22119999999999995, -0.18321920000000003, -0.14448959999999988, -0.1055104, -0.0667808, -0.02879999999999988, 0.007932800000000018, 0.05299874560000001, 0.07565760000000005, 0.10565120000000017, 0.13240000000000018, 0.15540480000000023, 0.17416639999999994, 0.18818560000000017, 0.1969631999999999, 0.2, 2.7755575615628914e-17]] | 2D array of the offset along the y axis to set the position of the shear webs. Positive values move the web towards the trailing edge, negative values towards the leading edge. The first dimension represents each shear web, the second dimension represents each entry along blade span.
blade.internal_structure_2d_fem.web_start_nd_yaml | output |  | [[0.0, 0.0, 0.0, 0.0, 0.0, 0.0, 0.0, 0.0, 0.0, 0.0, 0.0, 0.0, 0.0, 0.0, 0.0, 0.0, 0.0, 0.0, 0.0, 0.0, 0.0, 0.0, 0.0, 0.0, 0.0, 0.0, 0.0, 0.0, 0.0, 0.0], [0.0, 0.0, 0.0, 0.0, 0.0, 0.0, 0.0, 0.0, 0.0, 0.0, 0.0, 0.0, 0.0, 0.0, 0.0, 0.0, 0.0, 0.0, 0.0, 0.0, 0.0, 0.0, 0.0, 0.0, 0.0, 0.0, 0.0, 0.0, 0.0, 0.0]] | 2D array of the non-dimensional start point defined along the outer profile of a web. The TE suction side is 0, the TE pressure side is 1. The first dimension represents each web, the second dimension represents each entry along blade span.
blade.internal_structure_2d_fem.web_end_nd_yaml | output |  | [[0.0, 0.0, 0.0, 0.0, 0.0, 0.0, 0.0, 0.0, 0.0, 0.0, 0.0, 0.0, 0.0, 0.0, 0.0, 0.0, 0.0, 0.0, 0.0, 0.0, 0.0, 0.0, 0.0, 0.0, 0.0, 0.0, 0.0, 0.0, 0.0, 0.0], [0.0, 0.0, 0.0, 0.0, 0.0, 0.0, 0.0, 0.0, 0.0, 0.0, 0.0, 0.0, 0.0, 0.0, 0.0, 0.0, 0.0, 0.0, 0.0, 0.0, 0.0, 0.0, 0.0, 0.0, 0.0, 0.0, 0.0, 0.0, 0.0, 0.0]] | 2D array of the non-dimensional end point defined along the outer profile of a web. The TE suction side is 0, the TE pressure side is 1. The first dimension represents each web, the second dimension represents each entry along blade span.
blade.internal_structure_2d_fem.layer_web | output |  | [0.0, 0.0, 0.0, 0.0, 0.0, 0.0, 0.0, 0.0, 0.0, 0.0, 0.0, 0.0, 0.0, 0.0, 1.0, 1.0, 1.0, 2.0, 2.0, 2.0] | 1D array of the web id the layer is associated to. If the layer is on the outer profile, this entry can simply stay equal to zero.
blade.internal_structure_2d_fem.layer_thickness | output | m | [[0.001, 0.001, 0.001, 0.001, 0.001, 0.001, 0.001, 0.001, 0.001, 0.001, 0.001, 0.001, 0.001, 0.001, 0.001, 0.001, 0.001, 0.001, 0.001, 0.001, 0.001, 0.001, 0.001, 0.001, 0.001, 0.001, 0.001, 0.001, 0.001, 0.001], [0.041, 0.033, 0.026, 0.02, 0.015, 0.011, 0.008284540718575178, 0.0065124340152886585, 0.005362077516845975, 0.004702475040252789, 0.004402630402514755, 0.004331547420637534, 0.0043582299116267645, 0.00435168169248812, 0.004307029653720184, 0.004219400685821545, 0.004083921679290805, 0.0038957195246265212, 0.0036499211123273024, 0.0033416533328917363, 0.0028649115237233047, 0.0025793559173691184, 0.0021461494036608486, 0.0016921197675737938, 0.0012276785702973474, 0.001, 0.001, 0.001, 0.001, 0.001], [0.0, 0.010363863922080815, 0.018021234480601413, 0.025361659590798752, 0.03206819380434953, 0.03782389167293049, 0.042311807748218355, 0.045214996581889856, 0.046216512725621724, 0.04569526776353126, 0.04403017327973565, 0.041600140858352265, 0.038784082083498365, 0.03596090853929123, 0.03350953180984813, 0.0313580742821214, 0.02943465834306337, 0.027667406379626357, 0.025984440778762663, 0.02431388392742465, 0.0220549122718989, 0.0208042751114363, 0.018985046101293482, 0.01713608265938962, 0.01526729626297836, 0.013388598389313434, 0.011509900515648486, 0.009631202641983529, 0.007752504768318578, 0.005873806894653622], [0.0, 0.012478059721382662, 0.01761157401713909, 0.022745088312895515, 0.027664175500095572, 0.03215440847018287, 0.03600136011460119, 0.03899060332479406, 0.04090771099220513, 0.0415382560082781, 0.041101726495636016, 0.03981761057690187, 0.03790539637469875, 0.03558457201164968, 0.033074625610377724, 0.030595045293505926, 0.02815655274214637, 0.02576986963741116, 0.023445717660412414, 0.021194818492262218, 0.018396886548685744, 0.016955665306955872, 0.014962350275733031, 0.01303216602522535, 0.01114932986025402, 0.009298059085640267, 0.007462571006205302, 0.005627082926770338, 0.0037915948473353817, 0.0019561067679004216], [0.0, 0.0, 0.0, 0.0, 0.0, 0.0, 0.0, 0.0, 0.0, 0.0, 0.0, 0.0, 0.0, 0.0, 0.0, 0.0, 0.0, 0.0, 0.0, 0.001, 0.05, 0.001, -8.131516293641283e-20, 0.0, 0.0, 0.0, 0.0, 0.0, 0.0, 0.0], [0.0, 0.0, 0.0, 0.0, 0.0, 0.0, 0.0, 0.0, 0.0, 0.0, 0.0, 0.0, 0.0, 0.0, 0.0, 0.0, 0.0, 0.0, 0.0, 0.001, 0.05, 0.001, -8.131516293641283e-20, 0.0, 0.0, 0.0, 0.0, 0.0, 0.0, 0.0], [0.0, 0.0, 0.006650033728755581, 0.008148123658263425, 0.009646213587771253, 0.011144303517279089, 0.01260256197570184, 0.013981157491954431, 0.015240258594951785, 0.016340033813608823, 0.017240651676840472, 0.01790228071356164, 0.018327608985325365, 0.018519324553684678, 0.018480115480192617, 0.01821266982640221, 0.017719675653866496, 0.0170038210241385, 0.016105782583305264, 0.015066236977453804, 0.013570845372449021, 0.012725330855044377, 0.011505323630660504, 0.010306515825606558, 0.009125374203327537, 0.00795836552726849, 0.0068019565608744125, 0.005652614067590332, 0.0045068048108612615, 0.003360995554132208], [0.0, 0.0, 0.023343227487567127, 0.02514806479023719, 0.02695290209290725, 0.028757739395577298, 0.03056257669824736, 0.032367414000917416, 0.03399537923059806, 0.03526960031429983, 0.03601320517903334, 0.0360493217518092, 0.03520107795963813, 0.03329160172953063, 0.030593866909944815, 0.02738084734933888, 0.023925516896170944, 0.020500849398899176, 0.017379818705981716, 0.014835398665876708, 0.01223234944423054, 0.01109198344222918, 0.009700784707749164, 0.008501789524206603, 0.007398896116132821, 0.006296002708059051, 0.00519310929998528, 0.004090215891911514, 0.0029873224838377426, -2.168404344971009e-19], [0.0, 0.0, 0.023343227487567127, 0.02514806479023719, 0.02695290209290725, 0.028757739395577298, 0.03056257669824736, 0.032367414000917416, 0.03399537923059806, 0.03526960031429983, 0.03601320517903334, 0.0360493217518092, 0.03520107795963813, 0.03329160172953063, 0.030593866909944815, 0.02738084734933888, 0.023925516896170944, 0.020500849398899176, 0.017379818705981716, 0.014835398665876708, 0.01223234944423054, 0.01109198344222918, 0.009700784707749164, 0.008501789524206603, 0.007398896116132821, 0.006296002708059051, 0.00519310929998528, 0.004090215891911514, 0.0029873224838377426, -2.168404344971009e-19], [0.0, 0.0, 0.018640217490227647, 0.022904385684442738, 0.027168553878657818, 0.0312820798151019, 0.035094321236003936, 0.03845463588359295, 0.041212381500097914, 0.04321691582774788, 0.04431759660877182, 0.044631775714407025, 0.044276805015890965, 0.04337003638446096, 0.04202882169135447, 0.040370512807808824, 0.03851246160506139, 0.03646387880311415, 0.03423397512196914, 0.03183196128162837, 0.028467525364800895, 0.026548446003367625, 0.023685366005451677, 0.02070188767487763, 0.01762209067817712, 0.014470054681881742, 0.01126985935252313, 0.008045584356632905, 0.0048213093607426755, 0.0015970343648524527], [0.0, 0.0, 0.010678322708722262, 0.013027749686046041, 0.015377176663369818, 0.017726603640693592, 0.02007603061801737, 0.022343664312566913, 0.024447711441567942, 0.026306378722246202, 0.02783787287182743, 0.0289604006075374, 0.029592168646601816, 0.029791678876096843, 0.02961743318309853, 0.02912793345468304, 0.028381681577926424, 0.027437179439904813, 0.02635292892769433, 0.025110640888752044, 0.0232295708259792, 0.02207879562049976, 0.020252660086103807, 0.01819533041480395, 0.015888517454057182, 0.01337380175210471, 0.010692763857187702, 0.007886984317547073, 0.004998043681424268, 0.0020675224970603053], [0.0, 0.0, 0.011714132383639313, 0.014764947347625046, 0.017815762311610757, 0.02086657727559648, 0.023917392239582207, 0.02696820720356794, 0.030019022167553665, 0.03295298719726778, 0.035653252358438574, 0.03800296771679428, 0.03988528333806326, 0.04118334928797394, 0.04178031563225458, 0.041727364564737766, 0.04107567827925614, 0.039876438969642325, 0.03818082882972886, 0.03604003005334837, 0.032679793711968524, 0.030642080913123152, 0.027516266030156573, 0.02419344792587278, 0.020739294340710836, 0.01721947301510983, 0.013699651689508844, 0.010179830363907818, 0.006660009038306791, 0.0031401877127057915], [0.0, 0.0, 0.035987381471276024, 0.04397734379711533, 0.051967306122954644, 0.059630209740332625, 0.06663899594078779, 0.07266660601585875, 0.07738598125708404, 0.0804700629560023, 0.08159179240415206, 0.08099668674906287, 0.0789302631382641, 0.07563803871928527, 0.07136553063965596, 0.06635825604690564, 0.06086173208856376, 0.05503573124453716, 0.04904002599473268, 0.04303438881905716, 0.03547715954202539, 0.03163240860972047, 0.026555610535872978, 0.02186996705690011, 0.017497247253826908, 0.01335922020767848, 0.009377654999479916, 0.005474320710256289, 0.0015709864210326626, 0.001], [0.041, 0.033, 0.026, 0.02, 0.015315621882346286, 0.012614052419141646, 0.010089285411055738, 0.007829722085647882, 0.0059237636704776095, 0.004459811393104192, 0.003526266481086949, 0.0030162506695686785, 0.0028228856936921773, 0.002839293288600149, 0.0029585951894353707, 0.0030739131313404964, 0.0030783688494581463, 0.0029930342735692765, 0.00283898133345475, 0.002637281958895433, 0.0023387770706268904, 0.0021752316255659585, 0.00195702452635758, 0.0017517918895640714, 0.0015569388227024443, 0.0013698704332897418, 0.0011879918288430328, 0.0010087081168792522, 0.001, 0.001], [0.0, 0.0, 0.0, 0.0021642290748897794, 0.0022101615271658773, 0.0022560939794419753, 0.002302026431718077, 0.002347958883994179, 0.0023857856093980226, 0.0024074008810573743, 0.002404698972099977, 0.0023695741556535783, 0.0022939207048459304, 0.0021696328928047836, 0.002012922173274681, 0.0018400000000000736, 0.0016670778267254723, 0.0015103671071953555, 0.0013860792951542347, 0.001310425844346601, 0.0012739797944200206, 0.0012725991189427679, 0.001294214390602067, 0.001332041116005865, 0.0013779735682819148, 0.0014239060205579876, 0.0014698384728340475, 0.0015157709251100578, 0.0015617033773860887, 1.0842021724855044e-19], [0.0, 0.0, 0.0, 0.03748906121529216, 0.03611723351773886, 0.03474540582018555, 0.03336309557167681, 0.03195982022125724, 0.03052509721797137, 0.02904844401086386, 0.02751937804897927, 0.02592741678136225, 0.024337449781140424, 0.022814366621441057, 0.021423056875391283, 0.020228410116118648, 0.019295315916750478, 0.018688663850414115, 0.018346790223235213, 0.018208031341339345, 0.02, 0.02, 0.02, 0.02, 0.02, 0.02, 0.02, 0.02, 0.02, 5.204170427930421e-18], [0.0, 0.0, 0.0, 0.0020723641703378447, 0.002118296622613882, 0.0021642290748899273, 0.002210161527165972, 0.0022560939794420165, 0.0023020264317180615, 0.0023479588839941056, 0.0023857856093979176, 0.0024074008810572537, 0.002404698972099874, 0.0023695741556534785, 0.0022939207048458332, 0.0021696328928047324, 0.0020129221732746467, 0.0018400000000000569, 0.0016670778267254514, 0.0015103671071953343, 0.0013589344180927612, 0.0013104258443465565, 0.0012753010279001407, 0.001272599118942723, 0.001294214390602057, 0.0013320411160058796, 0.001377973568281959, 0.0014239060205580112, 0.001469838472834042, 1.0842021724855044e-19], [0.0, 0.0, 0.0, 0.002517599968446932, 0.002445129913471889, 0.002372659858496847, 0.0023001898035218114, 0.002227719748546781, 0.0021544904794845205, 0.0020797427822478514, 0.0020027174427495156, 0.0019226552469023392, 0.0018387969806191531, 0.0017503834298127764, 0.0016614674579192518, 0.0015761019283747073, 0.0014983397046152694, 0.0014322336500771126, 0.0013818366281962682, 0.0013512015024089593, 0.0013365476557123661, 0.001336042341719111, 0.0013449310081187766, 0.001360406973216308, 0.0013791765876627789, 0.0013979462021092215, 0.0014167158165556374, 0.001435485431002038, 0.0014542550454484536, 2.168404344971009e-19], [0.0, 0.0, 0.0, 0.0377066146348917, 0.03634612196662573, 0.03498562929835977, 0.03361391516359078, 0.03221975809581581, 0.030791936628531906, 0.029319229295236043, 0.027790414629425268, 0.026194271164596574, 0.02459555683654566, 0.0230590295810682, 0.021649447333959928, 0.02043156803101652, 0.02, 0.02, 0.02, 0.02, 0.02, 0.02, 0.02, 0.02, 0.02, 0.02, 0.02, 0.02, 0.02, 5.204170427930421e-18], [0.0, 0.0, 0.0, 0.0026625400783972237, 0.0025900700234221716, 0.0025175999684471195, 0.0024451299134720674, 0.0023726598584970127, 0.002300189803521959, 0.002227719748546904, 0.002154490479484672, 0.0020797427822479954, 0.002002717442749689, 0.0019226552469024875, 0.0018387969806192307, 0.0017503834298126966, 0.001661467457919111, 0.0015761019283745596, 0.0014983397046151392, 0.0014322336500769564, 0.0013708383916703005, 0.0013512015024088637, 0.0013370346233662605, 0.0013360423417192616, 0.0013449310081189907, 0.0013604069732165167, 0.001379176587662875, 0.0013979462021091273, 0.0014167158165554958, 3.2526065174565133e-19]] | 2D array of the thickness of the layers of the blade structure. The first dimension represents each layer, the second dimension represents each entry along blade span.
blade.internal_structure_2d_fem.layer_orientation | output | rad | [[0.0, 0.0, 0.0, 0.0, 0.0, 0.0, 0.0, 0.0, 0.0, 0.0, 0.0, 0.0, 0.0, 0.0, 0.0, 0.0, 0.0, 0.0, 0.0, 0.0, 0.0, 0.0, 0.0, 0.0, 0.0, 0.0, 0.0, 0.0, 0.0, 0.0], [0.0, 0.0, 0.0, 0.0, 0.0, 0.0, 0.0, 0.0, 0.0, 0.0, 0.0, 0.0, 0.0, 0.0, 0.0, 0.0, 0.0, 0.0, 0.0, 0.0, 0.0, 0.0, 0.0, 0.0, 0.0, 0.0, 0.0, 0.0, 0.0, 0.0], [0.0, 0.0, 0.0, 0.0, 0.0, 0.0, 0.0, 0.0, 0.0, 0.0, 0.0, 0.0, 0.0, 0.0, 0.0, 0.0, 0.0, 0.0, 0.0, 0.0, 0.0, 0.0, 0.0, 0.0, 0.0, 0.0, 0.0, 0.0, 0.0, 0.0], [0.0, 0.0, 0.0, 0.0, 0.0, 0.0, 0.0, 0.0, 0.0, 0.0, 0.0, 0.0, 0.0, 0.0, 0.0, 0.0, 0.0, 0.0, 0.0, 0.0, 0.0, 0.0, 0.0, 0.0, 0.0, 0.0, 0.0, 0.0, 0.0, 0.0], [0.0, 0.0, 0.0, 0.0, 0.0, 0.0, 0.0, 0.0, 0.0, 0.0, 0.0, 0.0, 0.0, 0.0, 0.0, 0.0, 0.0, 0.0, 0.0, 0.0, 0.0, 0.0, 0.0, 0.0, 0.0, 0.0, 0.0, 0.0, 0.0, 0.0], [0.0, 0.0, 0.0, 0.0, 0.0, 0.0, 0.0, 0.0, 0.0, 0.0, 0.0, 0.0, 0.0, 0.0, 0.0, 0.0, 0.0, 0.0, 0.0, 0.0, 0.0, 0.0, 0.0, 0.0, 0.0, 0.0, 0.0, 0.0, 0.0, 0.0], [0.0, 0.0, 0.0, 0.0, 0.0, 0.0, 0.0, 0.0, 0.0, 0.0, 0.0, 0.0, 0.0, 0.0, 0.0, 0.0, 0.0, 0.0, 0.0, 0.0, 0.0, 0.0, 0.0, 0.0, 0.0, 0.0, 0.0, 0.0, 0.0, 0.0], [0.0, 0.0, 0.0, 0.0, 0.0, 0.0, 0.0, 0.0, 0.0, 0.0, 0.0, 0.0, 0.0, 0.0, 0.0, 0.0, 0.0, 0.0, 0.0, 0.0, 0.0, 0.0, 0.0, 0.0, 0.0, 0.0, 0.0, 0.0, 0.0, 0.0], [0.0, 0.0, 0.0, 0.0, 0.0, 0.0, 0.0, 0.0, 0.0, 0.0, 0.0, 0.0, 0.0, 0.0, 0.0, 0.0, 0.0, 0.0, 0.0, 0.0, 0.0, 0.0, 0.0, 0.0, 0.0, 0.0, 0.0, 0.0, 0.0, 0.0], [0.0, 0.0, 0.0, 0.0, 0.0, 0.0, 0.0, 0.0, 0.0, 0.0, 0.0, 0.0, 0.0, 0.0, 0.0, 0.0, 0.0, 0.0, 0.0, 0.0, 0.0, 0.0, 0.0, 0.0, 0.0, 0.0, 0.0, 0.0, 0.0, 0.0], [0.0, 0.0, 0.0, 0.0, 0.0, 0.0, 0.0, 0.0, 0.0, 0.0, 0.0, 0.0, 0.0, 0.0, 0.0, 0.0, 0.0, 0.0, 0.0, 0.0, 0.0, 0.0, 0.0, 0.0, 0.0, 0.0, 0.0, 0.0, 0.0, 0.0], [0.0, 0.0, 0.0, 0.0, 0.0, 0.0, 0.0, 0.0, 0.0, 0.0, 0.0, 0.0, 0.0, 0.0, 0.0, 0.0, 0.0, 0.0, 0.0, 0.0, 0.0, 0.0, 0.0, 0.0, 0.0, 0.0, 0.0, 0.0, 0.0, 0.0], [0.0, 0.0, 0.0, 0.0, 0.0, 0.0, 0.0, 0.0, 0.0, 0.0, 0.0, 0.0, 0.0, 0.0, 0.0, 0.0, 0.0, 0.0, 0.0, 0.0, 0.0, 0.0, 0.0, 0.0, 0.0, 0.0, 0.0, 0.0, 0.0, 0.0], [0.0, 0.0, 0.0, 0.0, 0.0, 0.0, 0.0, 0.0, 0.0, 0.0, 0.0, 0.0, 0.0, 0.0, 0.0, 0.0, 0.0, 0.0, 0.0, 0.0, 0.0, 0.0, 0.0, 0.0, 0.0, 0.0, 0.0, 0.0, 0.0, 0.0], [0.0, 0.0, 0.0, 0.0, 0.0, 0.0, 0.0, 0.0, 0.0, 0.0, 0.0, 0.0, 0.0, 0.0, 0.0, 0.0, 0.0, 0.0, 0.0, 0.0, 0.0, 0.0, 0.0, 0.0, 0.0, 0.0, 0.0, 0.0, 0.0, 0.0], [0.0, 0.0, 0.0, 0.0, 0.0, 0.0, 0.0, 0.0, 0.0, 0.0, 0.0, 0.0, 0.0, 0.0, 0.0, 0.0, 0.0, 0.0, 0.0, 0.0, 0.0, 0.0, 0.0, 0.0, 0.0, 0.0, 0.0, 0.0, 0.0, 0.0], [0.0, 0.0, 0.0, 0.0, 0.0, 0.0, 0.0, 0.0, 0.0, 0.0, 0.0, 0.0, 0.0, 0.0, 0.0, 0.0, 0.0, 0.0, 0.0, 0.0, 0.0, 0.0, 0.0, 0.0, 0.0, 0.0, 0.0, 0.0, 0.0, 0.0], [0.0, 0.0, 0.0, 0.0, 0.0, 0.0, 0.0, 0.0, 0.0, 0.0, 0.0, 0.0, 0.0, 0.0, 0.0, 0.0, 0.0, 0.0, 0.0, 0.0, 0.0, 0.0, 0.0, 0.0, 0.0, 0.0, 0.0, 0.0, 0.0, 0.0], [0.0, 0.0, 0.0, 0.0, 0.0, 0.0, 0.0, 0.0, 0.0, 0.0, 0.0, 0.0, 0.0, 0.0, 0.0, 0.0, 0.0, 0.0, 0.0, 0.0, 0.0, 0.0, 0.0, 0.0, 0.0, 0.0, 0.0, 0.0, 0.0, 0.0], [0.0, 0.0, 0.0, 0.0, 0.0, 0.0, 0.0, 0.0, 0.0, 0.0, 0.0, 0.0, 0.0, 0.0, 0.0, 0.0, 0.0, 0.0, 0.0, 0.0, 0.0, 0.0, 0.0, 0.0, 0.0, 0.0, 0.0, 0.0, 0.0, 0.0]] | Fiber orientation of the composite layer with 0-value meaning alignment with reference axis. The first dimension represents each layer, the second dimension represents each entry along blade span.
blade.internal_structure_2d_fem.layer_rotation_yaml | output | rad | [[0.0, 0.0, 0.0, 0.0, 0.0, 0.0, 0.0, 0.0, 0.0, 0.0, 0.0, 0.0, 0.0, 0.0, 0.0, 0.0, 0.0, 0.0, 0.0, 0.0, 0.0, 0.0, 0.0, 0.0, 0.0, 0.0, 0.0, 0.0, 0.0, 0.0], [0.0, 0.0, 0.0, 0.0, 0.0, 0.0, 0.0, 0.0, 0.0, 0.0, 0.0, 0.0, 0.0, 0.0, 0.0, 0.0, 0.0, 0.0, 0.0, 0.0, 0.0, 0.0, 0.0, 0.0, 0.0, 0.0, 0.0, 0.0, 0.0, 0.0], [0.0, 0.0, 0.0, 0.0, 0.0, 0.0, 0.0, 0.0, 0.0, 0.0, 0.0, 0.0, 0.0, 0.0, 0.0, 0.0, 0.0, 0.0, 0.0, 0.0, 0.0, 0.0, 0.0, 0.0, 0.0, 0.0, 0.0, 0.0, 0.0, 0.0], [0.0, 0.0, 0.0, 0.0, 0.0, 0.0, 0.0, 0.0, 0.0, 0.0, 0.0, 0.0, 0.0, 0.0, 0.0, 0.0, 0.0, 0.0, 0.0, 0.0, 0.0, 0.0, 0.0, 0.0, 0.0, 0.0, 0.0, 0.0, 0.0, 0.0], [0.0, 0.0, 0.0, 0.0, 0.0, 0.0, 0.0, 0.0, 0.0, 0.0, 0.0, 0.0, 0.0, 0.0, 0.0, 0.0, 0.0, 0.0, 0.0, 0.0, 0.0, 0.0, 0.0, 0.0, 0.0, 0.0, 0.0, 0.0, 0.0, 0.0], [0.0, 0.0, 0.0, 0.0, 0.0, 0.0, 0.0, 0.0, 0.0, 0.0, 0.0, 0.0, 0.0, 0.0, 0.0, 0.0, 0.0, 0.0, 0.0, 0.0, 0.0, 0.0, 0.0, 0.0, 0.0, 0.0, 0.0, 0.0, 0.0, 0.0], [0.0, 0.0, 0.0, 0.0, 0.0, 0.0, 0.0, 0.0, 0.0, 0.0, 0.0, 0.0, 0.0, 0.0, 0.0, 0.0, 0.0, 0.0, 0.0, 0.0, 0.0, 0.0, 0.0, 0.0, 0.0, 0.0, 0.0, 0.0, 0.0, 0.0], [0.0, 0.0, 0.0, 0.0, 0.0, 0.0, 0.0, 0.0, 0.0, 0.0, 0.0, 0.0, 0.0, 0.0, 0.0, 0.0, 0.0, 0.0, 0.0, 0.0, 0.0, 0.0, 0.0, 0.0, 0.0, 0.0, 0.0, 0.0, 0.0, 0.0], [0.0, 0.0, 0.0, 0.0, 0.0, 0.0, 0.0, 0.0, 0.0, 0.0, 0.0, 0.0, 0.0, 0.0, 0.0, 0.0, 0.0, 0.0, 0.0, 0.0, 0.0, 0.0, 0.0, 0.0, 0.0, 0.0, 0.0, 0.0, 0.0, 0.0], [0.0, 0.0, 0.0, 0.0, 0.0, 0.0, 0.0, 0.0, 0.0, 0.0, 0.0, 0.0, 0.0, 0.0, 0.0, 0.0, 0.0, 0.0, 0.0, 0.0, 0.0, 0.0, 0.0, 0.0, 0.0, 0.0, 0.0, 0.0, 0.0, 0.0], [0.0, 0.0, 0.0, 0.0, 0.0, 0.0, 0.0, 0.0, 0.0, 0.0, 0.0, 0.0, 0.0, 0.0, 0.0, 0.0, 0.0, 0.0, 0.0, 0.0, 0.0, 0.0, 0.0, 0.0, 0.0, 0.0, 0.0, 0.0, 0.0, 0.0], [0.0, 0.0, 0.0, 0.0, 0.0, 0.0, 0.0, 0.0, 0.0, 0.0, 0.0, 0.0, 0.0, 0.0, 0.0, 0.0, 0.0, 0.0, 0.0, 0.0, 0.0, 0.0, 0.0, 0.0, 0.0, 0.0, 0.0, 0.0, 0.0, 0.0], [0.0, 0.0, 0.0, 0.0, 0.0, 0.0, 0.0, 0.0, 0.0, 0.0, 0.0, 0.0, 0.0, 0.0, 0.0, 0.0, 0.0, 0.0, 0.0, 0.0, 0.0, 0.0, 0.0, 0.0, 0.0, 0.0, 0.0, 0.0, 0.0, 0.0], [0.0, 0.0, 0.0, 0.0, 0.0, 0.0, 0.0, 0.0, 0.0, 0.0, 0.0, 0.0, 0.0, 0.0, 0.0, 0.0, 0.0, 0.0, 0.0, 0.0, 0.0, 0.0, 0.0, 0.0, 0.0, 0.0, 0.0, 0.0, 0.0, 0.0], [0.0, 0.0, 0.0, 0.0, 0.0, 0.0, 0.0, 0.0, 0.0, 0.0, 0.0, 0.0, 0.0, 0.0, 0.0, 0.0, 0.0, 0.0, 0.0, 0.0, 0.0, 0.0, 0.0, 0.0, 0.0, 0.0, 0.0, 0.0, 0.0, 0.0], [0.0, 0.0, 0.0, 0.0, 0.0, 0.0, 0.0, 0.0, 0.0, 0.0, 0.0, 0.0, 0.0, 0.0, 0.0, 0.0, 0.0, 0.0, 0.0, 0.0, 0.0, 0.0, 0.0, 0.0, 0.0, 0.0, 0.0, 0.0, 0.0, 0.0], [0.0, 0.0, 0.0, 0.0, 0.0, 0.0, 0.0, 0.0, 0.0, 0.0, 0.0, 0.0, 0.0, 0.0, 0.0, 0.0, 0.0, 0.0, 0.0, 0.0, 0.0, 0.0, 0.0, 0.0, 0.0, 0.0, 0.0, 0.0, 0.0, 0.0], [0.0, 0.0, 0.0, 0.0, 0.0, 0.0, 0.0, 0.0, 0.0, 0.0, 0.0, 0.0, 0.0, 0.0, 0.0, 0.0, 0.0, 0.0, 0.0, 0.0, 0.0, 0.0, 0.0, 0.0, 0.0, 0.0, 0.0, 0.0, 0.0, 0.0], [0.0, 0.0, 0.0, 0.0, 0.0, 0.0, 0.0, 0.0, 0.0, 0.0, 0.0, 0.0, 0.0, 0.0, 0.0, 0.0, 0.0, 0.0, 0.0, 0.0, 0.0, 0.0, 0.0, 0.0, 0.0, 0.0, 0.0, 0.0, 0.0, 0.0], [0.0, 0.0, 0.0, 0.0, 0.0, 0.0, 0.0, 0.0, 0.0, 0.0, 0.0, 0.0, 0.0, 0.0, 0.0, 0.0, 0.0, 0.0, 0.0, 0.0, 0.0, 0.0, 0.0, 0.0, 0.0, 0.0, 0.0, 0.0, 0.0, 0.0]] | 2D array of the rotation angle of a layer in respect to the chord line. The first dimension represents each layer, the second dimension represents each entry along blade span. If the rotation is equal to negative twist +- a constant, then the layer is built straight.
blade.internal_structure_2d_fem.layer_offset_y_pa_yaml | output | m | [[0.0, 0.0, 0.0, 0.0, 0.0, 0.0, 0.0, 0.0, 0.0, 0.0, 0.0, 0.0, 0.0, 0.0, 0.0, 0.0, 0.0, 0.0, 0.0, 0.0, 0.0, 0.0, 0.0, 0.0, 0.0, 0.0, 0.0, 0.0, 0.0, 0.0], [0.0, 0.0, 0.0, 0.0, 0.0, 0.0, 0.0, 0.0, 0.0, 0.0, 0.0, 0.0, 0.0, 0.0, 0.0, 0.0, 0.0, 0.0, 0.0, 0.0, 0.0, 0.0, 0.0, 0.0, 0.0, 0.0, 0.0, 0.0, 0.0, 0.0], [0.0, 0.0, 0.0, -0.8, -0.768, -0.736, -0.7040000000000001, -0.672, -0.64, -0.608, -0.576, -0.544, -0.512, -0.48, -0.448, -0.4159999999999999, -0.38399999999999995, -0.352, -0.31999999999999995, -0.2879999999999999, -0.24639999999999998, -0.22399999999999998, -0.19199999999999995, -0.15999999999999992, -0.1279999999999999, -0.09599999999999997, -0.06399999999999995, -0.03199999999999992, 0.0, 0.0], [0.0, 0.0, 0.0, -0.8, -0.768, -0.736, -0.7040000000000001, -0.672, -0.64, -0.608, -0.576, -0.544, -0.512, -0.48, -0.448, -0.4159999999999999, -0.38399999999999995, -0.352, -0.31999999999999995, -0.2879999999999999, -0.24639999999999998, -0.22399999999999998, -0.19199999999999995, -0.15999999999999992, -0.1279999999999999, -0.09599999999999997, -0.06399999999999995, -0.03199999999999992, 0.0, 0.0], [0.0, 0.0, 0.0, 0.0, 0.0, 0.0, 0.0, 0.0, 0.0, 0.0, 0.0, 0.0, 0.0, 0.0, 0.0, 0.0, 0.0, 0.0, 0.0, 0.0, 0.0, 0.0, 0.0, 0.0, 0.0, 0.0, 0.0, 0.0, 0.0, 0.0], [0.0, 0.0, 0.0, 0.0, 0.0, 0.0, 0.0, 0.0, 0.0, 0.0, 0.0, 0.0, 0.0, 0.0, 0.0, 0.0, 0.0, 0.0, 0.0, 0.0, 0.0, 0.0, 0.0, 0.0, 0.0, 0.0, 0.0, 0.0, 0.0, 0.0], [0.0, 0.0, 0.0, 0.0, 0.0, 0.0, 0.0, 0.0, 0.0, 0.0, 0.0, 0.0, 0.0, 0.0, 0.0, 0.0, 0.0, 0.0, 0.0, 0.0, 0.0, 0.0, 0.0, 0.0, 0.0, 0.0, 0.0, 0.0, 0.0, 0.0], [0.0, 0.0, 0.0, 0.0, 0.0, 0.0, 0.0, 0.0, 0.0, 0.0, 0.0, 0.0, 0.0, 0.0, 0.0, 0.0, 0.0, 0.0, 0.0, 0.0, 0.0, 0.0, 0.0, 0.0, 0.0, 0.0, 0.0, 0.0, 0.0, 0.0], [0.0, 0.0, 0.0, 0.0, 0.0, 0.0, 0.0, 0.0, 0.0, 0.0, 0.0, 0.0, 0.0, 0.0, 0.0, 0.0, 0.0, 0.0, 0.0, 0.0, 0.0, 0.0, 0.0, 0.0, 0.0, 0.0, 0.0, 0.0, 0.0, 0.0], [0.0, 0.0, 0.0, 0.0, 0.0, 0.0, 0.0, 0.0, 0.0, 0.0, 0.0, 0.0, 0.0, 0.0, 0.0, 0.0, 0.0, 0.0, 0.0, 0.0, 0.0, 0.0, 0.0, 0.0, 0.0, 0.0, 0.0, 0.0, 0.0, 0.0], [0.0, 0.0, 0.0, 0.0, 0.0, 0.0, 0.0, 0.0, 0.0, 0.0, 0.0, 0.0, 0.0, 0.0, 0.0, 0.0, 0.0, 0.0, 0.0, 0.0, 0.0, 0.0, 0.0, 0.0, 0.0, 0.0, 0.0, 0.0, 0.0, 0.0], [0.0, 0.0, 0.0, 0.0, 0.0, 0.0, 0.0, 0.0, 0.0, 0.0, 0.0, 0.0, 0.0, 0.0, 0.0, 0.0, 0.0, 0.0, 0.0, 0.0, 0.0, 0.0, 0.0, 0.0, 0.0, 0.0, 0.0, 0.0, 0.0, 0.0], [0.0, 0.0, 0.0, 0.0, 0.0, 0.0, 0.0, 0.0, 0.0, 0.0, 0.0, 0.0, 0.0, 0.0, 0.0, 0.0, 0.0, 0.0, 0.0, 0.0, 0.0, 0.0, 0.0, 0.0, 0.0, 0.0, 0.0, 0.0, 0.0, 0.0], [0.0, 0.0, 0.0, 0.0, 0.0, 0.0, 0.0, 0.0, 0.0, 0.0, 0.0, 0.0, 0.0, 0.0, 0.0, 0.0, 0.0, 0.0, 0.0, 0.0, 0.0, 0.0, 0.0, 0.0, 0.0, 0.0, 0.0, 0.0, 0.0, 0.0], [0.0, 0.0, 0.0, 0.0, 0.0, 0.0, 0.0, 0.0, 0.0, 0.0, 0.0, 0.0, 0.0, 0.0, 0.0, 0.0, 0.0, 0.0, 0.0, 0.0, 0.0, 0.0, 0.0, 0.0, 0.0, 0.0, 0.0, 0.0, 0.0, 0.0], [0.0, 0.0, 0.0, 0.0, 0.0, 0.0, 0.0, 0.0, 0.0, 0.0, 0.0, 0.0, 0.0, 0.0, 0.0, 0.0, 0.0, 0.0, 0.0, 0.0, 0.0, 0.0, 0.0, 0.0, 0.0, 0.0, 0.0, 0.0, 0.0, 0.0], [0.0, 0.0, 0.0, 0.0, 0.0, 0.0, 0.0, 0.0, 0.0, 0.0, 0.0, 0.0, 0.0, 0.0, 0.0, 0.0, 0.0, 0.0, 0.0, 0.0, 0.0, 0.0, 0.0, 0.0, 0.0, 0.0, 0.0, 0.0, 0.0, 0.0], [0.0, 0.0, 0.0, 0.0, 0.0, 0.0, 0.0, 0.0, 0.0, 0.0, 0.0, 0.0, 0.0, 0.0, 0.0, 0.0, 0.0, 0.0, 0.0, 0.0, 0.0, 0.0, 0.0, 0.0, 0.0, 0.0, 0.0, 0.0, 0.0, 0.0], [0.0, 0.0, 0.0, 0.0, 0.0, 0.0, 0.0, 0.0, 0.0, 0.0, 0.0, 0.0, 0.0, 0.0, 0.0, 0.0, 0.0, 0.0, 0.0, 0.0, 0.0, 0.0, 0.0, 0.0, 0.0, 0.0, 0.0, 0.0, 0.0, 0.0], [0.0, 0.0, 0.0, 0.0, 0.0, 0.0, 0.0, 0.0, 0.0, 0.0, 0.0, 0.0, 0.0, 0.0, 0.0, 0.0, 0.0, 0.0, 0.0, 0.0, 0.0, 0.0, 0.0, 0.0, 0.0, 0.0, 0.0, 0.0, 0.0, 0.0]] | 2D array of the offset along the y axis to set the position of a layer. Positive values move the layer towards the trailing edge, negative values towards the leading edge. The first dimension represents each layer, the second dimension represents each entry along blade span.
blade.internal_structure_2d_fem.layer_width_yaml | output | m | [[0.0, 0.0, 0.0, 0.0, 0.0, 0.0, 0.0, 0.0, 0.0, 0.0, 0.0, 0.0, 0.0, 0.0, 0.0, 0.0, 0.0, 0.0, 0.0, 0.0, 0.0, 0.0, 0.0, 0.0, 0.0, 0.0, 0.0, 0.0, 0.0, 0.0], [0.0, 0.0, 0.0, 0.0, 0.0, 0.0, 0.0, 0.0, 0.0, 0.0, 0.0, 0.0, 0.0, 0.0, 0.0, 0.0, 0.0, 0.0, 0.0, 0.0, 0.0, 0.0, 0.0, 0.0, 0.0, 0.0, 0.0, 0.0, 0.0, 0.0], [0.8, 0.8, 0.8, 0.8, 0.8, 0.8, 0.8, 0.8, 0.8, 0.8, 0.8, 0.8, 0.8, 0.8, 0.8, 0.8, 0.8, 0.8, 0.8, 0.8, 0.8, 0.8, 0.8, 0.8, 0.7536, 0.7059, 0.6587, 0.611, 0.5383, 0.3419], [0.8, 0.8, 0.8, 0.8, 0.8, 0.8, 0.8, 0.8, 0.8, 0.8, 0.8, 0.8, 0.8, 0.8, 0.8, 0.8, 0.8, 0.8, 0.8, 0.8, 0.8, 0.8, 0.8, 0.7855, 0.7453, 0.7019, 0.6571, 0.6099, 0.5246, 0.331], [0.0, 0.0, 0.0, 0.0, 0.0, 0.0, 0.0, 0.0, 0.0, 0.0, 0.0, 0.0, 0.0, 0.0, 0.0, 0.0, 0.0, 0.0, 0.0, 0.3, 1.7, 0.3, 1.3877787807814457e-17, 0.0, 0.0, 0.0, 0.0, 0.0, 0.0, 0.0], [0.0, 0.0, 0.0, 0.0, 0.0, 0.0, 0.0, 0.0, 0.0, 0.0, 0.0, 0.0, 0.0, 0.0, 0.0, 0.0, 0.0, 0.0, 0.0, 0.3, 1.7, 0.3, 1.3877787807814457e-17, 0.0, 0.0, 0.0, 0.0, 0.0, 0.0, 0.0], [0.3094, 0.3094, 0.3094, 0.3094, 0.3094, 0.3094, 0.3094, 0.3094, 0.3094, 0.3094, 0.3094, 0.3094, 0.3094, 0.3094, 0.3094, 0.3094, 0.3094, 0.3094, 0.3094, 0.3094, 0.3094, 0.3094, 0.3094, 0.3094, 0.3094, 0.3094, 0.2801, 0.2223, 0.1635, 0.1035], [0.576, 0.57745, 0.581, 0.58365, 0.58685, 0.58985, 0.59945, 0.60525, 0.61195, 0.61385, 0.6119, 0.60915, 0.6066, 0.6063, 0.60745, 0.6106, 0.61615, 0.57865, 0.53735, 0.4965, 0.4444673776755774, 0.41675, 0.37725, 0.33625, 0.27445, 0.2347, 0.1947, 0.1541, 0.113, 0.0713], [0.576, 0.57745, 0.581, 0.58365, 0.58685, 0.58985, 0.59945, 0.60525, 0.61195, 0.61385, 0.6119, 0.60915, 0.6066, 0.6063, 0.60745, 0.6106, 0.61615, 0.57865, 0.53735, 0.4965, 0.4444673776755774, 0.41675, 0.37725, 0.33625, 0.27445, 0.2347, 0.1947, 0.1541, 0.113, 0.0713], [0.0, 0.0, 0.0, 0.0, 0.0, 0.0, 0.0, 0.0, 0.0, 0.0, 0.0, 0.0, 0.0, 0.0, 0.0, 0.0, 0.0, 0.0, 0.0, 0.0, 0.0, 0.0, 0.0, 0.0, 0.0, 0.0, 0.0, 0.0, 0.0, 0.0], [0.0, 0.0, 0.0, 0.0, 0.0, 0.0, 0.0, 0.0, 0.0, 0.0, 0.0, 0.0, 0.0, 0.0, 0.0, 0.0, 0.0, 0.0, 0.0, 0.0, 0.0, 0.0, 0.0, 0.0, 0.0, 0.0, 0.0, 0.0, 0.0, 0.0], [0.0, 0.0, 0.0, 0.0, 0.0, 0.0, 0.0, 0.0, 0.0, 0.0, 0.0, 0.0, 0.0, 0.0, 0.0, 0.0, 0.0, 0.0, 0.0, 0.0, 0.0, 0.0, 0.0, 0.0, 0.0, 0.0, 0.0, 0.0, 0.0, 0.0], [0.0, 0.0, 0.0, 0.0, 0.0, 0.0, 0.0, 0.0, 0.0, 0.0, 0.0, 0.0, 0.0, 0.0, 0.0, 0.0, 0.0, 0.0, 0.0, 0.0, 0.0, 0.0, 0.0, 0.0, 0.0, 0.0, 0.0, 0.0, 0.0, 0.0], [0.0, 0.0, 0.0, 0.0, 0.0, 0.0, 0.0, 0.0, 0.0, 0.0, 0.0, 0.0, 0.0, 0.0, 0.0, 0.0, 0.0, 0.0, 0.0, 0.0, 0.0, 0.0, 0.0, 0.0, 0.0, 0.0, 0.0, 0.0, 0.0, 0.0], [0.0, 0.0, 0.0, 0.0, 0.0, 0.0, 0.0, 0.0, 0.0, 0.0, 0.0, 0.0, 0.0, 0.0, 0.0, 0.0, 0.0, 0.0, 0.0, 0.0, 0.0, 0.0, 0.0, 0.0, 0.0, 0.0, 0.0, 0.0, 0.0, 0.0], [0.0, 0.0, 0.0, 0.0, 0.0, 0.0, 0.0, 0.0, 0.0, 0.0, 0.0, 0.0, 0.0, 0.0, 0.0, 0.0, 0.0, 0.0, 0.0, 0.0, 0.0, 0.0, 0.0, 0.0, 0.0, 0.0, 0.0, 0.0, 0.0, 0.0], [0.0, 0.0, 0.0, 0.0, 0.0, 0.0, 0.0, 0.0, 0.0, 0.0, 0.0, 0.0, 0.0, 0.0, 0.0, 0.0, 0.0, 0.0, 0.0, 0.0, 0.0, 0.0, 0.0, 0.0, 0.0, 0.0, 0.0, 0.0, 0.0, 0.0], [0.0, 0.0, 0.0, 0.0, 0.0, 0.0, 0.0, 0.0, 0.0, 0.0, 0.0, 0.0, 0.0, 0.0, 0.0, 0.0, 0.0, 0.0, 0.0, 0.0, 0.0, 0.0, 0.0, 0.0, 0.0, 0.0, 0.0, 0.0, 0.0, 0.0], [0.0, 0.0, 0.0, 0.0, 0.0, 0.0, 0.0, 0.0, 0.0, 0.0, 0.0, 0.0, 0.0, 0.0, 0.0, 0.0, 0.0, 0.0, 0.0, 0.0, 0.0, 0.0, 0.0, 0.0, 0.0, 0.0, 0.0, 0.0, 0.0, 0.0], [0.0, 0.0, 0.0, 0.0, 0.0, 0.0, 0.0, 0.0, 0.0, 0.0, 0.0, 0.0, 0.0, 0.0, 0.0, 0.0, 0.0, 0.0, 0.0, 0.0, 0.0, 0.0, 0.0, 0.0, 0.0, 0.0, 0.0, 0.0, 0.0, 0.0]] | 2D array of the width along the outer profile of a layer. The first dimension represents each layer, the second dimension represents each entry along blade span.
blade.internal_structure_2d_fem.layer_midpoint_nd | output |  | [[0.0, 0.0, 0.0, 0.0, 0.0, 0.0, 0.0, 0.0, 0.0, 0.0, 0.0, 0.0, 0.0, 0.0, 0.0, 0.0, 0.0, 0.0, 0.0, 0.0, 0.0, 0.0, 0.0, 0.0, 0.0, 0.0, 0.0, 0.0, 0.0, 0.0], [0.0, 0.0, 0.0, 0.0, 0.0, 0.0, 0.0, 0.0, 0.0, 0.0, 0.0, 0.0, 0.0, 0.0, 0.0, 0.0, 0.0, 0.0, 0.0, 0.0, 0.0, 0.0, 0.0, 0.0, 0.0, 0.0, 0.0, 0.0, 0.0, 0.0], [0.0, 0.0, 0.0, 0.0, 0.0, 0.0, 0.0, 0.0, 0.0, 0.0, 0.0, 0.0, 0.0, 0.0, 0.0, 0.0, 0.0, 0.0, 0.0, 0.0, 0.0, 0.0, 0.0, 0.0, 0.0, 0.0, 0.0, 0.0, 0.0, 0.0], [0.0, 0.0, 0.0, 0.0, 0.0, 0.0, 0.0, 0.0, 0.0, 0.0, 0.0, 0.0, 0.0, 0.0, 0.0, 0.0, 0.0, 0.0, 0.0, 0.0, 0.0, 0.0, 0.0, 0.0, 0.0, 0.0, 0.0, 0.0, 0.0, 0.0], [0.0, 0.0, 0.0, 0.0, 0.0, 0.0, 0.0, 0.0, 0.0, 0.0, 0.0, 0.0, 0.0, 0.0, 0.0, 0.0, 0.0, 0.0, 0.0, 0.0, 0.0, 0.0, 0.0, 0.0, 0.0, 0.0, 0.0, 0.0, 0.0, 0.0], [0.0, 0.0, 0.0, 0.0, 0.0, 0.0, 0.0, 0.0, 0.0, 0.0, 0.0, 0.0, 0.0, 0.0, 0.0, 0.0, 0.0, 0.0, 0.0, 0.0, 0.0, 0.0, 0.0, 0.0, 0.0, 0.0, 0.0, 0.0, 0.0, 0.0], [0.4999993345962153, 0.499934986137268, 0.4995282150155704, 0.4992912884741975, 0.4997165796254649, 0.4994557841250569, 0.4990638127370755, 0.4996312336860439, 0.5001611314094204, 0.5004357205670341, 0.5008708524951969, 0.5012724030259866, 0.5015436856626051, 0.5016744219704856, 0.501645558279928, 0.5014459640724487, 0.5011709794138867, 0.5008606886789999, 0.500532890797182, 0.5001899052407794, 0.4997065309912501, 0.4994162949662161, 0.49894840345883557, 0.49848577866191274, 0.4979706939376065, 0.49714492653202874, 0.4959859046375417, 0.49469692282710315, 0.49329601010057916, 0.49178761974131224], [0.0, 0.0, 0.0, 0.0, 0.0, 0.0, 0.0, 0.0, 0.0, 0.0, 0.0, 0.0, 0.0, 0.0, 0.0, 0.0, 0.0, 0.0, 0.0, 0.0, 0.0, 0.0, 0.0, 0.0, 0.0, 0.0, 0.0, 0.0, 0.0, 0.0], [0.0, 0.0, 0.0, 0.0, 0.0, 0.0, 0.0, 0.0, 0.0, 0.0, 0.0, 0.0, 0.0, 0.0, 0.0, 0.0, 0.0, 0.0, 0.0, 0.0, 0.0, 0.0, 0.0, 0.0, 0.0, 0.0, 0.0, 0.0, 0.0, 0.0], [0.0, 0.0, 0.0, 0.0, 0.0, 0.0, 0.0, 0.0, 0.0, 0.0, 0.0, 0.0, 0.0, 0.0, 0.0, 0.0, 0.0, 0.0, 0.0, 0.0, 0.0, 0.0, 0.0, 0.0, 0.0, 0.0, 0.0, 0.0, 0.0, 0.0], [0.0, 0.0, 0.0, 0.0, 0.0, 0.0, 0.0, 0.0, 0.0, 0.0, 0.0, 0.0, 0.0, 0.0, 0.0, 0.0, 0.0, 0.0, 0.0, 0.0, 0.0, 0.0, 0.0, 0.0, 0.0, 0.0, 0.0, 0.0, 0.0, 0.0], [0.0, 0.0, 0.0, 0.0, 0.0, 0.0, 0.0, 0.0, 0.0, 0.0, 0.0, 0.0, 0.0, 0.0, 0.0, 0.0, 0.0, 0.0, 0.0, 0.0, 0.0, 0.0, 0.0, 0.0, 0.0, 0.0, 0.0, 0.0, 0.0, 0.0], [0.0, 0.0, 0.0, 0.0, 0.0, 0.0, 0.0, 0.0, 0.0, 0.0, 0.0, 0.0, 0.0, 0.0, 0.0, 0.0, 0.0, 0.0, 0.0, 0.0, 0.0, 0.0, 0.0, 0.0, 0.0, 0.0, 0.0, 0.0, 0.0, 0.0], [0.0, 0.0, 0.0, 0.0, 0.0, 0.0, 0.0, 0.0, 0.0, 0.0, 0.0, 0.0, 0.0, 0.0, 0.0, 0.0, 0.0, 0.0, 0.0, 0.0, 0.0, 0.0, 0.0, 0.0, 0.0, 0.0, 0.0, 0.0, 0.0, 0.0], [0.0, 0.0, 0.0, 0.0, 0.0, 0.0, 0.0, 0.0, 0.0, 0.0, 0.0, 0.0, 0.0, 0.0, 0.0, 0.0, 0.0, 0.0, 0.0, 0.0, 0.0, 0.0, 0.0, 0.0, 0.0, 0.0, 0.0, 0.0, 0.0, 0.0], [0.0, 0.0, 0.0, 0.0, 0.0, 0.0, 0.0, 0.0, 0.0, 0.0, 0.0, 0.0, 0.0, 0.0, 0.0, 0.0, 0.0, 0.0, 0.0, 0.0, 0.0, 0.0, 0.0, 0.0, 0.0, 0.0, 0.0, 0.0, 0.0, 0.0], [0.0, 0.0, 0.0, 0.0, 0.0, 0.0, 0.0, 0.0, 0.0, 0.0, 0.0, 0.0, 0.0, 0.0, 0.0, 0.0, 0.0, 0.0, 0.0, 0.0, 0.0, 0.0, 0.0, 0.0, 0.0, 0.0, 0.0, 0.0, 0.0, 0.0], [0.0, 0.0, 0.0, 0.0, 0.0, 0.0, 0.0, 0.0, 0.0, 0.0, 0.0, 0.0, 0.0, 0.0, 0.0, 0.0, 0.0, 0.0, 0.0, 0.0, 0.0, 0.0, 0.0, 0.0, 0.0, 0.0, 0.0, 0.0, 0.0, 0.0], [0.0, 0.0, 0.0, 0.0, 0.0, 0.0, 0.0, 0.0, 0.0, 0.0, 0.0, 0.0, 0.0, 0.0, 0.0, 0.0, 0.0, 0.0, 0.0, 0.0, 0.0, 0.0, 0.0, 0.0, 0.0, 0.0, 0.0, 0.0, 0.0, 0.0], [0.0, 0.0, 0.0, 0.0, 0.0, 0.0, 0.0, 0.0, 0.0, 0.0, 0.0, 0.0, 0.0, 0.0, 0.0, 0.0, 0.0, 0.0, 0.0, 0.0, 0.0, 0.0, 0.0, 0.0, 0.0, 0.0, 0.0, 0.0, 0.0, 0.0]] | 2D array of the non-dimensional midpoint defined along the outer profile of a layer. The first dimension represents each layer, the second dimension represents each entry along blade span.
blade.internal_structure_2d_fem.layer_start_nd_yaml | output |  | [[0.0, 0.0, 0.0, 0.0, 0.0, 0.0, 0.0, 0.0, 0.0, 0.0, 0.0, 0.0, 0.0, 0.0, 0.0, 0.0, 0.0, 0.0, 0.0, 0.0, 0.0, 0.0, 0.0, 0.0, 0.0, 0.0, 0.0, 0.0, 0.0, 0.0], [0.0, 0.0, 0.0, 0.0, 0.0, 0.0, 0.0, 0.0, 0.0, 0.0, 0.0, 0.0, 0.0, 0.0, 0.0, 0.0, 0.0, 0.0, 0.0, 0.0, 0.0, 0.0, 0.0, 0.0, 0.0, 0.0, 0.0, 0.0, 0.0, 0.0], [0.0, 0.0, 0.0, 0.0, 0.0, 0.0, 0.0, 0.0, 0.0, 0.0, 0.0, 0.0, 0.0, 0.0, 0.0, 0.0, 0.0, 0.0, 0.0, 0.0, 0.0, 0.0, 0.0, 0.0, 0.0, 0.0, 0.0, 0.0, 0.0, 0.0], [0.0, 0.0, 0.0, 0.0, 0.0, 0.0, 0.0, 0.0, 0.0, 0.0, 0.0, 0.0, 0.0, 0.0, 0.0, 0.0, 0.0, 0.0, 0.0, 0.0, 0.0, 0.0, 0.0, 0.0, 0.0, 0.0, 0.0, 0.0, 0.0, 0.0], [0.0, 0.0, 0.0, 0.0, 0.0, 0.0, 0.0, 0.0, 0.0, 0.0, 0.0, 0.0, 0.0, 0.0, 0.0, 0.0, 0.0, 0.0, 0.0, 0.0, 0.0, 0.0, 0.0, 0.0, 0.0, 0.0, 0.0, 0.0, 0.0, 0.0], [0.0, 0.0, 0.0, 0.0, 0.0, 0.0, 0.0, 0.0, 0.0, 0.0, 0.0, 0.0, 0.0, 0.0, 0.0, 0.0, 0.0, 0.0, 0.0, 0.0, 0.0, 0.0, 0.0, 0.0, 0.0, 0.0, 0.0, 0.0, 0.0, 0.0], [0.0, 0.0, 0.0, 0.0, 0.0, 0.0, 0.0, 0.0, 0.0, 0.0, 0.0, 0.0, 0.0, 0.0, 0.0, 0.0, 0.0, 0.0, 0.0, 0.0, 0.0, 0.0, 0.0, 0.0, 0.0, 0.0, 0.0, 0.0, 0.0, 0.0], [0.0, 0.0, 0.0, 0.0, 0.0, 0.0, 0.0, 0.0, 0.0, 0.0, 0.0, 0.0, 0.0, 0.0, 0.0, 0.0, 0.0, 0.0, 0.0, 0.0, 0.0, 0.0, 0.0, 0.0, 0.0, 0.0, 0.0, 0.0, 0.0, 0.0], [0.0, 0.0, 0.0, 0.0, 0.0, 0.0, 0.0, 0.0, 0.0, 0.0, 0.0, 0.0, 0.0, 0.0, 0.0, 0.0, 0.0, 0.0, 0.0, 0.0, 0.0, 0.0, 0.0, 0.0, 0.0, 0.0, 0.0, 0.0, 0.0, 0.0], [0.0, 0.0, 0.0, 0.0, 0.0, 0.0, 0.0, 0.0, 0.0, 0.0, 0.0, 0.0, 0.0, 0.0, 0.0, 0.0, 0.0, 0.0, 0.0, 0.0, 0.0, 0.0, 0.0, 0.0, 0.0, 0.0, 0.0, 0.0, 0.0, 0.0], [0.0, 0.0, 0.0, 0.0, 0.0, 0.0, 0.0, 0.0, 0.0, 0.0, 0.0, 0.0, 0.0, 0.0, 0.0, 0.0, 0.0, 0.0, 0.0, 0.0, 0.0, 0.0, 0.0, 0.0, 0.0, 0.0, 0.0, 0.0, 0.0, 0.0], [0.0, 0.0, 0.0, 0.0, 0.0, 0.0, 0.0, 0.0, 0.0, 0.0, 0.0, 0.0, 0.0, 0.0, 0.0, 0.0, 0.0, 0.0, 0.0, 0.0, 0.0, 0.0, 0.0, 0.0, 0.0, 0.0, 0.0, 0.0, 0.0, 0.0], [0.0, 0.0, 0.0, 0.0, 0.0, 0.0, 0.0, 0.0, 0.0, 0.0, 0.0, 0.0, 0.0, 0.0, 0.0, 0.0, 0.0, 0.0, 0.0, 0.0, 0.0, 0.0, 0.0, 0.0, 0.0, 0.0, 0.0, 0.0, 0.0, 0.0], [0.0, 0.0, 0.0, 0.0, 0.0, 0.0, 0.0, 0.0, 0.0, 0.0, 0.0, 0.0, 0.0, 0.0, 0.0, 0.05, 0.05, 0.05, 0.05, 0.05, 0.05, 0.05, 0.05, 0.05, 0.05, 0.05, 0.04, 0.05, 0.05, 0.05], [0.0, 0.0, 0.0, 0.0, 0.0, 0.0, 0.0, 0.0, 0.0, 0.0, 0.0, 0.0, 0.0, 0.0, 0.0, 0.0, 0.0, 0.0, 0.0, 0.0, 0.0, 0.0, 0.0, 0.0, 0.0, 0.0, 0.0, 0.0, 0.0, 0.0], [0.0, 0.0, 0.0, 0.0, 0.0, 0.0, 0.0, 0.0, 0.0, 0.0, 0.0, 0.0, 0.0, 0.0, 0.0, 0.0, 0.0, 0.0, 0.0, 0.0, 0.0, 0.0, 0.0, 0.0, 0.0, 0.0, 0.0, 0.0, 0.0, 0.0], [0.0, 0.0, 0.0, 0.0, 0.0, 0.0, 0.0, 0.0, 0.0, 0.0, 0.0, 0.0, 0.0, 0.0, 0.0, 0.0, 0.0, 0.0, 0.0, 0.0, 0.0, 0.0, 0.0, 0.0, 0.0, 0.0, 0.0, 0.0, 0.0, 0.0], [0.0, 0.0, 0.0, 0.0, 0.0, 0.0, 0.0, 0.0, 0.0, 0.0, 0.0, 0.0, 0.0, 0.0, 0.0, 0.0, 0.0, 0.0, 0.0, 0.0, 0.0, 0.0, 0.0, 0.0, 0.0, 0.0, 0.0, 0.0, 0.0, 0.0], [0.0, 0.0, 0.0, 0.0, 0.0, 0.0, 0.0, 0.0, 0.0, 0.0, 0.0, 0.0, 0.0, 0.0, 0.0, 0.0, 0.0, 0.0, 0.0, 0.0, 0.0, 0.0, 0.0, 0.0, 0.0, 0.0, 0.0, 0.0, 0.0, 0.0], [0.0, 0.0, 0.0, 0.0, 0.0, 0.0, 0.0, 0.0, 0.0, 0.0, 0.0, 0.0, 0.0, 0.0, 0.0, 0.0, 0.0, 0.0, 0.0, 0.0, 0.0, 0.0, 0.0, 0.0, 0.0, 0.0, 0.0, 0.0, 0.0, 0.0]] | 2D array of the non-dimensional start point defined along the outer profile of a layer. The TE suction side is 0, the TE pressure side is 1. The first dimension represents each layer, the second dimension represents each entry along blade span.
blade.internal_structure_2d_fem.layer_end_nd_yaml | output |  | [[1.0, 1.0, 1.0, 1.0, 1.0, 1.0, 1.0, 1.0, 1.0, 1.0, 1.0, 1.0, 1.0, 1.0, 1.0, 1.0, 1.0, 1.0, 1.0, 1.0, 1.0, 1.0, 1.0, 1.0, 1.0, 1.0, 1.0, 1.0, 1.0, 1.0], [1.0, 1.0, 1.0, 1.0, 1.0, 1.0, 1.0, 1.0, 1.0, 1.0, 1.0, 1.0, 1.0, 1.0, 1.0, 1.0, 1.0, 1.0, 1.0, 1.0, 1.0, 1.0, 1.0, 1.0, 1.0, 1.0, 1.0, 1.0, 1.0, 1.0], [0.0, 0.0, 0.0, 0.0, 0.0, 0.0, 0.0, 0.0, 0.0, 0.0, 0.0, 0.0, 0.0, 0.0, 0.0, 0.0, 0.0, 0.0, 0.0, 0.0, 0.0, 0.0, 0.0, 0.0, 0.0, 0.0, 0.0, 0.0, 0.0, 0.0], [0.0, 0.0, 0.0, 0.0, 0.0, 0.0, 0.0, 0.0, 0.0, 0.0, 0.0, 0.0, 0.0, 0.0, 0.0, 0.0, 0.0, 0.0, 0.0, 0.0, 0.0, 0.0, 0.0, 0.0, 0.0, 0.0, 0.0, 0.0, 0.0, 0.0], [0.0, 0.0, 0.0, 0.0, 0.0, 0.0, 0.0, 0.0, 0.0, 0.0, 0.0, 0.0, 0.0, 0.0, 0.0, 0.0, 0.0, 0.0, 0.0, 0.0, 0.0, 0.0, 0.0, 0.0, 0.0, 0.0, 0.0, 0.0, 0.0, 0.0], [0.0, 0.0, 0.0, 0.0, 0.0, 0.0, 0.0, 0.0, 0.0, 0.0, 0.0, 0.0, 0.0, 0.0, 0.0, 0.0, 0.0, 0.0, 0.0, 0.0, 0.0, 0.0, 0.0, 0.0, 0.0, 0.0, 0.0, 0.0, 0.0, 0.0], [0.0, 0.0, 0.0, 0.0, 0.0, 0.0, 0.0, 0.0, 0.0, 0.0, 0.0, 0.0, 0.0, 0.0, 0.0, 0.0, 0.0, 0.0, 0.0, 0.0, 0.0, 0.0, 0.0, 0.0, 0.0, 0.0, 0.0, 0.0, 0.0, 0.0], [0.0, 0.0, 0.0, 0.0, 0.0, 0.0, 0.0, 0.0, 0.0, 0.0, 0.0, 0.0, 0.0, 0.0, 0.0, 0.0, 0.0, 0.0, 0.0, 0.0, 0.0, 0.0, 0.0, 0.0, 0.0, 0.0, 0.0, 0.0, 0.0, 0.0], [1.0, 1.0, 1.0, 1.0, 1.0, 1.0, 1.0, 1.0, 1.0, 1.0, 1.0, 1.0, 1.0, 1.0, 1.0, 1.0, 1.0, 1.0, 1.0, 1.0, 1.0, 1.0, 1.0, 1.0, 1.0, 1.0, 1.0, 1.0, 1.0, 1.0], [0.0, 0.0, 0.0, 0.0, 0.0, 0.0, 0.0, 0.0, 0.0, 0.0, 0.0, 0.0, 0.0, 0.0, 0.0, 0.0, 0.0, 0.0, 0.0, 0.0, 0.0, 0.0, 0.0, 0.0, 0.0, 0.0, 0.0, 0.0, 0.0, 0.0], [0.0, 0.0, 0.0, 0.0, 0.0, 0.0, 0.0, 0.0, 0.0, 0.0, 0.0, 0.0, 0.0, 0.0, 0.0, 0.0, 0.0, 0.0, 0.0, 0.0, 0.0, 0.0, 0.0, 0.0, 0.0, 0.0, 0.0, 0.0, 0.0, 0.0], [0.0, 0.0, 0.0, 0.0, 0.0, 0.0, 0.0, 0.0, 0.0, 0.0, 0.0, 0.0, 0.0, 0.0, 0.0, 0.0, 0.0, 0.0, 0.0, 0.0, 0.0, 0.0, 0.0, 0.0, 0.0, 0.0, 0.0, 0.0, 0.0, 0.0], [0.0, 0.0, 0.0, 0.0, 0.0, 0.0, 0.0, 0.0, 0.0, 0.0, 0.0, 0.0, 0.0, 0.0, 0.0, 0.0, 0.0, 0.0, 0.0, 0.0, 0.0, 0.0, 0.0, 0.0, 0.0, 0.0, 0.0, 0.0, 0.0, 0.0], [1.0, 1.0, 1.0, 1.0, 1.0, 1.0, 1.0, 1.0, 1.0, 1.0, 1.0, 1.0, 1.0, 1.0, 1.0, 0.95, 0.95, 0.95, 0.95, 0.95, 0.95, 0.95, 0.95, 0.95, 0.95, 0.95, 0.95, 0.95, 0.95, 0.95], [0.0, 0.0, 0.0, 0.0, 0.0, 0.0, 0.0, 0.0, 0.0, 0.0, 0.0, 0.0, 0.0, 0.0, 0.0, 0.0, 0.0, 0.0, 0.0, 0.0, 0.0, 0.0, 0.0, 0.0, 0.0, 0.0, 0.0, 0.0, 0.0, 0.0], [0.0, 0.0, 0.0, 0.0, 0.0, 0.0, 0.0, 0.0, 0.0, 0.0, 0.0, 0.0, 0.0, 0.0, 0.0, 0.0, 0.0, 0.0, 0.0, 0.0, 0.0, 0.0, 0.0, 0.0, 0.0, 0.0, 0.0, 0.0, 0.0, 0.0], [0.0, 0.0, 0.0, 0.0, 0.0, 0.0, 0.0, 0.0, 0.0, 0.0, 0.0, 0.0, 0.0, 0.0, 0.0, 0.0, 0.0, 0.0, 0.0, 0.0, 0.0, 0.0, 0.0, 0.0, 0.0, 0.0, 0.0, 0.0, 0.0, 0.0], [0.0, 0.0, 0.0, 0.0, 0.0, 0.0, 0.0, 0.0, 0.0, 0.0, 0.0, 0.0, 0.0, 0.0, 0.0, 0.0, 0.0, 0.0, 0.0, 0.0, 0.0, 0.0, 0.0, 0.0, 0.0, 0.0, 0.0, 0.0, 0.0, 0.0], [0.0, 0.0, 0.0, 0.0, 0.0, 0.0, 0.0, 0.0, 0.0, 0.0, 0.0, 0.0, 0.0, 0.0, 0.0, 0.0, 0.0, 0.0, 0.0, 0.0, 0.0, 0.0, 0.0, 0.0, 0.0, 0.0, 0.0, 0.0, 0.0, 0.0], [0.0, 0.0, 0.0, 0.0, 0.0, 0.0, 0.0, 0.0, 0.0, 0.0, 0.0, 0.0, 0.0, 0.0, 0.0, 0.0, 0.0, 0.0, 0.0, 0.0, 0.0, 0.0, 0.0, 0.0, 0.0, 0.0, 0.0, 0.0, 0.0, 0.0]] | 2D array of the non-dimensional end point defined along the outer profile of a layer. The TE suction side is 0, the TE pressure side is 1. The first dimension represents each layer, the second dimension represents each entry along blade span.
blade.internal_structure_2d_fem.layer_side | output | n/a | ['', '', 'suction', 'pressure', 'suction', 'pressure', '', '', '', '', '', '', '', '', '', '', '', '', '', ''] | 1D array setting whether the layer is on the suction or pressure side. This entry is only used if definition_layer is equal to 1 or 2.
blade.internal_structure_2d_fem.definition_web | output | n/a | [1.0, 1.0] | 1D array of flags identifying how webs are specified in the yaml. 1) offset+rotation=twist 2) offset+rotation
blade.internal_structure_2d_fem.definition_layer | output | n/a | [9.0, 9.0, 2.0, 2.0, 2.0, 2.0, 5.0, 7.0, 8.0, 6.0, 6.0, 6.0, 6.0, 9.0, 10.0, 10.0, 10.0, 10.0, 10.0, 10.0] | 1D array of flags identifying how layers are specified in the yaml. 1) all around (skin, paint, ) 2) offset+rotation twist+width (spar caps) 3) offset+user defined rotation+width 4) midpoint TE+width (TE reinf) 5) midpoint LE+width (LE reinf) 6) layer position fixed to other layer (core fillers) 7) start and width 8) end and width 9) start and end nd 10) web layer
blade.internal_structure_2d_fem.index_layer_start | output | n/a | [0.0, 0.0, 0.0, 0.0, 0.0, 0.0, 0.0, 0.0, 0.0, 7.0, 2.0, 6.0, 3.0, 0.0, 0.0, 0.0, 0.0, 0.0, 0.0, 0.0] | Index used to fix a layer to another
blade.internal_structure_2d_fem.index_layer_end | output | n/a | [0.0, 0.0, 0.0, 0.0, 0.0, 0.0, 0.0, 0.0, 0.0, 2.0, 6.0, 3.0, 8.0, 0.0, 0.0, 0.0, 0.0, 0.0, 0.0, 0.0] | Index used to fix a layer to another
blade.interp_airfoils.af_position | input |  | [0.0, 0.02, 0.18, 0.29632121, 0.4824137, 0.76458948, 0.87235063, 1.0] | 1D array of the non dimensional positions of the airfoils af_used defined along blade span.
blade.interp_airfoils.ac | input |  | [0.5, 0.316, 0.316, 0.282, 0.266, 0.265, 0.228] | 1D array of the aerodynamic centers of each airfoil.
blade.interp_airfoils.r_thick_discrete | input |  | [1.0, 0.5, 0.36, 0.301, 0.241, 0.211, 0.18] | 1D array of the relative thicknesses of each airfoil.
blade.interp_airfoils.aoa | input | rad | [-3.141592653589793, -3.0892327760299634, -3.036872898470133, -2.9845130209103035, -2.9321531433504737, -2.8797932657906435, -2.827433388230814, -2.775073510670984, -2.722713633111154, -2.670353755551324, -2.617993877991494, -2.5656340004316642, -2.5132741228718345, -2.4609142453120043, -2.4085543677521746, -2.356194490192345, -2.3038346126325147, -2.251474735072685, -2.199114857512855, -2.146754979953025, -2.0943951023931953, -2.0420352248333655, -1.9896753472735356, -1.9373154697137056, -1.8849555921538759, -1.832595714594046, -1.780235837034216, -1.727875959474386, -1.6755160819145563, -1.6231562043547263, -1.5707963267948963, -1.5184364492350666, -1.4660765716752366, -1.4137166941154067, -1.361356816555577, -1.308996938995747, -1.256637061435917, -1.2042771838760873, -1.1519173063162573, -1.0995574287564276, -1.0471975511965974, -0.9948376736367677, -0.9424777960769379, -0.8901179185171078, -0.837758040957278, -0.7853981633974483, -0.7330382858376181, -0.6806784082777884, -0.6283185307179586, -0.5759586531581284, -0.5235987755982988, -0.513021022555909, -0.502443269513519, -0.4918655164711292, -0.4812877634287393, -0.4707100103863494, -0.46013225734395957, -0.4495545043015697, -0.4389767512591798, -0.42839899821678995, -0.41782124517440006, -0.40724349213201017, -0.39666573908962033, -0.38608798604723044, -0.37551023300484054, -0.3649324799624507, -0.3543547269200608, -0.3437769738776709, -0.3331992208352811, -0.3226214677928912, -0.3120437147505013, -0.30146596170811146, -0.29088820866572157, -0.2803104556233317, -0.26973270258094184, -0.25915494953855195, -0.24857719649616206, -0.23799944345377216, -0.22742169041138233, -0.21684393736899243, -0.20626618432660254, -0.1956884312842127, -0.1851106782418228, -0.17453292519943292, -0.16395517215704308, -0.1533774191146532, -0.1427996660722633, -0.13222191302987346, -0.12164415998748357, -0.11106640694509368, -0.10048865390270378, -0.08991090086031395, -0.07933314781792405, -0.06875539477553416, -0.058177641733144325, -0.04759988869075443, -0.03702213564836454, -0.026444382605974703, -0.015866629563584866, -0.0052888765211949185, 0.0052888765211949185, 0.015866629563584866, 0.026444382605974703, 0.03702213564836454, 0.04759988869075449, 0.058177641733144325, 0.06875539477553416, 0.07933314781792411, 0.08991090086031395, 0.10048865390270378, 0.11106640694509373, 0.12164415998748357, 0.1322219130298734, 0.14279966607226335, 0.1533774191146532, 0.16395517215704303, 0.17453292519943298, 0.1851106782418228, 0.19568843128421265, 0.2062661843266026, 0.21684393736899243, 0.22742169041138227, 0.23799944345377222, 0.24857719649616206, 0.2591549495385519, 0.26973270258094184, 0.2803104556233317, 0.2908882086657215, 0.30146596170811146, 0.3120437147505013, 0.32262146779289125, 0.3331992208352811, 0.3437769738776709, 0.35435472692006087, 0.3649324799624507, 0.37551023300484054, 0.3860879860472305, 0.39666573908962033, 0.40724349213201017, 0.4178212451744001, 0.42839899821678995, 0.4389767512591798, 0.44955450430156974, 0.46013225734395957, 0.4707100103863494, 0.48128776342873925, 0.4918655164711291, 0.5024432695135191, 0.513021022555909, 0.5235987755982988, 0.5759586531581287, 0.6283185307179586, 0.6806784082777885, 0.7330382858376183, 0.7853981633974483, 0.8377580409572781, 0.890117918517108, 0.9424777960769379, 0.9948376736367679, 1.0471975511965979, 1.0995574287564276, 1.1519173063162573, 1.2042771838760875, 1.2566370614359172, 1.3089969389957472, 1.3613568165555772, 1.413716694115407, 1.4660765716752369, 1.5184364492350668, 1.5707963267948966, 1.6231562043547263, 1.6755160819145565, 1.7278759594743862, 1.780235837034216, 1.8325957145940461, 1.8849555921538759, 1.937315469713706, 1.9896753472735358, 2.0420352248333655, 2.0943951023931957, 2.1467549799530254, 2.199114857512855, 2.2514747350726854, 2.303834612632515, 2.356194490192345, 2.408554367752175, 2.4609142453120048, 2.5132741228718345, 2.5656340004316642, 2.6179938779914944, 2.670353755551324, 2.722713633111154, 2.775073510670984, 2.827433388230814, 2.8797932657906435, 2.9321531433504737, 2.9845130209103035, 3.036872898470133, 3.0892327760299634, 3.141592653589793] | 1D array of the angles of attack used to define the polars of the airfoils. All airfoils defined in openmdao share this grid.
blade.interp_airfoils.cl | input |  | [[[[0.0], [0.0], [0.0], [0.0], [0.0]], [[0.0], [0.0], [0.0], [0.0], [0.0]], [[0.0], [0.0], [0.0], [0.0], [0.0]], [[0.0], [0.0], [0.0], [0.0], [0.0]], [[0.0], [0.0], [0.0], [0.0], [0.0]], [[0.0], [0.0], [0.0], [0.0], [0.0]], [[0.0], [0.0], [0.0], [0.0], [0.0]], [[0.0], [0.0], [0.0], [0.0], [0.0]], [[0.0], [0.0], [0.0], [0.0], [0.0]], [[0.0], [0.0], [0.0], [0.0], [0.0]], [[0.0], [0.0], [0.0], [0.0], [0.0]], [[0.0], [0.0], [0.0], [0.0], [0.0]], [[0.0], [0.0], [0.0], [0.0], [0.0]], [[0.0], [0.0], [0.0], [0.0], [0.0]], [[0.0], [0.0], [0.0], [0.0], [0.0]], [[0.0], [0.0], [0.0], [0.0], [0.0]], [[0.0], [0.0], [0.0], [0.0], [0.0]], [[0.0], [0.0], [0.0], [0.0], [0.0]], [[0.0], [0.0], [0.0], [0.0], [0.0]], [[0.0], [0.0], [0.0], [0.0], [0.0]], [[0.0], [0.0], [0.0], [0.0], [0.0]], [[0.0], [0.0], [0.0], [0.0], [0.0]], [[0.0], [0.0], [0.0], [0.0], [0.0]], [[0.0], [0.0], [0.0], [0.0], [0.0]], [[0.0], [0.0], [0.0], [0.0], [0.0]], [[0.0], [0.0], [0.0], [0.0], [0.0]], [[0.0], [0.0], [0.0], [0.0], [0.0]], [[0.0], [0.0], [0.0], [0.0], [0.0]], [[0.0], [0.0], [0.0], [0.0], [0.0]], [[0.0], [0.0], [0.0], [0.0], [0.0]], [[0.0], [0.0], [0.0], [0.0], [0.0]], [[0.0], [0.0], [0.0], [0.0], [0.0]], [[0.0], [0.0], [0.0], [0.0], [0.0]], [[0.0], [0.0], [0.0], [0.0], [0.0]], [[0.0], [0.0], [0.0], [0.0], [0.0]], [[0.0], [0.0], [0.0], [0.0], [0.0]], [[0.0], [0.0], [0.0], [0.0], [0.0]], [[0.0], [0.0], [0.0], [0.0], [0.0]], [[0.0], [0.0], [0.0], [0.0], [0.0]], [[0.0], [0.0], [0.0], [0.0], [0.0]], [[0.0], [0.0], [0.0], [0.0], [0.0]], [[0.0], [0.0], [0.0], [0.0], [0.0]], [[0.0], [0.0], [0.0], [0.0], [0.0]], [[0.0], [0.0], [0.0], [0.0], [0.0]], [[0.0], [0.0], [0.0], [0.0], [0.0]], [[0.0], [0.0], [0.0], [0.0], [0.0]], [[0.0], [0.0], [0.0], [0.0], [0.0]], [[0.0], [0.0], [0.0], [0.0], [0.0]], [[0.0], [0.0], [0.0], [0.0], [0.0]], [[0.0], [0.0], [0.0], [0.0], [0.0]], [[0.0], [0.0], [0.0], [0.0], [0.0]], [[0.0], [0.0], [0.0], [0.0], [0.0]], [[0.0], [0.0], [0.0], [0.0], [0.0]], [[0.0], [0.0], [0.0], [0.0], [0.0]], [[0.0], [0.0], [0.0], [0.0], [0.0]], [[0.0], [0.0], [0.0], [0.0], [0.0]], [[0.0], [0.0], [0.0], [0.0], [0.0]], [[0.0], [0.0], [0.0], [0.0], [0.0]], [[0.0], [0.0], [0.0], [0.0], [0.0]], [[0.0], [0.0], [0.0], [0.0], [0.0]], [[0.0], [0.0], [0.0], [0.0], [0.0]], [[0.0], [0.0], [0.0], [0.0], [0.0]], [[0.0], [0.0], [0.0], [0.0], [0.0]], [[0.0], [0.0], [0.0], [0.0], [0.0]], [[0.0], [0.0], [0.0], [0.0], [0.0]], [[0.0], [0.0], [0.0], [0.0], [0.0]], [[0.0], [0.0], [0.0], [0.0], [0.0]], [[0.0], [0.0], [0.0], [0.0], [0.0]], [[0.0], [0.0], [0.0], [0.0], [0.0]], [[0.0], [0.0], [0.0], [0.0], [0.0]], [[0.0], [0.0], [0.0], [0.0], [0.0]], [[0.0], [0.0], [0.0], [0.0], [0.0]], [[0.0], [0.0], [0.0], [0.0], [0.0]], [[0.0], [0.0], [0.0], [0.0], [0.0]], [[0.0], [0.0], [0.0], [0.0], [0.0]], [[0.0], [0.0], [0.0], [0.0], [0.0]], [[0.0], [0.0], [0.0], [0.0], [0.0]], [[0.0], [0.0], [0.0], [0.0], [0.0]], [[0.0], [0.0], [0.0], [0.0], [0.0]], [[0.0], [0.0], [0.0], [0.0], [0.0]], [[0.0], [0.0], [0.0], [0.0], [0.0]], [[0.0], [0.0], [0.0], [0.0], [0.0]], [[0.0], [0.0], [0.0], [0.0], [0.0]], [[0.0], [0.0], [0.0], [0.0], [0.0]], [[0.0], [0.0], [0.0], [0.0], [0.0]], [[0.0], [0.0], [0.0], [0.0], [0.0]], [[0.0], [0.0], [0.0], [0.0], [0.0]], [[0.0], [0.0], [0.0], [0.0], [0.0]], [[0.0], [0.0], [0.0], [0.0], [0.0]], [[0.0], [0.0], [0.0], [0.0], [0.0]], [[0.0], [0.0], [0.0], [0.0], [0.0]], [[0.0], [0.0], [0.0], [0.0], [0.0]], [[0.0], [0.0], [0.0], [0.0], [0.0]], [[0.0], [0.0], [0.0], [0.0], [0.0]], [[0.0], [0.0], [0.0], [0.0], [0.0]], [[0.0], [0.0], [0.0], [0.0], [0.0]], [[0.0], [0.0], [0.0], [0.0], [0.0]], [[0.0], [0.0], [0.0], [0.0], [0.0]], [[0.0], [0.0], [0.0], [0.0], [0.0]], [[0.0], [0.0], [0.0], [0.0], [0.0]], [[0.0], [0.0], [0.0], [0.0], [0.0]], [[0.0], [0.0], [0.0], [0.0], [0.0]], [[0.0], [0.0], [0.0], [0.0], [0.0]], [[0.0], [0.0], [0.0], [0.0], [0.0]], [[0.0], [0.0], [0.0], [0.0], [0.0]], [[0.0], [0.0], [0.0], [0.0], [0.0]], [[0.0], [0.0], [0.0], [0.0], [0.0]], [[0.0], [0.0], [0.0], [0.0], [0.0]], [[0.0], [0.0], [0.0], [0.0], [0.0]], [[0.0], [0.0], [0.0], [0.0], [0.0]], [[0.0], [0.0], [0.0], [0.0], [0.0]], [[0.0], [0.0], [0.0], [0.0], [0.0]], [[0.0], [0.0], [0.0], [0.0], [0.0]], [[0.0], [0.0], [0.0], [0.0], [0.0]], [[0.0], [0.0], [0.0], [0.0], [0.0]], [[0.0], [0.0], [0.0], [0.0], [0.0]], [[0.0], [0.0], [0.0], [0.0], [0.0]], [[0.0], [0.0], [0.0], [0.0], [0.0]], [[0.0], [0.0], [0.0], [0.0], [0.0]], [[0.0], [0.0], [0.0], [0.0], [0.0]], [[0.0], [0.0], [0.0], [0.0], [0.0]], [[0.0], [0.0], [0.0], [0.0], [0.0]], [[0.0], [0.0], [0.0], [0.0], [0.0]], [[0.0], [0.0], [0.0], [0.0], [0.0]], [[0.0], [0.0], [0.0], [0.0], [0.0]], [[0.0], [0.0], [0.0], [0.0], [0.0]], [[0.0], [0.0], [0.0], [0.0], [0.0]], [[0.0], [0.0], [0.0], [0.0], [0.0]], [[0.0], [0.0], [0.0], [0.0], [0.0]], [[0.0], [0.0], [0.0], [0.0], [0.0]], [[0.0], [0.0], [0.0], [0.0], [0.0]], [[0.0], [0.0], [0.0], [0.0], [0.0]], [[0.0], [0.0], [0.0], [0.0], [0.0]], [[0.0], [0.0], [0.0], [0.0], [0.0]], [[0.0], [0.0], [0.0], [0.0], [0.0]], [[0.0], [0.0], [0.0], [0.0], [0.0]], [[0.0], [0.0], [0.0], [0.0], [0.0]], [[0.0], [0.0], [0.0], [0.0], [0.0]], [[0.0], [0.0], [0.0], [0.0], [0.0]], [[0.0], [0.0], [0.0], [0.0], [0.0]], [[0.0], [0.0], [0.0], [0.0], [0.0]], [[0.0], [0.0], [0.0], [0.0], [0.0]], [[0.0], [0.0], [0.0], [0.0], [0.0]], [[0.0], [0.0], [0.0], [0.0], [0.0]], [[0.0], [0.0], [0.0], [0.0], [0.0]], [[0.0], [0.0], [0.0], [0.0], [0.0]], [[0.0], [0.0], [0.0], [0.0], [0.0]], [[0.0], [0.0], [0.0], [0.0], [0.0]], [[0.0], [0.0], [0.0], [0.0], [0.0]], [[0.0], [0.0], [0.0], [0.0], [0.0]], [[0.0], [0.0], [0.0], [0.0], [0.0]], [[0.0], [0.0], [0.0], [0.0], [0.0]], [[0.0], [0.0], [0.0], [0.0], [0.0]], [[0.0], [0.0], [0.0], [0.0], [0.0]], [[0.0], [0.0], [0.0], [0.0], [0.0]], [[0.0], [0.0], [0.0], [0.0], [0.0]], [[0.0], [0.0], [0.0], [0.0], [0.0]], [[0.0], [0.0], [0.0], [0.0], [0.0]], [[0.0], [0.0], [0.0], [0.0], [0.0]], [[0.0], [0.0], [0.0], [0.0], [0.0]], [[0.0], [0.0], [0.0], [0.0], [0.0]], [[0.0], [0.0], [0.0], [0.0], [0.0]], [[0.0], [0.0], [0.0], [0.0], [0.0]], [[0.0], [0.0], [0.0], [0.0], [0.0]], [[0.0], [0.0], [0.0], [0.0], [0.0]], [[0.0], [0.0], [0.0], [0.0], [0.0]], [[0.0], [0.0], [0.0], [0.0], [0.0]], [[0.0], [0.0], [0.0], [0.0], [0.0]], [[0.0], [0.0], [0.0], [0.0], [0.0]], [[0.0], [0.0], [0.0], [0.0], [0.0]], [[0.0], [0.0], [0.0], [0.0], [0.0]], [[0.0], [0.0], [0.0], [0.0], [0.0]], [[0.0], [0.0], [0.0], [0.0], [0.0]], [[0.0], [0.0], [0.0], [0.0], [0.0]], [[0.0], [0.0], [0.0], [0.0], [0.0]], [[0.0], [0.0], [0.0], [0.0], [0.0]], [[0.0], [0.0], [0.0], [0.0], [0.0]], [[0.0], [0.0], [0.0], [0.0], [0.0]], [[0.0], [0.0], [0.0], [0.0], [0.0]], [[0.0], [0.0], [0.0], [0.0], [0.0]], [[0.0], [0.0], [0.0], [0.0], [0.0]], [[0.0], [0.0], [0.0], [0.0], [0.0]], [[0.0], [0.0], [0.0], [0.0], [0.0]], [[0.0], [0.0], [0.0], [0.0], [0.0]], [[0.0], [0.0], [0.0], [0.0], [0.0]], [[0.0], [0.0], [0.0], [0.0], [0.0]], [[0.0], [0.0], [0.0], [0.0], [0.0]], [[0.0], [0.0], [0.0], [0.0], [0.0]], [[0.0], [0.0], [0.0], [0.0], [0.0]], [[0.0], [0.0], [0.0], [0.0], [0.0]], [[0.0], [0.0], [0.0], [0.0], [0.0]], [[0.0], [0.0], [0.0], [0.0], [0.0]], [[0.0], [0.0], [0.0], [0.0], [0.0]], [[0.0], [0.0], [0.0], [0.0], [0.0]], [[0.0], [0.0], [0.0], [0.0], [0.0]], [[0.0], [0.0], [0.0], [0.0], [0.0]], [[0.0], [0.0], [0.0], [0.0], [0.0]], [[0.0], [0.0], [0.0], [0.0], [0.0]], [[0.0], [0.0], [0.0], [0.0], [0.0]], [[0.0], [0.0], [0.0], [0.0], [0.0]]], [[[0.0], [0.0], [0.0], [0.0], [0.0]], [[0.122100448270672], [0.122100448270672], [0.122100448270672], [0.122100448270672], [0.122100448270672]], [[0.24420089714190688], [0.24420089714190688], [0.24420089714190688], [0.24420089714190688], [0.24420089714190688]], [[0.3663013466130913], [0.3663013466130913], [0.3663013466130913], [0.3663013466130913], [0.3663013466130913]], [[0.49560667835054406], [0.49560667835054406], [0.49560667835054406], [0.49560667835054406], [0.49560667835054406]], [[0.6386466923954562], [0.6386466923954562], [0.6386466923954562], [0.6386466923954562], [0.6386466923954562]], [[0.7612016061580158], [0.7612016061580158], [0.7612016061580158], [0.7612016061580158], [0.7612016061580158]], [[0.8313706924128491], [0.8313706924128491], [0.8313706924128491], [0.8313706924128491], [0.8313706924128491]], [[0.8806212207326751], [0.8806212207326751], [0.8806212207326751], [0.8806212207326751], [0.8806212207326751]], [[0.9163204829469981], [0.9163204829469981], [0.9163204829469981], [0.9163204829469981], [0.9163204829469981]], [[0.9300816196923545], [0.9300816196923545], [0.9300816196923545], [0.9300816196923545], [0.9300816196923545]], [[0.9109751681641519], [0.9109751681641519], [0.9109751681641519], [0.9109751681641519], [0.9109751681641519]], [[0.8672744583681736], [0.8672744583681736], [0.8672744583681736], [0.8672744583681736], [0.8672744583681736]], [[0.8193916703742161], [0.8193916703742161], [0.8193916703742161], [0.8193916703742161], [0.8193916703742161]], [[0.7822524531158993], [0.7822524531158993], [0.7822524531158993], [0.7822524531158993], [0.7822524531158993]], [[0.7475648456710487], [0.7475648456710487], [0.7475648456710487], [0.7475648456710487], [0.7475648456710487]], [[0.712167907424372], [0.712167907424372], [0.712167907424372], [0.712167907424372], [0.712167907424372]], [[0.6740683063938288], [0.6740683063938288], [0.6740683063938288], [0.6740683063938288], [0.6740683063938288]], [[0.6333744159079941], [0.6333744159079941], [0.6333744159079941], [0.6333744159079941], [0.6333744159079941]], [[0.5904401261737809], [0.5904401261737809], [0.5904401261737809], [0.5904401261737809], [0.5904401261737809]], [[0.5452907389084435], [0.5452907389084435], [0.5452907389084435], [0.5452907389084435], [0.5452907389084435]], [[0.49734638094521516], [0.49734638094521516], [0.49734638094521516], [0.49734638094521516], [0.49734638094521516]], [[0.44663884365103534], [0.44663884365103534], [0.44663884365103534], [0.44663884365103534], [0.44663884365103534]], [[0.3941457144876454], [0.3941457144876454], [0.3941457144876454], [0.3941457144876454], [0.3941457144876454]], [[0.34023814392287305], [0.34023814392287305], [0.34023814392287305], [0.34023814392287305], [0.34023814392287305]], [[0.28413456725162295], [0.28413456725162295], [0.28413456725162295], [0.28413456725162295], [0.28413456725162295]], [[0.22707465682496886], [0.22707465682496886], [0.22707465682496886], [0.22707465682496886], [0.22707465682496886]], [[0.1703537253999423], [0.1703537253999423], [0.1703537253999423], [0.1703537253999423], [0.1703537253999423]], [[0.1136580268732902], [0.1136580268732902], [0.1136580268732902], [0.1136580268732902], [0.1136580268732902]], [[0.056818710288513735], [0.056818710288513735], [0.056818710288513735], [0.056818710288513735], [0.056818710288513735]], [[-2.6373225457583025e-06], [-2.6373225457583025e-06], [-2.6373225457583025e-06], [-2.6373225457583025e-06], [-2.6373225457583025e-06]], [[-0.05682456708735157], [-0.05682456708735157], [-0.05682456708735157], [-0.05682456708735157], [-0.05682456708735157]], [[-0.11366415267188819], [-0.11366415267188819], [-0.11366415267188819], [-0.11366415267188819], [-0.11366415267188819]], [[-0.1703617405036082], [-0.1703617405036082], [-0.1703617405036082], [-0.1703617405036082], [-0.1703617405036082]], [[-0.22707876683724035], [-0.22707876683724035], [-0.22707876683724035], [-0.22707876683724035], [-0.22707876683724035]], [[-0.2841411680792977], [-0.2841411680792977], [-0.2841411680792977], [-0.2841411680792977], [-0.2841411680792977]], [[-0.34024479930176066], [-0.34024479930176066], [-0.34024479930176066], [-0.34024479930176066], [-0.34024479930176066]], [[-0.39414193359268695], [-0.39414193359268695], [-0.39414193359268695], [-0.39414193359268695], [-0.39414193359268695]], [[-0.4466296856074178], [-0.4466296856074178], [-0.4466296856074178], [-0.4466296856074178], [-0.4466296856074178]], [[-0.4973363986509162], [-0.4973363986509162], [-0.4973363986509162], [-0.4973363986509162], [-0.4973363986509162]], [[-0.5452953689753767], [-0.5452953689753767], [-0.5452953689753767], [-0.5452953689753767], [-0.5452953689753767]], [[-0.5904494264279285], [-0.5904494264279285], [-0.5904494264279285], [-0.5904494264279285], [-0.5904494264279285]], [[-0.6333820829863679], [-0.6333820829863679], [-0.6333820829863679], [-0.6333820829863679], [-0.6333820829863679]], [[-0.6740705395150288], [-0.6740705395150288], [-0.6740705395150288], [-0.6740705395150288], [-0.6740705395150288]], [[-0.7121634085653332], [-0.7121634085653332], [-0.7121634085653332], [-0.7121634085653332], [-0.7121634085653332]], [[-0.747558668340935], [-0.747558668340935], [-0.747558668340935], [-0.747558668340935], [-0.747558668340935]], [[-0.7822410109387117], [-0.7822410109387117], [-0.7822410109387117], [-0.7822410109387117], [-0.7822410109387117]], [[-0.8193114503773657], [-0.8193114503773657], [-0.8193114503773657], [-0.8193114503773657], [-0.8193114503773657]], [[-0.8671567761009534], [-0.8671567761009534], [-0.8671567761009534], [-0.8671567761009534], [-0.8671567761009534]], [[-0.9109238816147173], [-0.9109238816147173], [-0.9109238816147173], [-0.9109238816147173], [-0.9109238816147173]], [[-0.9300759499870029], [-0.9300759499870029], [-0.9300759499870029], [-0.9300759499870029], [-0.9300759499870029]], [[-0.9291177486676652], [-0.9291177486676652], [-0.9291177486676652], [-0.9291177486676652], [-0.9291177486676652]], [[-0.9262917685868105], [-0.9262917685868105], [-0.9262917685868105], [-0.9262917685868105], [-0.9262917685868105]], [[-0.92167027186479], [-0.92167027186479], [-0.92167027186479], [-0.92167027186479], [-0.92167027186479]], [[-0.9153255206219545], [-0.9153255206219545], [-0.9153255206219545], [-0.9153255206219545], [-0.9153255206219545]], [[-0.9073297769786551], [-0.9073297769786551], [-0.9073297769786551], [-0.9073297769786551], [-0.9073297769786551]], [[-0.8977553030552429], [-0.8977553030552429], [-0.8977553030552429], [-0.8977553030552429], [-0.8977553030552429]], [[-0.8866743609720684], [-0.8866743609720684], [-0.8866743609720684], [-0.8866743609720684], [-0.8866743609720684]], [[-0.8741592128494831], [-0.8741592128494831], [-0.8741592128494831], [-0.8741592128494831], [-0.8741592128494831]], [[-0.8602821208078376], [-0.8602821208078376], [-0.8602821208078376], [-0.8602821208078376], [-0.8602821208078376]], [[-0.8451153469674832], [-0.8451153469674832], [-0.8451153469674832], [-0.8451153469674832], [-0.8451153469674832]], [[-0.8287311534487706], [-0.8287311534487706], [-0.8287311534487706], [-0.8287311534487706], [-0.8287311534487706]], [[-0.8112018023720509], [-0.8112018023720509], [-0.8112018023720509], [-0.8112018023720509], [-0.8112018023720509]], [[-0.792599555857675], [-0.792599555857675], [-0.792599555857675], [-0.792599555857675], [-0.792599555857675]], [[-0.7729966760259942], [-0.7729966760259942], [-0.7729966760259942], [-0.7729966760259942], [-0.7729966760259942]], [[-0.752465424997359], [-0.752465424997359], [-0.752465424997359], [-0.752465424997359], [-0.752465424997359]], [[-0.7310780648921206], [-0.7310780648921206], [-0.7310780648921206], [-0.7310780648921206], [-0.7310780648921206]], [[-0.7019448810977046], [-0.7019448810977046], [-0.7019448810977046], [-0.7019448810977046], [-0.7019448810977046]], [[-0.6719115138426872], [-0.6719115138426872], [-0.6719115138426872], [-0.6719115138426872], [-0.6719115138426872]], [[-0.6462264307564011], [-0.6462264307564011], [-0.6462264307564011], [-0.6462264307564011], [-0.6462264307564011]], [[-0.6181119088343205], [-0.6181119088343205], [-0.6181119088343205], [-0.6181119088343205], [-0.6181119088343205]], [[-0.5886480607359338], [-0.5886480607359338], [-0.5886480607359338], [-0.5886480607359338], [-0.5886480607359338]], [[-0.5618684657573115], [-0.5618684657573115], [-0.5618684657573115], [-0.5618684657573115], [-0.5618684657573115]], [[-0.529664142955001], [-0.529664142955001], [-0.529664142955001], [-0.529664142955001], [-0.529664142955001]], [[-0.4961254754124348], [-0.4961254754124348], [-0.4961254754124348], [-0.4961254754124348], [-0.4961254754124348]], [[-0.4718640064727164], [-0.4718640064727164], [-0.4718640064727164], [-0.4718640064727164], [-0.4718640064727164]], [[-0.44245708509908066], [-0.44245708509908066], [-0.44245708509908066], [-0.44245708509908066], [-0.44245708509908066]], [[-0.4125508945970412], [-0.4125508945970412], [-0.4125508945970412], [-0.4125508945970412], [-0.4125508945970412]], [[-0.3864041758865638], [-0.3864041758865638], [-0.3864041758865638], [-0.3864041758865638], [-0.3864041758865638]], [[-0.3559877894725871], [-0.3559877894725871], [-0.3559877894725871], [-0.3559877894725871], [-0.3559877894725871]], [[-0.3192775610219699], [-0.3192775610219699], [-0.3192775610219699], [-0.3192775610219699], [-0.3192775610219699]], [[-0.28399283385168667], [-0.28399283385168667], [-0.28399283385168667], [-0.28399283385168667], [-0.28399283385168667]], [[-0.24288316370937282], [-0.24288316370937282], [-0.24288316370937282], [-0.24288316370937282], [-0.24288316370937282]], [[-0.20588115920168454], [-0.20588115920168454], [-0.20588115920168454], [-0.20588115920168454], [-0.20588115920168454]], [[-0.17167014173337317], [-0.17167014173337317], [-0.17167014173337317], [-0.17167014173337317], [-0.17167014173337317]], [[-0.13368485360940371], [-0.13368485360940371], [-0.13368485360940371], [-0.13368485360940371], [-0.13368485360940371]], [[-0.09662378437607713], [-0.09662378437607713], [-0.09662378437607713], [-0.09662378437607713], [-0.09662378437607713]], [[-0.06471021411031005], [-0.06471021411031005], [-0.06471021411031005], [-0.06471021411031005], [-0.06471021411031005]], [[-0.028387776558262065], [-0.028387776558262065], [-0.028387776558262065], [-0.028387776558262065], [-0.028387776558262065]], [[0.01241149956398214], [0.01241149956398214], [0.01241149956398214], [0.01241149956398214], [0.01241149956398214]], [[0.04284145909727929], [0.04284145909727929], [0.04284145909727929], [0.04284145909727929], [0.04284145909727929]], [[0.07202723805380791], [0.07202723805380791], [0.07202723805380791], [0.07202723805380791], [0.07202723805380791]], [[0.0944974517584114], [0.0944974517584114], [0.0944974517584114], [0.0944974517584114], [0.0944974517584114]], [[0.11049836013532466], [0.11049836013532466], [0.11049836013532466], [0.11049836013532466], [0.11049836013532466]], [[0.04196201924598406], [0.04196201924598406], [0.04196201924598406], [0.04196201924598406], [0.04196201924598406]], [[-0.0527080373689662], [-0.0527080373689662], [-0.0527080373689662], [-0.0527080373689662], [-0.0527080373689662]], [[-0.15564640589643533], [-0.15564640589643533], [-0.15564640589643533], [-0.15564640589643533], [-0.15564640589643533]], [[-0.24675686792252122], [-0.24675686792252122], [-0.24675686792252122], [-0.24675686792252122], [-0.24675686792252122]], [[-0.3148806567280593], [-0.3148806567280593], [-0.3148806567280593], [-0.3148806567280593], [-0.3148806567280593]], [[-0.23869826785228418], [-0.23869826785228418], [-0.23869826785228418], [-0.23869826785228418], [-0.23869826785228418]], [[-0.16247586535827846], [-0.16247586535827846], [-0.16247586535827846], [-0.16247586535827846], [-0.16247586535827846]], [[-0.08868916669247477], [-0.08868916669247477], [-0.08868916669247477], [-0.08868916669247477], [-0.08868916669247477]], [[-0.011641068198408525], [-0.011641068198408525], [-0.011641068198408525], [-0.011641068198408525], [-0.011641068198408525]], [[0.060467532487565076], [0.060467532487565076], [0.060467532487565076], [0.060467532487565076], [0.060467532487565076]], [[0.13451803195383896], [0.13451803195383896], [0.13451803195383896], [0.13451803195383896], [0.13451803195383896]], [[0.20538531283129582], [0.20538531283129582], [0.20538531283129582], [0.20538531283129582], [0.20538531283129582]], [[0.2778802831111576], [0.2778802831111576], [0.2778802831111576], [0.2778802831111576], [0.2778802831111576]], [[0.34523513193816857], [0.34523513193816857], [0.34523513193816857], [0.34523513193816857], [0.34523513193816857]], [[0.41606754483149644], [0.41606754483149644], [0.41606754483149644], [0.41606754483149644], [0.41606754483149644]], [[0.4805048973065598], [0.4805048973065598], [0.4805048973065598], [0.4805048973065598], [0.4805048973065598]], [[0.5437923352397], [0.5437923352397], [0.5437923352397], [0.5437923352397], [0.5437923352397]], [[0.60286875313736], [0.60286875313736], [0.60286875313736], [0.60286875313736], [0.60286875313736]], [[0.6625036483043609], [0.6625036483043609], [0.6625036483043609], [0.6625036483043609], [0.6625036483043609]], [[0.7140485139857551], [0.7140485139857551], [0.7140485139857551], [0.7140485139857551], [0.7140485139857551]], [[0.7671263147770748], [0.7671263147770748], [0.7671263147770748], [0.7671263147770748], [0.7671263147770748]], [[0.8139541422198996], [0.8139541422198996], [0.8139541422198996], [0.8139541422198996], [0.8139541422198996]], [[0.8645120527637347], [0.8645120527637347], [0.8645120527637347], [0.8645120527637347], [0.8645120527637347]], [[0.9048868319476085], [0.9048868319476085], [0.9048868319476085], [0.9048868319476085], [0.9048868319476085]], [[0.9465635447695299], [0.9465635447695299], [0.9465635447695299], [0.9465635447695299], [0.9465635447695299]], [[0.9886696689578028], [0.9886696689578028], [0.9886696689578028], [0.9886696689578028], [0.9886696689578028]], [[1.022945287793073], [1.022945287793073], [1.022945287793073], [1.022945287793073], [1.022945287793073]], [[1.0601715588915108], [1.0601715588915108], [1.0601715588915108], [1.0601715588915108], [1.0601715588915108]], [[1.0889552444989126], [1.0889552444989126], [1.0889552444989126], [1.0889552444989126], [1.0889552444989126]], [[1.1196030146211018], [1.1196030146211018], [1.1196030146211018], [1.1196030146211018], [1.1196030146211018]], [[1.1514290307891255], [1.1514290307891255], [1.1514290307891255], [1.1514290307891255], [1.1514290307891255]], [[1.17503476186364], [1.17503476186364], [1.17503476186364], [1.17503476186364], [1.17503476186364]], [[1.2038841601677133], [1.2038841601677133], [1.2038841601677133], [1.2038841601677133], [1.2038841601677133]], [[1.2244817766559781], [1.2244817766559781], [1.2244817766559781], [1.2244817766559781], [1.2244817766559781]], [[1.2502486491909488], [1.2502486491909488], [1.2502486491909488], [1.2502486491909488], [1.2502486491909488]], [[1.2777756205316735], [1.2777756205316735], [1.2777756205316735], [1.2777756205316735], [1.2777756205316735]], [[1.3013779330432276], [1.3013779330432276], [1.3013779330432276], [1.3013779330432276], [1.3013779330432276]], [[1.319768781508957], [1.319768781508957], [1.319768781508957], [1.319768781508957], [1.319768781508957]], [[1.3386832076404742], [1.3386832076404742], [1.3386832076404742], [1.3386832076404742], [1.3386832076404742]], [[1.3540104865373173], [1.3540104865373173], [1.3540104865373173], [1.3540104865373173], [1.3540104865373173]], [[1.373438351396614], [1.373438351396614], [1.373438351396614], [1.373438351396614], [1.373438351396614]], [[1.3854915061464959], [1.3854915061464959], [1.3854915061464959], [1.3854915061464959], [1.3854915061464959]], [[1.4030839689197288], [1.4030839689197288], [1.4030839689197288], [1.4030839689197288], [1.4030839689197288]], [[1.4134499434800292], [1.4134499434800292], [1.4134499434800292], [1.4134499434800292], [1.4134499434800292]], [[1.4222377028530893], [1.4222377028530893], [1.4222377028530893], [1.4222377028530893], [1.4222377028530893]], [[1.4352277027612668], [1.4352277027612668], [1.4352277027612668], [1.4352277027612668], [1.4352277027612668]], [[1.4434953781187414], [1.4434953781187414], [1.4434953781187414], [1.4434953781187414], [1.4434953781187414]], [[1.453283099361565], [1.453283099361565], [1.453283099361565], [1.453283099361565], [1.453283099361565]], [[1.4478377186371085], [1.4478377186371085], [1.4478377186371085], [1.4478377186371085], [1.4478377186371085]], [[1.4364236486534878], [1.4364236486534878], [1.4364236486534878], [1.4364236486534878], [1.4364236486534878]], [[1.420578115443506], [1.420578115443506], [1.420578115443506], [1.420578115443506], [1.420578115443506]], [[1.401838345039966], [1.401838345039966], [1.401838345039966], [1.401838345039966], [1.401838345039966]], [[1.3817415634756705], [1.3817415634756705], [1.3817415634756705], [1.3817415634756705], [1.3817415634756705]], [[1.3618249967834224], [1.3618249967834224], [1.3618249967834224], [1.3618249967834224], [1.3618249967834224]], [[1.3436258709960252], [1.3436258709960252], [1.3436258709960252], [1.3436258709960252], [1.3436258709960252]], [[1.3286814121462815], [1.3286814121462815], [1.3286814121462815], [1.3286814121462815], [1.3286814121462815]], [[1.270268464182639], [1.270268464182639], [1.270268464182639], [1.270268464182639], [1.270268464182639]], [[1.2185246099388356], [1.2185246099388356], [1.2185246099388356], [1.2185246099388356], [1.2185246099388356]], [[1.1685497161276708], [1.1685497161276708], [1.1685497161276708], [1.1685497161276708], [1.1685497161276708]], [[1.1174871618215714], [1.1174871618215714], [1.1174871618215714], [1.1174871618215714], [1.1174871618215714]], [[1.0679409555721295], [1.0679409555721295], [1.0679409555721295], [1.0679409555721295], [1.0679409555721295]], [[1.0173762961503188], [1.0173762961503188], [1.0173762961503188], [1.0173762961503188], [1.0173762961503188]], [[0.9629579105444417], [0.9629579105444417], [0.9629579105444417], [0.9629579105444417], [0.9629579105444417]], [[0.904831544560771], [0.904831544560771], [0.904831544560771], [0.904831544560771], [0.904831544560771]], [[0.8434991793842666], [0.8434991793842666], [0.8434991793842666], [0.8434991793842666], [0.8434991793842666]], [[0.778993384253794], [0.778993384253794], [0.778993384253794], [0.778993384253794], [0.778993384253794]], [[0.7104805703217985], [0.7104805703217985], [0.7104805703217985], [0.7104805703217985], [0.7104805703217985]], [[0.6380424096309893], [0.6380424096309893], [0.6380424096309893], [0.6380424096309893], [0.6380424096309893]], [[0.5630599076463186], [0.5630599076463186], [0.5630599076463186], [0.5630599076463186], [0.5630599076463186]], [[0.4860625441693857], [0.4860625441693857], [0.4860625441693857], [0.4860625441693857], [0.4860625441693857]], [[0.4059102154578179], [0.4059102154578179], [0.4059102154578179], [0.4059102154578179], [0.4059102154578179]], [[0.3243923760064459], [0.3243923760064459], [0.3243923760064459], [0.3243923760064459], [0.3243923760064459]], [[0.2429392051808556], [0.2429392051808556], [0.2429392051808556], [0.2429392051808556], [0.2429392051808556]], [[0.15781247902785092], [0.15781247902785092], [0.15781247902785092], [0.15781247902785092], [0.15781247902785092]], [[0.07421252934169302], [0.07421252934169302], [0.07421252934169302], [0.07421252934169302], [0.07421252934169302]], [[4.164877333193151e-05], [4.164877333193151e-05], [4.164877333193151e-05], [4.164877333193151e-05], [4.164877333193151e-05]], [[-0.06170100112624735], [-0.06170100112624735], [-0.06170100112624735], [-0.06170100112624735], [-0.06170100112624735]], [[-0.11683975120509194], [-0.11683975120509194], [-0.11683975120509194], [-0.11683975120509194], [-0.11683975120509194]], [[-0.1706437799738451], [-0.1706437799738451], [-0.1706437799738451], [-0.1706437799738451], [-0.1706437799738451]], [[-0.22707465682496886], [-0.22707465682496886], [-0.22707465682496886], [-0.22707465682496886], [-0.22707465682496886]], [[-0.28413456725162317], [-0.28413456725162317], [-0.28413456725162317], [-0.28413456725162317], [-0.28413456725162317]], [[-0.34023814392287305], [-0.34023814392287305], [-0.34023814392287305], [-0.34023814392287305], [-0.34023814392287305]], [[-0.3941457144876458], [-0.3941457144876458], [-0.3941457144876458], [-0.3941457144876458], [-0.3941457144876458]], [[-0.4466388436510356], [-0.4466388436510356], [-0.4466388436510356], [-0.4466388436510356], [-0.4466388436510356]], [[-0.49734638094521516], [-0.49734638094521516], [-0.49734638094521516], [-0.49734638094521516], [-0.49734638094521516]], [[-0.5452907389084438], [-0.5452907389084438], [-0.5452907389084438], [-0.5452907389084438], [-0.5452907389084438]], [[-0.5904401261737814], [-0.5904401261737814], [-0.5904401261737814], [-0.5904401261737814], [-0.5904401261737814]], [[-0.6333744159079941], [-0.6333744159079941], [-0.6333744159079941], [-0.6333744159079941], [-0.6333744159079941]], [[-0.6740683063938291], [-0.6740683063938291], [-0.6740683063938291], [-0.6740683063938291], [-0.6740683063938291]], [[-0.7121679074243723], [-0.7121679074243723], [-0.7121679074243723], [-0.7121679074243723], [-0.7121679074243723]], [[-0.7475648456710489], [-0.7475648456710489], [-0.7475648456710489], [-0.7475648456710489], [-0.7475648456710489]], [[-0.7822524531158995], [-0.7822524531158995], [-0.7822524531158995], [-0.7822524531158995], [-0.7822524531158995]], [[-0.8193916703742163], [-0.8193916703742163], [-0.8193916703742163], [-0.8193916703742163], [-0.8193916703742163]], [[-0.8672744583681736], [-0.8672744583681736], [-0.8672744583681736], [-0.8672744583681736], [-0.8672744583681736]], [[-0.9109751681641519], [-0.9109751681641519], [-0.9109751681641519], [-0.9109751681641519], [-0.9109751681641519]], [[-0.9300816196923545], [-0.9300816196923545], [-0.9300816196923545], [-0.9300816196923545], [-0.9300816196923545]], [[-0.916320482946998], [-0.916320482946998], [-0.916320482946998], [-0.916320482946998], [-0.916320482946998]], [[-0.8806212207326749], [-0.8806212207326749], [-0.8806212207326749], [-0.8806212207326749], [-0.8806212207326749]], [[-0.831370692412849], [-0.831370692412849], [-0.831370692412849], [-0.831370692412849], [-0.831370692412849]], [[-0.7612016061580158], [-0.7612016061580158], [-0.7612016061580158], [-0.7612016061580158], [-0.7612016061580158]], [[-0.6386466923954562], [-0.6386466923954562], [-0.6386466923954562], [-0.6386466923954562], [-0.6386466923954562]], [[-0.49560667835054406], [-0.49560667835054406], [-0.49560667835054406], [-0.49560667835054406], [-0.49560667835054406]], [[-0.3663013466130913], [-0.3663013466130913], [-0.3663013466130913], [-0.3663013466130913], [-0.3663013466130913]], [[-0.2442008971419069], [-0.2442008971419069], [-0.2442008971419069], [-0.2442008971419069], [-0.2442008971419069]], [[-0.12210044827067201], [-0.12210044827067201], [-0.12210044827067201], [-0.12210044827067201], [-0.12210044827067201]], [[-1.3442407816138017e-17], [-1.3442407816138017e-17], [-1.3442407816138017e-17], [-1.3442407816138017e-17], [-1.3442407816138017e-17]]], [[[0.0], [0.0], [0.0], [0.0], [0.0]], [[0.15752866499999954], [0.16358019726047957], [0.16409809499999956], [0.16390195499999954], [0.1646300249999995]], [[0.3150573300000004], [0.32716039452096046], [0.32819619000000044], [0.3278039100000005], [0.32926005000000047]], [[0.472585995], [0.4907405917814399], [0.49229428499999994], [0.491705865], [0.49389007499999993]], [[0.6301146599999995], [0.6543207890419196], [0.6563923799999996], [0.6556078199999996], [0.6585200999999996]], [[0.7876433250000003], [0.8179009863024005], [0.8204904750000005], [0.8195097750000006], [0.8231501250000004]], [[0.9451719900000009], [0.9814811835628808], [0.9845885700000009], [0.9834117300000011], [0.9877801500000011]], [[1.0413486353379615], [1.0809173254447035], [1.0843036637345944], [1.083021179848414], [1.0877817485748937]], [[0.9613118114952283], [0.9937690436392561], [0.9965467745363945], [0.9954947896552712], [0.9993997466268245]], [[0.9074597002864413], [0.9347781860771253], [0.9371161362579423], [0.9362306921019812], [0.9395174553525665]], [[0.8687429928155134], [0.892182334210727], [0.89418830251791], [0.8934285953522916], [0.8962486218439392]], [[0.836149328794788], [0.8563313604820609], [0.8580585643423476], [0.8574044408537838], [0.8598325391296221]], [[0.8065388522026967], [0.8239372010271642], [0.8254261735023245], [0.824862260842215], [0.8269555008730745]], [[0.7785040539167383], [0.7935062255486286], [0.7947901306026055], [0.7943039002650133], [0.7961087789904143]], [[0.7498588802560293], [0.7627540088084809], [0.7638575899571475], [0.7634396308902679], [0.7649910932888048]], [[0.7201864251065949], [0.731235836604663], [0.7321814591332326], [0.7318233297408828], [0.7331527029777958]], [[0.688391261597931], [0.6978075682002095], [0.6986134275618937], [0.6983082298983665], [0.6994411209108754]], [[0.6541884937741408], [0.6621462303240717], [0.6628272632138834], [0.6625693312230846], [0.6635267751634297]], [[0.6171500883563631], [0.6238267497352599], [0.6243981468962031], [0.6241817490402248], [0.6249850149412347]], [[0.577233461788937], [0.5827571937818802], [0.5832299216097132], [0.5830508842193258], [0.5837154707461247]], [[0.5343381166569391], [0.5388490200116572], [0.5392350687923698], [0.5390888630801781], [0.5396315774315363]], [[0.48855290628195325], [0.4921675623872553], [0.4924769091948737], [0.4923597520346117], [0.4927946384 | 4D array with the lift coefficients of the airfoils. Dimension 0 is along the different airfoils defined in the yaml, dimension 1 is along the angles of attack, dimension 2 is along the Reynolds number, dimension 3 is along the number of tabs, which may describe multiple sets at the same station, for example in presence of a flap.
blade.interp_airfoils.cd | input |  | [[[[0.5], [0.5], [0.5], [0.5], [0.5]], [[0.5], [0.5], [0.5], [0.5], [0.5]], [[0.5], [0.5], [0.5], [0.5], [0.5]], [[0.5], [0.5], [0.5], [0.5], [0.5]], [[0.5], [0.5], [0.5], [0.5], [0.5]], [[0.5], [0.5], [0.5], [0.5], [0.5]], [[0.5], [0.5], [0.5], [0.5], [0.5]], [[0.5], [0.5], [0.5], [0.5], [0.5]], [[0.5], [0.5], [0.5], [0.5], [0.5]], [[0.5], [0.5], [0.5], [0.5], [0.5]], [[0.5], [0.5], [0.5], [0.5], [0.5]], [[0.5], [0.5], [0.5], [0.5], [0.5]], [[0.5], [0.5], [0.5], [0.5], [0.5]], [[0.5], [0.5], [0.5], [0.5], [0.5]], [[0.5], [0.5], [0.5], [0.5], [0.5]], [[0.5], [0.5], [0.5], [0.5], [0.5]], [[0.5], [0.5], [0.5], [0.5], [0.5]], [[0.5], [0.5], [0.5], [0.5], [0.5]], [[0.5], [0.5], [0.5], [0.5], [0.5]], [[0.5], [0.5], [0.5], [0.5], [0.5]], [[0.5], [0.5], [0.5], [0.5], [0.5]], [[0.5], [0.5], [0.5], [0.5], [0.5]], [[0.5], [0.5], [0.5], [0.5], [0.5]], [[0.5], [0.5], [0.5], [0.5], [0.5]], [[0.5], [0.5], [0.5], [0.5], [0.5]], [[0.5], [0.5], [0.5], [0.5], [0.5]], [[0.5], [0.5], [0.5], [0.5], [0.5]], [[0.5], [0.5], [0.5], [0.5], [0.5]], [[0.5], [0.5], [0.5], [0.5], [0.5]], [[0.5], [0.5], [0.5], [0.5], [0.5]], [[0.5], [0.5], [0.5], [0.5], [0.5]], [[0.5], [0.5], [0.5], [0.5], [0.5]], [[0.5], [0.5], [0.5], [0.5], [0.5]], [[0.5], [0.5], [0.5], [0.5], [0.5]], [[0.5], [0.5], [0.5], [0.5], [0.5]], [[0.5], [0.5], [0.5], [0.5], [0.5]], [[0.5], [0.5], [0.5], [0.5], [0.5]], [[0.5], [0.5], [0.5], [0.5], [0.5]], [[0.5], [0.5], [0.5], [0.5], [0.5]], [[0.5], [0.5], [0.5], [0.5], [0.5]], [[0.5], [0.5], [0.5], [0.5], [0.5]], [[0.5], [0.5], [0.5], [0.5], [0.5]], [[0.5], [0.5], [0.5], [0.5], [0.5]], [[0.5], [0.5], [0.5], [0.5], [0.5]], [[0.5], [0.5], [0.5], [0.5], [0.5]], [[0.5], [0.5], [0.5], [0.5], [0.5]], [[0.5], [0.5], [0.5], [0.5], [0.5]], [[0.5], [0.5], [0.5], [0.5], [0.5]], [[0.5], [0.5], [0.5], [0.5], [0.5]], [[0.5], [0.5], [0.5], [0.5], [0.5]], [[0.5], [0.5], [0.5], [0.5], [0.5]], [[0.5], [0.5], [0.5], [0.5], [0.5]], [[0.5], [0.5], [0.5], [0.5], [0.5]], [[0.5], [0.5], [0.5], [0.5], [0.5]], [[0.5], [0.5], [0.5], [0.5], [0.5]], [[0.5], [0.5], [0.5], [0.5], [0.5]], [[0.5], [0.5], [0.5], [0.5], [0.5]], [[0.5], [0.5], [0.5], [0.5], [0.5]], [[0.5], [0.5], [0.5], [0.5], [0.5]], [[0.5], [0.5], [0.5], [0.5], [0.5]], [[0.5], [0.5], [0.5], [0.5], [0.5]], [[0.5], [0.5], [0.5], [0.5], [0.5]], [[0.5], [0.5], [0.5], [0.5], [0.5]], [[0.5], [0.5], [0.5], [0.5], [0.5]], [[0.5], [0.5], [0.5], [0.5], [0.5]], [[0.5], [0.5], [0.5], [0.5], [0.5]], [[0.5], [0.5], [0.5], [0.5], [0.5]], [[0.5], [0.5], [0.5], [0.5], [0.5]], [[0.5], [0.5], [0.5], [0.5], [0.5]], [[0.5], [0.5], [0.5], [0.5], [0.5]], [[0.5], [0.5], [0.5], [0.5], [0.5]], [[0.5], [0.5], [0.5], [0.5], [0.5]], [[0.5], [0.5], [0.5], [0.5], [0.5]], [[0.5], [0.5], [0.5], [0.5], [0.5]], [[0.5], [0.5], [0.5], [0.5], [0.5]], [[0.5], [0.5], [0.5], [0.5], [0.5]], [[0.5], [0.5], [0.5], [0.5], [0.5]], [[0.5], [0.5], [0.5], [0.5], [0.5]], [[0.5], [0.5], [0.5], [0.5], [0.5]], [[0.5], [0.5], [0.5], [0.5], [0.5]], [[0.5], [0.5], [0.5], [0.5], [0.5]], [[0.5], [0.5], [0.5], [0.5], [0.5]], [[0.5], [0.5], [0.5], [0.5], [0.5]], [[0.5], [0.5], [0.5], [0.5], [0.5]], [[0.5], [0.5], [0.5], [0.5], [0.5]], [[0.5], [0.5], [0.5], [0.5], [0.5]], [[0.5], [0.5], [0.5], [0.5], [0.5]], [[0.5], [0.5], [0.5], [0.5], [0.5]], [[0.5], [0.5], [0.5], [0.5], [0.5]], [[0.5], [0.5], [0.5], [0.5], [0.5]], [[0.5], [0.5], [0.5], [0.5], [0.5]], [[0.5], [0.5], [0.5], [0.5], [0.5]], [[0.5], [0.5], [0.5], [0.5], [0.5]], [[0.5], [0.5], [0.5], [0.5], [0.5]], [[0.5], [0.5], [0.5], [0.5], [0.5]], [[0.5], [0.5], [0.5], [0.5], [0.5]], [[0.5], [0.5], [0.5], [0.5], [0.5]], [[0.5], [0.5], [0.5], [0.5], [0.5]], [[0.5], [0.5], [0.5], [0.5], [0.5]], [[0.5], [0.5], [0.5], [0.5], [0.5]], [[0.5], [0.5], [0.5], [0.5], [0.5]], [[0.5], [0.5], [0.5], [0.5], [0.5]], [[0.5], [0.5], [0.5], [0.5], [0.5]], [[0.5], [0.5], [0.5], [0.5], [0.5]], [[0.5], [0.5], [0.5], [0.5], [0.5]], [[0.5], [0.5], [0.5], [0.5], [0.5]], [[0.5], [0.5], [0.5], [0.5], [0.5]], [[0.5], [0.5], [0.5], [0.5], [0.5]], [[0.5], [0.5], [0.5], [0.5], [0.5]], [[0.5], [0.5], [0.5], [0.5], [0.5]], [[0.5], [0.5], [0.5], [0.5], [0.5]], [[0.5], [0.5], [0.5], [0.5], [0.5]], [[0.5], [0.5], [0.5], [0.5], [0.5]], [[0.5], [0.5], [0.5], [0.5], [0.5]], [[0.5], [0.5], [0.5], [0.5], [0.5]], [[0.5], [0.5], [0.5], [0.5], [0.5]], [[0.5], [0.5], [0.5], [0.5], [0.5]], [[0.5], [0.5], [0.5], [0.5], [0.5]], [[0.5], [0.5], [0.5], [0.5], [0.5]], [[0.5], [0.5], [0.5], [0.5], [0.5]], [[0.5], [0.5], [0.5], [0.5], [0.5]], [[0.5], [0.5], [0.5], [0.5], [0.5]], [[0.5], [0.5], [0.5], [0.5], [0.5]], [[0.5], [0.5], [0.5], [0.5], [0.5]], [[0.5], [0.5], [0.5], [0.5], [0.5]], [[0.5], [0.5], [0.5], [0.5], [0.5]], [[0.5], [0.5], [0.5], [0.5], [0.5]], [[0.5], [0.5], [0.5], [0.5], [0.5]], [[0.5], [0.5], [0.5], [0.5], [0.5]], [[0.5], [0.5], [0.5], [0.5], [0.5]], [[0.5], [0.5], [0.5], [0.5], [0.5]], [[0.5], [0.5], [0.5], [0.5], [0.5]], [[0.5], [0.5], [0.5], [0.5], [0.5]], [[0.5], [0.5], [0.5], [0.5], [0.5]], [[0.5], [0.5], [0.5], [0.5], [0.5]], [[0.5], [0.5], [0.5], [0.5], [0.5]], [[0.5], [0.5], [0.5], [0.5], [0.5]], [[0.5], [0.5], [0.5], [0.5], [0.5]], [[0.5], [0.5], [0.5], [0.5], [0.5]], [[0.5], [0.5], [0.5], [0.5], [0.5]], [[0.5], [0.5], [0.5], [0.5], [0.5]], [[0.5], [0.5], [0.5], [0.5], [0.5]], [[0.5], [0.5], [0.5], [0.5], [0.5]], [[0.5], [0.5], [0.5], [0.5], [0.5]], [[0.5], [0.5], [0.5], [0.5], [0.5]], [[0.5], [0.5], [0.5], [0.5], [0.5]], [[0.5], [0.5], [0.5], [0.5], [0.5]], [[0.5], [0.5], [0.5], [0.5], [0.5]], [[0.5], [0.5], [0.5], [0.5], [0.5]], [[0.5], [0.5], [0.5], [0.5], [0.5]], [[0.5], [0.5], [0.5], [0.5], [0.5]], [[0.5], [0.5], [0.5], [0.5], [0.5]], [[0.5], [0.5], [0.5], [0.5], [0.5]], [[0.5], [0.5], [0.5], [0.5], [0.5]], [[0.5], [0.5], [0.5], [0.5], [0.5]], [[0.5], [0.5], [0.5], [0.5], [0.5]], [[0.5], [0.5], [0.5], [0.5], [0.5]], [[0.5], [0.5], [0.5], [0.5], [0.5]], [[0.5], [0.5], [0.5], [0.5], [0.5]], [[0.5], [0.5], [0.5], [0.5], [0.5]], [[0.5], [0.5], [0.5], [0.5], [0.5]], [[0.5], [0.5], [0.5], [0.5], [0.5]], [[0.5], [0.5], [0.5], [0.5], [0.5]], [[0.5], [0.5], [0.5], [0.5], [0.5]], [[0.5], [0.5], [0.5], [0.5], [0.5]], [[0.5], [0.5], [0.5], [0.5], [0.5]], [[0.5], [0.5], [0.5], [0.5], [0.5]], [[0.5], [0.5], [0.5], [0.5], [0.5]], [[0.5], [0.5], [0.5], [0.5], [0.5]], [[0.5], [0.5], [0.5], [0.5], [0.5]], [[0.5], [0.5], [0.5], [0.5], [0.5]], [[0.5], [0.5], [0.5], [0.5], [0.5]], [[0.5], [0.5], [0.5], [0.5], [0.5]], [[0.5], [0.5], [0.5], [0.5], [0.5]], [[0.5], [0.5], [0.5], [0.5], [0.5]], [[0.5], [0.5], [0.5], [0.5], [0.5]], [[0.5], [0.5], [0.5], [0.5], [0.5]], [[0.5], [0.5], [0.5], [0.5], [0.5]], [[0.5], [0.5], [0.5], [0.5], [0.5]], [[0.5], [0.5], [0.5], [0.5], [0.5]], [[0.5], [0.5], [0.5], [0.5], [0.5]], [[0.5], [0.5], [0.5], [0.5], [0.5]], [[0.5], [0.5], [0.5], [0.5], [0.5]], [[0.5], [0.5], [0.5], [0.5], [0.5]], [[0.5], [0.5], [0.5], [0.5], [0.5]], [[0.5], [0.5], [0.5], [0.5], [0.5]], [[0.5], [0.5], [0.5], [0.5], [0.5]], [[0.5], [0.5], [0.5], [0.5], [0.5]], [[0.5], [0.5], [0.5], [0.5], [0.5]], [[0.5], [0.5], [0.5], [0.5], [0.5]], [[0.5], [0.5], [0.5], [0.5], [0.5]], [[0.5], [0.5], [0.5], [0.5], [0.5]], [[0.5], [0.5], [0.5], [0.5], [0.5]], [[0.5], [0.5], [0.5], [0.5], [0.5]], [[0.5], [0.5], [0.5], [0.5], [0.5]], [[0.5], [0.5], [0.5], [0.5], [0.5]], [[0.5], [0.5], [0.5], [0.5], [0.5]], [[0.5], [0.5], [0.5], [0.5], [0.5]], [[0.5], [0.5], [0.5], [0.5], [0.5]], [[0.5], [0.5], [0.5], [0.5], [0.5]]], [[[0.001], [0.001], [0.001], [0.001], [0.001]], [[0.001], [0.001], [0.001], [0.001], [0.001]], [[0.001], [0.001], [0.001], [0.001], [0.001]], [[0.001], [0.001], [0.001], [0.001], [0.001]], [[0.004681007546743631], [0.004681007546743631], [0.004681007546743631], [0.004681007546743631], [0.004681007546743631]], [[0.021631772083824267], [0.021631772083824267], [0.021631772083824267], [0.021631772083824267], [0.021631772083824267]], [[0.047641300151023636], [0.047641300151023636], [0.047641300151023636], [0.047641300151023636], [0.047641300151023636]], [[0.07942668921424027], [0.07942668921424027], [0.07942668921424027], [0.07942668921424027], [0.07942668921424027]], [[0.1333599688440959], [0.1333599688440959], [0.1333599688440959], [0.1333599688440959], [0.1333599688440959]], [[0.20343214376016333], [0.20343214376016333], [0.20343214376016333], [0.20343214376016333], [0.20343214376016333]], [[0.2757990660720517], [0.2757990660720517], [0.2757990660720517], [0.2757990660720517], [0.2757990660720517]], [[0.3482210261341076], [0.3482210261341076], [0.3482210261341076], [0.3482210261341076], [0.3482210261341076]], [[0.4257471116267174], [0.4257471116267174], [0.4257471116267174], [0.4257471116267174], [0.4257471116267174]], [[0.5054732298220647], [0.5054732298220647], [0.5054732298220647], [0.5054732298220647], [0.5054732298220647]], [[0.585862441351779], [0.585862441351779], [0.585862441351779], [0.585862441351779], [0.585862441351779]], [[0.6687189802897572], [0.6687189802897572], [0.6687189802897572], [0.6687189802897572], [0.6687189802897572]], [[0.7517810377714217], [0.7517810377714217], [0.7517810377714217], [0.7517810377714217], [0.7517810377714217]], [[0.8327582128965685], [0.8327582128965685], [0.8327582128965685], [0.8327582128965685], [0.8327582128965685]], [[0.91332892318275], [0.91332892318275], [0.91332892318275], [0.91332892318275], [0.91332892318275]], [[0.9921082434945433], [0.9921082434945433], [0.9921082434945433], [0.9921082434945433], [0.9921082434945433]], [[1.0663778769154522], [1.0663778769154522], [1.0663778769154522], [1.0663778769154522], [1.0663778769154522]], [[1.1369522398775627], [1.1369522398775627], [1.1369522398775627], [1.1369522398775627], [1.1369522398775627]], [[1.2043711470433585], [1.2043711470433585], [1.2043711470433585], [1.2043711470433585], [1.2043711470433585]], [[1.2653387898959352], [1.2653387898959352], [1.2653387898959352], [1.2653387898959352], [1.2653387898959352]], [[1.3190260630877038], [1.3190260630877038], [1.3190260630877038], [1.3190260630877038], [1.3190260630877038]], [[1.3693284163948727], [1.3693284163948727], [1.3693284163948727], [1.3693284163948727], [1.3693284163948727]], [[1.41195961332271], [1.41195961332271], [1.41195961332271], [1.41195961332271], [1.41195961332271]], [[1.4429873542046883], [1.4429873542046883], [1.4429873542046883], [1.4429873542046883], [1.4429873542046883]], [[1.4702640734608705], [1.4702640734608705], [1.4702640734608705], [1.4702640734608705], [1.4702640734608705]], [[1.491462356582849], [1.491462356582849], [1.491462356582849], [1.491462356582849], [1.491462356582849]], [[1.4999517647700398], [1.4999517647700398], [1.4999517647700398], [1.4999517647700398], [1.4999517647700398]], [[1.4913792181480519], [1.4913792181480519], [1.4913792181480519], [1.4913792181480519], [1.4913792181480519]], [[1.4701777794408035], [1.4701777794408035], [1.4701777794408035], [1.4701777794408035], [1.4701777794408035]], [[1.442897787473874], [1.442897787473874], [1.442897787473874], [1.442897787473874], [1.442897787473874]], [[1.4119314820225215], [1.4119314820225215], [1.4119314820225215], [1.4119314820225215], [1.4119314820225215]], [[1.369348019669698], [1.369348019669698], [1.369348019669698], [1.369348019669698], [1.369348019669698]], [[1.3190547866186935], [1.3190547866186935], [1.3190547866186935], [1.3190547866186935], [1.3190547866186935]], [[1.2653557983909296], [1.2653557983909296], [1.2653557983909296], [1.2653557983909296], [1.2653557983909296]], [[1.2043606946982355], [1.2043606946982355], [1.2043606946982355], [1.2043606946982355], [1.2043606946982355]], [[1.136937028843421], [1.136937028843421], [1.136937028843421], [1.136937028843421], [1.136937028843421]], [[1.0663517595035206], [1.0663517595035206], [1.0663517595035206], [1.0663517595035206], [1.0663517595035206]], [[0.9921176057849607], [0.9921176057849607], [0.9921176057849607], [0.9921176057849607], [0.9921176057849607]], [[0.9133409040545528], [0.9133409040545528], [0.9133409040545528], [0.9133409040545528], [0.9133409040545528]], [[0.832762392936226], [0.832762392936226], [0.832762392936226], [0.832762392936226], [0.832762392936226]], [[0.7517796750332475], [0.7517796750332475], [0.7517796750332475], [0.7517796750332475], [0.7517796750332475]], [[0.6687178233726653], [0.6687178233726653], [0.6687178233726653], [0.6687178233726653], [0.6687178233726653]], [[0.5858555956421666], [0.5858555956421666], [0.5858555956421666], [0.5858555956421666], [0.5858555956421666]], [[0.5052907215322047], [0.5052907215322047], [0.5052907215322047], [0.5052907215322047], [0.5052907215322047]], [[0.423941489899535], [0.423941489899535], [0.423941489899535], [0.423941489899535], [0.423941489899535]], [[0.3454580636324812], [0.3454580636324812], [0.3454580636324812], [0.3454580636324812], [0.3454580636324812]], [[0.27579987072050344], [0.27579987072050344], [0.27579987072050344], [0.27579987072050344], [0.27579987072050344]], [[0.26313429881938594], [0.26313429881938594], [0.26313429881938594], [0.26313429881938594], [0.26313429881938594]], [[0.2506975234312212], [0.2506975234312212], [0.2506975234312212], [0.2506975234312212], [0.2506975234312212]], [[0.2384904759982203], [0.2384904759982203], [0.2384904759982203], [0.2384904759982203], [0.2384904759982203]], [[0.22651408796259395], [0.22651408796259395], [0.22651408796259395], [0.22651408796259395], [0.22651408796259395]], [[0.21476929076655307], [0.21476929076655307], [0.21476929076655307], [0.21476929076655307], [0.21476929076655307]], [[0.20325701585230874], [0.20325701585230874], [0.20325701585230874], [0.20325701585230874], [0.20325701585230874]], [[0.1919781946620716], [0.1919781946620716], [0.1919781946620716], [0.1919781946620716], [0.1919781946620716]], [[0.1809337586380527], [0.1809337586380527], [0.1809337586380527], [0.1809337586380527], [0.1809337586380527]], [[0.1701246392224629], [0.1701246392224629], [0.1701246392224629], [0.1701246392224629], [0.1701246392224629]], [[0.15955176785751307], [0.15955176785751307], [0.15955176785751307], [0.15955176785751307], [0.15955176785751307]], [[0.1492160759854141], [0.1492160759854141], [0.1492160759854141], [0.1492160759854141], [0.1492160759854141]], [[0.13911849504837695], [0.13911849504837695], [0.13911849504837695], [0.13911849504837695], [0.13911849504837695]], [[0.12925995648861244], [0.12925995648861244], [0.12925995648861244], [0.12925995648861244], [0.12925995648861244]], [[0.1196413917483315], [0.1196413917483315], [0.1196413917483315], [0.1196413917483315], [0.1196413917483315]], [[0.11026373226974506], [0.11026373226974506], [0.11026373226974506], [0.11026373226974506], [0.11026373226974506]], [[0.10112790949506391], [0.10112790949506391], [0.10112790949506391], [0.10112790949506391], [0.10112790949506391]], [[0.09255301544138761], [0.09255301544138761], [0.09255301544138761], [0.09255301544138761], [0.09255301544138761]], [[0.08709842501084225], [0.08709842501084225], [0.08709842501084225], [0.08709842501084225], [0.08709842501084225]], [[0.08292142972448208], [0.08292142972448208], [0.08292142972448208], [0.08292142972448208], [0.08292142972448208]], [[0.07879059208758728], [0.07879059208758728], [0.07879059208758728], [0.07879059208758728], [0.07879059208758728]], [[0.07467159706804975], [0.07467159706804975], [0.07467159706804975], [0.07467159706804975], [0.07467159706804975]], [[0.07063238044653238], [0.07063238044653238], [0.07063238044653238], [0.07063238044653238], [0.07063238044653238]], [[0.06662323818191587], [0.06662323818191587], [0.06662323818191587], [0.06662323818191587], [0.06662323818191587]], [[0.0626709156101378], [0.0626709156101378], [0.0626709156101378], [0.0626709156101378], [0.0626709156101378]], [[0.058851217433988814], [0.058851217433988814], [0.058851217433988814], [0.058851217433988814], [0.058851217433988814]], [[0.055123048318214116], [0.055123048318214116], [0.055123048318214116], [0.055123048318214116], [0.055123048318214116]], [[0.05149165596157171], [0.05149165596157171], [0.05149165596157171], [0.05149165596157171], [0.05149165596157171]], [[0.0479435676053233], [0.0479435676053233], [0.0479435676053233], [0.0479435676053233], [0.0479435676053233]], [[0.04450697617200861], [0.04450697617200861], [0.04450697617200861], [0.04450697617200861], [0.04450697617200861]], [[0.041175384632853806], [0.041175384632853806], [0.041175384632853806], [0.041175384632853806], [0.041175384632853806]], [[0.037967786003368656], [0.037967786003368656], [0.037967786003368656], [0.037967786003368656], [0.037967786003368656]], [[0.03485766370645003], [0.03485766370645003], [0.03485766370645003], [0.03485766370645003], [0.03485766370645003]], [[0.03195267716867719], [0.03195267716867719], [0.03195267716867719], [0.03195267716867719], [0.03195267716867719]], [[0.029151361399758338], [0.029151361399758338], [0.029151361399758338], [0.029151361399758338], [0.029151361399758338]], [[0.02657507183753033], [0.02657507183753033], [0.02657507183753033], [0.02657507183753033], [0.02657507183753033]], [[0.024135294548563432], [0.024135294548563432], [0.024135294548563432], [0.024135294548563432], [0.024135294548563432]], [[0.02185632183987543], [0.02185632183987543], [0.02185632183987543], [0.02185632183987543], [0.02185632183987543]], [[0.0197958356162451], [0.0197958356162451], [0.0197958356162451], [0.0197958356162451], [0.0197958356162451]], [[0.01789669576082741], [0.01789669576082741], [0.01789669576082741], [0.01789669576082741], [0.01789669576082741]], [[0.01627994953758757], [0.01627994953758757], [0.01627994953758757], [0.01627994953758757], [0.01627994953758757]], [[0.014860065268606637], [0.014860065268606637], [0.014860065268606637], [0.014860065268606637], [0.014860065268606637]], [[0.013955133402050492], [0.013955133402050492], [0.013955133402050492], [0.013955133402050492], [0.013955133402050492]], [[0.013308353587011705], [0.013308353587011705], [0.013308353587011705], [0.013308353587011705], [0.013308353587011705]], [[0.014940850571819556], [0.014940850571819556], [0.014940850571819556], [0.014940850571819556], [0.014940850571819556]], [[0.01702283511800381], [0.01702283511800381], [0.01702283511800381], [0.01702283511800381], [0.01702283511800381]], [[0.018843897064326494], [0.018843897064326494], [0.018843897064326494], [0.018843897064326494], [0.018843897064326494]], [[0.019738898084830397], [0.019738898084830397], [0.019738898084830397], [0.019738898084830397], [0.019738898084830397]], [[0.020195128193735985], [0.020195128193735985], [0.020195128193735985], [0.020195128193735985], [0.020195128193735985]], [[0.01849611589628135], [0.01849611589628135], [0.01849611589628135], [0.01849611589628135], [0.01849611589628135]], [[0.01731005344033698], [0.01731005344033698], [0.01731005344033698], [0.01731005344033698], [0.01731005344033698]], [[0.016538902930127514], [0.016538902930127514], [0.016538902930127514], [0.016538902930127514], [0.016538902930127514]], [[0.015973060744498682], [0.015973060744498682], [0.015973060744498682], [0.015973060744498682], [0.015973060744498682]], [[0.01587095430787843], [0.01587095430787843], [0.01587095430787843], [0.01587095430787843], [0.01587095430787843]], [[0.015953293375836397], [0.015953293375836397], [0.015953293375836397], [0.015953293375836397], [0.015953293375836397]], [[0.016395954025692716], [0.016395954025692716], [0.016395954025692716], [0.016395954025692716], [0.016395954025692716]], [[0.017008964921376546], [0.017008964921376546], [0.017008964921376546], [0.017008964921376546], [0.017008964921376546]], [[0.01803320034600989], [0.01803320034600989], [0.01803320034600989], [0.01803320034600989], [0.01803320034600989]], [[0.01916083805373418], [0.01916083805373418], [0.01916083805373418], [0.01916083805373418], [0.01916083805373418]], [[0.020745791118002888], [0.020745791118002888], [0.020745791118002888], [0.020745791118002888], [0.020745791118002888]], [[0.02255627427341057], [0.02255627427341057], [0.02255627427341057], [0.02255627427341057], [0.02255627427341057]], [[0.024699798148516316], [0.024699798148516316], [0.024699798148516316], [0.024699798148516316], [0.024699798148516316]], [[0.02701359962960121], [0.02701359962960121], [0.02701359962960121], [0.02701359962960121], [0.02701359962960121]], [[0.02980999998033408], [0.02980999998033408], [0.02980999998033408], [0.02980999998033408], [0.02980999998033408]], [[0.03271237472470525], [0.03271237472470525], [0.03271237472470525], [0.03271237472470525], [0.03271237472470525]], [[0.03599286802330959], [0.03599286802330959], [0.03599286802330959], [0.03599286802330959], [0.03599286802330959]], [[0.03930436018176899], [0.03930436018176899], [0.03930436018176899], [0.03930436018176899], [0.03930436018176899]], [[0.043143773128093074], [0.043143773128093074], [0.043143773128093074], [0.043143773128093074], [0.043143773128093074]], [[0.047071752301192704], [0.047071752301192704], [0.047071752301192704], [0.047071752301192704], [0.047071752301192704]], [[0.05105543811636914], [0.05105543811636914], [0.05105543811636914], [0.05105543811636914], [0.05105543811636914]], [[0.05543256781715758], [0.05543256781715758], [0.05543256781715758], [0.05543256781715758], [0.05543256781715758]], [[0.059861671843012755], [0.059861671843012755], [0.059861671843012755], [0.059861671843012755], [0.059861671843012755]], [[0.06465896638284269], [0.06465896638284269], [0.06465896638284269], [0.06465896638284269], [0.06465896638284269]], [[0.06947349787432537], [0.06947349787432537], [0.06947349787432537], [0.06947349787432537], [0.06947349787432537]], [[0.07433670006219298], [0.07433670006219298], [0.07433670006219298], [0.07433670006219298], [0.07433670006219298]], [[0.07952351391346642], [0.07952351391346642], [0.07952351391346642], [0.07952351391346642], [0.07952351391346642]], [[0.08460281637003797], [0.08460281637003797], [0.08460281637003797], [0.08460281637003797], [0.08460281637003797]], [[0.09002589594067498], [0.09002589594067498], [0.09002589594067498], [0.09002589594067498], [0.09002589594067498]], [[0.09524004874296303], [0.09524004874296303], [0.09524004874296303], [0.09524004874296303], [0.09524004874296303]], [[0.1004352723926172], [0.1004352723926172], [0.1004352723926172], [0.1004352723926172], [0.1004352723926172]], [[0.10576752903536406], [0.10576752903536406], [0.10576752903536406], [0.10576752903536406], [0.10576752903536406]], [[0.11121651296091324], [0.11121651296091324], [0.11121651296091324], [0.11121651296091324], [0.11121651296091324]], [[0.11669936708185145], [0.11669936708185145], [0.11669936708185145], [0.11669936708185145], [0.11669936708185145]], [[0.12221713332964171], [0.12221713332964171], [0.12221713332964171], [0.12221713332964171], [0.12221713332964171]], [[0.12758077058155814], [0.12758077058155814], [0.12758077058155814], [0.12758077058155814], [0.12758077058155814]], [[0.13315048049573736], [0.13315048049573736], [0.13315048049573736], [0.13315048049573736], [0.13315048049573736]], [[0.1384435904738727], [0.1384435904738727], [0.1384435904738727], [0.1384435904738727], [0.1384435904738727]], [[0.14392206159341217], [0.14392206159341217], [0.14392206159341217], [0.14392206159341217], [0.14392206159341217]], [[0.149361496123136], [0.149361496123136], [0.149361496123136], [0.149361496123136], [0.149361496123136]], [[0.15463914738549753], [0.15463914738549753], [0.15463914738549753], [0.15463914738549753], [0.15463914738549753]], [[0.15992364454165064], [0.15992364454165064], [0.15992364454165064], [0.15992364454165064], [0.15992364454165064]], [[0.16545382686659163], [0.16545382686659163], [0.16545382686659163], [0.16545382686659163], [0.16545382686659163]], [[0.1741778755947068], [0.1741778755947068], [0.1741778755947068], [0.1741778755947068], [0.1741778755947068]], [[0.18546543316891922], [0.18546543316891922], [0.18546543316891922], [0.18546543316891922], [0.18546543316891922]], [[0.19875891424674935], [0.19875891424674935], [0.19875891424674935], [0.19875891424674935], [0.19875891424674935]], [[0.21350073348571746], [0.21350073348571746], [0.21350073348571746], [0.21350073348571746], [0.21350073348571746]], [[0.2291333055433441], [0.2291333055433441], [0.2291333055433441], [0.2291333055433441], [0.2291333055433441]], [[0.24509904507714975], [0.24509904507714975], [0.24509904507714975], [0.24509904507714975], [0.24509904507714975]], [[0.26084036674465433], [0.26084036674465433], [0.26084036674465433], [0.26084036674465433], [0.26084036674465433]], [[0.2757996852033784], [0.2757996852033784], [0.2757996852033784], [0.2757996852033784], [0.2757996852033784]], [[0.34934456218403803], [0.34934456218403803], [0.34934456218403803], [0.34934456218403803], [0.34934456218403803]], [[0.4264786530407352], [0.4264786530407352], [0.4264786530407352], [0.4264786530407352], [0.4264786530407352]], [[0.5055279336057137], [0.5055279336057137], [0.5055279336057137], [0.5055279336057137], [0.5055279336057137]], [[0.5858555956421669], [0.5858555956421669], [0.5858555956421669], [0.5858555956421669], [0.5858555956421669]], [[0.6687178233726653], [0.6687178233726653], [0.6687178233726653], [0.6687178233726653], [0.6687178233726653]], [[0.7517796750332476], [0.7517796750332476], [0.7517796750332476], [0.7517796750332476], [0.7517796750332476]], [[0.8327623929362263], [0.8327623929362263], [0.8327623929362263], [0.8327623929362263], [0.8327623929362263]], [[0.9133409040545528], [0.9133409040545528], [0.9133409040545528], [0.9133409040545528], [0.9133409040545528]], [[0.9921176057849611], [0.9921176057849611], [0.9921176057849611], [0.9921176057849611], [0.9921176057849611]], [[1.0663517595035212], [1.0663517595035212], [1.0663517595035212], [1.0663517595035212], [1.0663517595035212]], [[1.1369370288434213], [1.1369370288434213], [1.1369370288434213], [1.1369370288434213], [1.1369370288434213]], [[1.2043606946982355], [1.2043606946982355], [1.2043606946982355], [1.2043606946982355], [1.2043606946982355]], [[1.26535579839093], [1.26535579839093], [1.26535579839093], [1.26535579839093], [1.26535579839093]], [[1.3190547866186935], [1.3190547866186935], [1.3190547866186935], [1.3190547866186935], [1.3190547866186935]], [[1.3693480196696983], [1.3693480196696983], [1.3693480196696983], [1.3693480196696983], [1.3693480196696983]], [[1.4119314820225217], [1.4119314820225217], [1.4119314820225217], [1.4119314820225217], [1.4119314820225217]], [[1.442897787473874], [1.442897787473874], [1.442897787473874], [1.442897787473874], [1.442897787473874]], [[1.4701777794408037], [1.4701777794408037], [1.4701777794408037], [1.4701777794408037], [1.4701777794408037]], [[1.491379218148052], [1.491379218148052], [1.491379218148052], [1.491379218148052], [1.491379218148052]], [[1.4999517647700398], [1.4999517647700398], [1.4999517647700398], [1.4999517647700398], [1.4999517647700398]], [[1.4914623565828489], [1.4914623565828489], [1.4914623565828489], [1.4914623565828489], [1.4914623565828489]], [[1.4702640734608707], [1.4702640734608707], [1.4702640734608707], [1.4702640734608707], [1.4702640734608707]], [[1.442987354204688], [1.442987354204688], [1.442987354204688], [1.442987354204688], [1.442987354204688]], [[1.41195961332271], [1.41195961332271], [1.41195961332271], [1.41195961332271], [1.41195961332271]], [[1.3693284163948722], [1.3693284163948722], [1.3693284163948722], [1.3693284163948722], [1.3693284163948722]], [[1.319026063087704], [1.319026063087704], [1.319026063087704], [1.319026063087704], [1.319026063087704]], [[1.265338789895935], [1.265338789895935], [1.265338789895935], [1.265338789895935], [1.265338789895935]], [[1.2043711470433582], [1.2043711470433582], [1.2043711470433582], [1.2043711470433582], [1.2043711470433582]], [[1.1369522398775629], [1.1369522398775629], [1.1369522398775629], [1.1369522398775629], [1.1369522398775629]], [[1.0663778769154513], [1.0663778769154513], [1.0663778769154513], [1.0663778769154513], [1.0663778769154513]], [[0.9921082434945426], [0.9921082434945426], [0.9921082434945426], [0.9921082434945426], [0.9921082434945426]], [[0.91332892318275], [0.91332892318275], [0.91332892318275], [0.91332892318275], [0.91332892318275]], [[0.8327582128965677], [0.8327582128965677], [0.8327582128965677], [0.8327582128965677], [0.8327582128965677]], [[0.751781037771421], [0.751781037771421], [0.751781037771421], [0.751781037771421], [0.751781037771421]], [[0.6687189802897573], [0.6687189802897573], [0.6687189802897573], [0.6687189802897573], [0.6687189802897573]], [[0.5858624413517783], [0.5858624413517783], [0.5858624413517783], [0.5858624413517783], [0.5858624413517783]], [[0.505473229822064], [0.505473229822064], [0.505473229822064], [0.505473229822064], [0.505473229822064]], [[0.4257471116267174], [0.4257471116267174], [0.4257471116267174], [0.4257471116267174], [0.4257471116267174]], [[0.34822102613410766], [0.34822102613410766], [0.34822102613410766], [0.34822102613410766], [0.34822102613410766]], [[0.27579906607205107], [0.27579906607205107], [0.27579906607205107], [0.27579906607205107], [0.27579906607205107]], [[0.20343214376016336], [0.20343214376016336], [0.20343214376016336], [0.20343214376016336], [0.20343214376016336]], [[0.1333599688440959], [0.1333599688440959], [0.1333599688440959], [0.1333599688440959], [0.1333599688440959]], [[0.07942668921424029], [0.07942668921424029], [0.07942668921424029], [0.07942668921424029], [0.07942668921424029]], [[0.04764130015102363], [0.04764130015102363], [0.04764130015102363], [0.04764130015102363], [0.04764130015102363]], [[0.021631772083824267], [0.021631772083824267], [0.021631772083824267], [0.021631772083824267], [0.021631772083824267]], [[0.004681007546743632], [0.004681007546743632], [0.004681007546743632], [0.004681007546743632], [0.004681007546743632]], [[0.001], [0.001], [0.001], [0.001], [0.001]], [[0.001], [0.001], [0.001], [0.001], [0.001]], [[0.001], [0.001], [0.001], [0.001], [0.001]], [[0.001], [0.001], [0.001], [0.001], [0.001]]], [[[0.001], [0.001], [0.001], [0.001], [0.001]], [[0.001], [0.001], [0.001], [0.001], [0.001]], [[0.001], [0.001], [0.001], [0.001], [0.001]], [[0.001], [0.001], [0.001], [0.001], [0.001]], [[0.001], [0.001], [0.001], [0.001], [0.001]], [[0.02407901500334877], [0.01715811942144363], [0.016582242160809727], [0.017497182725221466], [0.016655689542717247]], [[0.0682774465521879], [0.06211934786360057], [0.06160654103953621], [0.06240378671412039], [0.06167033324345246]], [[0.11929672217227386], [0.11325241407529084], [0.11274908299931571], [0.11353159700721815], [0.11281169643799643]], [[0.17633251812181291], [0.1704177364270166], [0.1699251914760848], [0.17069093660966797], [0.16998646314081955]], [[0.2388570758252854], [0.2330876411301648], [0.2326071997419356], [0.23335412782509093], [0.23266696574644652]], [[0.30673095737280126], [0.3011234331233424], [0.3006564745949648], [0.3013824412738332], [0.3007145633571761]], [[0.37885743584066167], [0.3734270617676981], [0.3729748551656558], [0.3736778874505884], [0.3730311088152475]], [[0.4543800221744004], [0.4491414823939376], [0.4487052505174366], [0.4493834473818259], [0.4487595169425795]], [[0.5328579325063708], [0.5278259862791395], [0.5274069581835256], [0.5280584088121947], [0.5274590844885503]], [[0.6129714242019219], [0.6081594652257796], [0.6077587562528882], [0.6083817266952032], [0.6078086036948197]], [[0.6942405649421955], [0.6896620405650432], [0.6892807705231878], [0.6898735198343513], [0.6893281997989236]], [[0.7756607718273616], [0.7713280976643004], [0.7709673004450519], [0.7715282212230364], [0.7710121829367296]], [[0.8562344828407344], [0.852159599959078], [0.8518202699401833], [0.85234781636491], [0.8518624819589193]], [[0.9354704846920097], [0.9316644877438001], [0.9313475488122046], [0.9318402843576383], [0.9313869754115105]], [[1.0120588565462005], [1.0085322502364613], [1.0082385771604978], [1.0086951420292507], [1.0082751095369025]], [[1.0855480134727118], [1.0823105078377995], [1.0820409092057401], [1.0824600462632075], [1.0820744467682397]], [[1.1550733996728473], [1.1521335120253708], [1.1518886970986513], [1.1522693034353724], [1.1519191515948064]], [[1.2196523358411133], [1.217018924707008], [1.2167996311804485], [1.2171405605256373], [1.2168269108963357]], [[1.2791902252929492], [1.2768691522204136], [1.2766758681812218], [1.2769763606385027], [1.2766999123027758]], [[1.3323313623843234], [1.3303302367509793], [1.3301635958788844], [1.330422667145764], [1.330184325654697]], [[1.3790640681065043], [1.37738821187262], [1.377248657351599], [1.3774656186575607], [1.3772660176714016]], [[1.4189049405087508], [1.4175562131839214], [1.4174438997629661], [1.4176185062069275], [1.4174578709896135]], [[1.4507300537488002], [1.4497177317385672], [1.449633432036913], [1.4497644885510033], [1.449643918604877]], [[1.475793710321659], [1.4751073843871907], [1.475050231036225], [1.475139061924157], [1.4750573386808592]], [[1.4917341786166016], [1.4914611291448026], [1. | 4D array with the drag coefficients of the airfoils. Dimension 0 is along the different airfoils defined in the yaml, dimension 1 is along the angles of attack, dimension 2 is along the Reynolds number, dimension 3 is along the number of tabs, which may describe multiple sets at the same station, for example in presence of a flap.
blade.interp_airfoils.cm | input |  | [[[[0.0], [0.0], [0.0], [0.0], [0.0]], [[0.0], [0.0], [0.0], [0.0], [0.0]], [[0.0], [0.0], [0.0], [0.0], [0.0]], [[0.0], [0.0], [0.0], [0.0], [0.0]], [[0.0], [0.0], [0.0], [0.0], [0.0]], [[0.0], [0.0], [0.0], [0.0], [0.0]], [[0.0], [0.0], [0.0], [0.0], [0.0]], [[0.0], [0.0], [0.0], [0.0], [0.0]], [[0.0], [0.0], [0.0], [0.0], [0.0]], [[0.0], [0.0], [0.0], [0.0], [0.0]], [[0.0], [0.0], [0.0], [0.0], [0.0]], [[0.0], [0.0], [0.0], [0.0], [0.0]], [[0.0], [0.0], [0.0], [0.0], [0.0]], [[0.0], [0.0], [0.0], [0.0], [0.0]], [[0.0], [0.0], [0.0], [0.0], [0.0]], [[0.0], [0.0], [0.0], [0.0], [0.0]], [[0.0], [0.0], [0.0], [0.0], [0.0]], [[0.0], [0.0], [0.0], [0.0], [0.0]], [[0.0], [0.0], [0.0], [0.0], [0.0]], [[0.0], [0.0], [0.0], [0.0], [0.0]], [[0.0], [0.0], [0.0], [0.0], [0.0]], [[0.0], [0.0], [0.0], [0.0], [0.0]], [[0.0], [0.0], [0.0], [0.0], [0.0]], [[0.0], [0.0], [0.0], [0.0], [0.0]], [[0.0], [0.0], [0.0], [0.0], [0.0]], [[0.0], [0.0], [0.0], [0.0], [0.0]], [[0.0], [0.0], [0.0], [0.0], [0.0]], [[0.0], [0.0], [0.0], [0.0], [0.0]], [[0.0], [0.0], [0.0], [0.0], [0.0]], [[0.0], [0.0], [0.0], [0.0], [0.0]], [[0.0], [0.0], [0.0], [0.0], [0.0]], [[0.0], [0.0], [0.0], [0.0], [0.0]], [[0.0], [0.0], [0.0], [0.0], [0.0]], [[0.0], [0.0], [0.0], [0.0], [0.0]], [[0.0], [0.0], [0.0], [0.0], [0.0]], [[0.0], [0.0], [0.0], [0.0], [0.0]], [[0.0], [0.0], [0.0], [0.0], [0.0]], [[0.0], [0.0], [0.0], [0.0], [0.0]], [[0.0], [0.0], [0.0], [0.0], [0.0]], [[0.0], [0.0], [0.0], [0.0], [0.0]], [[0.0], [0.0], [0.0], [0.0], [0.0]], [[0.0], [0.0], [0.0], [0.0], [0.0]], [[0.0], [0.0], [0.0], [0.0], [0.0]], [[0.0], [0.0], [0.0], [0.0], [0.0]], [[0.0], [0.0], [0.0], [0.0], [0.0]], [[0.0], [0.0], [0.0], [0.0], [0.0]], [[0.0], [0.0], [0.0], [0.0], [0.0]], [[0.0], [0.0], [0.0], [0.0], [0.0]], [[0.0], [0.0], [0.0], [0.0], [0.0]], [[0.0], [0.0], [0.0], [0.0], [0.0]], [[0.0], [0.0], [0.0], [0.0], [0.0]], [[0.0], [0.0], [0.0], [0.0], [0.0]], [[0.0], [0.0], [0.0], [0.0], [0.0]], [[0.0], [0.0], [0.0], [0.0], [0.0]], [[0.0], [0.0], [0.0], [0.0], [0.0]], [[0.0], [0.0], [0.0], [0.0], [0.0]], [[0.0], [0.0], [0.0], [0.0], [0.0]], [[0.0], [0.0], [0.0], [0.0], [0.0]], [[0.0], [0.0], [0.0], [0.0], [0.0]], [[0.0], [0.0], [0.0], [0.0], [0.0]], [[0.0], [0.0], [0.0], [0.0], [0.0]], [[0.0], [0.0], [0.0], [0.0], [0.0]], [[0.0], [0.0], [0.0], [0.0], [0.0]], [[0.0], [0.0], [0.0], [0.0], [0.0]], [[0.0], [0.0], [0.0], [0.0], [0.0]], [[0.0], [0.0], [0.0], [0.0], [0.0]], [[0.0], [0.0], [0.0], [0.0], [0.0]], [[0.0], [0.0], [0.0], [0.0], [0.0]], [[0.0], [0.0], [0.0], [0.0], [0.0]], [[0.0], [0.0], [0.0], [0.0], [0.0]], [[0.0], [0.0], [0.0], [0.0], [0.0]], [[0.0], [0.0], [0.0], [0.0], [0.0]], [[0.0], [0.0], [0.0], [0.0], [0.0]], [[0.0], [0.0], [0.0], [0.0], [0.0]], [[0.0], [0.0], [0.0], [0.0], [0.0]], [[0.0], [0.0], [0.0], [0.0], [0.0]], [[0.0], [0.0], [0.0], [0.0], [0.0]], [[0.0], [0.0], [0.0], [0.0], [0.0]], [[0.0], [0.0], [0.0], [0.0], [0.0]], [[0.0], [0.0], [0.0], [0.0], [0.0]], [[0.0], [0.0], [0.0], [0.0], [0.0]], [[0.0], [0.0], [0.0], [0.0], [0.0]], [[0.0], [0.0], [0.0], [0.0], [0.0]], [[0.0], [0.0], [0.0], [0.0], [0.0]], [[0.0], [0.0], [0.0], [0.0], [0.0]], [[0.0], [0.0], [0.0], [0.0], [0.0]], [[0.0], [0.0], [0.0], [0.0], [0.0]], [[0.0], [0.0], [0.0], [0.0], [0.0]], [[0.0], [0.0], [0.0], [0.0], [0.0]], [[0.0], [0.0], [0.0], [0.0], [0.0]], [[0.0], [0.0], [0.0], [0.0], [0.0]], [[0.0], [0.0], [0.0], [0.0], [0.0]], [[0.0], [0.0], [0.0], [0.0], [0.0]], [[0.0], [0.0], [0.0], [0.0], [0.0]], [[0.0], [0.0], [0.0], [0.0], [0.0]], [[0.0], [0.0], [0.0], [0.0], [0.0]], [[0.0], [0.0], [0.0], [0.0], [0.0]], [[0.0], [0.0], [0.0], [0.0], [0.0]], [[0.0], [0.0], [0.0], [0.0], [0.0]], [[0.0], [0.0], [0.0], [0.0], [0.0]], [[0.0], [0.0], [0.0], [0.0], [0.0]], [[0.0], [0.0], [0.0], [0.0], [0.0]], [[0.0], [0.0], [0.0], [0.0], [0.0]], [[0.0], [0.0], [0.0], [0.0], [0.0]], [[0.0], [0.0], [0.0], [0.0], [0.0]], [[0.0], [0.0], [0.0], [0.0], [0.0]], [[0.0], [0.0], [0.0], [0.0], [0.0]], [[0.0], [0.0], [0.0], [0.0], [0.0]], [[0.0], [0.0], [0.0], [0.0], [0.0]], [[0.0], [0.0], [0.0], [0.0], [0.0]], [[0.0], [0.0], [0.0], [0.0], [0.0]], [[0.0], [0.0], [0.0], [0.0], [0.0]], [[0.0], [0.0], [0.0], [0.0], [0.0]], [[0.0], [0.0], [0.0], [0.0], [0.0]], [[0.0], [0.0], [0.0], [0.0], [0.0]], [[0.0], [0.0], [0.0], [0.0], [0.0]], [[0.0], [0.0], [0.0], [0.0], [0.0]], [[0.0], [0.0], [0.0], [0.0], [0.0]], [[0.0], [0.0], [0.0], [0.0], [0.0]], [[0.0], [0.0], [0.0], [0.0], [0.0]], [[0.0], [0.0], [0.0], [0.0], [0.0]], [[0.0], [0.0], [0.0], [0.0], [0.0]], [[0.0], [0.0], [0.0], [0.0], [0.0]], [[0.0], [0.0], [0.0], [0.0], [0.0]], [[0.0], [0.0], [0.0], [0.0], [0.0]], [[0.0], [0.0], [0.0], [0.0], [0.0]], [[0.0], [0.0], [0.0], [0.0], [0.0]], [[0.0], [0.0], [0.0], [0.0], [0.0]], [[0.0], [0.0], [0.0], [0.0], [0.0]], [[0.0], [0.0], [0.0], [0.0], [0.0]], [[0.0], [0.0], [0.0], [0.0], [0.0]], [[0.0], [0.0], [0.0], [0.0], [0.0]], [[0.0], [0.0], [0.0], [0.0], [0.0]], [[0.0], [0.0], [0.0], [0.0], [0.0]], [[0.0], [0.0], [0.0], [0.0], [0.0]], [[0.0], [0.0], [0.0], [0.0], [0.0]], [[0.0], [0.0], [0.0], [0.0], [0.0]], [[0.0], [0.0], [0.0], [0.0], [0.0]], [[0.0], [0.0], [0.0], [0.0], [0.0]], [[0.0], [0.0], [0.0], [0.0], [0.0]], [[0.0], [0.0], [0.0], [0.0], [0.0]], [[0.0], [0.0], [0.0], [0.0], [0.0]], [[0.0], [0.0], [0.0], [0.0], [0.0]], [[0.0], [0.0], [0.0], [0.0], [0.0]], [[0.0], [0.0], [0.0], [0.0], [0.0]], [[0.0], [0.0], [0.0], [0.0], [0.0]], [[0.0], [0.0], [0.0], [0.0], [0.0]], [[0.0], [0.0], [0.0], [0.0], [0.0]], [[0.0], [0.0], [0.0], [0.0], [0.0]], [[0.0], [0.0], [0.0], [0.0], [0.0]], [[0.0], [0.0], [0.0], [0.0], [0.0]], [[0.0], [0.0], [0.0], [0.0], [0.0]], [[0.0], [0.0], [0.0], [0.0], [0.0]], [[0.0], [0.0], [0.0], [0.0], [0.0]], [[0.0], [0.0], [0.0], [0.0], [0.0]], [[0.0], [0.0], [0.0], [0.0], [0.0]], [[0.0], [0.0], [0.0], [0.0], [0.0]], [[0.0], [0.0], [0.0], [0.0], [0.0]], [[0.0], [0.0], [0.0], [0.0], [0.0]], [[0.0], [0.0], [0.0], [0.0], [0.0]], [[0.0], [0.0], [0.0], [0.0], [0.0]], [[0.0], [0.0], [0.0], [0.0], [0.0]], [[0.0], [0.0], [0.0], [0.0], [0.0]], [[0.0], [0.0], [0.0], [0.0], [0.0]], [[0.0], [0.0], [0.0], [0.0], [0.0]], [[0.0], [0.0], [0.0], [0.0], [0.0]], [[0.0], [0.0], [0.0], [0.0], [0.0]], [[0.0], [0.0], [0.0], [0.0], [0.0]], [[0.0], [0.0], [0.0], [0.0], [0.0]], [[0.0], [0.0], [0.0], [0.0], [0.0]], [[0.0], [0.0], [0.0], [0.0], [0.0]], [[0.0], [0.0], [0.0], [0.0], [0.0]], [[0.0], [0.0], [0.0], [0.0], [0.0]], [[0.0], [0.0], [0.0], [0.0], [0.0]], [[0.0], [0.0], [0.0], [0.0], [0.0]], [[0.0], [0.0], [0.0], [0.0], [0.0]], [[0.0], [0.0], [0.0], [0.0], [0.0]], [[0.0], [0.0], [0.0], [0.0], [0.0]], [[0.0], [0.0], [0.0], [0.0], [0.0]], [[0.0], [0.0], [0.0], [0.0], [0.0]], [[0.0], [0.0], [0.0], [0.0], [0.0]], [[0.0], [0.0], [0.0], [0.0], [0.0]], [[0.0], [0.0], [0.0], [0.0], [0.0]], [[0.0], [0.0], [0.0], [0.0], [0.0]], [[0.0], [0.0], [0.0], [0.0], [0.0]], [[0.0], [0.0], [0.0], [0.0], [0.0]], [[0.0], [0.0], [0.0], [0.0], [0.0]], [[0.0], [0.0], [0.0], [0.0], [0.0]], [[0.0], [0.0], [0.0], [0.0], [0.0]], [[0.0], [0.0], [0.0], [0.0], [0.0]], [[0.0], [0.0], [0.0], [0.0], [0.0]], [[0.0], [0.0], [0.0], [0.0], [0.0]], [[0.0], [0.0], [0.0], [0.0], [0.0]], [[0.0], [0.0], [0.0], [0.0], [0.0]], [[0.0], [0.0], [0.0], [0.0], [0.0]], [[0.0], [0.0], [0.0], [0.0], [0.0]], [[0.0], [0.0], [0.0], [0.0], [0.0]], [[0.0], [0.0], [0.0], [0.0], [0.0]], [[0.0], [0.0], [0.0], [0.0], [0.0]], [[0.0], [0.0], [0.0], [0.0], [0.0]]], [[[0.0], [0.0], [0.0], [0.0], [0.0]], [[0.14318671208563183], [0.14318671208563183], [0.14318671208563183], [0.14318671208563183], [0.14318671208563183]], [[0.26708181408447723], [0.26708181408447723], [0.26708181408447723], [0.26708181408447723], [0.26708181408447723]], [[0.3644758101554954], [0.3644758101554954], [0.3644758101554954], [0.3644758101554954], [0.3644758101554954]], [[0.4370413016684447], [0.4370413016684447], [0.4370413016684447], [0.4370413016684447], [0.4370413016684447]], [[0.5023469118578782], [0.5023469118578782], [0.5023469118578782], [0.5023469118578782], [0.5023469118578782]], [[0.5465052831894198], [0.5465052831894198], [0.5465052831894198], [0.5465052831894198], [0.5465052831894198]], [[0.5557884128276899], [0.5557884128276899], [0.5557884128276899], [0.5557884128276899], [0.5557884128276899]], [[0.5512655002323223], [0.5512655002323223], [0.5512655002323223], [0.5512655002323223], [0.5512655002323223]], [[0.5432539980881506], [0.5432539980881506], [0.5432539980881506], [0.5432539980881506], [0.5432539980881506]], [[0.5339113337961614], [0.5339113337961614], [0.5339113337961614], [0.5339113337961614], [0.5339113337961614]], [[0.5192358665718637], [0.5192358665718637], [0.5192358665718637], [0.5192358665718637], [0.5192358665718637]], [[0.4998724395305945], [0.4998724395305945], [0.4998724395305945], [0.4998724395305945], [0.4998724395305945]], [[0.4849430724443829], [0.4849430724443829], [0.4849430724443829], [0.4849430724443829], [0.4849430724443829]], [[0.4796897614749731], [0.4796897614749731], [0.4796897614749731], [0.4796897614749731], [0.4796897614749731]], [[0.47624765328248175], [0.47624765328248175], [0.47624765328248175], [0.47624765328248175], [0.47624765328248175]], [[0.47415803422754127], [0.47415803422754127], [0.47415803422754127], [0.47415803422754127], [0.47415803422754127]], [[0.47387509727435134], [0.47387509727435134], [0.47387509727435134], [0.47387509727435134], [0.47387509727435134]], [[0.4757511829381449], [0.4757511829381449], [0.4757511829381449], [0.4757511829381449], [0.4757511829381449]], [[0.4787878163980686], [0.4787878163980686], [0.4787878163980686], [0.4787878163980686], [0.4787878163980686]], [[0.48173182478790144], [0.48173182478790144], [0.48173182478790144], [0.48173182478790144], [0.48173182478790144]], [[0.48476646142042334], [0.48476646142042334], [0.48476646142042334], [0.48476646142042334], [0.48476646142042334]], [[0.48800816796821433], [0.48800816796821433], [0.48800816796821433], [0.48800816796821433], [0.48800816796821433]], [[0.49003672615791394], [0.49003672615791394], [0.49003672615791394], [0.49003672615791394], [0.49003672615791394]], [[0.49015270196464106], [0.49015270196464106], [0.49015270196464106], [0.49015270196464106], [0.49015270196464106]], [[0.4899258541668021], [0.4899258541668021], [0.4899258541668021], [0.4899258541668021], [0.4899258541668021]], [[0.4895249912513903], [0.4895249912513903], [0.4895249912513903], [0.4895249912513903], [0.4895249912513903]], [[0.48877485733759446], [0.48877485733759446], [0.48877485733759446], [0.48877485733759446], [0.48877485733759446]], [[0.4854029774510918], [0.4854029774510918], [0.4854029774510918], [0.4854029774510918], [0.4854029774510918]], [[0.47962881987892453], [0.47962881987892453], [0.47962881987892453], [0.47962881987892453], [0.47962881987892453]], [[0.47257805043394585], [0.47257805043394585], [0.47257805043394585], [0.47257805043394585], [0.47257805043394585]], [[0.4622431403730289], [0.4622431403730289], [0.4622431403730289], [0.4622431403730289], [0.4622431403730289]], [[0.44774926263990095], [0.44774926263990095], [0.44774926263990095], [0.44774926263990095], [0.44774926263990095]], [[0.4318425603274481], [0.4318425603274481], [0.4318425603274481], [0.4318425603274481], [0.4318425603274481]], [[0.4163155970982772], [0.4163155970982772], [0.4163155970982772], [0.4163155970982772], [0.4163155970982772]], [[0.39976544924879137], [0.39976544924879137], [0.39976544924879137], [0.39976544924879137], [0.39976544924879137]], [[0.38256697022227304], [0.38256697022227304], [0.38256697022227304], [0.38256697022227304], [0.38256697022227304]], [[0.3652394993036284], [0.3652394993036284], [0.3652394993036284], [0.3652394993036284], [0.3652394993036284]], [[0.3475007762984296], [0.3475007762984296], [0.3475007762984296], [0.3475007762984296], [0.3475007762984296]], [[0.32950098044554416], [0.32950098044554416], [0.32950098044554416], [0.32950098044554416], [0.32950098044554416]], [[0.3116184096058172], [0.3116184096058172], [0.3116184096058172], [0.3116184096058172], [0.3116184096058172]], [[0.2939437460870187], [0.2939437460870187], [0.2939437460870187], [0.2939437460870187], [0.2939437460870187]], [[0.2763391020038031], [0.2763391020038031], [0.2763391020038031], [0.2763391020038031], [0.2763391020038031]], [[0.258845185910355], [0.258845185910355], [0.258845185910355], [0.258845185910355], [0.258845185910355]], [[0.2416257822169313], [0.2416257822169313], [0.2416257822169313], [0.2416257822169313], [0.2416257822169313]], [[0.22478402194301794], [0.22478402194301794], [0.22478402194301794], [0.22478402194301794], [0.22478402194301794]], [[0.20767806151435536], [0.20767806151435536], [0.20767806151435536], [0.20767806151435536], [0.20767806151435536]], [[0.18982942043633194], [0.18982942043633194], [0.18982942043633194], [0.18982942043633194], [0.18982942043633194]], [[0.1725735443652252], [0.1725735443652252], [0.1725735443652252], [0.1725735443652252], [0.1725735443652252]], [[0.15392167433931803], [0.15392167433931803], [0.15392167433931803], [0.15392167433931803], [0.15392167433931803]], [[0.13087985652601838], [0.13087985652601838], [0.13087985652601838], [0.13087985652601838], [0.13087985652601838]], [[0.12593225028294827], [0.12593225028294827], [0.12593225028294827], [0.12593225028294827], [0.12593225028294827]], [[0.121554061987205], [0.121554061987205], [0.121554061987205], [0.121554061987205], [0.121554061987205]], [[0.11754274556699314], [0.11754274556699314], [0.11754274556699314], [0.11754274556699314], [0.11754274556699314]], [[0.11369575495051704], [0.11369575495051704], [0.11369575495051704], [0.11369575495051704], [0.11369575495051704]], [[0.10981054406598117], [0.10981054406598117], [0.10981054406598117], [0.10981054406598117], [0.10981054406598117]], [[0.10568456684159003], [0.10568456684159003], [0.10568456684159003], [0.10568456684159003], [0.10568456684159003]], [[0.10111527720554798], [0.10111527720554798], [0.10111527720554798], [0.10111527720554798], [0.10111527720554798]], [[0.09590012908605952], [0.09590012908605952], [0.09590012908605952], [0.09590012908605952], [0.09590012908605952]], [[0.08983657641132912], [0.08983657641132912], [0.08983657641132912], [0.08983657641132912], [0.08983657641132912]], [[0.08272207310956117], [0.08272207310956117], [0.08272207310956117], [0.08272207310956117], [0.08272207310956117]], [[0.07435407310896011], [0.07435407310896011], [0.07435407310896011], [0.07435407310896011], [0.07435407310896011]], [[0.06453003033773051], [0.06453003033773051], [0.06453003033773051], [0.06453003033773051], [0.06453003033773051]], [[0.05304739872407667], [0.05304739872407667], [0.05304739872407667], [0.05304739872407667], [0.05304739872407667]], [[0.0397036321962031], [0.0397036321962031], [0.0397036321962031], [0.0397036321962031], [0.0397036321962031]], [[0.02429618468231426], [0.02429618468231426], [0.02429618468231426], [0.02429618468231426], [0.02429618468231426]], [[0.006622510110614543], [0.006622510110614543], [0.006622510110614543], [0.006622510110614543], [0.006622510110614543]], [[-0.047657309864850166], [-0.047657309864850166], [-0.047657309864850166], [-0.047657309864850166], [-0.047657309864850166]], [[-0.07616219188105676], [-0.07616219188105676], [-0.07616219188105676], [-0.07616219188105676], [-0.07616219188105676]], [[-0.07824969727103982], [-0.07824969727103982], [-0.07824969727103982], [-0.07824969727103982], [-0.07824969727103982]], [[-0.08020906246135709], [-0.08020906246135709], [-0.08020906246135709], [-0.08020906246135709], [-0.08020906246135709]], [[-0.08222743827915413], [-0.08222743827915413], [-0.08222743827915413], [-0.08222743827915413], [-0.08222743827915413]], [[-0.08389267741502413], [-0.08389267741502413], [-0.08389267741502413], [-0.08389267741502413], [-0.08389267741502413]], [[-0.08580100603821873], [-0.08580100603821873], [-0.08580100603821873], [-0.08580100603821873], [-0.08580100603821873]], [[-0.08760266551919389], [-0.08760266551919389], [-0.08760266551919389], [-0.08760266551919389], [-0.08760266551919389]], [[-0.08877500894061464], [-0.08877500894061464], [-0.08877500894061464], [-0.08877500894061464], [-0.08877500894061464]], [[-0.09001823407742554], [-0.09001823407742554], [-0.09001823407742554], [-0.09001823407742554], [-0.09001823407742554]], [[-0.09118475937610829], [-0.09118475937610829], [-0.09118475937610829], [-0.09118475937610829], [-0.09118475937610829]], [[-0.09205757332372505], [-0.09205757332372505], [-0.09205757332372505], [-0.09205757332372505], [-0.09205757332372505]], [[-0.09294966538170592], [-0.09294966538170592], [-0.09294966538170592], [-0.09294966538170592], [-0.09294966538170592]], [[-0.0941942075653685], [-0.0941942075653685], [-0.0941942075653685], [-0.0941942075653685], [-0.0941942075653685]], [[-0.09515924661444067], [-0.09515924661444067], [-0.09515924661444067], [-0.09515924661444067], [-0.09515924661444067]], [[-0.0964782260158699], [-0.0964782260158699], [-0.0964782260158699], [-0.0964782260158699], [-0.0964782260158699]], [[-0.09720374821146117], [-0.09720374821146117], [-0.09720374821146117], [-0.09720374821146117], [-0.09720374821146117]], [[-0.09766669200519931], [-0.09766669200519931], [-0.09766669200519931], [-0.09766669200519931], [-0.09766669200519931]], [[-0.09815259663404649], [-0.09815259663404649], [-0.09815259663404649], [-0.09815259663404649], [-0.09815259663404649]], [[-0.09831055843650086], [-0.09831055843650086], [-0.09831055843650086], [-0.09831055843650086], [-0.09831055843650086]], [[-0.09785636813291906], [-0.09785636813291906], [-0.09785636813291906], [-0.09785636813291906], [-0.09785636813291906]], [[-0.09750243425686014], [-0.09750243425686014], [-0.09750243425686014], [-0.09750243425686014], [-0.09750243425686014]], [[-0.09738328326149208], [-0.09738328326149208], [-0.09738328326149208], [-0.09738328326149208], [-0.09738328326149208]], [[-0.09582432017447276], [-0.09582432017447276], [-0.09582432017447276], [-0.09582432017447276], [-0.09582432017447276]], [[-0.09377033236336586], [-0.09377033236336586], [-0.09377033236336586], [-0.09377033236336586], [-0.09377033236336586]], [[-0.09020000806092507], [-0.09020000806092507], [-0.09020000806092507], [-0.09020000806092507], [-0.09020000806092507]], [[-0.085537908372364], [-0.085537908372364], [-0.085537908372364], [-0.085537908372364], [-0.085537908372364]], [[-0.0670806963815515], [-0.0670806963815515], [-0.0670806963815515], [-0.0670806963815515], [-0.0670806963815515]], [[-0.04512191075019657], [-0.04512191075019657], [-0.04512191075019657], [-0.04512191075019657], [-0.04512191075019657]], [[-0.02256284930161195], [-0.02256284930161195], [-0.02256284930161195], [-0.02256284930161195], [-0.02256284930161195]], [[-0.002484843931083348], [-0.002484843931083348], [-0.002484843931083348], [-0.002484843931083348], [-0.002484843931083348]], [[0.013696948801481663], [0.013696948801481663], [0.013696948801481663], [0.013696948801481663], [0.013696948801481663]], [[0.009904795043862925], [0.009904795043862925], [0.009904795043862925], [0.009904795043862925], [0.009904795043862925]], [[0.006262732753378105], [0.006262732753378105], [0.006262732753378105], [0.006262732753378105], [0.006262732753378105]], [[0.0030831503901533686], [0.0030831503901533686], [0.0030831503901533686], [0.0030831503901533686], [0.0030831503901533686]], [[-0.0003807107488133314], [-0.0003807107488133314], [-0.0003807107488133314], [-0.0003807107488133314], [-0.0003807107488133314]], [[-0.0034270295513350803], [-0.0034270295513350803], [-0.0034270295513350803], [-0.0034270295513350803], [-0.0034270295513350803]], [[-0.006627084844481648], [-0.006627084844481648], [-0.006627084844481648], [-0.006627084844481648], [-0.006627084844481648]], [[-0.009490318927970117], [-0.009490318927970117], [-0.009490318927970117], [-0.009490318927970117], [-0.009490318927970117]], [[-0.012596143578320184], [-0.012596143578320184], [-0.012596143578320184], [-0.012596143578320184], [-0.012596143578320184]], [[-0.015230222392802214], [-0.015230222392802214], [-0.015230222392802214], [-0.015230222392802214], [-0.015230222392802214]], [[-0.018334680440297322], [-0.018334680440297322], [-0.018334680440297322], [-0.018334680440297322], [-0.018334680440297322]], [[-0.020787971630260544], [-0.020787971630260544], [-0.020787971630260544], [-0.020787971630260544], [-0.020787971630260544]], [[-0.02323932288547089], [-0.02323932288547089], [-0.02323932288547089], [-0.02323932288547089], [-0.02323932288547089]], [[-0.02519547381543823], [-0.02519547381543823], [-0.02519547381543823], [-0.02519547381543823], [-0.02519547381543823]], [[-0.02749034085214073], [-0.02749034085214073], [-0.02749034085214073], [-0.02749034085214073], [-0.02749034085214073]], [[-0.028974147465247027], [-0.028974147465247027], [-0.028974147465247027], [-0.028974147465247027], [-0.028974147465247027]], [[-0.030809012502507723], [-0.030809012502507723], [-0.030809012502507723], [-0.030809012502507723], [-0.030809012502507723]], [[-0.0320911424574884], [-0.0320911424574884], [-0.0320911424574884], [-0.0320911424574884], [-0.0320911424574884]], [[-0.033898313136804054], [-0.033898313136804054], [-0.033898313136804054], [-0.033898313136804054], [-0.033898313136804054]], [[-0.035017184721781176], [-0.035017184721781176], [-0.035017184721781176], [-0.035017184721781176], [-0.035017184721781176]], [[-0.03629545557215249], [-0.03629545557215249], [-0.03629545557215249], [-0.03629545557215249], [-0.03629545557215249]], [[-0.03767403029045624], [-0.03767403029045624], [-0.03767403029045624], [-0.03767403029045624], [-0.03767403029045624]], [[-0.03859580144777352], [-0.03859580144777352], [-0.03859580144777352], [-0.03859580144777352], [-0.03859580144777352]], [[-0.03994563859821561], [-0.03994563859821561], [-0.03994563859821561], [-0.03994563859821561], [-0.03994563859821561]], [[-0.04075888903309146], [-0.04075888903309146], [-0.04075888903309146], [-0.04075888903309146], [-0.04075888903309146]], [[-0.041839388437912975], [-0.041839388437912975], [-0.041839388437912975], [-0.041839388437912975], [-0.041839388437912975]], [[-0.0431291358161501], [-0.0431291358161501], [-0.0431291358161501], [-0.0431291358161501], [-0.0431291358161501]], [[-0.0440324525269443], [-0.0440324525269443], [-0.0440324525269443], [-0.0440324525269443], [-0.0440324525269443]], [[-0.045509682214197454], [-0.045509682214197454], [-0.045509682214197454], [-0.045509682214197454], [-0.045509682214197454]], [[-0.04665316707201814], [-0.04665316707201814], [-0.04665316707201814], [-0.04665316707201814], [-0.04665316707201814]], [[-0.04819924537119817], [-0.04819924537119817], [-0.04819924537119817], [-0.04819924537119817], [-0.04819924537119817]], [[-0.05000136728570821], [-0.05000136728570821], [-0.05000136728570821], [-0.05000136728570821], [-0.05000136728570821]], [[-0.05165940748891116], [-0.05165940748891116], [-0.05165940748891116], [-0.05165940748891116], [-0.05165940748891116]], [[-0.053383186709279676], [-0.053383186709279676], [-0.053383186709279676], [-0.053383186709279676], [-0.053383186709279676]], [[-0.05533033137064121], [-0.05533033137064121], [-0.05533033137064121], [-0.05533033137064121], [-0.05533033137064121]], [[-0.05720518198913644], [-0.05720518198913644], [-0.05720518198913644], [-0.05720518198913644], [-0.05720518198913644]], [[-0.059443935593067716], [-0.059443935593067716], [-0.059443935593067716], [-0.059443935593067716], [-0.059443935593067716]], [[-0.061658373415186936], [-0.061658373415186936], [-0.061658373415186936], [-0.061658373415186936], [-0.061658373415186936]], [[-0.0641058763195174], [-0.0641058763195174], [-0.0641058763195174], [-0.0641058763195174], [-0.0641058763195174]], [[-0.06665454830674854], [-0.06665454830674854], [-0.06665454830674854], [-0.06665454830674854], [-0.06665454830674854]], [[-0.06926196962797006], [-0.06926196962797006], [-0.06926196962797006], [-0.06926196962797006], [-0.06926196962797006]], [[-0.07219696890698878], [-0.07219696890698878], [-0.07219696890698878], [-0.07219696890698878], [-0.07219696890698878]], [[-0.07525024004465616], [-0.07525024004465616], [-0.07525024004465616], [-0.07525024004465616], [-0.07525024004465616]], [[-0.07867236064279011], [-0.07867236064279011], [-0.07867236064279011], [-0.07867236064279011], [-0.07867236064279011]], [[-0.08424452538984072], [-0.08424452538984072], [-0.08424452538984072], [-0.08424452538984072], [-0.08424452538984072]], [[-0.09151107642464704], [-0.09151107642464704], [-0.09151107642464704], [-0.09151107642464704], [-0.09151107642464704]], [[-0.09997285973492115], [-0.09997285973492115], [-0.09997285973492115], [-0.09997285973492115], [-0.09997285973492115]], [[-0.10913072130837506], [-0.10913072130837506], [-0.10913072130837506], [-0.10913072130837506], [-0.10913072130837506]], [[-0.11848550713272084], [-0.11848550713272084], [-0.11848550713272084], [-0.11848550713272084], [-0.11848550713272084]], [[-0.12753806319567068], [-0.12753806319567068], [-0.12753806319567068], [-0.12753806319567068], [-0.12753806319567068]], [[-0.13578923548493627], [-0.13578923548493627], [-0.13578923548493627], [-0.13578923548493627], [-0.13578923548493627]], [[-0.14273986998822977], [-0.14273986998822977], [-0.14273986998822977], [-0.14273986998822977], [-0.14273986998822977]], [[-0.17049193896629436], [-0.17049193896629436], [-0.17049193896629436], [-0.17049193896629436], [-0.17049193896629436]], [[-0.19409472598056093], [-0.19409472598056093], [-0.19409472598056093], [-0.19409472598056093], [-0.19409472598056093]], [[-0.21515502838116493], [-0.21515502838116493], [-0.21515502838116493], [-0.21515502838116493], [-0.21515502838116493]], [[-0.23474586198095107], [-0.23474586198095107], [-0.23474586198095107], [-0.23474586198095107], [-0.23474586198095107]], [[-0.25243481386093924], [-0.25243481386093924], [-0.25243481386093924], [-0.25243481386093924], [-0.25243481386093924]], [[-0.26904332138104253], [-0.26904332138104253], [-0.26904332138104253], [-0.26904332138104253], [-0.26904332138104253]], [[-0.28543648818618905], [-0.28543648818618905], [-0.28543648818618905], [-0.28543648818618905], [-0.28543648818618905]], [[-0.3013620310391704], [-0.3013620310391704], [-0.3013620310391704], [-0.3013620310391704], [-0.3013620310391704]], [[-0.3168516268762478], [-0.3168516268762478], [-0.3168516268762478], [-0.3168516268762478], [-0.3168516268762478]], [[-0.3321977645963266], [-0.3321977645963266], [-0.3321977645963266], [-0.3321977645963266], [-0.3321977645963266]], [[-0.3475073109146653], [-0.3475073109146653], [-0.3475073109146653], [-0.3475073109146653], [-0.3475073109146653]], [[-0.36265384618500385], [-0.36265384618500385], [-0.36265384618500385], [-0.36265384618500385], [-0.36265384618500385]], [[-0.37757709734446715], [-0.37757709734446715], [-0.37757709734446715], [-0.37757709734446715], [-0.37757709734446715]], [[-0.39228737725601426], [-0.39228737725601426], [-0.39228737725601426], [-0.39228737725601426], [-0.39228737725601426]], [[-0.40686592045923486], [-0.40686592045923486], [-0.40686592045923486], [-0.40686592045923486], [-0.40686592045923486]], [[-0.4210747439893703], [-0.4210747439893703], [-0.4210747439893703], [-0.4210747439893703], [-0.4210747439893703]], [[-0.4348226219993009], [-0.4348226219993009], [-0.4348226219993009], [-0.4348226219993009], [-0.4348226219993009]], [[-0.4492967200334043], [-0.4492967200334043], [-0.4492967200334043], [-0.4492967200334043], [-0.4492967200334043]], [[-0.46273958735158277], [-0.46273958735158277], [-0.46273958735158277], [-0.46273958735158277], [-0.46273958735158277]], [[-0.47257866875742655], [-0.47257866875742655], [-0.47257866875742655], [-0.47257866875742655], [-0.47257866875742655]], [[-0.47955187073219685], [-0.47955187073219685], [-0.47955187073219685], [-0.47955187073219685], [-0.47955187073219685]], [[-0.48535283071043417], [-0.48535283071043417], [-0.48535283071043417], [-0.48535283071043417], [-0.48535283071043417]], [[-0.48877028582542775], [-0.48877028582542775], [-0.48877028582542775], [-0.48877028582542775], [-0.48877028582542775]], [[-0.4895249912513903], [-0.4895249912513903], [-0.4895249912513903], [-0.4895249912513903], [-0.4895249912513903]], [[-0.4899258541668021], [-0.4899258541668021], [-0.4899258541668021], [-0.4899258541668021], [-0.4899258541668021]], [[-0.49015270196464106], [-0.49015270196464106], [-0.49015270196464106], [-0.49015270196464106], [-0.49015270196464106]], [[-0.4900367261579139], [-0.4900367261579139], [-0.4900367261579139], [-0.4900367261579139], [-0.4900367261579139]], [[-0.48800816796821433], [-0.48800816796821433], [-0.48800816796821433], [-0.48800816796821433], [-0.48800816796821433]], [[-0.48476646142042334], [-0.48476646142042334], [-0.48476646142042334], [-0.48476646142042334], [-0.48476646142042334]], [[-0.48173182478790144], [-0.48173182478790144], [-0.48173182478790144], [-0.48173182478790144], [-0.48173182478790144]], [[-0.47878781639806856], [-0.47878781639806856], [-0.47878781639806856], [-0.47878781639806856], [-0.47878781639806856]], [[-0.47575118293814495], [-0.47575118293814495], [-0.47575118293814495], [-0.47575118293814495], [-0.47575118293814495]], [[-0.47387509727435134], [-0.47387509727435134], [-0.47387509727435134], [-0.47387509727435134], [-0.47387509727435134]], [[-0.4741580342275413], [-0.4741580342275413], [-0.4741580342275413], [-0.4741580342275413], [-0.4741580342275413]], [[-0.47624765328248175], [-0.47624765328248175], [-0.47624765328248175], [-0.47624765328248175], [-0.47624765328248175]], [[-0.47968976147497316], [-0.47968976147497316], [-0.47968976147497316], [-0.47968976147497316], [-0.47968976147497316]], [[-0.4849173931068325], [-0.4849173931068325], [-0.4849173931068325], [-0.4849173931068325], [-0.4849173931068325]], [[-0.49960899156272365], [-0.49960899156272365], [-0.49960899156272365], [-0.49960899156272365], [-0.49960899156272365]], [[-0.5188347032968649], [-0.5188347032968649], [-0.5188347032968649], [-0.5188347032968649], [-0.5188347032968649]], [[-0.5339112382991855], [-0.5339112382991855], [-0.5339112382991855], [-0.5339112382991855], [-0.5339112382991855]], [[-0.5442809404627971], [-0.5442809404627971], [-0.5442809404627971], [-0.5442809404627971], [-0.5442809404627971]], [[-0.5534087119823623], [-0.5534087119823623], [-0.5534087119823623], [-0.5534087119823623], [-0.5534087119823623]], [[-0.5586401040663107], [-0.5586401040663107], [-0.5586401040663107], [-0.5586401040663107], [-0.5586401040663107]], [[-0.5553323442385605], [-0.5553323442385605], [-0.5553323442385605], [-0.5553323442385605], [-0.5553323442385605]], [[-0.5370063324624035], [-0.5370063324624035], [-0.5370063324624035], [-0.5370063324624035], [-0.5370063324624035]], [[-0.5065558289748462], [-0.5065558289748462], [-0.5065558289748462], [-0.5065558289748462], [-0.5065558289748462]], [[-0.4630533569015129], [-0.4630533569015129], [-0.4630533569015129], [-0.4630533569015129], [-0.4630533569015129]], [[-0.35807639398331054], [-0.35807639398331054], [-0.35807639398331054], [-0.35807639398331054], [-0.35807639398331054]], [[-0.19589663941311], [-0.19589663941311], [-0.19589663941311], [-0.19589663941311], [-0.19589663941311]], [[0.0], [0.0], [0.0], [0.0], [0.0]]], [[[0.0], [0.0], [0.0], [0.0], [0.0]], [[0.11999999999999937], [0.11999999999999937], [0.11999999999999937], [0.11999999999999937], [0.11999999999999937]], [[0.24000000000000066], [0.24000000000000066], [0.24000000000000066], [0.24000000000000066], [0.24000000000000066]], [[0.36174047090455674], [0.36156188436617237], [0.3615441560718048], [0.3615368113960121], [0.36152274062315176]], [[0.4278556573557135], [0.4315983124250095], [0.4319717193568635], [0.43213181789138616], [0.4324398134461162]], [[0.4696391433892844], [0.4789957810625244], [0.4799292983921595], [0.48032954472846606], [0.4810995336152913]], [[0.5114226294228549], [0.526393249700039], [0.5278868774274551], [0.5285272715655456], [0.529759253784466]], [[0.5346358765321158], [0.5529658568801462], [0.5548023291189683], [0.5556118000369468], [0.557110654594787]], [[0.48975924414973937], [0.5043850344717383], [0.5059250750205811], [0.5068213356437579], [0.5079226657821005]], [[0.44480665952404586], [0.45587838599095304], [0.4571310310420756], [0.45811051440030254], [0.45883038055978737]], [[0.4103224465993265], [0.41840072281079077], [0.4194067171912527], [0.42045660556845854], [0.42085427179182866]], [[0.40212073228877276], [0.40879319876313824], [0.40968062132865973], [0.4107643134135913], [0.41100842626584666]], [[0.3951317567724293], [0.40054970055524575], [0.40132844777759724], [0.40244249403688], [0.4025487435041663]], [[0.3865500034286627], [0.390472594086097], [0.39111539947248014], [0.39226569076904005], [0.392207308692305]], [[0.38687389090367386], [0.39038077628121776], [0.39098343791610873], [0.392142391387546], [0.39203834950321653]], [[0.39039526342847564], [0.393144938165 | 4D array with the moment coefficients of the airfoils. Dimension 0 is along the different airfoils defined in the yaml, dimension 1 is along the angles of attack, dimension 2 is along the Reynolds number, dimension 3 is along the number of tabs, which may describe multiple sets at the same station, for example in presence of a flap.
blade.interp_airfoils.coord_xy | input |  | [[[1.0, 0.0], [0.9994296839925828, -0.022259740711557653], [0.9980630178329651, -0.044458034895467166], [0.9955739142666737, -0.06656181344739087], [0.9920863097495595, -0.0885198205325811], [0.9876861486750573, -0.1102752722312596], [0.9823305251706396, -0.13178437091973824], [0.9760119083356916, -0.15300661763508797], [0.9687874672983805, -0.17388680280547333], [0.96067486025924, -0.19437934848935726], [0.9516753587636769, -0.21444968588989688], [0.9418276527462444, -0.2340583787305603], [0.9311752953551308, -0.25315297586530633], [0.9197303974311781, -0.271705871524176], [0.9075245591947199, -0.2896910384273739], [0.8946104080703082, -0.3070575403137138], [0.8810096964994353, -0.323779496057416], [0.866747905197194, -0.3398390879169575], [0.8518902581712055, -0.3552004754118655], [0.8364694626214207, -0.3698431374689812], [0.820513485943698, -0.3837614939542968], [0.8040738322175812, -0.39691489811789965], [0.7871915298856534, -0.4092893400643101], [0.7698979191015535, -0.4208940017028421], [0.7522523412351593, -0.43170364047579507], [0.7342913491785575, -0.4417041164204277], [0.7160449249557642, -0.45091629501054414], [0.6975716400331089, -0.45931119239150575], [0.6789061864336874, -0.4668918336993115], [0.6600803126205398, -0.4736931268620849], [0.6411475171372123, -0.4796641292900068], [0.6221376509688521, -0.4848434334715207], [0.6030879981944149, -0.489268924532069], [0.5840450421189749, -0.4928771044008992], [0.5650308976870032, -0.4957710179013424], [0.5460886027795995, -0.49790677272002715], [0.5272486739168989, -0.4992052309653689], [0.508535950506088, -0.49990014712315073], [0.48999235547038833, -0.4998651223361666], [0.4716321145068305, -0.49915299052333584], [0.45349250374434763, -0.4978655748478758], [0.43559330289767306, -0.49584922139645704], [0.4179560656169425, -0.49322020425743707], [0.4006097484425764, -0.4900340177148853], [0.38356093160600935, -0.48624065438121006], [0.3668432157337161, -0.4819531220757101], [0.35045731632050314, -0.47710703659168746], [0.33443448400863013, -0.4718016171476331], [0.3187741003293152, -0.4659975031053565], [0.3034996231212948, -0.45977183363997265], [0.2886112935656476, -0.4531110127745977], [0.27412438666566624, -0.44607147267603986], [0.26004145552371905, -0.43865399658656473], [0.2463748720159175, -0.43089728807614097], [0.23312344393883352, -0.4228128921543154], [0.22029377781042306, -0.4144421605903011], [0.20788328296533118, -0.4057907314202661], [0.19590295639164576, -0.39689711005990197], [0.18434125306662855, -0.38776302893280573], [0.17321393095416077, -0.378432781857511], [0.16249917612963843, -0.3689016855353158], [0.15221460277725932, -0.35922081920480536], [0.14233175939897136, -0.3493817949754991], [0.13287211153919, -0.3394286782901914], [0.12380643962975978, -0.3293594524047534], [0.11514762338607656, -0.3192023645100902], [0.10688720880274838, -0.30897183476900825], [0.09900711152156343, -0.2986754406431277], [0.09152340438534401, -0.28834653723959086], [0.08439704281722242, -0.2779791205220019], [0.0776464790199521, -0.26760420577043836], [0.07124790821202079, -0.2572292124527737], [0.06518786629737473, -0.2468610900827623], [0.05948747212742032, -0.236524433012696], [0.05410024641809, -0.2262139012738709], [0.049037878670187655, -0.21594907486257123], [0.044300349757333976, -0.20574524647381434], [0.039842359734680484, -0.1955976544282071], [0.035689975243613004, -0.18552550330330356], [0.0318292350050659, -0.17553598875305626], [0.028220007205789974, -0.16562693673246162], [0.024892524779269766, -0.15581522149021884], [0.021828668303003517, -0.14610562181570297], [0.018984694713133153, -0.13649533799824243], [0.016392191702033498, -0.12699830058110217], [0.014044634634199048, -0.11762077059006014], [0.011879824984634942, -0.10835684703907911], [0.00993094518736226, -0.09921662146203714], [0.008219407957347493, -0.09020841012942198], [0.0066583862213787865, -0.08132543510984046], [0.005267741928506431, -0.07257222340426948], [0.00409515753852961, -0.06395640173157105], [0.0030987885971364196, -0.055478013021099525], [0.0021966077355110324, -0.047132004699975395], [0.0014626417630186888, -0.03892440526041651], [0.0009644846082979224, -0.030860610171394198], [0.0005993738679828514, -0.02293623594596854], [0.0002900866455990823, -0.015148765877396192], [7.807077883024657e-05, -0.007502222076492855], [4.123786208661393e-31, 5.228329429302685e-16], [7.804120611659719e-05, 0.0075007362206906], [0.0002898787241920041, 0.015142758486887963], [0.000598775316682048, 0.022922584561419893], [0.0009633263516348351, 0.030836119397775343], [0.0014596682128281925, 0.03888574897117976], [0.002190976364499905, 0.04707581599068358], [0.003089978419597784, 0.05540088812816786], [0.0040827111247031585, 0.06385488643689786], [0.005248531243836643, 0.07244263446468911], [0.006631282230012606, 0.08116423659691101], [0.008183684298590573, 0.09001209900857235], [0.009883614168490653, 0.09898142028662339], [0.011817640154723611, 0.10807902374749369], [0.01396619932168302, 0.11729689155328492], [0.016295142079104163, 0.12662481850788523], [0.018863193778115264, 0.13606823481979635], [0.02168071375327755, 0.14562174107393813], [0.02471591629586298, 0.15527150565279627], [0.028006440010586355, 0.165019126539153], [0.03157625589149645, 0.1748614504202335], [0.03539483961687758, 0.18478174850035609], [0.03949498254800754, 0.19478045115068415], [0.04389792827815823, 0.20485282604936927], [0.04857580757377652, 0.21497933573681507], [0.053567991613811754, 0.22516324887670416], [0.058881821148870805, 0.23539257539832717], [0.06450016290273135, 0.24564586185495804], [0.07046920463911448, 0.2559288096954286], [0.07677403099247092, 0.2662200889663401], [0.08341621271683673, 0.2765073937902723], [0.09042901951906561, 0.28678971177956136], [0.0977906533229447, 0.29703436159541463], [0.10553618719874776, 0.30724577033016753], [0.11365876004177941, 0.31739779819794245], [0.12216148331893956, 0.32747251411893835], [0.1310674986027348, 0.3374671550918852], [0.14035464992188373, 0.3473464005305417], [0.15005511078613856, 0.35711729389225627], [0.16014896266156226, 0.36673682914626565], [0.17065818789963985, 0.3762090161783662], [0.18157495742292404, 0.38549542027777317], [0.19290757140963558, 0.39458324766597125], [0.20465763457781186, 0.40345225285920383], [0.21681735306942437, 0.4120736546751034], [0.22939648396347814, 0.42044126040552204], [0.24237780069407988, 0.4285157291249234], [0.25577362426833844, 0.43629701405132937], [0.2695667856328992, 0.4437307842367121], [0.2837657972261352, 0.4508257189736277], [0.29834798288780395, 0.4575293130468375], [0.3133189787852679, 0.46384827499917725], [0.3286584618928104, 0.46972703394847015], [0.3443649416455463, 0.475166089488012], [0.3604197737256814, 0.4801248956651735], [0.37681123376695697, 0.48458015694873596], [0.3935252510207292, 0.48853802379954314], [0.4105386425535709, 0.49191628687198047], [0.4278432324908231, 0.49479368977268307], [0.4454066634681981, 0.4970018654659501], [0.46322225410302975, 0.4986945279258367], [0.4812515456557157, 0.4995759574617027], [0.4994810266717367, 0.4999995959588525], [0.5178795830856975, 0.49960989996393335], [0.53641763136701, 0.49871925440459175], [0.5550757049095608, 0.49694709545980137], [0.5738084272426077, 0.49454680736168743], [0.5925967311050585, 0.49134249558480003], [0.6114013775535108, 0.48742771367820387], [0.6301864306052414, 0.48276379079159165], [0.648926781663159, 0.4772994360273946], [0.6675702064249728, 0.4710909063826168], [0.6860884295909518, 0.4640855644485803], [0.7044453890439168, 0.45628515353038396], [0.722592093722966, 0.4477211541323313], [0.7405018004535244, 0.43835712852367376], [0.7581254571228347, 0.42821234423908555], [0.7754210143761534, 0.4173028842750694], [0.7923623735876, 0.40561397611121003], [0.8088945461516955, 0.39317354699102686], [0.8249746330148909, 0.37999039194943685], [0.840576952273409, 0.36606263907410297], [0.8556527588088183, 0.3514331465234184], [0.8701628988827119, 0.3361178636958038], [0.8840850330712718, 0.32012561483558427], [0.8973612142623709, 0.3034905059583094], [0.9099546800766617, 0.28624096866093457], [0.9218514714025469, 0.26839650792968434], [0.9330128366584267, 0.2500014055184518], [0.9433892789690503, 0.23108884233257787], [0.9529731538505596, 0.21168480824165703], [0.9617431308270605, 0.19183234032607088], [0.9696406906754642, 0.17157715881862956], [0.976664215898664, 0.15095167052848138], [0.9828150771120139, 0.1299956210320345], [0.9880284400451029, 0.10876529915817723], [0.992304836603751, 0.08729993375043729], [0.9956935187759139, 0.06563977190440731], [0.9981204893400154, 0.04383945814142851], [0.9994430379087048, 0.021949651396883776], [1.0, -3.999292530240781e-18]], [[1.0, -0.009700000797436504], [0.972814820937662, -0.013427166128378002], [0.9460273105746485, -0.019311117460901066], [0.9198975384133043, -0.027417065511587922], [0.8944326262750435, -0.03720420211785185], [0.8695916085716264, -0.04820893142829935], [0.8452562506137943, -0.05997284538088678], [0.8213704972014567, -0.07226793519298033], [0.7978364836542251, -0.08481626513316967], [0.7747271105521287, -0.09769103256879573], [0.7518270816853404, -0.1104423214420353], [0.7291991054610998, -0.1231353134476893], [0.7067426934962894, -0.1355433669179665], [0.6843720224380992, -0.14745900459434627], [0.6621757615604592, -0.15899922877132633], [0.6400472868708421, -0.1698979339318399], [0.6180288681070304, -0.18017856879716906], [0.596130915297601, -0.18979663804763064], [0.5743843593804281, -0.19875341680801975], [0.5528224019164987, -0.20706050714375485], [0.5314191402541405, -0.21456345578626546], [0.5102098556646594, -0.22126949312274335], [0.48927449428551406, -0.22733963488918565], [0.4685581219527465, -0.232477523464134], [0.4481789889872023, -0.23701906902810455], [0.42808894214957655, -0.24063993686421326], [0.40836452490976816, -0.24356310669917974], [0.3890374410707167, -0.24586547365069092], [0.3701207832494179, -0.24745012707509298], [0.351638017985902, -0.24827816451397514], [0.3336226369676553, -0.24869877989423206], [0.316086683477116, -0.24832638123074138], [0.2990473512236038, -0.2474808383603458], [0.28251251450525233, -0.2461813791179991], [0.26650750337440615, -0.24437983350998593], [0.2510374848946496, -0.2420566941155251], [0.23611818339237947, -0.2392911685736875], [0.2217156177865985, -0.23626573720058006], [0.20787580058037902, -0.23282325311462923], [0.19458937496927162, -0.22903781965399794], [0.1818390749616781, -0.2250019422781238], [0.16966301130123493, -0.22060742750566548], [0.15800280533223746, -0.216060024576764], [0.14691075993712707, -0.21121711548292377], [0.13633679613804492, -0.20622435580947224], [0.126301477796997, -0.20104162439305456], [0.11681928100772958, -0.19565912228957807], [0.10780469802589737, -0.19022877340619543], [0.09935657392940785, -0.1846020107417001], [0.09137367133034736, -0.178937250913979], [0.08391003280416234, -0.17316445331562028], [0.07693016655713039, -0.1673373982614164], [0.07038559916693365, -0.1615179872695338], [0.06433620420443147, -0.1556406844165198], [0.058676358543849276, -0.14981998977842131], [0.05339824302249441, -0.14405964112761405], [0.04850849939925613, -0.13835043370171504], [0.0439476417799842, -0.1327420683313336], [0.039835080848750086, -0.12713718465942173], [0.03603196422903636, -0.12164298232671254], [0.032459080390270706, -0.11630570412102703], [0.029279600822030717, -0.11101980777958942], [0.026389815851582704, -0.10584503607521019], [0.023751534028485122, -0.10080241323440968], [0.02132938472436034, -0.09590312613033282], [0.019065988460695026, -0.09117045170124377], [0.017051070178518243, -0.08655643909522898], [0.015211691982254983, -0.08208900370644], [0.013516961741489012, -0.07777452929780704], [0.011954580190145173, -0.07361170497371533], [0.010574673422701767, -0.06957687178156302], [0.009334287927727456, -0.06568040834660262], [0.008221569016748372, -0.06192101712505021], [0.007245760684657933, -0.058291367490092394], [0.0063850041084027075, -0.05479367846267109], [0.005620549458400411, -0.05142623480429925], [0.004961392671888378, -0.04818534326996452], [0.00439016063485372, -0.04506718600284795], [0.0038607108663922525, -0.042076898371845584], [0.003364925408746787, -0.03921016229261023], [0.002954260558267777, -0.03645607183754071], [0.0026194530456219943, -0.03380932523933092], [0.0023170451510109817, -0.03127178664927866], [0.0020166134714225607, -0.02884391108335626], [0.0017252401215495138, -0.026519867915580076], [0.0014670130657125809, -0.024292961266953246], [0.0012492927280258182, -0.02215799578791274], [0.0010569343152266092, -0.020112569694162467], [0.0008775577070391671, -0.018154554885739232], [0.000709225386954812, -0.016280217797130764], [0.0005751559094737434, -0.014484971824017942], [0.00047979011698222877, -0.0127646491771296], [0.00039824002394703994, -0.01111773229580928], [0.00030827058175925603, -0.00954304859133613], [0.00017197166175532378, -0.008039274420917054], [7.427893943512759e-05, -0.006600361992829514], [4.651691220346802e-05, -0.0052209543108317135], [2.5967607554203575e-05, -0.0039000264820696494], [1.1841616500780902e-05, -0.002635872221640312], [3.4190289688228305e-06, -0.0014267048023756425], [0.0, -0.0002183381182870425], [2.0152996413715802e-05, 0.0010439130100723501], [7.724444131709259e-05, 0.002362090207110489], [0.00017487599088050938, 0.0037367532214771736], [0.0002909730494678072, 0.005172602544168677], [0.0003748586965914709, 0.006674975740254286], [0.00044898263582639404, 0.008245624354714593], [0.0005314897498612465, 0.009885795250662537], [0.0006474028480724348, 0.01159640003912339], [0.0008190321455711436, 0.013379986562403242], [0.0010037566162302523, 0.015242557882137632], [0.0011818559827972766, 0.017189054385361707], [0.0013752659836643772, 0.01922084067562314], [0.0016098316032750368, 0.021338599133533864], [0.0018910966392580335, 0.02354618016175801], [0.00218380190163998, 0.025851215269140977], [0.0024581102806754637, 0.02826140643464015], [0.002734141120369452, 0.030778678746663228], [0.003047460945982169, 0.033402133486447064], [0.0034387918505252336, 0.03613142393319912], [0.0038942216798088535, 0.038974013934345894], [0.004362505000441325, 0.04194098221604008], [0.004852025385714465, 0.045036646741212855], [0.005423036502531098, 0.04825357344937659], [0.0061137982518892995, 0.051593154778082656], [0.006897170142878932, 0.0550617425107617], [0.0077826429437389865, 0.05866365879811034], [0.008797819836064456, 0.06239359341656825], [0.009959217983302932, 0.06625399210556], [0.011259130229158396, 0.07024988613191635], [0.012712329952018361, 0.07438001232174585], [0.014311805254679044, 0.07865384371099937], [0.016029192371048388, 0.08308700019640014], [0.017927328561866174, 0.08766079214776996], [0.02002724588812787, 0.09237053909245127], [0.02231065312541924, 0.09723179926570243], [0.024737678330481908, 0.10226815487303148], [0.02742695195560316, 0.10742923421567308], [0.030401681620336986, 0.11270337545635674], [0.0336518171958288, 0.11810055473932256], [0.037187426333475784, 0.12361762381656978], [0.041009968842541336, 0.12925964514349883], [0.04513766886472257, 0.135016637534662], [0.049651942540327614, 0.1408338838517037], [0.05454383530836095, 0.1467173851332466], [0.059779921436016244, 0.15269627458959828], [0.06542084664345259, 0.15872125043600396], [0.07148926336793981, 0.16477007665732993], [0.07802338029778311, 0.17080179433791073], [0.08503358567512653, 0.17679897652609083], [0.09255561433484281, 0.18271181912943255], [0.10056561238147192, 0.18856644534341557], [0.10907617298302415, 0.19432747748970652], [0.11813648724365974, 0.19993106696593205], [0.12770042449533656, 0.20542089132942842], [0.13781353000941593, 0.21072046552765825], [0.1484830349505131, 0.21578901670487002], [0.15969366620418393, 0.2206449414576513], [0.1714491579332297, 0.22526109607316389], [0.18376800830781834, 0.22956824924688882], [0.1966560999089404, 0.2335104319885185], [0.21011739706656954, 0.23703048313285405], [0.22412099348486456, 0.24018685947091165], [0.23866180524129846, 0.2429597175746643], [0.25373889128520155, 0.24528397604079683], [0.2693339788267895, 0.2472104784189794], [0.2854531307208307, 0.2485662877482187], [0.3020644836295928, 0.24957044610156817], [0.31917061279675024, 0.24996391655689357], [0.33675133026164544, 0.2498572287878262], [0.35479995358889044, 0.24930348051741005], [0.37328403893354867, 0.24811379106614237], [0.3922110208489133, 0.24645847263366782], [0.41155506680265475, 0.24426931967499074], [0.4313025292927424, 0.2415455426101128], [0.4514228732611877, 0.2381868301048049], [0.4719217894337347, 0.23434186980059818], [0.49276149438512146, 0.2299016168893588], [0.5139337180063014, 0.22490927991425355], [0.535401330361274, 0.21930376975530894], [0.5571652837034407, 0.21316360336965945], [0.5792461663228469, 0.2066316196728149], [0.6015559220594956, 0.19946936795602777], [0.6241587922446569, 0.19195727185536385], [0.6469395633650801, 0.18381862828528864], [0.669967503531355, 0.1753131722823326], [0.6931440013853893, 0.16624424491924802], [0.716471462565169, 0.1566859037483073], [0.7399819466907641, 0.146785102113887], [0.7635823937579872, 0.13638435575528476], [0.7872665945059139, 0.12554155389692828], [0.8110332784537861, 0.11431578679152637], [0.8348653163453958, 0.10273569813177293], [0.8586474615071256, 0.09063752386138957], [0.882441776969757, 0.0782086538558849], [0.9062868606286918, 0.06558634644075849], [0.9300394813263451, 0.052559836345299926], [0.9537096102564377, 0.039218525688285356], [0.9770510059276799, 0.025201197728252852], [1.0, 0.010500000863204465]], [[1.0, -0.0007000000687508087], [0.9740853959194252, -0.002583835650798177], [0.9481234820947695, -0.003511192999753185], [0.9222284426437378, -0.004664829345846592], [0.8964067241041673, -0.00562585063381231], [0.870802923698691, -0.008208588229888588], [0.8455386771620136, -0.012346718313823252], [0.820688862952975, -0.01782022971097534], [0.7962780172684378, -0.024323072326369988], [0.7723222852352607, -0.03166823716635891], [0.7488385188520135, -0.03971827587214972], [0.7258282165734912, -0.048344582826327434], [0.7032566820554241, -0.057347253606913146], [0.681093129351226, -0.06657165917373728], [0.6592939179243109, -0.07585475014573408], [0.6378266333671213, -0.08507197348391085], [0.6166628440822344, -0.09411391937969525], [0.5957812290205711, -0.10288965502408032], [0.5751677097271539, -0.1113250925241911], [0.5548216826623001, -0.11937743061372157], [0.5347390771650246, -0.1269935860126023], [0.5149241926004264, -0.13414104467495758], [0.49538706899159435, -0.14080181043897075], [0.4761363537794876, -0.14695421237458656], [0.4571815432884351, -0.15257845369640158], [0.43853145302203184, -0.15765072481882497], [0.42019145623197285, -0.16212815200689384], [0.40217929190078655, -0.1660132525655519], [0.3845166585727944, -0.16933234287254245], [0.36722187716717647, -0.1721059241446898], [0.35031156503569544, -0.1743563004812084], [0.33379993800431673, -0.17610154664599154], [0.3176999462617681, -0.17736253715727868], [0.3020232353144527, -0.17816637248740053], [0.2867793641657665, -0.17851900991934888], [0.2719761460379571, -0.17848736910300672], [0.25762046570520797, -0.17803130286033733], [0.2437181025887648, -0.17719704582326393], [0.2302724296579383, -0.17601597073969458], [0.21728569363134453, -0.1745096421545146], [0.20475830744596635, -0.17270352528992663], [0.1926886350178931, -0.17062689563786762], [0.18107542759967882, -0.16829694488537075], [0.16991443477361784, -0.16573955920454161], [0.1592007687006324, -0.16297955578425252], [0.14893560371214642, -0.16001216555628997], [0.13911190264879314, -0.15686388700325155], [0.12972382620099807, -0.15355303790983343], [0.1207665636985421, -0.1500919643966396], [0.11223022139449068, -0.1465045508872478], [0.10410701011844144, -0.1428071850342972], [0.09639342828708657, -0.1390047250843633], [0.08908272477290892, -0.13510974006792817], [0.08217005086601636, -0.13113032172195915], [0.07564771290136148, -0.12707931390748425], [0.06950648236352254, -0.12297139353290089], [0.0637389042587166, -0.11881722520971517], [0.05833366446573059, -0.1146321781444023], [0.05327649239700696, -0.11043385665027089], [0.04855416896648911, -0.10623668352684952], [0.044153579977588966, -0.10205352585558172], [0.04005625829838444, -0.09790139550372616], [0.03625302533604215, -0.09378679115538598], [0.03273537816074554, -0.08971526874738117], [0.029493272888497127, -0.08569347518233446], [0.026515596647617972, -0.08172848973787154], [0.023789212038133133, -0.07782800546068674], [0.02130136838466949, -0.07399886080038838], [0.01903893020960975, -0.07024674134805413], [0.016977951773201105, -0.06658453662893825], [0.015089729073330468, -0.06302428168619668], [0.01336520909496689, -0.05956644282706434], [0.011793809293981059, -0.05621119992343751], [0.010360000509406258, -0.05296178962390877], [0.009051966569385594, -0.049819055596415786], [0.00788220274833697, -0.04677479217865376], [0.006853405375711837, -0.04382252114845109], [0.005940143166819571, -0.040970450267240346], [0.005141763577632161, -0.03821557241311532], [0.004451123759355311, -0.035554873732774425], [0.0038714289891750024, -0.032988972703923], [0.003382170185210982, -0.030515832496600198], [0.0029591159723927956, -0.02814021664446404], [0.0025917487004416366, -0.025859004697111377], [0.002258706811445087, -0.0236717494412171], [0.0019432410786499074, -0.02157773417925745], [0.0016513134673321183, -0.019571760387418438], [0.0013928526806993061, -0.0176492239842595], [0.0011625544902112458, -0.01580659756865392], [0.0009642754991416238, -0.014040918987710007], [0.0007944756358188702, -0.012349045770108879], [0.0006505007796651115, -0.010728300655673354], [0.0005374780416448986, -0.009176187631471367], [0.00044617728702701654, -0.007689763468736316], [0.0003659077136778219, -0.006267092849660606], [0.00028858709806578805, -0.004906250801280336], [0.00021458577669387783, -0.003604633281033846], [0.00014475016632273368, -0.0023595624741509784], [7.462118114395304e-05, -0.0011688977485185196], [0.0, -3.047420334543662e-05], [7.39142590141607e-05, 0.0011073838225341384], [0.00015308512827769182, 0.0022964170887059287], [0.00023578316046749288, 0.0035388108649763764], [0.00032466284181655947, 0.004836742171150548], [0.00041793768681640784, 0.0061928557976717235], [0.0005198272614769996, 0.00760924952777395], [0.0006374517668085109, 0.009087877347397869], [0.0007744812933304183, 0.010631598117476533], [0.0009335386700628877, 0.012242434567194864], [0.0011219218200088593, 0.013922310405272375], [0.0013428177851274156, 0.015674411218332344], [0.0015890789009902788, 0.01750172758856982], [0.001868648949178168, 0.019406957694032594], [0.0021620555473137355, 0.02139622419859113], [0.002448545155766821, 0.02347598755702656], [0.0027397721470469585, 0.025648451370764686], [0.0030582724295371076, 0.02791394398712809], [0.003415095852786781, 0.03027587457715634], [0.0038144626334171744, 0.03273705308658583], [0.004289110807341952, 0.035293143963534335], [0.004866814898351861, 0.037946896103045184], [0.005535407892122533, 0.04069863835933437], [0.006315274208560907, 0.04355032872711398], [0.007219946335336521, 0.04649618086802664], [0.008268113471549907, 0.04953631685646017], [0.009467686362395873, 0.052667822755750375], [0.010773239701120613, 0.05591186728950533], [0.012198473827868626, 0.05926700736828055], [0.013770921903811026, 0.06272740324924946], [0.015482353296411686, 0.06630006263327626], [0.01734757618080197, 0.06998289133468841], [0.019386484333096882, 0.07377031030244952], [0.02162510735502849, 0.07765310313686292], [0.02407627298532358, 0.08162608983616378], [0.02674847881015923, 0.08568717346492517], [0.02965700421284133, 0.08982972937117294], [0.03281723720800127, 0.09404623534518931], [0.03624418671815884, 0.09832824584032623], [0.039951644958674995, 0.10266729598164284], [0.04394961208931651, 0.10705720789534375], [0.048260436178719585, 0.11147949518449084], [0.05290067037836304, 0.1159186621162413], [0.057880790685364995, 0.12036449114023395], [0.06321705076266584, 0.12479888642248523], [0.06892981491054884, 0.12919575651027007], [0.07502867697496861, 0.13354043779144792], [0.08152111395764128, 0.13781973708757203], [0.0884128542135609, 0.14202295306644672], [0.09572254059290793, 0.1461147471654421], [0.10345871239727066, 0.15007448326286385], [0.11162369797060213, 0.15389093727192146], [0.12022001848364, 0.15755286576067964], [0.1292542839555179, 0.16103784729767678], [0.1387305112962166, 0.1643278313867576], [0.14865556294495114, 0.16739202077612886], [0.15903188316667646, 0.17020864579039238], [0.1698597465828022, 0.17275995545455092], [0.1811376573858385, 0.1750336679341741], [0.1928653274820235, 0.17700893381001714], [0.20504088912438734, 0.17866916369240587], [0.2176609393344354, 0.18000605313068044], [0.23072092736986505, 0.18102466119095934], [0.24421827911593066, 0.18171322421044403], [0.25814948703277957, 0.18205891452204512], [0.27251148959789706, 0.18209640866145246], [0.2873008320734126, 0.1817802343625458], [0.3025141304156621, 0.18111868815355459], [0.31814767497472657, 0.1801153727849609], [0.3341968384182675, 0.17875819309478372], [0.3506579887405686, 0.17705311082176048], [0.36752772719283205, 0.17501190333732955], [0.3848006362443497, 0.17262690171093278], [0.4024711033329405, 0.16989848781311243], [0.4205348791460704, 0.16683601965970132], [0.43898701785563055, 0.1634497663666793], [0.4578226645213963, 0.15975029503767466], [0.47703490685513406, 0.1557424941713547], [0.4966183180755087, 0.15144068734051955], [0.5165677407590069, 0.14686348992217496], [0.5368755478565596, 0.14202152027164644], [0.5575369092066707, 0.136940250340967], [0.5785401925464546, 0.1316208208919659], [0.5998784174966255, 0.12608700779302928], [0.6215408648750914, 0.12035169335291225], [0.6435148971057749, 0.11442414883628599], [0.6657930881431217, 0.10833693625227972], [0.6883581303176236, 0.1020899700875436], [0.7111953681693454, 0.09569670289439107], [0.7342891178890629, 0.08917083190427197], [0.7576247551496664, 0.0825330039818461], [0.7811834968775511, 0.07579274582502861], [0.8049477547455766, 0.06896684605742531], [0.8288995655949544, 0.062073747951475085], [0.8530200781817828, 0.05513148637862533], [0.8772921240784591, 0.04816644396459677], [0.9016913524620883, 0.041182210770885665], [0.9262077253140539, 0.03423457734898552], [0.95080216805722, 0.027278776982551725], [0.9754129796679485, 0.020191714031001888], [1.0, 0.012980001274836426]], [[1.0, -0.009100000000035333], [0.975116888824809, -0.004408982970901418], [0.9500170144833869, -0.001267710881206632], [0.9248220399954561, 0.00029786497376200783], [0.8996561222947546, 0.00032082323603066076], [0.8746329896916062, -0.0010523056348648457], [0.8498447338893673, -0.003731819522916065], [0.825357901146252, -0.0075301538838263805], [0.8012278753469552, -0.012315337714296793], [0.7775024745661263, -0.018010882576677226], [0.7542241630130456, -0.024535187589463887], [0.7313817106894381, -0.03166285334098508], [0.708972343466617, -0.039261327645016664], [0.6869899979697126, -0.047212462049151936], [0.6654123144842132, -0.05537729437887572], [0.6442096002201585, -0.06361808860018936], [0.6233575421045241, -0.07182386766045327], [0.6028334287955721, -0.07989471733914331], [0.5826125361281351, -0.08772853133527177], [0.5626818337407472, -0.09525323343727045], [0.5430340541540662, -0.10241031695068104], [0.5236611438029783, -0.1091365161949558], [0.504569229408322, -0.11540533729014342], [0.4857643768639643, -0.12118907297839258], [0.46725396689822457, -0.12646235424343502], [0.4490497296702909, -0.13121347988617257], [0.4311675076037335, -0.1354476213449085], [0.4136228309443798, -0.13917321522532614], [0.39642884981982723, -0.142392233632705], [0.37959898930232217, -0.145113731076931], [0.36314865226820703, -0.1473640637133097], [0.34708773154156286, -0.1491463804489662], [0.3314284750920704, -0.15048838566684558], [0.316179676856666, -0.15140524010944711], [0.30135022249005966, -0.15192487710274674], [0.2869457400726895, -0.1520752395371469], [0.2729714944499751, -0.15187383089315404], [0.259431591631577, -0.15130595711861053], [0.24632727454432682, -0.1504392663899201], [0.23366052001721843, -0.14927350531799544], [0.22143151136887015, -0.1478285176077632], [0.20963832525348547, -0.1461300736097295], [0.19827926500066534, -0.14419383612036507], [0.18735136550904913, -0.14203779269646416], [0.17684976790384396, -0.13968382593463674], [0.16677091431280014, -0.13714461433415295], [0.1571094886418051, -0.13443648473383416], [0.14785636762671825, -0.13158522369056733], [0.1390032542426463, -0.1286106958355363], [0.13054379345511574, -0.12552311758271906], [0.12246857144346525, -0.12233980716157042], [0.11476534137252803, -0.11908301556501792], [0.10742633516540687, -0.11576154248617503], [0.100442270548086, -0.11238768447443219], [0.09379894281219692, -0.10898120306600752], [0.08748562169664223, -0.10555320174100463], [0.0814928866187119, -0.10211153716974286], [0.07580827341800682, -0.09866803252787848], [0.07041849320199417, -0.09523547205821126], [0.06531580582075608, -0.09181638935222552], [0.06049040143792183, -0.08841746653236092], [0.055927087372912035, -0.08505167739256499], [0.05161818099878261, -0.08172099469428376], [0.04755553752485826, -0.0784277681836078], [0.04372936623244988, -0.07517629896241318], [0.04012813934908722, -0.07197280421103688], [0.03674170668614735, -0.06882221370799613], [0.033562180811167255, -0.0657262623070011], [0.0305795498226875, -0.06268836885430455], [0.027786284527133727, -0.059709710695828214], [0.02517922494394876, -0.0567871142888966], [0.022745147889074703, -0.05392779707025105], [0.02048339454148378, -0.05112760270563451], [0.01838301430055354, -0.04838993298901676], [0.016432516621794433, -0.045718999036117536], [0.014632601980868545, -0.04311031881987241], [0.012976024455946495, -0.04056571084137732], [0.011450500909388617, -0.038088660185701215], [0.01004619140252735, -0.035681263306873184], [0.008775104619943568, -0.03333413232072003], [0.007621030189549337, -0.03105337242551935], [0.006572924935193394, -0.028841068019221473], [0.005620537393445899, -0.02669867307399059], [0.004779291294260458, -0.024618942569254447], [0.004033032875170755, -0.022603988467183724], [0.0033629543349801504, -0.020659583454279686], [0.0027416216114200553, -0.01879095595300758], [0.0021868490359414246, -0.01699123041691662], [0.0017443662257478135, -0.015243168719029757], [0.001380743099955818, -0.01355652313471212], [0.0010773371164253212, -0.011932514510301273], [0.0008570433656744766, -0.010369648299250538], [0.0006907110093847351, -0.008866719760548612], [0.000557101163152368, -0.007426996402408326], [0.0004492346341684504, -0.006048118604988126], [0.00035463773927077956, -0.004728143450793376], [0.0002620311610632321, -0.003465842426563095], [0.000173570477047793, -0.0022585496476769467], [8.742594046483296e-05, -0.0011039809212412212], [0.0, -1.5378487119428414e-07], [8.656669537949219e-05, 0.0011033602026853514], [0.00017058605573308402, 0.002256903078718741], [0.0002559870231588971, 0.0034623687512728165], [0.0003453156548066578, 0.004721895441110301], [0.00043532420966615115, 0.00603819119623419], [0.0005363555165842592, 0.007412526960960042], [0.0006621860963757774, 0.00884626480470484], [0.0008206595473597481, 0.010342352816005481], [0.0010216534087053107, 0.011899203050657914], [0.0012922060475798174, 0.013517940736848652], [0.0016212375724380904, 0.015198889875544241], [0.0020200766870226527, 0.016944062601348158], [0.0025006509585371764, 0.018748029544516], [0.0030669251688239746, 0.020615735281815387], [0.003663286633263974, 0.02256349613548325], [0.004330107769926092, 0.024581752988033268], [0.005090653494328206, 0.026667461152787567], [0.0059497927144148855, 0.028818444487579458], [0.006902842861675586, 0.0310407142865263], [0.007943923296635751, 0.03333960696796922], [0.009097236323635224, 0.035706260186990656], [0.010369298302886966, 0.0381408187161357], [0.011764901379215834, 0.04064435739646034], [0.013279431236021096, 0.043222078711762445], [0.014931112515994105, 0.045866232243684676], [0.01672874885276124, 0.04857583539091758], [0.018674367390884964, 0.051353108215208505], [0.02077903212236463, 0.054193368763093094], [0.023051192673460407, 0.05709418205541994], [0.025499678595786703, 0.06005314074094947], [0.028132733278590765, 0.06306786426477273], [0.0309598294302738, 0.06613415165288311], [0.033984422838387054, 0.06925294823542172], [0.037217425786655205, 0.07241890638113667], [0.0406677112579899, 0.07562863617514454], [0.044342949167327575, 0.07887948928963653], [0.04825418468983505, 0.08216490558661826], [0.052409379054388826, 0.08548073554350522], [0.05 | 3D array of the x and y airfoil coordinates of the n_af airfoils.
blade.interp_airfoils.name | input | n/a | ['circular', 'SNL-FFA-W3-500', 'FFA-W3-360', 'FFA-W3-301', 'FFA-W3-241', 'FFA-W3-211', 'NACA63-618'] | 1D array of names of airfoils.
blade.outer_shape_bem.s_default | output |  | [0.0, 0.034482758620689655, 0.06896551724137931, 0.10344827586206896, 0.13793103448275862, 0.1724137931034483, 0.20689655172413793, 0.24137931034482757, 0.27586206896551724, 0.3103448275862069, 0.3448275862068966, 0.3793103448275862, 0.41379310344827586, 0.4482758620689655, 0.48275862068965514, 0.5172413793103449, 0.5517241379310345, 0.5862068965517241, 0.6206896551724138, 0.6551724137931034, 0.7, 0.7241379310344828, 0.7586206896551724, 0.7931034482758621, 0.8275862068965517, 0.8620689655172413, 0.896551724137931, 0.9310344827586207, 0.9655172413793103, 1.0] | 1D array of the non-dimensional spanwise grid defined along blade axis (0-blade root, 1-blade tip)
blade.outer_shape_bem.chord_yaml | output | m | [4.5, 4.516534551546473, 4.592554552493484, 4.720268647024349, 4.75, 4.75, 4.75, 4.75, 4.75, 4.75, 4.75, 4.7, 4.64, 4.48, 4.30815493183957, 4.071095673436996, 3.830786554698718, 3.5937778702371683, 3.353572396827501, 3.1097268095527446, 2.7901044270071376, 2.6178045741630256, 2.372555490428877, 2.1253660784426107, 1.873608174226736, 1.6133977045902357, 1.3455144660008225, 1.0705044824934318, 0.7881317167515849, 0.5000000000000002] | 1D array of the chord values defined along blade span.
blade.outer_shape_bem.twist_yaml | output | rad | [0.3491, 0.32625117093725764, 0.30085552622478245, 0.2731956053054779, 0.24355394762224736, 0.20577589884786782, 0.1576145108901439, 0.1136986486334804, 0.08888556174463991, 0.08740227021440287, 0.08747036236925905, 0.08755245976654401, 0.08760934772745713, 0.08649735156799883, 0.08026523138581591, 0.0709071911194134, 0.06112252537717545, 0.05334185864146969, 0.0468397267304825, 0.04037517185557232, 0.030440134476388537, 0.023562445954621404, 0.00966270163050956, -0.007145978052090492, -0.02406407624641657, -0.038338165876185194, -0.050562117073935514, -0.06194147336869993, -0.07234987147859483, -0.0816609481217366] | 1D array of the twist values defined along blade span. The twist is defined positive for negative rotations around the z axis (the same as in BeamDyn).
blade.outer_shape_bem.r_thick_yaml | output |  | [0.0, 0.0, 0.0, 0.0, 0.0, 0.0, 0.0, 0.0, 0.0, 0.0, 0.0, 0.0, 0.0, 0.0, 0.0, 0.0, 0.0, 0.0, 0.0, 0.0, 0.0, 0.0, 0.0, 0.0, 0.0, 0.0, 0.0, 0.0, 0.0, 0.0] | 1D array of the relative thickness values defined along blade span.
blade.outer_shape_bem.pitch_axis_yaml | output |  | [0.5, 0.49816955, 0.48992341, 0.47666778, 0.47368421, 0.47368421, 0.47368421, 0.47368421, 0.47368421, 0.47368421, 0.47368421, 0.46808511, 0.4612069, 0.44196429, 0.43251806, 0.42095775, 0.41010371, 0.40195138, 0.39522149, 0.39116278, 0.3900843600747744, 0.39134099, 0.39523274, 0.40007425, 0.40504215, 0.41113787, 0.41946139, 0.43201533, 0.45321411, 0.49999999999999994] | 1D array of the chordwise position of the pitch axis (0-LE, 1-TE), defined along blade span.
blade.outer_shape_bem.ref_axis_yaml | output | m | [[0.0, 0.0, 0.0], [0.01458960863306122, 0.0, 3.4481471658071863], [0.05222307680765803, 0.0, 6.8962943316143726], [0.10814189079154829, 0.0, 10.34444149742156], [0.17425050028042421, 0.0, 13.792588663228745], [0.24113677336298817, 0.0, 17.240735829035934], [0.3000855814876169, 0.0, 20.68888299484312], [0.34265121339954685, 0.0, 24.137030160650305], [0.35982107219826126, 0.0, 27.58517732645749], [0.34758647247479363, 0.0, 31.03332449226468], [0.3145081037342804, 0.0, 34.48147165807187], [0.2668581446781227, 0.0, 37.929618823879046], [0.2108704900449745, 0.0, 41.37776598968624], [0.14047729704289402, 0.0, 44.825913155493424], [0.038047053391842355, 0.0, 48.2740603213006], [-0.09075291861109813, 0.0, 51.722207487107795], [-0.23512381066742405, 0.0, 55.17035465291498], [-0.3941373321774326, 0.0, 58.618501818722166], [-0.585777112144827, 0.0, 62.06664898452936], [-0.8052918056877612, 0.0, 65.51479615033654], [-1.1155553024383709, 0.0, 69.99738746588586], [-1.2912172307106229, 0.0, 72.41109048195092], [-1.5637296993685719, 0.0, 75.8592376477581], [-1.8590358827384128, 0.0, 79.30738481356529], [-2.1706742111500468, 0.0, 82.75553197937248], [-2.4983777867013965, 0.0, 86.20367914517965], [-2.8433553645576635, 0.0, 89.65182631098685], [-3.2095215196586184, 0.0, 93.09997347679402], [-3.5968444286312473, 0.0, 96.5481206426012], [-3.999999999999999, 0.0, 99.9962678084084]] | 2D array of the coordinates (x,y,z) of the blade reference axis, defined along blade span. The coordinate system is the one of BeamDyn: it is placed at blade root with x pointing the suction side of the blade, y pointing the trailing edge and z along the blade span. A standard configuration will have negative x values (prebend), if swept positive y values, and positive z values.
blade.outer_shape_bem.span_end | input |  | [] | 1D array of the positions along blade span where something (a DAC device?) starts and we want a grid point. Only values between 0 and 1 are meaningful.
blade.outer_shape_bem.span_ext | input |  | [] | 1D array of the extensions along blade span where something (a DAC device?) lives and we want a grid point. Only values between 0 and 1 are meaningful.
blade.pa.s_opt_twist | input |  | [0.0, 0.034482758620689655, 0.06896551724137931, 0.10344827586206896, 0.13793103448275862, 0.1724137931034483, 0.20689655172413793, 0.24137931034482757, 0.27586206896551724, 0.3103448275862069, 0.3448275862068966, 0.3793103448275862, 0.41379310344827586, 0.4482758620689655, 0.48275862068965514, 0.5172413793103449, 0.5517241379310345, 0.5862068965517241, 0.6206896551724138, 0.6551724137931034, 0.6896551724137931, 0.7241379310344828, 0.7586206896551724, 0.7931034482758621, 0.8275862068965517, 0.8620689655172413, 0.896551724137931, 0.9310344827586207, 0.9655172413793103, 1.0] | 1D array of the non-dimensional spanwise grid defined along blade axis to optimize the blade twist angle
blade.pa.twist_opt | input | rad | [0.3491, 0.32625117093725764, 0.30085552622478245, 0.2731956053054779, 0.24355394762224736, 0.20577589884786782, 0.1576145108901439, 0.1136986486334804, 0.08888556174463991, 0.08740227021440287, 0.08747036236925905, 0.08755245976654401, 0.08760934772745713, 0.08649735156799883, 0.08026523138581591, 0.0709071911194134, 0.06112252537717545, 0.05334185864146969, 0.0468397267304825, 0.04037517185557232, 0.03298558472034764, 0.023562445954621404, 0.00966270163050956, -0.007145978052090492, -0.02406407624641657, -0.038338165876185194, -0.050562117073935514, -0.06194147336869993, -0.07234987147859483, -0.0816609481217366] | 1D array of the twist angle being optimized at the n_opt locations.
blade.pa.s_opt_chord | input |  | [0.0, 0.034482758620689655, 0.06896551724137931, 0.10344827586206896, 0.13793103448275862, 0.1724137931034483, 0.20689655172413793, 0.24137931034482757, 0.27586206896551724, 0.3103448275862069, 0.3448275862068966, 0.3793103448275862, 0.41379310344827586, 0.4482758620689655, 0.48275862068965514, 0.5172413793103449, 0.5517241379310345, 0.5862068965517241, 0.6206896551724138, 0.6551724137931034, 0.6896551724137931, 0.7241379310344828, 0.7586206896551724, 0.7931034482758621, 0.8275862068965517, 0.8620689655172413, 0.896551724137931, 0.9310344827586207, 0.9655172413793103, 1.0] | 1D array of the non-dimensional spanwise grid defined along blade axis to optimize the blade chord
blade.pa.chord_opt | input | m | [4.5, 4.516534551546473, 4.592554552493484, 4.720268647024349, 4.75, 4.75, 4.75, 4.75, 4.75, 4.75, 4.75, 4.7, 4.64, 4.48, 4.30815493183957, 4.071095673436996, 3.830786554698718, 3.5937778702371683, 3.353572396827501, 3.1097268095527446, 2.8639490527742715, 2.6178045741630256, 2.372555490428877, 2.1253660784426107, 1.873608174226736, 1.6133977045902357, 1.3455144660008225, 1.0705044824934318, 0.7881317167515849, 0.5000000000000002] | 1D array of the chord being optimized at the n_opt locations.
blade.ps.layer_thickness_original | input | m | [[0.001, 0.001, 0.001, 0.001, 0.001, 0.001, 0.001, 0.001, 0.001, 0.001, 0.001, 0.001, 0.001, 0.001, 0.001, 0.001, 0.001, 0.001, 0.001, 0.001, 0.001, 0.001, 0.001, 0.001, 0.001, 0.001, 0.001, 0.001, 0.001, 0.001], [0.041, 0.033, 0.026, 0.02, 0.015, 0.011, 0.008284540718575178, 0.0065124340152886585, 0.005362077516845975, 0.004702475040252789, 0.004402630402514755, 0.004331547420637534, 0.0043582299116267645, 0.00435168169248812, 0.004307029653720184, 0.004219400685821545, 0.004083921679290805, 0.0038957195246265212, 0.0036499211123273024, 0.0033416533328917363, 0.0028649115237233047, 0.0025793559173691184, 0.0021461494036608486, 0.0016921197675737938, 0.0012276785702973474, 0.001, 0.001, 0.001, 0.001, 0.001], [0.0, 0.010363863922080815, 0.018021234480601413, 0.025361659590798752, 0.03206819380434953, 0.03782389167293049, 0.042311807748218355, 0.045214996581889856, 0.046216512725621724, 0.04569526776353126, 0.04403017327973565, 0.041600140858352265, 0.038784082083498365, 0.03596090853929123, 0.03350953180984813, 0.0313580742821214, 0.02943465834306337, 0.027667406379626357, 0.025984440778762663, 0.02431388392742465, 0.0220549122718989, 0.0208042751114363, 0.018985046101293482, 0.01713608265938962, 0.01526729626297836, 0.013388598389313434, 0.011509900515648486, 0.009631202641983529, 0.007752504768318578, 0.005873806894653622], [0.0, 0.012478059721382662, 0.01761157401713909, 0.022745088312895515, 0.027664175500095572, 0.03215440847018287, 0.03600136011460119, 0.03899060332479406, 0.04090771099220513, 0.0415382560082781, 0.041101726495636016, 0.03981761057690187, 0.03790539637469875, 0.03558457201164968, 0.033074625610377724, 0.030595045293505926, 0.02815655274214637, 0.02576986963741116, 0.023445717660412414, 0.021194818492262218, 0.018396886548685744, 0.016955665306955872, 0.014962350275733031, 0.01303216602522535, 0.01114932986025402, 0.009298059085640267, 0.007462571006205302, 0.005627082926770338, 0.0037915948473353817, 0.0019561067679004216], [0.0, 0.0, 0.0, 0.0, 0.0, 0.0, 0.0, 0.0, 0.0, 0.0, 0.0, 0.0, 0.0, 0.0, 0.0, 0.0, 0.0, 0.0, 0.0, 0.001, 0.05, 0.001, -8.131516293641283e-20, 0.0, 0.0, 0.0, 0.0, 0.0, 0.0, 0.0], [0.0, 0.0, 0.0, 0.0, 0.0, 0.0, 0.0, 0.0, 0.0, 0.0, 0.0, 0.0, 0.0, 0.0, 0.0, 0.0, 0.0, 0.0, 0.0, 0.001, 0.05, 0.001, -8.131516293641283e-20, 0.0, 0.0, 0.0, 0.0, 0.0, 0.0, 0.0], [0.0, 0.0, 0.006650033728755581, 0.008148123658263425, 0.009646213587771253, 0.011144303517279089, 0.01260256197570184, 0.013981157491954431, 0.015240258594951785, 0.016340033813608823, 0.017240651676840472, 0.01790228071356164, 0.018327608985325365, 0.018519324553684678, 0.018480115480192617, 0.01821266982640221, 0.017719675653866496, 0.0170038210241385, 0.016105782583305264, 0.015066236977453804, 0.013570845372449021, 0.012725330855044377, 0.011505323630660504, 0.010306515825606558, 0.009125374203327537, 0.00795836552726849, 0.0068019565608744125, 0.005652614067590332, 0.0045068048108612615, 0.003360995554132208], [0.0, 0.0, 0.023343227487567127, 0.02514806479023719, 0.02695290209290725, 0.028757739395577298, 0.03056257669824736, 0.032367414000917416, 0.03399537923059806, 0.03526960031429983, 0.03601320517903334, 0.0360493217518092, 0.03520107795963813, 0.03329160172953063, 0.030593866909944815, 0.02738084734933888, 0.023925516896170944, 0.020500849398899176, 0.017379818705981716, 0.014835398665876708, 0.01223234944423054, 0.01109198344222918, 0.009700784707749164, 0.008501789524206603, 0.007398896116132821, 0.006296002708059051, 0.00519310929998528, 0.004090215891911514, 0.0029873224838377426, -2.168404344971009e-19], [0.0, 0.0, 0.023343227487567127, 0.02514806479023719, 0.02695290209290725, 0.028757739395577298, 0.03056257669824736, 0.032367414000917416, 0.03399537923059806, 0.03526960031429983, 0.03601320517903334, 0.0360493217518092, 0.03520107795963813, 0.03329160172953063, 0.030593866909944815, 0.02738084734933888, 0.023925516896170944, 0.020500849398899176, 0.017379818705981716, 0.014835398665876708, 0.01223234944423054, 0.01109198344222918, 0.009700784707749164, 0.008501789524206603, 0.007398896116132821, 0.006296002708059051, 0.00519310929998528, 0.004090215891911514, 0.0029873224838377426, -2.168404344971009e-19], [0.0, 0.0, 0.018640217490227647, 0.022904385684442738, 0.027168553878657818, 0.0312820798151019, 0.035094321236003936, 0.03845463588359295, 0.041212381500097914, 0.04321691582774788, 0.04431759660877182, 0.044631775714407025, 0.044276805015890965, 0.04337003638446096, 0.04202882169135447, 0.040370512807808824, 0.03851246160506139, 0.03646387880311415, 0.03423397512196914, 0.03183196128162837, 0.028467525364800895, 0.026548446003367625, 0.023685366005451677, 0.02070188767487763, 0.01762209067817712, 0.014470054681881742, 0.01126985935252313, 0.008045584356632905, 0.0048213093607426755, 0.0015970343648524527], [0.0, 0.0, 0.010678322708722262, 0.013027749686046041, 0.015377176663369818, 0.017726603640693592, 0.02007603061801737, 0.022343664312566913, 0.024447711441567942, 0.026306378722246202, 0.02783787287182743, 0.0289604006075374, 0.029592168646601816, 0.029791678876096843, 0.02961743318309853, 0.02912793345468304, 0.028381681577926424, 0.027437179439904813, 0.02635292892769433, 0.025110640888752044, 0.0232295708259792, 0.02207879562049976, 0.020252660086103807, 0.01819533041480395, 0.015888517454057182, 0.01337380175210471, 0.010692763857187702, 0.007886984317547073, 0.004998043681424268, 0.0020675224970603053], [0.0, 0.0, 0.011714132383639313, 0.014764947347625046, 0.017815762311610757, 0.02086657727559648, 0.023917392239582207, 0.02696820720356794, 0.030019022167553665, 0.03295298719726778, 0.035653252358438574, 0.03800296771679428, 0.03988528333806326, 0.04118334928797394, 0.04178031563225458, 0.041727364564737766, 0.04107567827925614, 0.039876438969642325, 0.03818082882972886, 0.03604003005334837, 0.032679793711968524, 0.030642080913123152, 0.027516266030156573, 0.02419344792587278, 0.020739294340710836, 0.01721947301510983, 0.013699651689508844, 0.010179830363907818, 0.006660009038306791, 0.0031401877127057915], [0.0, 0.0, 0.035987381471276024, 0.04397734379711533, 0.051967306122954644, 0.059630209740332625, 0.06663899594078779, 0.07266660601585875, 0.07738598125708404, 0.0804700629560023, 0.08159179240415206, 0.08099668674906287, 0.0789302631382641, 0.07563803871928527, 0.07136553063965596, 0.06635825604690564, 0.06086173208856376, 0.05503573124453716, 0.04904002599473268, 0.04303438881905716, 0.03547715954202539, 0.03163240860972047, 0.026555610535872978, 0.02186996705690011, 0.017497247253826908, 0.01335922020767848, 0.009377654999479916, 0.005474320710256289, 0.0015709864210326626, 0.001], [0.041, 0.033, 0.026, 0.02, 0.015315621882346286, 0.012614052419141646, 0.010089285411055738, 0.007829722085647882, 0.0059237636704776095, 0.004459811393104192, 0.003526266481086949, 0.0030162506695686785, 0.0028228856936921773, 0.002839293288600149, 0.0029585951894353707, 0.0030739131313404964, 0.0030783688494581463, 0.0029930342735692765, 0.00283898133345475, 0.002637281958895433, 0.0023387770706268904, 0.0021752316255659585, 0.00195702452635758, 0.0017517918895640714, 0.0015569388227024443, 0.0013698704332897418, 0.0011879918288430328, 0.0010087081168792522, 0.001, 0.001], [0.0, 0.0, 0.0, 0.0021642290748897794, 0.0022101615271658773, 0.0022560939794419753, 0.002302026431718077, 0.002347958883994179, 0.0023857856093980226, 0.0024074008810573743, 0.002404698972099977, 0.0023695741556535783, 0.0022939207048459304, 0.0021696328928047836, 0.002012922173274681, 0.0018400000000000736, 0.0016670778267254723, 0.0015103671071953555, 0.0013860792951542347, 0.001310425844346601, 0.0012739797944200206, 0.0012725991189427679, 0.001294214390602067, 0.001332041116005865, 0.0013779735682819148, 0.0014239060205579876, 0.0014698384728340475, 0.0015157709251100578, 0.0015617033773860887, 1.0842021724855044e-19], [0.0, 0.0, 0.0, 0.03748906121529216, 0.03611723351773886, 0.03474540582018555, 0.03336309557167681, 0.03195982022125724, 0.03052509721797137, 0.02904844401086386, 0.02751937804897927, 0.02592741678136225, 0.024337449781140424, 0.022814366621441057, 0.021423056875391283, 0.020228410116118648, 0.019295315916750478, 0.018688663850414115, 0.018346790223235213, 0.018208031341339345, 0.02, 0.02, 0.02, 0.02, 0.02, 0.02, 0.02, 0.02, 0.02, 5.204170427930421e-18], [0.0, 0.0, 0.0, 0.0020723641703378447, 0.002118296622613882, 0.0021642290748899273, 0.002210161527165972, 0.0022560939794420165, 0.0023020264317180615, 0.0023479588839941056, 0.0023857856093979176, 0.0024074008810572537, 0.002404698972099874, 0.0023695741556534785, 0.0022939207048458332, 0.0021696328928047324, 0.0020129221732746467, 0.0018400000000000569, 0.0016670778267254514, 0.0015103671071953343, 0.0013589344180927612, 0.0013104258443465565, 0.0012753010279001407, 0.001272599118942723, 0.001294214390602057, 0.0013320411160058796, 0.001377973568281959, 0.0014239060205580112, 0.001469838472834042, 1.0842021724855044e-19], [0.0, 0.0, 0.0, 0.002517599968446932, 0.002445129913471889, 0.002372659858496847, 0.0023001898035218114, 0.002227719748546781, 0.0021544904794845205, 0.0020797427822478514, 0.0020027174427495156, 0.0019226552469023392, 0.0018387969806191531, 0.0017503834298127764, 0.0016614674579192518, 0.0015761019283747073, 0.0014983397046152694, 0.0014322336500771126, 0.0013818366281962682, 0.0013512015024089593, 0.0013365476557123661, 0.001336042341719111, 0.0013449310081187766, 0.001360406973216308, 0.0013791765876627789, 0.0013979462021092215, 0.0014167158165556374, 0.001435485431002038, 0.0014542550454484536, 2.168404344971009e-19], [0.0, 0.0, 0.0, 0.0377066146348917, 0.03634612196662573, 0.03498562929835977, 0.03361391516359078, 0.03221975809581581, 0.030791936628531906, 0.029319229295236043, 0.027790414629425268, 0.026194271164596574, 0.02459555683654566, 0.0230590295810682, 0.021649447333959928, 0.02043156803101652, 0.02, 0.02, 0.02, 0.02, 0.02, 0.02, 0.02, 0.02, 0.02, 0.02, 0.02, 0.02, 0.02, 5.204170427930421e-18], [0.0, 0.0, 0.0, 0.0026625400783972237, 0.0025900700234221716, 0.0025175999684471195, 0.0024451299134720674, 0.0023726598584970127, 0.002300189803521959, 0.002227719748546904, 0.002154490479484672, 0.0020797427822479954, 0.002002717442749689, 0.0019226552469024875, 0.0018387969806192307, 0.0017503834298126966, 0.001661467457919111, 0.0015761019283745596, 0.0014983397046151392, 0.0014322336500769564, 0.0013708383916703005, 0.0013512015024088637, 0.0013370346233662605, 0.0013360423417192616, 0.0013449310081189907, 0.0013604069732165167, 0.001379176587662875, 0.0013979462021091273, 0.0014167158165554958, 3.2526065174565133e-19]] | 2D array of the thickness of the layers of the blade structure. The first dimension represents each layer, the second dimension represents each entry along blade span.
blade.ps.s_opt_layer_0 | input |  | [0.0, 0.034482758620689655, 0.06896551724137931, 0.10344827586206896, 0.13793103448275862, 0.1724137931034483, 0.20689655172413793, 0.24137931034482757, 0.27586206896551724, 0.3103448275862069, 0.3448275862068966, 0.3793103448275862, 0.41379310344827586, 0.4482758620689655, 0.48275862068965514, 0.5172413793103449, 0.5517241379310345, 0.5862068965517241, 0.6206896551724138, 0.6551724137931034, 0.6896551724137931, 0.7241379310344828, 0.7586206896551724, 0.7931034482758621, 0.8275862068965517, 0.8620689655172413, 0.896551724137931, 0.9310344827586207, 0.9655172413793103, 1.0]
blade.ps.layer_0_opt | input | m | [0.001, 0.001, 0.001, 0.001, 0.001, 0.001, 0.001, 0.001, 0.001, 0.001, 0.001, 0.001, 0.001, 0.001, 0.001, 0.001, 0.001, 0.001, 0.001, 0.001, 0.001, 0.001, 0.001, 0.001, 0.001, 0.001, 0.001, 0.001, 0.001, 0.001]
blade.ps.s_opt_layer_1 | input |  | [0.0, 0.034482758620689655, 0.06896551724137931, 0.10344827586206896, 0.13793103448275862, 0.1724137931034483, 0.20689655172413793, 0.24137931034482757, 0.27586206896551724, 0.3103448275862069, 0.3448275862068966, 0.3793103448275862, 0.41379310344827586, 0.4482758620689655, 0.48275862068965514, 0.5172413793103449, 0.5517241379310345, 0.5862068965517241, 0.6206896551724138, 0.6551724137931034, 0.6896551724137931, 0.7241379310344828, 0.7586206896551724, 0.7931034482758621, 0.8275862068965517, 0.8620689655172413, 0.896551724137931, 0.9310344827586207, 0.9655172413793103, 1.0]
blade.ps.layer_1_opt | input | m | [0.041, 0.033, 0.026, 0.02, 0.015, 0.011, 0.008284540718575178, 0.0065124340152886585, 0.005362077516845975, 0.004702475040252789, 0.004402630402514755, 0.004331547420637534, 0.0043582299116267645, 0.00435168169248812, 0.004307029653720184, 0.004219400685821545, 0.004083921679290805, 0.0038957195246265212, 0.0036499211123273024, 0.0033416533328917363, 0.002981327747509212, 0.0025793559173691184, 0.0021461494036608486, 0.0016921197675737938, 0.0012276785702973474, 0.001, 0.001, 0.001, 0.001, 0.001]
blade.ps.s_opt_layer_2 | input |  | [0.0, 0.034482758620689655, 0.06896551724137931, 0.10344827586206896, 0.13793103448275862, 0.1724137931034483, 0.20689655172413793, 0.24137931034482757, 0.27586206896551724, 0.3103448275862069, 0.3448275862068966, 0.3793103448275862, 0.41379310344827586, 0.4482758620689655, 0.48275862068965514, 0.5172413793103449, 0.5517241379310345, 0.5862068965517241, 0.6206896551724138, 0.6551724137931034, 0.6896551724137931, 0.7241379310344828, 0.7586206896551724, 0.7931034482758621, 0.8275862068965517, 0.8620689655172413, 0.896551724137931, 0.9310344827586207, 0.9655172413793103, 1.0]
blade.ps.layer_2_opt | input | m | [0.0, 0.010363863922080815, 0.018021234480601413, 0.025361659590798752, 0.03206819380434953, 0.03782389167293049, 0.042311807748218355, 0.045214996581889856, 0.046216512725621724, 0.04569526776353126, 0.04403017327973565, 0.041600140858352265, 0.038784082083498365, 0.03596090853929123, 0.03350953180984813, 0.0313580742821214, 0.02943465834306337, 0.027667406379626357, 0.025984440778762663, 0.02431388392742465, 0.022583858212564614, 0.0208042751114363, 0.018985046101293482, 0.01713608265938962, 0.01526729626297836, 0.013388598389313434, 0.011509900515648486, 0.009631202641983529, 0.007752504768318578, 0.005873806894653622]
blade.ps.s_opt_layer_3 | input |  | [0.0, 0.034482758620689655, 0.06896551724137931, 0.10344827586206896, 0.13793103448275862, 0.1724137931034483, 0.20689655172413793, 0.24137931034482757, 0.27586206896551724, 0.3103448275862069, 0.3448275862068966, 0.3793103448275862, 0.41379310344827586, 0.4482758620689655, 0.48275862068965514, 0.5172413793103449, 0.5517241379310345, 0.5862068965517241, 0.6206896551724138, 0.6551724137931034, 0.6896551724137931, 0.7241379310344828, 0.7586206896551724, 0.7931034482758621, 0.8275862068965517, 0.8620689655172413, 0.896551724137931, 0.9310344827586207, 0.9655172413793103, 1.0]
blade.ps.layer_3_opt | input | m | [0.0, 0.012478059721382662, 0.01761157401713909, 0.022745088312895515, 0.027664175500095572, 0.03215440847018287, 0.03600136011460119, 0.03899060332479406, 0.04090771099220513, 0.0415382560082781, 0.041101726495636016, 0.03981761057690187, 0.03790539637469875, 0.03558457201164968, 0.033074625610377724, 0.030595045293505926, 0.02815655274214637, 0.02576986963741116, 0.023445717660412414, 0.021194818492262218, 0.019027893814072678, 0.016955665306955872, 0.014962350275733031, 0.01303216602522535, 0.01114932986025402, 0.009298059085640267, 0.007462571006205302, 0.005627082926770338, 0.0037915948473353817, 0.0019561067679004216]
blade.ps.s_opt_layer_4 | input |  | [0.0, 0.034482758620689655, 0.06896551724137931, 0.10344827586206896, 0.13793103448275862, 0.1724137931034483, 0.20689655172413793, 0.24137931034482757, 0.27586206896551724, 0.3103448275862069, 0.3448275862068966, 0.3793103448275862, 0.41379310344827586, 0.4482758620689655, 0.48275862068965514, 0.5172413793103449, 0.5517241379310345, 0.5862068965517241, 0.6206896551724138, 0.6551724137931034, 0.6896551724137931, 0.7241379310344828, 0.7586206896551724, 0.7931034482758621, 0.8275862068965517, 0.8620689655172413, 0.896551724137931, 0.9310344827586207, 0.9655172413793103, 1.0]
blade.ps.layer_4_opt | input | m | [0.0, 0.0, 0.0, 0.0, 0.0, 0.0, 0.0, 0.0, 0.0, 0.0, 0.0, 0.0, 0.0, 0.0, 0.0, 0.0, 0.0, 0.0, 0.0, 0.001, 0.04347561483135778, 0.001, -8.131516293641283e-20, 0.0, 0.0, 0.0, 0.0, 0.0, 0.0, 0.0]
blade.ps.s_opt_layer_5 | input |  | [0.0, 0.034482758620689655, 0.06896551724137931, 0.10344827586206896, 0.13793103448275862, 0.1724137931034483, 0.20689655172413793, 0.24137931034482757, 0.27586206896551724, 0.3103448275862069, 0.3448275862068966, 0.3793103448275862, 0.41379310344827586, 0.4482758620689655, 0.48275862068965514, 0.5172413793103449, 0.5517241379310345, 0.5862068965517241, 0.6206896551724138, 0.6551724137931034, 0.6896551724137931, 0.7241379310344828, 0.7586206896551724, 0.7931034482758621, 0.8275862068965517, 0.8620689655172413, 0.896551724137931, 0.9310344827586207, 0.9655172413793103, 1.0]
blade.ps.layer_5_opt | input | m | [0.0, 0.0, 0.0, 0.0, 0.0, 0.0, 0.0, 0.0, 0.0, 0.0, 0.0, 0.0, 0.0, 0.0, 0.0, 0.0, 0.0, 0.0, 0.0, 0.001, 0.04347561483135778, 0.001, -8.131516293641283e-20, 0.0, 0.0, 0.0, 0.0, 0.0, 0.0, 0.0]
blade.ps.s_opt_layer_6 | input |  | [0.0, 0.034482758620689655, 0.06896551724137931, 0.10344827586206896, 0.13793103448275862, 0.1724137931034483, 0.20689655172413793, 0.24137931034482757, 0.27586206896551724, 0.3103448275862069, 0.3448275862068966, 0.3793103448275862, 0.41379310344827586, 0.4482758620689655, 0.48275862068965514, 0.5172413793103449, 0.5517241379310345, 0.5862068965517241, 0.6206896551724138, 0.6551724137931034, 0.6896551724137931, 0.7241379310344828, 0.7586206896551724, 0.7931034482758621, 0.8275862068965517, 0.8620689655172413, 0.896551724137931, 0.9310344827586207, 0.9655172413793103, 1.0]
blade.ps.layer_6_opt | input | m | [0.0, 0.0, 0.006650033728755581, 0.008148123658263425, 0.009646213587771253, 0.011144303517279089, 0.01260256197570184, 0.013981157491954431, 0.015240258594951785, 0.016340033813608823, 0.017240651676840472, 0.01790228071356164, 0.018327608985325365, 0.018519324553684678, 0.018480115480192617, 0.01821266982640221, 0.017719675653866496, 0.0170038210241385, 0.016105782583305264, 0.015066236977453804, 0.013925860852671158, 0.012725330855044377, 0.011505323630660504, 0.010306515825606558, 0.009125374203327537, 0.00795836552726849, 0.0068019565608744125, 0.005652614067590332, 0.0045068048108612615, 0.003360995554132208]
blade.ps.s_opt_layer_7 | input |  | [0.0, 0.034482758620689655, 0.06896551724137931, 0.10344827586206896, 0.13793103448275862, 0.1724137931034483, 0.20689655172413793, 0.24137931034482757, 0.27586206896551724, 0.3103448275862069, 0.3448275862068966, 0.3793103448275862, 0.41379310344827586, 0.4482758620689655, 0.48275862068965514, 0.5172413793103449, 0.5517241379310345, 0.5862068965517241, 0.6206896551724138, 0.6551724137931034, 0.6896551724137931, 0.7241379310344828, 0.7586206896551724, 0.7931034482758621, 0.8275862068965517, 0.8620689655172413, 0.896551724137931, 0.9310344827586207, 0.9655172413793103, 1.0]
blade.ps.layer_7_opt | input | m | [0.0, 0.0, 0.023343227487567127, 0.02514806479023719, 0.02695290209290725, 0.028757739395577298, 0.03056257669824736, 0.032367414000917416, 0.03399537923059806, 0.03526960031429983, 0.03601320517903334, 0.0360493217518092, 0.03520107795963813, 0.03329160172953063, 0.030593866909944815, 0.02738084734933888, 0.023925516896170944, 0.020500849398899176, 0.017379818705981716, 0.014835398665876708, 0.012771487503115443, 0.01109198344222918, 0.009700784707749164, 0.008501789524206603, 0.007398896116132821, 0.006296002708059051, 0.00519310929998528, 0.004090215891911514, 0.0029873224838377426, -2.168404344971009e-19]
blade.ps.s_opt_layer_8 | input |  | [0.0, 0.034482758620689655, 0.06896551724137931, 0.10344827586206896, 0.13793103448275862, 0.1724137931034483, 0.20689655172413793, 0.24137931034482757, 0.27586206896551724, 0.3103448275862069, 0.3448275862068966, 0.3793103448275862, 0.41379310344827586, 0.4482758620689655, 0.48275862068965514, 0.5172413793103449, 0.5517241379310345, 0.5862068965517241, 0.6206896551724138, 0.6551724137931034, 0.6896551724137931, 0.7241379310344828, 0.7586206896551724, 0.7931034482758621, 0.8275862068965517, 0.8620689655172413, 0.896551724137931, 0.9310344827586207, 0.9655172413793103, 1.0]
blade.ps.layer_8_opt | input | m | [0.0, 0.0, 0.023343227487567127, 0.02514806479023719, 0.02695290209290725, 0.028757739395577298, 0.03056257669824736, 0.032367414000917416, 0.03399537923059806, 0.03526960031429983, 0.03601320517903334, 0.0360493217518092, 0.03520107795963813, 0.03329160172953063, 0.030593866909944815, 0.02738084734933888, 0.023925516896170944, 0.020500849398899176, 0.017379818705981716, 0.014835398665876708, 0.012771487503115443, 0.01109198344222918, 0.009700784707749164, 0.008501789524206603, 0.007398896116132821, 0.006296002708059051, 0.00519310929998528, 0.004090215891911514, 0.0029873224838377426, -2.168404344971009e-19]
blade.ps.s_opt_layer_9 | input |  | [0.0, 0.034482758620689655, 0.06896551724137931, 0.10344827586206896, 0.13793103448275862, 0.1724137931034483, 0.20689655172413793, 0.24137931034482757, 0.27586206896551724, 0.3103448275862069, 0.3448275862068966, 0.3793103448275862, 0.41379310344827586, 0.4482758620689655, 0.48275862068965514, 0.5172413793103449, 0.5517241379310345, 0.5862068965517241, 0.6206896551724138, 0.6551724137931034, 0.6896551724137931, 0.7241379310344828, 0.7586206896551724, 0.7931034482758621, 0.8275862068965517, 0.8620689655172413, 0.896551724137931, 0.9310344827586207, 0.9655172413793103, 1.0]
blade.ps.layer_9_opt | input | m | [0.0, 0.0, 0.018640217490227647, 0.022904385684442738, 0.027168553878657818, 0.0312820798151019, 0.035094321236003936, 0.03845463588359295, 0.041212381500097914, 0.04321691582774788, 0.04431759660877182, 0.044631775714407025, 0.044276805015890965, 0.04337003638446096, 0.04202882169135447, 0.040370512807808824, 0.03851246160506139, 0.03646387880311415, 0.03423397512196914, 0.03183196128162837, 0.02926704800209385, 0.026548446003367625, 0.023685366005451677, 0.02070188767487763, 0.01762209067817712, 0.014470054681881742, 0.01126985935252313, 0.008045584356632905, 0.0048213093607426755, 0.0015970343648524527]
blade.ps.s_opt_layer_10 | input |  | [0.0, 0.034482758620689655, 0.06896551724137931, 0.10344827586206896, 0.13793103448275862, 0.1724137931034483, 0.20689655172413793, 0.24137931034482757, 0.27586206896551724, 0.3103448275862069, 0.3448275862068966, 0.3793103448275862, 0.41379310344827586, 0.4482758620689655, 0.48275862068965514, 0.5172413793103449, 0.5517241379310345, 0.5862068965517241, 0.6206896551724138, 0.6551724137931034, 0.6896551724137931, 0.7241379310344828, 0.7586206896551724, 0.7931034482758621, 0.8275862068965517, 0.8620689655172413, 0.896551724137931, 0.9310344827586207, 0.9655172413793103, 1.0]
blade.ps.layer_10_opt | input | m | [0.0, 0.0, 0.010678322708722262, 0.013027749686046041, 0.015377176663369818, 0.017726603640693592, 0.02007603061801737, 0.022343664312566913, 0.024447711441567942, 0.026306378722246202, 0.02783787287182743, 0.0289604006075374, 0.029592168646601816, 0.029791678876096843, 0.02961743318309853, 0.02912793345468304, 0.028381681577926424, 0.027437179439904813, 0.02635292892769433, 0.025110640888752044, 0.02369202617053485, 0.02207879562049976, 0.020252660086103807, 0.01819533041480395, 0.015888517454057182, 0.01337380175210471, 0.010692763857187702, 0.007886984317547073, 0.004998043681424268, 0.0020675224970603053]
blade.ps.s_opt_layer_11 | input |  | [0.0, 0.034482758620689655, 0.06896551724137931, 0.10344827586206896, 0.13793103448275862, 0.1724137931034483, 0.20689655172413793, 0.24137931034482757, 0.27586206896551724, 0.3103448275862069, 0.3448275862068966, 0.3793103448275862, 0.41379310344827586, 0.4482758620689655, 0.48275862068965514, 0.5172413793103449, 0.5517241379310345, 0.5862068965517241, 0.6206896551724138, 0.6551724137931034, 0.6896551724137931, 0.7241379310344828, 0.7586206896551724, 0.7931034482758621, 0.8275862068965517, 0.8620689655172413, 0.896551724137931, 0.9310344827586207, 0.9655172413793103, 1.0]
blade.ps.layer_11_opt | input | m | [0.0, 0.0, 0.011714132383639313, 0.014764947347625046, 0.017815762311610757, 0.02086657727559648, 0.023917392239582207, 0.02696820720356794, 0.030019022167553665, 0.03295298719726778, 0.035653252358438574, 0.03800296771679428, 0.03988528333806326, 0.04118334928797394, 0.04178031563225458, 0.041727364564737766, 0.04107567827925614, 0.039876438969642325, 0.03818082882972886, 0.03604003005334837, 0.03350522483433343, 0.030642080913123152, 0.027516266030156573, 0.02419344792587278, 0.020739294340710836, 0.01721947301510983, 0.013699651689508844, 0.010179830363907818, 0.006660009038306791, 0.0031401877127057915]
blade.ps.s_opt_layer_12 | input |  | [0.0, 0.034482758620689655, 0.06896551724137931, 0.10344827586206896, 0.13793103448275862, 0.1724137931034483, 0.20689655172413793, 0.24137931034482757, 0.27586206896551724, 0.3103448275862069, 0.3448275862068966, 0.3793103448275862, 0.41379310344827586, 0.4482758620689655, 0.48275862068965514, 0.5172413793103449, 0.5517241379310345, 0.5862068965517241, 0.6206896551724138, 0.6551724137931034, 0.6896551724137931, 0.7241379310344828, 0.7586206896551724, 0.7931034482758621, 0.8275862068965517, 0.8620689655172413, 0.896551724137931, 0.9310344827586207, 0.9655172413793103, 1.0]
blade.ps.layer_12_opt | input | m | [0.0, 0.0, 0.035987381471276024, 0.04397734379711533, 0.051967306122954644, 0.059630209740332625, 0.06663899594078779, 0.07266660601585875, 0.07738598125708404, 0.0804700629560023, 0.08159179240415206, 0.08099668674906287, 0.0789302631382641, 0.07563803871928527, 0.07136553063965596, 0.06635825604690564, 0.06086173208856376, 0.05503573124453716, 0.04904002599473268, 0.04303438881905716, 0.037178592197417475, 0.03163240860972047, 0.026555610535872978, 0.02186996705690011, 0.017497247253826908, 0.01335922020767848, 0.009377654999479916, 0.005474320710256289, 0.0015709864210326626, 0.001]
blade.ps.s_opt_layer_13 | input |  | [0.0, 0.034482758620689655, 0.06896551724137931, 0.10344827586206896, 0.13793103448275862, 0.1724137931034483, 0.20689655172413793, 0.24137931034482757, 0.27586206896551724, 0.3103448275862069, 0.3448275862068966, 0.3793103448275862, 0.41379310344827586, 0.4482758620689655, 0.48275862068965514, 0.5172413793103449, 0.5517241379310345, 0.5862068965517241, 0.6206896551724138, 0.6551724137931034, 0.6896551724137931, 0.7241379310344828, 0.7586206896551724, 0.7931034482758621, 0.8275862068965517, 0.8620689655172413, 0.896551724137931, 0.9310344827586207, 0.9655172413793103, 1.0]
blade.ps.layer_13_opt | input | m | [0.041, 0.033, 0.026, 0.02, 0.015315621882346286, 0.012614052419141646, 0.010089285411055738, 0.007829722085647882, 0.0059237636704776095, 0.004459811393104192, 0.003526266481086949, 0.0030162506695686785, 0.0028228856936921773, 0.002839293288600149, 0.0029585951894353707, 0.0030739131313404964, 0.0030783688494581463, 0.0029930342735692765, 0.00283898133345475, 0.002637281958895433, 0.002409008079672189, 0.0021752316255659585, 0.00195702452635758, 0.0017517918895640714, 0.0015569388227024443, 0.0013698704332897418, 0.0011879918288430328, 0.0010087081168792522, 0.001, 0.001]
blade.ps.s_opt_layer_14 | input |  | [0.0, 0.034482758620689655, 0.06896551724137931, 0.10344827586206896, 0.13793103448275862, 0.1724137931034483, 0.20689655172413793, 0.24137931034482757, 0.27586206896551724, 0.3103448275862069, 0.3448275862068966, 0.3793103448275862, 0.41379310344827586, 0.4482758620689655, 0.48275862068965514, 0.5172413793103449, 0.5517241379310345, 0.5862068965517241, 0.6206896551724138, 0.6551724137931034, 0.6896551724137931, 0.7241379310344828, 0.7586206896551724, 0.7931034482758621, 0.8275862068965517, 0.8620689655172413, 0.896551724137931, 0.9310344827586207, 0.9655172413793103, 1.0]
blade.ps.layer_14_opt | input | m | [0.0, 0.0, 0.0, 0.0021642290748897794, 0.0022101615271658773, 0.0022560939794419753, 0.002302026431718077, 0.002347958883994179, 0.0023857856093980226, 0.0024074008810573743, 0.002404698972099977, 0.0023695741556535783, 0.0022939207048459304, 0.0021696328928047836, 0.002012922173274681, 0.0018400000000000736, 0.0016670778267254723, 0.0015103671071953555, 0.0013860792951542347, 0.001310425844346601, 0.0012753010279002088, 0.0012725991189427679, 0.001294214390602067, 0.001332041116005865, 0.0013779735682819148, 0.0014239060205579876, 0.0014698384728340475, 0.0015157709251100578, 0.0015617033773860887, 1.0842021724855044e-19]
blade.ps.s_opt_layer_15 | input |  | [0.0, 0.034482758620689655, 0.06896551724137931, 0.10344827586206896, 0.13793103448275862, 0.1724137931034483, 0.20689655172413793, 0.24137931034482757, 0.27586206896551724, 0.3103448275862069, 0.3448275862068966, 0.3793103448275862, 0.41379310344827586, 0.4482758620689655, 0.48275862068965514, 0.5172413793103449, 0.5517241379310345, 0.5862068965517241, 0.6206896551724138, 0.6551724137931034, 0.6896551724137931, 0.7241379310344828, 0.7586206896551724, 0.7931034482758621, 0.8275862068965517, 0.8620689655172413, 0.896551724137931, 0.9310344827586207, 0.9655172413793103, 1.0]
blade.ps.layer_15_opt | input | m | [0.0, 0.0, 0.0, 0.03748906121529216, 0.03611723351773886, 0.03474540582018555, 0.03336309557167681, 0.03195982022125724, 0.03052509721797137, 0.02904844401086386, 0.02751937804897927, 0.02592741678136225, 0.024337449781140424, 0.022814366621441057, 0.021423056875391283, 0.020228410116118648, 0.019295315916750478, 0.018688663850414115, 0.018346790223235213, 0.018208031341339345, 0.02, 0.02, 0.02, 0.02, 0.02, 0.02, 0.02, 0.02, 0.02, 5.204170427930421e-18]
blade.ps.s_opt_layer_16 | input |  | [0.0, 0.034482758620689655, 0.06896551724137931, 0.10344827586206896, 0.13793103448275862, 0.1724137931034483, 0.20689655172413793, 0.24137931034482757, 0.27586206896551724, 0.3103448275862069, 0.3448275862068966, 0.3793103448275862, 0.41379310344827586, 0.4482758620689655, 0.48275862068965514, 0.5172413793103449, 0.5517241379310345, 0.5862068965517241, 0.6206896551724138, 0.6551724137931034, 0.6896551724137931, 0.7241379310344828, 0.7586206896551724, 0.7931034482758621, 0.8275862068965517, 0.8620689655172413, 0.896551724137931, 0.9310344827586207, 0.9655172413793103, 1.0]
blade.ps.layer_16_opt | input | m | [0.0, 0.0, 0.0, 0.0020723641703378447, 0.002118296622613882, 0.0021642290748899273, 0.002210161527165972, 0.0022560939794420165, 0.0023020264317180615, 0.0023479588839941056, 0.0023857856093979176, 0.0024074008810572537, 0.002404698972099874, 0.0023695741556534785, 0.0022939207048458332, 0.0021696328928047324, 0.0020129221732746467, 0.0018400000000000569, 0.0016670778267254514, 0.0015103671071953343, 0.0013860792951542029, 0.0013104258443465565, 0.0012753010279001407, 0.001272599118942723, 0.001294214390602057, 0.0013320411160058796, 0.001377973568281959, 0.0014239060205580112, 0.001469838472834042, 1.0842021724855044e-19]
blade.ps.s_opt_layer_17 | input |  | [0.0, 0.034482758620689655, 0.06896551724137931, 0.10344827586206896, 0.13793103448275862, 0.1724137931034483, 0.20689655172413793, 0.24137931034482757, 0.27586206896551724, 0.3103448275862069, 0.3448275862068966, 0.3793103448275862, 0.41379310344827586, 0.4482758620689655, 0.48275862068965514, 0.5172413793103449, 0.5517241379310345, 0.5862068965517241, 0.6206896551724138, 0.6551724137931034, 0.6896551724137931, 0.7241379310344828, 0.7586206896551724, 0.7931034482758621, 0.8275862068965517, 0.8620689655172413, 0.896551724137931, 0.9310344827586207, 0.9655172413793103, 1.0]
blade.ps.layer_17_opt | input | m | [0.0, 0.0, 0.0, 0.002517599968446932, 0.002445129913471889, 0.002372659858496847, 0.0023001898035218114, 0.002227719748546781, 0.0021544904794845205, 0.0020797427822478514, 0.0020027174427495156, 0.0019226552469023392, 0.0018387969806191531, 0.0017503834298127764, 0.0016614674579192518, 0.0015761019283747073, 0.0014983397046152694, 0.0014322336500771126, 0.0013818366281962682, 0.0013512015024089593, 0.0013370346233662143, 0.001336042341719111, 0.0013449310081187766, 0.001360406973216308, 0.0013791765876627789, 0.0013979462021092215, 0.0014167158165556374, 0.001435485431002038, 0.0014542550454484536, 2.168404344971009e-19]
blade.ps.s_opt_layer_18 | input |  | [0.0, 0.034482758620689655, 0.06896551724137931, 0.10344827586206896, 0.13793103448275862, 0.1724137931034483, 0.20689655172413793, 0.24137931034482757, 0.27586206896551724, 0.3103448275862069, 0.3448275862068966, 0.3793103448275862, 0.41379310344827586, 0.4482758620689655, 0.48275862068965514, 0.5172413793103449, 0.5517241379310345, 0.5862068965517241, 0.6206896551724138, 0.6551724137931034, 0.6896551724137931, 0.7241379310344828, 0.7586206896551724, 0.7931034482758621, 0.8275862068965517, 0.8620689655172413, 0.896551724137931, 0.9310344827586207, 0.9655172413793103, 1.0]
blade.ps.layer_18_opt | input | m | [0.0, 0.0, 0.0, 0.0377066146348917, 0.03634612196662573, 0.03498562929835977, 0.03361391516359078, 0.03221975809581581, 0.030791936628531906, 0.029319229295236043, 0.027790414629425268, 0.026194271164596574, 0.02459555683654566, 0.0230590295810682, 0.021649447333959928, 0.02043156803101652, 0.02, 0.02, 0.02, 0.02, 0.02, 0.02, 0.02, 0.02, 0.02, 0.02, 0.02, 0.02, 0.02, 5.204170427930421e-18]
blade.ps.s_opt_layer_19 | input |  | [0.0, 0.034482758620689655, 0.06896551724137931, 0.10344827586206896, 0.13793103448275862, 0.1724137931034483, 0.20689655172413793, 0.24137931034482757, 0.27586206896551724, 0.3103448275862069, 0.3448275862068966, 0.3793103448275862, 0.41379310344827586, 0.4482758620689655, 0.48275862068965514, 0.5172413793103449, 0.5517241379310345, 0.5862068965517241, 0.6206896551724138, 0.6551724137931034, 0.6896551724137931, 0.7241379310344828, 0.7586206896551724, 0.7931034482758621, 0.8275862068965517, 0.8620689655172413, 0.896551724137931, 0.9310344827586207, 0.9655172413793103, 1.0]
blade.ps.layer_19_opt | input | m | [0.0, 0.0, 0.0, 0.0026625400783972237, 0.0025900700234221716, 0.0025175999684471195, 0.0024451299134720674, 0.0023726598584970127, 0.002300189803521959, 0.002227719748546904, 0.002154490479484672, 0.0020797427822479954, 0.002002717442749689, 0.0019226552469024875, 0.0018387969806192307, 0.0017503834298126966, 0.001661467457919111, 0.0015761019283745596, 0.0014983397046151392, 0.0014322336500769564, 0.0013818366281961518, 0.0013512015024088637, 0.0013370346233662605, 0.0013360423417192616, 0.0013449310081189907, 0.0013604069732165167, 0.001379176587662875, 0.0013979462021091273, 0.0014167158165554958, 3.2526065174565133e-19]
high_level_tower_props.tower_ref_axis_user | input | m | [[0.0, 0.0, 0.0], [0.0, 0.0, 13.7], [0.0, 0.0, 27.4], [0.0, 0.0, 41.1], [0.0, 0.0, 54.8], [0.0, 0.0, 68.5], [0.0, 0.0, 82.2], [0.0, 0.0, 95.9], [0.0, 0.0, 109.6], [0.0, 0.0, 123.3], [0.0, 0.0, 137.0]] | 2D array of the coordinates (x,y,z) of the tower reference axis. The coordinate system is the global coordinate system of OpenFAST: it is placed at tower base with x pointing downwind, y pointing on the side and z pointing vertically upwards. A standard tower configuration will have zero x and y values and positive z values.
high_level_tower_props.distance_tt_hub | input | m | 3 | Vertical distance from tower top to hub center.
high_level_tower_props.hub_height_user | input | m | 140 | Height of the hub specified by the user.
hub.diameter | output | m | 6
materials.rho_fiber | output | kg/m**3 | [0.0, 0.0, 2535.5, 1800.0, 2535.5, 2535.5, 0.0, 0.0, 0.0, 0.0] | 1D array of the density of the fibers of the materials.
materials.rho | output | kg/m**3 | [1235.0, 1100.0, 1940.0, 1600.0, 1940.0, 1940.0, 130.0, 1150.0, 7800.0, 7800.0] | 1D array of the density of the materials. For composites, this is the density of the laminate.
materials.rho_area_dry | output | kg/m**2 | [0.0, 0.0, 7.227162215457267, 6.230769230769231, 1.4454324430914534, 1.4454324430914534, 0.0, 0.0, 0.0, 0.0] | 1D array of the dry aerial density of the composite fabrics. Non-composite materials are kept at 0.
materials.ply_t_from_yaml | output | m | [0.0005, 0.001, 0.005, 0.005, 0.001, 0.001, 0.0, 0.0, 0.0, 0.0] | 1D array of the ply thicknesses of the materials. Non-composite materials are kept at 0.
materials.fvf_from_yaml | output |  | [0.0, 0.0, 0.57, 0.6923076923076923, 0.57, 0.57, 0.0, 0.0, 0.0, 0.0] | 1D array of the non-dimensional fiber volume fraction of the composite materials. Non-composite materials are kept at 0.
materials.fwf_from_yaml | output |  | [0.0, 0.0, 0.7450682696347697, 0.7788461538461539, 0.7450682696347697, 0.7450682696347697, 0.0, 0.0, 0.0, 0.0] | 1D array of the non-dimensional fiber weight- fraction of the composite materials. Non-composite materials are kept at 0.
materials.name | output | n/a | ['Gelcoat', 'Adhesive', 'glass_uni', 'carbon_uni_industry_baseline', 'glass_biax', 'glass_triax', 'medium_density_foam', 'resin', 'steel', 'joint_insert'] | 1D array of names of materials.
materials.component_id | output | n/a | [0.0, -1.0, 5.0, 4.0, 3.0, 2.0, 1.0, -1.0, -1.0, -1.0] | 1D array of flags to set whether a material is used in a blade: 0 - coating, 1 - sandwich filler , 2 - shell skin, 3 - shear webs, 4 - spar caps, 5 - TE/LE reinf.
drivese.bear1.D_bearing | input | m | 0
drivese.bear1.D_shaft | input | m | 0.577
drivese.bear1.mb_mass_user | input | kg | 0
drivese.bear1.bearing_type | input | n/a | CARB
drivese.bear2.D_bearing | input | m | 0
drivese.bear2.D_shaft | input | m | 0.577
drivese.bear2.mb_mass_user | input | kg | 0
drivese.bear2.bearing_type | input | n/a | SRB
drivese.tilt | input | deg | 4
drivese.D_top | input | m | 5.5303
drivese.bedplate_flange_width | input | m | 1
drivese.bedplate_flange_thickness | input | m | 0.05
drivese.bedplate_web_thickness | input | m | 0.05
drivese.stator_deflection_allowable | input | m | 0.0001
drivese.stator_angle_allowable | input | rad | 0.001
drivese.upwind | input | n/a | TRUE
drivese.brake_mass_user | input | kg | 0
drivese.s_rotor | input | m | 0
drivese.gear_ratio | input |  | 96.76
drivese.damping_ratio | input |  | 0.005
drivese.machine_rating | input | kW | 5000
drivese.converter_mass_user | input | kg | 0
drivese.transformer_mass_user | input | kg | 0
drivese.gearbox_mass_user | input | kg | 0
drivese.gearbox_torque_density | input | N*m/kg | 200
drivese.gearbox_radius_user | input | m | 0
drivese.gearbox_length_user | input | m | 0
drivese.gear_configuration | input | n/a | eep
drivese.planet_numbers | input | n/a | [3, 3, 1]
drivese.L_generator | input | m | 2
drivese.generator_mass_user | input | kg | 0
drivese.generator_radius_user | input | m | 0
drivese.generator_efficiency_user | input |  | [[0.0, 0.95], [0.05263157894736842, 0.95], [0.10526315789473684, 0.95], [0.15789473684210525, 0.95], [0.21052631578947367, 0.95], [0.2631578947368421, 0.95], [0.3157894736842105, 0.95], [0.3684210526315789, 0.95], [0.42105263157894735, 0.95], [0.47368421052631576, 0.95], [0.5263157894736842, 0.95], [0.5789473684210527, 0.95], [0.631578947368421, 0.95], [0.6842105263157894, 0.95], [0.7368421052631579, 0.95], [0.7894736842105263, 0.95], [0.8421052631578947, 0.95], [0.894736842105263, 0.95], [0.9473684210526315, 0.95], [1.0, 0.95]]
drivese.hss_diameter | input | m | [0.288, 0.288]
drivese.hss_wall_thickness | input | m | [0.144, 0.144]
drivese.flange_t2shell_t | input |  | 4
drivese.flange_OD2hub_D | input |  | 0.5
drivese.flange_ID2flange_OD | input |  | 0.8
drivese.hub_stress_concentration | input |  | 2.5
drivese.hub_diameter | input | m | 6
drivese.hub_in2out_circ | input |  | 1.2
drivese.hub_shell_mass_user | input | kg | 0
drivese.hub_shell.n_blades | input | n/a | 3
drivese.stop_time | input | s | 5
drivese.pitch_system_scaling_factor | input |  | 0.54
drivese.pitch_system_mass_user | input | kg | 0
drivese.n_blades | input | n/a | 3
drivese.clearance_hub_spinner | input | m | 0.75
drivese.spin_hole_incr | input |  | 1.2
drivese.spinner_mass_user | input | kg | 0
drivese.n_front_brackets | input | n/a | 3
drivese.n_rear_brackets | input | n/a | 3
drivese.L_12 | input | m | 0.368
drivese.L_h1 | input | m | 1.912
drivese.overhang | input | m | 7
drivese.drive_height | input | m | 3
drivese.lss_diameter | input | m | [0.577, 0.577]
drivese.lss_wall_thickness | input | m | [0.288, 0.288]
drivese.bedplate_mass_user | input | kg | 0
drivese.L_hss | input | m | 1.5
drivese.shaft_deflection_allowable | input | m | 0.0001
drivese.shaft_angle_allowable | input | rad | 0.001
drivese.E_mat | input | Pa | [[3440000000.0, 3440000000.0, 3440000000.0], [4560000.0, 4560000.0, 4560000.0], [43700000000.0, 16500000000.0, 15450000000.0], [157599000000.0, 9100000000.0, 9100000000.0], [11023100000.0, 11023100000.0, 16047700000.0], [28211400000.0, 16238800000.0, 15835500000.0], [142500000.0, 142500000.0, 142500000.0], [1000000.0, 1000000.0, 1000000.0], [200000000000.0, 200000000000.0, 200000000000.0], [210000000000.0, 210000000000.0, 210000000000.0]]
drivese.G_mat | input | Pa | [[1323000000.0, 1323000000.0, 1323000000.0], [1450000.0, 1450000.0, 1450000.0], [3265000000.0, 3495000000.0, 3480000000.0], [4131000000.0, 4131000000.0, 2689000000.0], [13231400000.0, 3487480000.0, 3487480000.0], [8248220000.0, 3491240000.0, 3491240000.0], [54000000000.0, 54000000000.0, 54000000000.0], [312500.0, 312500.0, 312500.0], [79300000000.0, 79300000000.0, 79300000000.0], [83900000000.0, 83900000000.0, 83900000000.0]]
drivese.Xt_mat | input | Pa | [[0.0, 0.0, 0.0], [61510000.0, 61510000.0, 61510000.0], [640230000.0, 38100000.0, 0.0], [1285200000.0, 38100000.0, 0.0], [46210000.0, 46210000.0, 46210000.0], [435630000.0, 76440000.0, 0.0], [2083000.0, 2083000.0, 2083000.0], [0.0, 0.0, 0.0], [450000000.0, 450000000.0, 450000000.0], [1790000000.0, 1790000000.0, 1790000000.0]]
drivese.Xy_mat | input | Pa | [0.0, 0.0, 0.0, 0.0, 0.0, 0.0, 0.0, 0.0, 345000000.0, 1650000000.0]
drivese.wohler_exp_mat | input |  | [1.0, 1.0, 10.0, 16.1, 10.0, 10.0, 1.0, 1.0, 3.0, 1.0]
drivese.wohler_A_mat | input |  | [0.0, 65360000.0, 640230000.0, 1285200000.0, 70690000.0, 435630000.0, 2083000.0, 0.0, 35534648443.719765, 1790000000.0]
drivese.rho_mat | input | kg/m**3 | [1235.0, 1100.0, 1940.0, 1600.0, 1940.0, 1940.0, 130.0, 1150.0, 7800.0, 7800.0]
drivese.unit_cost_mat | input | USD/kg | [7.23, 7.23, 1.87, 20.08, 3.0, 2.86, 13.0, 3.63, 0.7, 2.0]
drivese.material_names | input | n/a | ['Gelcoat', 'Adhesive', 'glass_uni', 'carbon_uni_industry_baseline', 'glass_biax', 'glass_triax', 'medium_density_foam', 'resin', 'steel', 'joint_insert']
drivese.lss_material | input | n/a | steel
drivese.hss_material | input | n/a | steel
drivese.hub_material | input | n/a | steel
drivese.spinner_material | input | n/a | glass_biax
drivese.bedplate_material | input | n/a | steel
drivese.hvac_mass_coeff | input | kg/kW/m | 0.08
drivese.nose_mass | input | kg | 0
drivese.nose_cm | input | m | 0
drivese.nose_I | input | kg*m**2 | [0.0, 0.0, 0.0]
drivese.x_bedplate | input | m | [0.0, 0.0, 0.0, 0.0, 0.0, 0.0, 0.0, 0.0, 0.0, 0.0, 0.0, 0.0]
drivese.uptower | input | n/a | TRUE
drivese.minimum_rpm | input | rpm | 0
rotorse.rc_in.layer_web | input |  | [0.0, 0.0, 0.0, 0.0, 0.0, 0.0, 0.0, 0.0, 0.0, 0.0, 0.0, 0.0, 0.0, 0.0, 1.0, 1.0, 1.0, 2.0, 2.0, 2.0] | 1D array of the web id the layer is associated to. If the layer is on the outer profile, this entry can simply stay equal to 0.
rotorse.rc_in.rho | input | kg/m**3 | [1235.0, 1100.0, 1940.0, 1600.0, 1940.0, 1940.0, 130.0, 1150.0, 7800.0, 7800.0] | 1D array of the density of the materials. For composites, this is the density of the laminate.
rotorse.rc_in.unit_cost | input | USD/kg | [7.23, 7.23, 1.87, 20.08, 3.0, 2.86, 13.0, 3.63, 0.7, 2.0] | 1D array of the unit costs of the materials.
rotorse.rc_in.waste | input |  | [0.25, 0.25, 0.05, 0.05, 0.15, 0.15, 0.2, 0.0, 0.0, 0.0] | 1D array of the non-dimensional waste fraction of the materials.
rotorse.rc_in.rho_fiber | input | kg/m**3 | [0.0, 0.0, 2535.5, 1800.0, 2535.5, 2535.5, 0.0, 0.0, 0.0, 0.0] | 1D array of the density of the fibers of the materials.
rotorse.rc_in.roll_mass | input | kg | [0.0, 0.0, 0.0, 0.0, 181.4368, 181.4368, 0.0, 0.0, 0.0, 0.0] | 1D array of the roll mass of the composite fabrics. Non-composite materials are kept at 0.
rotorse.rc_in.flange_adhesive_squeezed | input |  | 0.2 | Extra width of the adhesive once squeezed
rotorse.rc_in.flange_thick | input | m | 0.008 | Average thickness of adhesive
rotorse.rc_in.flange_width | input | m | 0.05 | Average width of adhesive lines
rotorse.rc_in.t_bolt_unit_cost | input | USD | 25 | Cost of one t-bolt
rotorse.rc_in.t_bolt_unit_mass | input | kg | 2.5 | Mass of one t-bolt
rotorse.rc_in.t_bolt_spacing | input | m | 0.15 | Spacing of t-bolts along blade root circumference
rotorse.rc_in.barrel_nut_unit_cost | input | USD | 12 | Cost of one barrel nut
rotorse.rc_in.barrel_nut_unit_mass | input | kg | 1.9 | Mass of one barrel nut
rotorse.rc_in.LPS_unit_mass | input | kg/m | 1 | Unit mass of the lightining protection system. Linear scaling based on the weight of 150 lbs for the 61.5 m NREL 5MW blade
rotorse.rc_in.LPS_unit_cost | input | USD/m | 40 | Unit cost of the lightining protection system. Linear scaling based on the cost of 2500$ for the 61.5 m NREL 5MW blade
rotorse.rc_in.root_preform_length | input |  | 0.01 | Percentage of blade length starting from blade root that is preformed and later inserted into the mold
rotorse.rc_in.definition_layer | input | n/a | [9.0, 9.0, 2.0, 2.0, 2.0, 2.0, 5.0, 7.0, 8.0, 6.0, 6.0, 6.0, 6.0, 9.0, 10.0, 10.0, 10.0, 10.0, 10.0, 10.0] | 1D array of flags identifying how layers are specified in the yaml. 1) all around (skin, paint, ) 2) offset+rotation twist+width (spar caps) 3) offset+user defined rotation+width 4) midpoint TE+width (TE reinf) 5) midpoint LE+width (LE reinf) 6) layer position fixed to other layer (core fillers) 7) start and width 8) end and width 9) start and end nd 10) web layer
rotorse.rc_in.mat_name | input | n/a | ['Gelcoat', 'Adhesive', 'glass_uni', 'carbon_uni_industry_baseline', 'glass_biax', 'glass_triax', 'medium_density_foam', 'resin', 'steel', 'joint_insert'] | 1D array of names of materials.
rotorse.rc_in.orth | input | n/a | [0.0, 0.0, 1.0, 1.0, 1.0, 1.0, 0.0, 0.0, 0.0, 0.0] | 1D array of flags to set whether a material is isotropic (0) or orthtropic (1). Each entry represents a material.
rotorse.rc_in.component_id | input | n/a | [0.0, -1.0, 5.0, 4.0, 3.0, 2.0, 1.0, -1.0, -1.0, -1.0] | 1D array of flags to set whether a material is used in a blade: 0 - coating, 1 - sandwich filler , 2 - shell skin, 3 - shear webs, 4 - spar caps, 5 - TE/LE reinf.
rotorse.rc_out.layer_web | input |  | [0.0, 0.0, 0.0, 0.0, 0.0, 0.0, 0.0, 0.0, 0.0, 0.0, 0.0, 0.0, 0.0, 0.0, 1.0, 1.0, 1.0, 2.0, 2.0, 2.0] | 1D array of the web id the layer is associated to. If the layer is on the outer profile, this entry can simply stay equal to 0.
rotorse.rc_out.rho | input | kg/m**3 | [1235.0, 1100.0, 1940.0, 1600.0, 1940.0, 1940.0, 130.0, 1150.0, 7800.0, 7800.0] | 1D array of the density of the materials. For composites, this is the density of the laminate.
rotorse.rc_out.unit_cost | input | USD/kg | [7.23, 7.23, 1.87, 20.08, 3.0, 2.86, 13.0, 3.63, 0.7, 2.0] | 1D array of the unit costs of the materials.
rotorse.rc_out.waste | input |  | [0.25, 0.25, 0.05, 0.05, 0.15, 0.15, 0.2, 0.0, 0.0, 0.0] | 1D array of the non-dimensional waste fraction of the materials.
rotorse.rc_out.rho_fiber | input | kg/m**3 | [0.0, 0.0, 2535.5, 1800.0, 2535.5, 2535.5, 0.0, 0.0, 0.0, 0.0] | 1D array of the density of the fibers of the materials.
rotorse.rc_out.roll_mass | input | kg | [0.0, 0.0, 0.0, 0.0, 181.4368, 181.4368, 0.0, 0.0, 0.0, 0.0] | 1D array of the roll mass of the composite fabrics. Non-composite materials are kept at 0.
rotorse.rc_out.flange_adhesive_squeezed | input |  | 0.2 | Extra width of the adhesive once squeezed
rotorse.rc_out.flange_thick | input | m | 0.008 | Average thickness of adhesive
rotorse.rc_out.flange_width | input | m | 0.05 | Average width of adhesive lines
rotorse.rc_out.t_bolt_unit_cost | input | USD | 25 | Cost of one t-bolt
rotorse.rc_out.t_bolt_unit_mass | input | kg | 2.5 | Mass of one t-bolt
rotorse.rc_out.t_bolt_spacing | input | m | 0.15 | Spacing of t-bolts along blade root circumference
rotorse.rc_out.barrel_nut_unit_cost | input | USD | 12 | Cost of one barrel nut
rotorse.rc_out.barrel_nut_unit_mass | input | kg | 1.9 | Mass of one barrel nut
rotorse.rc_out.LPS_unit_mass | input | kg/m | 1 | Unit mass of the lightining protection system. Linear scaling based on the weight of 150 lbs for the 61.5 m NREL 5MW blade
rotorse.rc_out.LPS_unit_cost | input | USD/m | 40 | Unit cost of the lightining protection system. Linear scaling based on the cost of 2500$ for the 61.5 m NREL 5MW blade
rotorse.rc_out.root_preform_length | input |  | 0.01 | Percentage of blade length starting from blade root that is preformed and later inserted into the mold
rotorse.rc_out.definition_layer | input | n/a | [9.0, 9.0, 2.0, 2.0, 2.0, 2.0, 5.0, 7.0, 8.0, 6.0, 6.0, 6.0, 6.0, 9.0, 10.0, 10.0, 10.0, 10.0, 10.0, 10.0] | 1D array of flags identifying how layers are specified in the yaml. 1) all around (skin, paint, ) 2) offset+rotation twist+width (spar caps) 3) offset+user defined rotation+width 4) midpoint TE+width (TE reinf) 5) midpoint LE+width (LE reinf) 6) layer position fixed to other layer (core fillers) 7) start and width 8) end and width 9) start and end nd 10) web layer
rotorse.rc_out.mat_name | input | n/a | ['Gelcoat', 'Adhesive', 'glass_uni', 'carbon_uni_industry_baseline', 'glass_biax', 'glass_triax', 'medium_density_foam', 'resin', 'steel', 'joint_insert'] | 1D array of names of materials.
rotorse.rc_out.orth | input | n/a | [0.0, 0.0, 1.0, 1.0, 1.0, 1.0, 0.0, 0.0, 0.0, 0.0] | 1D array of flags to set whether a material is isotropic (0) or orthtropic (1). Each entry represents a material.
rotorse.rc_out.component_id | input | n/a | [0.0, -1.0, 5.0, 4.0, 3.0, 2.0, 1.0, -1.0, -1.0, -1.0] | 1D array of flags to set whether a material is used in a blade: 0 - coating, 1 - sandwich filler , 2 - shell skin, 3 - shear webs, 4 - spar caps, 5 - TE/LE reinf.
rotorse.rp.aep.lossFactor | input |  | 1 | multiplicative factor for availability and other losses (soiling, array, etc.)
rotorse.rp.cdf.k | input |  | 2 | shape or form factor
rotorse.rp.gust.turbulence_class | input | n/a | A | IEC turbulence class
rotorse.rp.v_min | input | m/s | 4 | cut-in wind speed
rotorse.rp.v_max | input | m/s | 25 | cut-out wind speed
rotorse.rp.rated_power | input | W | 5000000 | electrical rated power
rotorse.rp.omega_min | input | rpm | 0 | minimum allowed rotor rotation speed
rotorse.rp.omega_max | input | rpm | 19.0986 | maximum allowed rotor rotation speed
rotorse.rp.control_maxTS | input | m/s | 85 | maximum allowed blade tip speed
rotorse.rp.powercurve.ps_percent | input |  | 0.8 | Scalar applied to the max torque within RotorSE for peak thrust shaving. Only used if `peak_thrust_shaving` is True.
rotorse.rp.powercurve.gearbox_efficiency | input |  | 0.95
rotorse.rp.powercurve.fix_pitch_regI12 | input | n/a | FALSE | If True, pitch is fixed in region I1/2, i.e. when min rpm is enforced.
rotorse.rp.drivetrainType | input | n/a | constant_eff
rotorse.rs.aero_gust.azimuth_load | input | deg | 0
rotorse.rs.aero_hub_loads.nSector | input | n/a | 4
rotorse.rs.bjs.load_factor | input |  | 1.35 | input load multiplier. 1.35 recommended for DLC6.1. [float]
rotorse.rs.bjs.nprf | input |  | 1.2 | bolt proof safety factor. [float]
rotorse.rs.bjs.ny | input |  | 1.2 | bolt yield safety factor. [float]
rotorse.rs.bjs.ns | input |  | 1.2 | bolt shear safety factor. [float]
rotorse.rs.bjs.n0 | input |  | 1.2 | bolt separation safety factor. [float]
rotorse.rs.bjs.nf | input |  | 1.2 | bolt fatigue safety factor. [float]
rotorse.rs.bjs.Sp_bolt | input | Pa | 830000000 | bolt proof strength. [float]
rotorse.rs.bjs.Sy_bolt | input | Pa | 940000000 | bolt yield strength. [float]
rotorse.rs.bjs.Su_bolt | input | Pa | 1040000000 | bolt ultimate strength. [float]
rotorse.rs.bjs.Se_bolt | input | Pa | 162000000 | bolt endurance strength. [float]
rotorse.rs.bjs.E_bolt | input | Pa | 200000000000 | bolt elastic modulus. [float]
rotorse.rs.bjs.d_bolt | input | m | 0.048 | bolt diameter. [float]
rotorse.rs.bjs.L_bolt | input | m | 0.5 | bolt length. [float]
rotorse.rs.bjs.At | input | m**2 | 0.00147 | bolt thread area [float]
rotorse.rs.bjs.m_bolt | input | kg | 8.03 | bolt+washer mass. [float]
rotorse.rs.bjs.rho_mat | input | kg/m**3 | [1235.0, 1100.0, 1940.0, 1600.0, 1940.0, 1940.0, 130.0, 1150.0, 7800.0, 7800.0] | list of material densities. [(n_mat) 1D array of str]
rotorse.rs.bjs.Xt_mat | input | Pa | [[0.0, 0.0, 0.0], [61510000.0, 61510000.0, 61510000.0], [640230000.0, 38100000.0, 0.0], [1285200000.0, 38100000.0, 0.0], [46210000.0, 46210000.0, 46210000.0], [435630000.0, 76440000.0, 0.0], [2083000.0, 2083000.0, 2083000.0], [0.0, 0.0, 0.0], [450000000.0, 450000000.0, 450000000.0], [1790000000.0, 1790000000.0, 1790000000.0]] | list of material tensile strengths. [(n_mat x 3) 2D array of float]
rotorse.rs.bjs.Xy_mat | input | Pa | [0.0, 0.0, 0.0, 0.0, 0.0, 0.0, 0.0, 0.0, 345000000.0, 1650000000.0] | list of material yield strengths. [(n_mat x 3) 1D array of float]
rotorse.rs.bjs.E_mat | input | Pa | [[3440000000.0, 3440000000.0, 3440000000.0], [4560000.0, 4560000.0, 4560000.0], [43700000000.0, 16500000000.0, 15450000000.0], [157599000000.0, 9100000000.0, 9100000000.0], [11023100000.0, 11023100000.0, 16047700000.0], [28211400000.0, 16238800000.0, 15835500000.0], [142500000.0, 142500000.0, 142500000.0], [1000000.0, 1000000.0, 1000000.0], [200000000000.0, 200000000000.0, 200000000000.0], [210000000000.0, 210000000000.0, 210000000000.0]] | list of material elastic moduli. [(n_mat x 3) list of float]
rotorse.rs.bjs.S_mat | input | Pa | [[0.0, 0.0, 0.0], [36610000.0, 36610000.0, 36610000.0], [30170000.0, 18970000.0, 6210000.0], [30170000.0, 18970000.0, 6210000.0], [124460000.0, 18970000.0, 6210000.0], [85060000.0, 18970000.0, 6210000.0], [1250000.0, 1250000.0, 1250000.0], [0.0, 0.0, 0.0], [0.0, 0.0, 0.0], [0.0, 0.0, 0.0]]
rotorse.rs.bjs.unit_cost | input | USD/kg | [7.23, 7.23, 1.87, 20.08, 3.0, 2.86, 13.0, 3.63, 0.7, 2.0] | 1D array of the unit costs of the materials.
rotorse.rs.bjs.Se_insert | input | Pa | 316000000 | insert material endurance limit. [float]
rotorse.rs.bjs.mu_joint | input |  | 0.5 | steel insert friction factor. [float]
rotorse.rs.bjs.joint_position | input |  | 0.7 | nondimensionalized joint position along blade
rotorse.rs.bjs.bolt_spacing_dia | input |  | 3 | joint bolt spacing along sparcap in y. [int]
rotorse.rs.bjs.ply_drop_slope | input |  | 0.125 | required ply drop slope. [float]
rotorse.rs.bjs.t_adhesive | input | m | 0.005 | insert-sparcap adhesive thickness. [float]
rotorse.rs.bjs.t_max | input |  | 0.25 | maximum spar cap thickness per spar cap height. [float]
rotorse.rs.bjs.a | input |  | 0.1965
rotorse.rs.bjs.b | input |  | 0
rotorse.rs.bjs.c | input |  | 0.6448
rotorse.rs.bjs.itermax | input |  | 20 | max # calculation iterations. [int]
rotorse.rs.bjs.discrete | input |  | 0 | whether discrete calculation is allowed. Set to False if in optimization loop. [bool]
rotorse.rs.bjs.joint_nonmaterial_cost | input | USD | 18600 | Non-material joint cost (mfg, assembly, transportation).
rotorse.rs.bjs.name_mat | input | n/a | ['Gelcoat', 'Adhesive', 'glass_uni', 'carbon_uni_industry_baseline', 'glass_biax', 'glass_triax', 'medium_density_foam', 'resin', 'steel', 'joint_insert'] | list of material names. [(n_mat) list of str]
rotorse.rs.bjs.joint_bolt | input | n/a | M36 | Type of bolt used in joint
rotorse.rs.bjs.reinforcement_layer_ss | input | n/a | joint_reinf_ss | Layer identifier for the reinforcement layer at the join where bolts are inserted, suction side
rotorse.rs.bjs.reinforcement_layer_ps | input | n/a | joint_reinf_ps | Layer identifier for the reinforcement layer at the join where bolts are inserted, pressure side
rotorse.rs.bjs.layer_side | input | n/a | ['', '', 'suction', 'pressure', 'suction', 'pressure', '', '', '', '', '', '', '', '', '', '', '', '', '', ''] | 1D array setting whether the layer is on the suction or pressure side. This entry is only used if definition_layer is equal to 1 or 2.
rotorse.rs.brs.s_f | input |  | 2.5 | Safety factor
rotorse.rs.brs.d_f | input | m | 0.03 | Diameter of the fastener
rotorse.rs.brs.sigma_max | input | Pa | 675000000 | Max stress on bolt
rotorse.rs.constr.max_strainU_spar | input |  | 0.004 | maximum strain in spar cap suction side
rotorse.rs.constr.max_strainL_spar | input |  | 0.004 | maximum strain in spar cap pressure side
rotorse.rs.constr.max_strainU_te | input |  | 0.004 | maximum strain in spar cap suction side
rotorse.rs.constr.max_strainL_te | input |  | 0.004 | maximum strain in spar cap pressure side
rotorse.rs.constr.s_opt_spar_cap_ss | input |  | [0.0, 0.034482758620689655, 0.06896551724137931, 0.10344827586206896, 0.13793103448275862, 0.1724137931034483, 0.20689655172413793, 0.24137931034482757, 0.27586206896551724, 0.3103448275862069, 0.3448275862068966, 0.3793103448275862, 0.41379310344827586, 0.4482758620689655, 0.48275862068965514, 0.5172413793103449, 0.5517241379310345, 0.5862068965517241, 0.6206896551724138, 0.6551724137931034, 0.6896551724137931, 0.7241379310344828, 0.7586206896551724, 0.7931034482758621, 0.8275862068965517, 0.8620689655172413, 0.896551724137931, 0.9310344827586207, 0.9655172413793103, 1.0] | 1D array of the non-dimensional spanwise grid defined along blade axis to optimize the blade spar cap suction side
rotorse.rs.constr.s_opt_spar_cap_ps | input |  | [0.0, 0.034482758620689655, 0.06896551724137931, 0.10344827586206896, 0.13793103448275862, 0.1724137931034483, 0.20689655172413793, 0.24137931034482757, 0.27586206896551724, 0.3103448275862069, 0.3448275862068966, 0.3793103448275862, 0.41379310344827586, 0.4482758620689655, 0.48275862068965514, 0.5172413793103449, 0.5517241379310345, 0.5862068965517241, 0.6206896551724138, 0.6551724137931034, 0.6896551724137931, 0.7241379310344828, 0.7586206896551724, 0.7931034482758621, 0.8275862068965517, 0.8620689655172413, 0.896551724137931, 0.9310344827586207, 0.9655172413793103, 1.0] | 1D array of the non-dimensional spanwise grid defined along blade axis to optimize the blade spar cap pressure side
rotorse.rs.constr.s_opt_te_ss | input |  | [0.0, 0.034482758620689655, 0.06896551724137931, 0.10344827586206896, 0.13793103448275862, 0.1724137931034483, 0.20689655172413793, 0.24137931034482757, 0.27586206896551724, 0.3103448275862069, 0.3448275862068966, 0.3793103448275862, 0.41379310344827586, 0.4482758620689655, 0.48275862068965514, 0.5172413793103449, 0.5517241379310345, 0.5862068965517241, 0.6206896551724138, 0.6551724137931034, 0.6896551724137931, 0.7241379310344828, 0.7586206896551724, 0.7931034482758621, 0.8275862068965517, 0.8620689655172413, 0.896551724137931, 0.9310344827586207, 0.9655172413793103, 1.0] | 1D array of the non-dimensional spanwise grid defined along blade axis to optimize the blade trailing edge suction side
rotorse.rs.constr.s_opt_te_ps | input |  | [0.0, 0.034482758620689655, 0.06896551724137931, 0.10344827586206896, 0.13793103448275862, 0.1724137931034483, 0.20689655172413793, 0.24137931034482757, 0.27586206896551724, 0.3103448275862069, 0.3448275862068966, 0.3793103448275862, 0.41379310344827586, 0.4482758620689655, 0.48275862068965514, 0.5172413793103449, 0.5517241379310345, 0.5862068965517241, 0.6206896551724138, 0.6551724137931034, 0.6896551724137931, 0.7241379310344828, 0.7586206896551724, 0.7931034482758621, 0.8275862068965517, 0.8620689655172413, 0.896551724137931, 0.9310344827586207, 0.9655172413793103, 1.0] | 1D array of the non-dimensional spanwise grid defined along blade axis to optimize the blade trailing edge pressure side
rotorse.rs.constr.blade_number | input | n/a | 3
rotorse.rs.tip_pos.dynamicFactor | input |  | 1 | a dynamic amplification factor to adjust the static deflection calculation
rotorse.rs.tot_loads_gust.aeroloads_azimuth | input | deg | 0 | azimuthal angle
rotorse.rs.tot_loads_gust.dynamicFactor | input |  | 1 | a dynamic amplification factor to adjust the static deflection calculation
rotorse.split.joint_position | input |  | 0.7 | Spanwise position of the segmentation joint.
rotorse.stall_check.stall_margin | input | deg | 2.9983 | Minimum margin from the stall angle
rotorse.stall_check.min_s | input |  | 0.25 | Minimum nondimensional coordinate along blade span where to define the constraint (blade root typically stalls)
financese.tcc_per_kW | intermediate | USD/kW | 1424.8327
financese.bos_per_kW | intermediate | USD/kW | 445.4196
financese.turbine_aep | intermediate | kW*h | 24386992.9964
landbosse.blade_surface_area | intermediate | m**2 | 151.2918
landbosse.foundation_height | intermediate | m | 0
landbosse.nacelle_mass | intermediate | kg | 189974.3982
landbosse.tower_mass | intermediate | kg | 791445.9581
landbosse.blade_mass | intermediate | kg | 50153.6419 | The mass of one rotor blade.
landbosse.hub_mass | intermediate | kg | 35912.2239 | Mass of the rotor hub
landbosse.hub_height_meters | intermediate | m | 140 | Hub height m
landbosse.rotor_diameter_m | intermediate | m | 205.9925 | Rotor diameter m
landbosse.rated_thrust_N | intermediate | N | 843425.038 | Rated Thrust (N)
landbosse.gust_velocity_m_per_s | intermediate | m/s | 52.5 | 50-year Gust Velocity (m/s)
outputs_2_screen.aep | intermediate | GW*h | 24.387
outputs_2_screen.blade_mass | intermediate | kg | 50153.6419
outputs_2_screen.lcoe | intermediate | USD/MW/h | 36.4468
outputs_2_screen.tip_deflection | intermediate | m | 14.8655
tcc.main_bearing_mass | intermediate | kg | 1415.0888
tcc.bedplate_mass | intermediate | kg | 37394.9966
tcc.blade_mass | intermediate | kg | 50153.6419
tcc.blade_cost_external | intermediate | USD | 583257.9022
tcc.brake_mass | intermediate | kg | 8190.0242
tcc.converter_mass | intermediate | kg | 4196.35
tcc.cover_mass | intermediate | kg | 8700.2731
tcc.gearbox_mass | intermediate | kg | 33565.6731
tcc.generator_mass | intermediate | kg | 19195.7444
tcc.hss_mass | intermediate | kg | 762.1856
tcc.hub_cost | output | USD | 31992.5314
tcc.hub_mass | intermediate | kg | 8203.2132
tcc.pitch_system_cost | output | USD | 560165.5804
tcc.pitch_system_mass | intermediate | kg | 25346.8588
tcc.spinner_cost | output | USD | 26219.8852
tcc.spinner_mass | intermediate | kg | 2362.1518
tcc.hvac_mass | intermediate | kg | 2912.1509
tcc.lss_mass | intermediate | kg | 4854.134
tcc.lss_cost | output | USD | 57764.1949
tcc.main_bearing_cost | output | USD | 6367.8998
tcc.gearbox_cost | output | USD | 335656.7307
tcc.hss_cost | output | USD | 5182.8618
tcc.brake_cost | output | USD | 29692.1138
tcc.generator_cost | output | USD | 238027.2302
tcc.bedplate_cost | output | USD | 108445.4903
tcc.yaw_system_cost | output | USD | 147061.281
tcc.yaw_mass | intermediate | kg | 17718.2266
tcc.converter_cost | output | USD | 78891.38
tcc.hvac_cost | output | USD | 361106.7072
tcc.cover_cost | output | USD | 49591.5569
tcc.elec_cost | output | USD | 209250
tcc.controls_cost | output | USD | 105750
tcc.platforms_mass | intermediate | kg | 38169.462
tcc.platforms_cost | output | USD | 652697.7996
tcc.transformer_cost | output | USD | 215918
tcc.transformer_mass | intermediate | kg | 11485
tcc.blade_cost | output | USD | 583257.9022
tcc.rotor_cost | output | USD | 2368151.7037
tcc.rotor_mass_tcc | output | kg | 186373.1497
tcc.nacelle_cost | output | USD | 2607771.146
tcc.nacelle_mass_tcc | output | kg | 189974.3982
tcc.tower_cost | output | USD | 2148240.6401
tcc.tower_mass | intermediate | kg | 791445.9581
tcc.turbine_cost | output | USD | 7124163.4898
tcc.turbine_cost_kW | output | USD/kW | 1424.8327
tcc.turbine_mass_tcc | output | kg | 1167793.5059
tcc.hub_system_cost | output | USD | 618377.997
tcc.hub_system_mass_tcc | output | kg | 35912.2239
tcc.tower_parts_cost | output | USD | 2148240.6401
tcc.tower_cost_external | intermediate | USD | 2148240.6401
tcons.rated_Omega | intermediate | rpm | 7.8808 | rotor rotation speed at rated
tcons.tower_freq | intermediate | Hz | 0.21386
tcons.tip_deflection | intermediate | m | 14.8655
tcons.Rtip | intermediate | m | 102.9963
tcons.ref_axis_blade | intermediate | m | [[0.0, 0.0, 0.0], [0.01458960863306122, 0.0, 3.4481471658071863], [0.05222307680765803, 0.0, 6.8962943316143726], [0.10814189079154829, 0.0, 10.34444149742156], [0.17425050028042421, 0.0, 13.792588663228745], [0.24113677336298817, 0.0, 17.240735829035934], [0.3000855814876169, 0.0, 20.68888299484312], [0.34265121339954685, 0.0, 24.13703016065031], [0.35982107219826126, 0.0, 27.58517732645749], [0.34758647247479363, 0.0, 31.03332449226468], [0.3145081037342804, 0.0, 34.48147165807187], [0.2668581446781227, 0.0, 37.929618823879046], [0.2108704900449745, 0.0, 41.37776598968624], [0.14047729704289402, 0.0, 44.825913155493424], [0.038047053391842355, 0.0, 48.2740603213006], [-0.09075291861109813, 0.0, 51.722207487107795], [-0.23512381066742405, 0.0, 55.17035465291498], [-0.3941373321774326, 0.0, 58.618501818722166], [-0.585777112144827, 0.0, 62.06664898452936], [-0.8052918056877612, 0.0, 65.51479615033654], [-1.1155553024383709, 0.0, 69.99738746588586], [-1.2912172307106229, 0.0, 72.41109048195092], [-1.5637296993685719, 0.0, 75.8592376477581], [-1.8590358827384128, 0.0, 79.30738481356529], [-2.1706742111500468, 0.0, 82.75553197937248], [-2.4983777867013965, 0.0, 86.20367914517963], [-2.8433553645576635, 0.0, 89.65182631098685], [-3.2095215196586184, 0.0, 93.09997347679402], [-3.5968444286312473, 0.0, 96.5481206426012], [-3.999999999999999, 0.0, 99.9962678084084]]
tcons.ref_axis_tower | intermediate | m | [[0.0, 0.0, 0.0], [0.0, 0.0, 13.7], [0.0, 0.0, 27.4], [0.0, 0.0, 41.1], [0.0, 0.0, 54.8], [0.0, 0.0, 68.5], [0.0, 0.0, 82.2], [0.0, 0.0, 95.9], [0.0, 0.0, 109.6], [0.0, 0.0, 123.29999999999998], [0.0, 0.0, 137.0]]
towerse.env.distLoads.windLoads_Px | intermediate | N/m | [0.0, 217.87015427974592, 298.63451078087223, 355.9869113593431, 402.2090550290453, 441.5539678033372, 476.1292578905149, 507.1882963916901, 535.5279555408663, 561.6901543860192, 586.0621665018134, 608.9315080856204, 630.5181949511907, 650.9947887460191, 670.4994282332996, 689.1446204596865, 707.0233588618128, 724.2134953877605, 740.7809370839524, 756.782030192817, 772.2653696682055, 787.2731940592333, 801.8424757657147, 816.0057838599055, 829.7919746347477, 838.2788552793589, 846.2882271668456, 853.845234448393, 849.0491953499557, 843.4793880654764, 837.1579430750687]
towerse.env.distLoads.windLoads_Py | intermediate | N/m | [0.0, 0.0, 0.0, 0.0, 0.0, 0.0, 0.0, 0.0, 0.0, 0.0, 0.0, 0.0, 0.0, 0.0, 0.0, 0.0, 0.0, 0.0, 0.0, 0.0, 0.0, 0.0, 0.0, 0.0, 0.0, 0.0, 0.0, 0.0, 0.0, 0.0, 0.0]
towerse.env.distLoads.windLoads_Pz | intermediate | N/m | [0.0, 0.0, 0.0, 0.0, 0.0, 0.0, 0.0, 0.0, 0.0, 0.0, 0.0, 0.0, 0.0, 0.0, 0.0, 0.0, 0.0, 0.0, 0.0, 0.0, 0.0, 0.0, 0.0, 0.0, 0.0, 0.0, 0.0, 0.0, 0.0, 0.0, 0.0]
towerse.env.distLoads.windLoads_qdyn | intermediate | N/m**2 | [0.0, 54.913738473645026, 72.45911232608846, 85.21764199747163, 95.61037192185546, 104.53675453496804, 112.44535275307626, 119.5969838141187, 126.15864210282686, 132.24462055328004, 137.93707457541453, 143.29732560503766, 148.37253248733273, 153.19985420101295, 157.80916624730742, 162.22489983656655, 166.4673262670464, 170.55347778680778, 174.4978229772127, 178.31277198450127, 182.0090610911301, 185.59604998556702, 189.08195472844642, 192.4740325919876, 195.77873035844385, 199.00180451106684, 202.14841954749056, 205.2232290797238, 208.23044325579698, 211.17388521263823, 214.05703865869]
towerse.env.distLoads.windLoads_z | intermediate | m | [0.0, 4.566666666666666, 9.133333333333333, 13.7, 18.266666666666666, 22.833333333333332, 27.4, 31.966666666666665, 36.53333333333333, 41.1, 45.666666666666664, 50.23333333333333, 54.8, 59.36666666666666, 63.93333333333334, 68.5, 73.06666666666666, 77.63333333333333, 82.2, 86.76666666666667, 91.33333333333334, 95.9, 100.46666666666667, 105.03333333333333, 109.6, 114.16666666666666, 118.73333333333332, 123.29999999999998, 127.86666666666666, 132.43333333333334, 137.0]
towerse.env.distLoads.windLoads_beta | intermediate | deg | 0
towerse.z_global | output | m | [0.0, 4.566666666666666, 9.133333333333333, 13.7, 18.266666666666666, 22.833333333333332, 27.4, 31.966666666666665, 36.53333333333333, 41.1, 45.666666666666664, 50.23333333333333, 54.8, 59.36666666666666, 63.93333333333334, 68.5, 73.06666666666666, 77.63333333333333, 82.2, 86.76666666666667, 91.33333333333334, 95.9, 100.46666666666667, 105.03333333333333, 109.6, 114.16666666666666, 118.73333333333332, 123.29999999999998, 127.86666666666666, 132.43333333333334, 137.0]
towerse.env.Uref | intermediate | m/s | 18.7756
towerse.wind_reference_height | intermediate | m | 140
towerse.env.windLoads.U | intermediate | m/s | [0.0, 9.468636819641864, 10.876607538786967, 11.795373842210543, 12.493941187752938, 13.064159073663664, 13.549326529122308, 13.973560095313458, 14.3517696898015, 14.693862139573236, 15.006778037337037, 15.295581627200294, 15.56408909532048, 15.815252477922359, 16.05140549493878, 16.27442715812162, 16.485854233971292, 16.686960706225527, 16.878815268280988, 17.062323787688488, 17.238261245294687, 17.40729614730873, 17.57000945388785, 17.72690944630594, 17.878443540821927, 18.025007775981422, 18.166954505252193, 18.30459868971144, 18.438223087426547, 18.56808256506532, 18.69440770505338]
towerse.outer_diameter_full | output | m | [6.0, 6.0, 6.0, 6.0, 6.0, 6.0, 6.0, 6.0, 6.0, 6.0, 6.0, 6.0, 6.0, 6.0, 6.0, 6.0, 6.0, 6.0, 6.0, 6.0, 6.0, 6.0, 6.0, 6.0, 6.0, 5.963597376666667, 5.927194753333334, 5.89079213, 5.770636726666667, 5.6504813233333335, 5.53032592]
towerse.joint1 | output | m | [0.0, 0.0, 0.0]
towerse.joint2 | output | m | [0.0, 0.0, 137.0]
towerse.s_full | output | m | [0.0, 0.03333333333333333, 0.06666666666666667, 0.09999999999999999, 0.13333333333333333, 0.16666666666666666, 0.19999999999999998, 0.2333333333333333, 0.26666666666666666, 0.3, 0.3333333333333333, 0.36666666666666664, 0.39999999999999997, 0.4333333333333333, 0.4666666666666667, 0.5, 0.5333333333333333, 0.5666666666666667, 0.6, 0.6333333333333333, 0.6666666666666667, 0.7000000000000001, 0.7333333333333334, 0.7666666666666666, 0.7999999999999999, 0.8333333333333333, 0.8666666666666666, 0.8999999999999999, 0.9333333333333332, 0.9666666666666667, 1.0]
towerse.g2e.Px_global | intermediate | N/m | [0.0, 217.87015427974592, 298.63451078087223, 355.9869113593431, 402.2090550290453, 441.5539678033372, 476.1292578905149, 507.1882963916901, 535.5279555408663, 561.6901543860192, 586.0621665018134, 608.9315080856204, 630.5181949511907, 650.9947887460191, 670.4994282332996, 689.1446204596865, 707.0233588618128, 724.2134953877605, 740.7809370839524, 756.782030192817, 772.2653696682055, 787.2731940592333, 801.8424757657147, 816.0057838599055, 829.7919746347477, 838.2788552793589, 846.2882271668456, 853.845234448393, 849.0491953499557, 843.4793880654764, 837.1579430750687]
towerse.g2e.Py_global | intermediate | N/m | [0.0, 0.0, 0.0, 0.0, 0.0, 0.0, 0.0, 0.0, 0.0, 0.0, 0.0, 0.0, 0.0, 0.0, 0.0, 0.0, 0.0, 0.0, 0.0, 0.0, 0.0, 0.0, 0.0, 0.0, 0.0, 0.0, 0.0, 0.0, 0.0, 0.0, 0.0]
towerse.g2e.Pz_global | intermediate | N/m | [0.0, 0.0, 0.0, 0.0, 0.0, 0.0, 0.0, 0.0, 0.0, 0.0, 0.0, 0.0, 0.0, 0.0, 0.0, 0.0, 0.0, 0.0, 0.0, 0.0, 0.0, 0.0, 0.0, 0.0, 0.0, 0.0, 0.0, 0.0, 0.0, 0.0, 0.0]
towerse.g2e.qdyn_global | intermediate | Pa | [0.0, 54.913738473645026, 72.45911232608846, 85.21764199747163, 95.61037192185546, 104.53675453496804, 112.44535275307626, 119.5969838141187, 126.15864210282686, 132.24462055328004, 137.93707457541453, 143.29732560503766, 148.37253248733273, 153.19985420101295, 157.80916624730742, 162.22489983656655, 166.4673262670464, 170.55347778680778, 174.4978229772127, 178.31277198450127, 182.0090610911301, 185.59604998556702, 189.08195472844642, 192.4740325919876, 195.77873035844385, 199.00180451106684, 202.14841954749056, 205.2232290797238, 208.23044325579698, 211.17388521263823, 214.05703865869]
towerse.lc:Px | intermediate | N/m | [0.0, 0.0, 0.0, 0.0, 0.0, 0.0, 0.0, 0.0, 0.0, 0.0, 0.0, 0.0, 0.0, 0.0, 0.0, 0.0, 0.0, 0.0, 0.0, 0.0, 0.0, 0.0, 0.0, 0.0, 0.0, 0.0, 0.0, 0.0, 0.0, 0.0, 0.0]
towerse.lc:Py | intermediate | N/m | [0.0, 0.0, 0.0, 0.0, 0.0, 0.0, 0.0, 0.0, 0.0, 0.0, 0.0, 0.0, 0.0, 0.0, 0.0, 0.0, 0.0, 0.0, 0.0, 0.0, 0.0, 0.0, 0.0, 0.0, 0.0, 0.0, 0.0, 0.0, 0.0, 0.0, 0.0]
towerse.lc:Pz | intermediate | N/m | [0.0, -217.87015427974592, -298.63451078087223, -355.9869113593431, -402.2090550290453, -441.5539678033372, -476.1292578905149, -507.1882963916901, -535.5279555408663, -561.6901543860192, -586.0621665018134, -608.9315080856204, -630.5181949511907, -650.9947887460191, -670.4994282332996, -689.1446204596865, -707.0233588618128, -724.2134953877605, -740.7809370839524, -756.782030192817, -772.2653696682055, -787.2731940592333, -801.8424757657147, -816.0057838599055, -829.7919746347477, -838.2788552793589, -846.2882271668456, -853.845234448393, -849.0491953499557, -843.4793880654764, -837.1579430750687]
towerse.lc:qdyn | intermediate | Pa | [0.0, 54.913738473645026, 72.45911232608846, 85.21764199747163, 95.61037192185546, 104.53675453496804, 112.44535275307626, 119.5969838141187, 126.15864210282686, 132.24462055328004, 137.93707457541453, 143.29732560503766, 148.37253248733273, 153.19985420101295, 157.80916624730742, 162.22489983656655, 166.4673262670464, 170.55347778680778, 174.4978229772127, 178.31277198450127, 182.0090610911301, 185.59604998556702, 189.08195472844642, 192.4740325919876, 195.77873035844385, 199.00180451106684, 202.14841954749056, 205.2232290797238, 208.23044325579698, 211.17388521263823, 214.05703865869]
towerse.z_full | output | m | [0.0, 4.566666666666666, 9.133333333333333, 13.7, 18.266666666666666, 22.833333333333332, 27.4, 31.966666666666665, 36.53333333333333, 41.1, 45.666666666666664, 50.23333333333333, 54.8, 59.36666666666666, 63.93333333333334, 68.5, 73.06666666666666, 77.63333333333333, 82.2, 86.76666666666667, 91.33333333333334, 95.9, 100.46666666666667, 105.03333333333333, 109.6, 114.16666666666666, 118.73333333333332, 123.29999999999998, 127.86666666666666, 132.43333333333334, 137.0]
towerse.t_full | output | m | [0.061909944999999994, 0.061909944999999994, 0.061909944999999994, 0.05532001, 0.05532001, 0.05532001, 0.049026455, 0.049026455, 0.049026455, 0.043511430000000004, 0.043511430000000004, 0.043511430000000004, 0.03838378, 0.03838378, 0.03838378, 0.03328114, 0.03328114, 0.03328114, 0.028245095, 0.028245095, 0.028245095, 0.023522260000000003, 0.023522260000000003, 0.023522260000000003, 0.01966602, 0.01966602, 0.01966602, 0.01803766, 0.01803766, 0.01803766]
towerse.tower_height | intermediate | m | 137
towerse.E_full | output | Pa | [200000000000.0, 200000000000.0, 200000000000.0, 200000000000.0, 200000000000.0, 200000000000.0, 200000000000.0, 200000000000.0, 200000000000.0, 200000000000.0, 200000000000.0, 200000000000.0, 200000000000.0, 200000000000.0, 200000000000.0, 200000000000.0, 200000000000.0, 200000000000.0, 200000000000.0, 200000000000.0, 200000000000.0, 200000000000.0, 200000000000.0, 200000000000.0, 200000000000.0, 200000000000.0, 200000000000.0, 200000000000.0, 200000000000.0, 200000000000.0]
towerse.G_full | output | Pa | [79300000000.0, 79300000000.0, 79300000000.0, 79300000000.0, 79300000000.0, 79300000000.0, 79300000000.0, 79300000000.0, 79300000000.0, 79300000000.0, 79300000000.0, 79300000000.0, 79300000000.0, 79300000000.0, 79300000000.0, 79300000000.0, 79300000000.0, 79300000000.0, 79300000000.0, 79300000000.0, 79300000000.0, 79300000000.0, 79300000000.0, 79300000000.0, 79300000000.0, 79300000000.0, 79300000000.0, 79300000000.0, 79300000000.0, 79300000000.0]
towerse.rho_full | output | kg/m**3 | [7800.0, 7800.0, 7800.0, 7800.0, 7800.0, 7800.0, 7800.0, 7800.0, 7800.0, 7800.0, 7800.0, 7800.0, 7800.0, 7800.0, 7800.0, 7800.0, 7800.0, 7800.0, 7800.0, 7800.0, 7800.0, 7800.0, 7800.0, 7800.0, 7800.000000000001, 7800.000000000001, 7800.000000000001, 7800.0, 7800.0, 7800.0]
towerse.sigma_y_full | output | Pa | [345000000.0, 345000000.0, 345000000.0, 345000000.0, 345000000.0, 345000000.0, 345000000.0, 345000000.0, 345000000.0, 345000000.0, 345000000.0, 345000000.0, 345000000.0, 345000000.0, 345000000.0, 345000000.0, 345000000.0, 345000000.0, 345000000.0, 345000000.0, 345000000.0, 345000000.0, 345000000.0, 345000000.0, 345000000.0, 345000000.0, 345000000.0, 345000000.0, 345000000.0, 345000000.0]
towerse.section_A | output | m**2 | [1.2357791064418262, 1.2357791064418262, 1.2357791064418262, 1.105463432715935, 1.105463432715935, 1.105463432715935, 0.9807360997251352, 0.9807360997251352, 0.9807360997251352, 0.8712189629617356, 0.8712189629617356, 0.8712189629617356, 0.7692108591055309, 0.7692108591055309, 0.7692108591055309, 0.6675248220158579, 0.6675248220158579, 0.6675248220158579, 0.5669942636554615, 0.5669942636554615, 0.5669942636554615, 0.47256113694048124, 0.47256113694048124, 0.47256113694048124, 0.3941411346756654, 0.39173465161601245, 0.38932816855635954, 0.35244391774535083, 0.3451584548206367, 0.3378729918959136]
towerse.section_Asx | output | m**2 | [0.704585917582708, 0.704585917582708, 0.704585917582708, 0.6299565374920353, 0.6299565374920353, 0.6299565374920353, 0.5586034148152186, 0.5586034148152186, 0.5586034148152186, 0.4960118799665436, 0.4960118799665436, 0.4960118799665436, 0.437761849075225, 0.437761849075225, 0.437761849075225, 0.379742980580277, 0.379742980580277, 0.379742980580277, 0.3224291331231232, 0.3224291331231232, 0.3224291331231232, 0.26863238295808856, 0.26863238295808856, 0.26863238295808856, 0.22398973090032928, 0.2226241476824738, 0.2212585647658837, 0.20027579497332, 0.19614157763563778, 0.19200736315974942]
towerse.section_Asy | output | m**2 | [0.704585917582708, 0.704585917582708, 0.704585917582708, 0.6299565374920353, 0.6299565374920353, 0.6299565374920353, 0.5586034148152186, 0.5586034148152186, 0.5586034148152186, 0.4960118799665436, 0.4960118799665436, 0.4960118799665436, 0.437761849075225, 0.437761849075225, 0.437761849075225, 0.379742980580277, 0.379742980580277, 0.379742980580277, 0.3224291331231232, 0.3224291331231232, 0.3224291331231232, 0.26863238295808856, 0.26863238295808856, 0.26863238295808856, 0.22398973090032928, 0.2226241476824738, 0.2212585647658837, 0.20027579497332, 0.19614157763563778, 0.19200736315974942]
towerse.section_Ixx | output | kg*m**2 | [5.447429590516363, 5.447429590516363, 5.447429590516363, 4.883699838397818, 4.883699838397818, 4.883699838397818, 4.341778750050135, 4.341778750050135, 4.341778750050135, 3.8640357165817734, 3.8640357165817734, 3.8640357165817734, 3.4174443577815734, 3.4174443577815734, 3.4174443577815734, 2.9707225618327273, 2.9707225618327273, 2.9707225618327273, 2.527565061122627, 2.527565061122627, 2.527565061122627, 2.1099169239698865, 2.1099169239698865, 2.1099169239698865, 1.751337197397554, 1.719453800213626, 1.687959733699444, 1.4885264699751268, 1.3981128526075666, 1.31143660778319]
towerse.section_Iyy | output | kg*m**2 | [5.447429590516363, 5.447429590516363, 5.447429590516363, 4.883699838397818, 4.883699838397818, 4.883699838397818, 4.341778750050135, 4.341778750050135, 4.341778750050135, 3.8640357165817734, 3.8640357165817734, 3.8640357165817734, 3.4174443577815734, 3.4174443577815734, 3.4174443577815734, 2.9707225618327273, 2.9707225618327273, 2.9707225618327273, 2.527565061122627, 2.527565061122627, 2.527565061122627, 2.1099169239698865, 2.1099169239698865, 2.1099169239698865, 1.751337197397554, 1.719453800213626, 1.687959733699444, 1.4885264699751268, 1.3981128526075666, 1.31143660778319]
towerse.section_J0 | output | kg*m**2 | [10.894859181032727, 10.894859181032727, 10.894859181032727, 9.767399676795636, 9.767399676795636, 9.767399676795636, 8.68355750010027, 8.68355750010027, 8.68355750010027, 7.728071433163547, 7.728071433163547, 7.728071433163547, 6.834888715563147, 6.834888715563147, 6.834888715563147, 5.941445123665455, 5.941445123665455, 5.941445123665455, 5.055130122245254, 5.055130122245254, 5.055130122245254, 4.219833847939773, 4.219833847939773, 4.219833847939773, 3.502674394795108, 3.438907600427252, 3.375919467398888, 2.9770529399502537, 2.796225705215133, 2.62287321556638]
towerse.section_rho | output | kg/m**3 | [7800.0, 7800.0, 7800.0, 7800.0, 7800.0, 7800.0, 7800.0, 7800.0, 7800.0, 7800.0, 7800.0, 7800.0, 7800.0, 7800.0, 7800.0, 7800.0, 7800.0, 7800.0, 7800.0, 7800.0, 7800.0, 7800.0, 7800.0, 7800.0, 7800.000000000001, 7800.000000000001, 7800.000000000001, 7800.0, 7800.0, 7800.0]
towerse.section_E | output | Pa | [200000000000.0, 200000000000.0, 200000000000.0, 200000000000.0, 200000000000.0, 200000000000.0, 200000000000.0, 200000000000.0, 200000000000.0, 200000000000.0, 200000000000.0, 200000000000.0, 200000000000.0, 200000000000.0, 200000000000.0, 200000000000.0, 200000000000.0, 200000000000.0, 200000000000.0, 200000000000.0, 200000000000.0, 200000000000.0, 200000000000.0, 200000000000.0, 200000000000.0, 200000000000.0, 200000000000.0, 200000000000.0, 200000000000.0, 200000000000.0]
towerse.section_G | output | Pa | [79300000000.0, 79300000000.0, 79300000000.0, 79300000000.0, 79300000000.0, 79300000000.0, 79300000000.0, 79300000000.0, 79300000000.0, 79300000000.0, 79300000000.0, 79300000000.0, 79300000000.0, 79300000000.0, 79300000000.0, 79300000000.0, 79300000000.0, 79300000000.0, 79300000000.0, 79300000000.0, 79300000000.0, 79300000000.0, 79300000000.0, 79300000000.0, 79300000000.0, 79300000000.0, 79300000000.0, 79300000000.0, 79300000000.0, 79300000000.0]
towerse.section_L | output | m | [4.566666666666666, 4.566666666666666, 4.566666666666666, 4.566666666666666, 4.566666666666666, 4.566666666666666, 4.566666666666666, 4.566666666666666, 4.56666666666667, 4.566666666666663, 4.566666666666663, 4.56666666666667, 4.566666666666663, 4.566666666666677, 4.566666666666663, 4.566666666666663, 4.566666666666663, 4.566666666666677, 4.566666666666663, 4.566666666666677, 4.566666666666663, 4.566666666666663, 4.566666666666663, 4.566666666666663, 4.566666666666663, 4.566666666666663, 4.566666666666663, 4.566666666666677, 4.566666666666677, 4.566666666666663]
towerse.post.cylinder_Fz | intermediate | N | [[-10852506.24824406], [-10419679.275821202], [-9986540.090330137], [-9598686.21522925], [-9210638.915753303], [-8822424.519607468], [-8477629.19042962], [-8132699.5903966585], [-7787646.789253027], [-7480734.239607922], [-7173714.900931658], [-6866595.069345876], [-6595011.728372558], [-6323338.009619886], [-6051578.053290655], [-5815254.628786798], [-5578851.931154385], [-5342372.924540263], [-5140935.760214658], [-4939427.425460795], [-4737850.165326019], [-4569191.663748875], [-4400468.212257439], [-4231681.5807304755], [-4090236.834149066], [-3949595.3829652607], [-3809759.329565467], [-3682800.7626901735], [-3558410.4419549555], [-3436591.8373714923]]
towerse.post.cylinder_Vx | intermediate | N | [[2058329.6478021853], [2058586.4703020453], [2058834.923506409], [2058995.1301226616], [2059226.1763753593], [2059448.622335732], [2059509.9070028067], [2059714.7112407088], [2059910.7777978778], [2059897.7256441116], [2060076.052199304], [2060245.5472874045], [2060159.3062270284], [2060310.9982022047], [2060453.7928211093], [2060284.148723781], [2060409.1125046015], [2060525.1320075989], [2060278.8115813732], [2060377.0002845526], [2060466.207212627], [2060168.8898710012], [2060240.2591760159], [2060302.6097273827], [2060010.3264271617], [2060044.091807723], [2060068.8663095832], [2059922.2165783048], [2059904.9756096005], [2059877.9443364143]]
towerse.post.cylinder_Vy | intermediate | N | [[54457.08446693688], [54448.456992344], [54439.597410475835], [54433.271508208476], [54423.972026793286], [54414.44831525348], [54410.509407175705], [54400.55617909506], [54390.38416353613], [54388.43240258098], [54377.83652184531], [54367.02636613324], [54367.57634117082], [54356.3463964276], [54344.906086057425], [54349.221784070134], [54337.3630030714], [54325.29725756124], [54334.11575578898], [54321.628044091165], [54308.93639539927], [54322.00206546858], [54308.87908779085], [54295.55502642691], [54309.955337807536], [54296.98542768508], [54283.728102087975], [54285.992475673556], [54274.21497236937], [54261.890441060066]]
towerse.post.cylinder_Mxx | intermediate | N*m | [[9502274.687485944], [9748084.474915966], [9992065.202603547], [10234225.974619232], [10474543.192271579], [10713139.347642727], [10950021.778581977], [11185136.562137097], [11418619.414942093], [11650484.49223189], [11880661.080424674], [12109297.945083663], [12336407.663636923], [12561888.842906356], [12785902.830138072], [13008444.297937438], [13229351.995673165], [13448798.941865012], [13666748.5824337], [13882959.05402784], [14097613.993867993], [14310636.610483006], [14521697.581437886], [14730990.223374397], [14938404.949703917], [15143527.846422791], [15346488.065656066], [15547217.383912146], [15745404.834127769], [15940981.691619948]]
towerse.post.cylinder_Myy | intermediate | N*m | [[282825046.5682603], [273335347.9351746], [263794738.41015565], [254206499.74657822], [244573502.300959], [234901857.92521918], [225194505.44762313], [215453345.64338326], [205684018.04206967], [195889368.6935773], [186070760.47189593], [176233346.5556333], [166379717.41974902], [156510583.75899673], [146630614.96177077], [136741984.19403338], [126844558.35372376], [116942552.08513045], [107037754.36128211], [97129323.14499593], [87221064.61224818], [77314546.95288396], [67408634.64440203], [57506778.96081376], [47610630.306171656], [37719388.62062049], [27835946.22451067], [17962492.020192623], [8100043.520872831], [-1748992.3605103493]]
towerse.post.cylinder_Mzz | intermediate | N*m | [[1111619.0797587908], [1111614.1771581618], [1111609.2669425393], [1111617.7085003129], [1111612.7897636346], [1111607.8686175207], [1111617.1745381455], [1111612.2457675938], [1111607.3151214004], [1111616.3765081672], [1111611.4377689543], [1111606.4973552283], [1111616.2084218976], [1111611.2586368308], [1111606.3072486764], [1111618.1556295587], [1111613.1923411898], [1111608.2274322587], [1111623.1546141754], [1111618.173861325], [1111613.1913933605], [1111631.6173105065], [1111626.6136152137], [1111621.6080380906], [1111641.57938939], [1111637.4418325801], [1111633.282092405], [1111642.6040558615], [1111640.6459536585], [1111638.7099970863]]
towerse.qdyn | output | Pa | [[0.0], [54.913738473645026], [72.45911232608846], [85.21764199747163], [95.61037192185546], [104.53675453496804], [112.44535275307626], [119.5969838141187], [126.15864210282686], [132.24462055328004], [137.93707457541453], [143.29732560503766], [148.37253248733273], [153.19985420101295], [157.80916624730742], [162.22489983656655], [166.4673262670464], [170.55347778680778], [174.4978229772127], [178.31277198450127], [182.0090610911301], [185.59604998556702], [189.08195472844642], [192.4740325919876], [195.77873035844385], [199.00180451106684], [202.14841954749056], [205.2232290797238], [208.23044325579698], [211.17388521263823], [214.05703865869]]
towerse.nodes_xyz | output | m | [[0.0, 0.0, 0.0], [0.0, 0.0, 4.566666666666666], [0.0, 0.0, 9.133333333333333], [0.0, 0.0, 13.7], [0.0, 0.0, 18.266666666666666], [0.0, 0.0, 22.833333333333332], [0.0, 0.0, 27.4], [0.0, 0.0, 31.966666666666665], [0.0, 0.0, 36.53333333333333], [0.0, 0.0, 41.1], [0.0, 0.0, 45.666666666666664], [0.0, 0.0, 50.23333333333333], [0.0, 0.0, 54.8], [0.0, 0.0, 59.36666666666666], [0.0, 0.0, 63.93333333333334], [0.0, 0.0, 68.5], [0.0, 0.0, 73.06666666666666], [0.0, 0.0, 77.63333333333333], [0.0, 0.0, 82.2], [0.0, 0.0, 86.76666666666667], [0.0, 0.0, 91.33333333333334], [0.0, 0.0, 95.9], [0.0, 0.0, 100.46666666666667], [0.0, 0.0, 105.03333333333333], [0.0, 0.0, 109.6], [0.0, 0.0, 114.16666666666666], [0.0, 0.0, 118.73333333333332], [0.0, 0.0, 123.29999999999998], [0.0, 0.0, 127.86666666666666], [0.0, 0.0, 132.43333333333334], [0.0, 0.0, 137.0]]
towerse.rna_mass | intermediate | kg | 376347.5479
towerse.rna_I | intermediate | kg*m**2 | [204136590.64743602, 133342912.74803787, 132408845.30042192, -35.777810982855044, -26297.810951690743, 48163.86565126476]
towerse.rna_cg | intermediate | m | [-6.109024678565806, -0.08347300626231216, 2.1238202960454875]
towerse.tower.rna_F | intermediate | N | [[2058190.7721358323], [54461.10127639637], [-3436591.8373714983]]
towerse.tower.rna_M | intermediate | N*m | [[15940975.29459805], [-1748993.6061094785], [1111491.0737399703]]
towerse.Px | output | N/m | [[0.0], [0.0], [0.0], [0.0], [0.0], [0.0], [0.0], [0.0], [0.0], [0.0], [0.0], [0.0], [0.0], [0.0], [0.0], [0.0], [0.0], [0.0], [0.0], [0.0], [0.0], [0.0], [0.0], [0.0], [0.0], [0.0], [0.0], [0.0], [0.0], [0.0], [0.0]]
towerse.Py | output | N/m | [[0.0], [0.0], [0.0], [0.0], [0.0], [0.0], [0.0], [0.0], [0.0], [0.0], [0.0], [0.0], [0.0], [0.0], [0.0], [0.0], [0.0], [0.0], [0.0], [0.0], [0.0], [0.0], [0.0], [0.0], [0.0], [0.0], [0.0], [0.0], [0.0], [0.0], [0.0]]
towerse.Pz | output | N/m | [[0.0], [-217.87015427974592], [-298.63451078087223], [-355.9869113593431], [-402.2090550290453], [-441.5539678033372], [-476.1292578905149], [-507.1882963916901], [-535.5279555408663], [-561.6901543860192], [-586.0621665018134], [-608.9315080856204], [-630.5181949511907], [-650.9947887460191], [-670.4994282332996], [-689.1446204596865], [-707.0233588618128], [-724.2134953877605], [-740.7809370839524], [-756.782030192817], [-772.2653696682055], [-787.2731940592333], [-801.8424757657147], [-816.0057838599055], [-829.7919746347477], [-838.2788552793589], [-846.2882271668456], [-853.845234448393], [-849.0491953499557], [-843.4793880654764], [-837.1579430750687]]
towerse.tower_mass | output | kg | 791445.9581
towerse.tower_center_of_mass | output | m | 53.1731
towerse.tower_I_base | output | kg*m**2 | [3331480926.2395945, 3331480926.2395945, 6984734.41293999, 0.0, 0.0, 0.0]
rotorse.r | intermediate | m | [3.0, 6.448147165807186, 9.896294331614373, 13.34444149742156, 16.792588663228745, 20.240735829035934, 23.68888299484312, 27.13703016065031, 30.58517732645749, 34.03332449226468, 37.48147165807187, 40.929618823879046, 44.37776598968624, 47.825913155493424, 51.2740603213006, 54.722207487107795, 58.17035465291498, 61.618501818722166, 65.06664898452937, 68.51479615033654, 72.99738746588586, 75.41109048195092, 78.8592376477581, 82.30738481356529, 85.75553197937248, 89.20367914517963, 92.65182631098685, 96.09997347679402, 99.5481206426012, 102.9962678084084] | radial locations where blade is defined (should be increasing and not go all the way to hub or tip)
rotorse.chord | intermediate | m | [4.5, 4.516534551546473, 4.592554552493484, 4.720268647024349, 4.75, 4.75, 4.75, 4.75, 4.75, 4.75, 4.75, 4.7, 4.64, 4.48, 4.30815493183957, 4.071095673436996, 3.830786554698718, 3.5937778702371683, 3.353572396827501, 3.1097268095527446, 2.7901044270071376, 2.6178045741630256, 2.372555490428877, 2.1253660784426107, 1.873608174226736, 1.6133977045902357, 1.3455144660008225, 1.0705044824934318, 0.7881317167515849, 0.5000000000000002] | chord length at each section
rotorse.ccblade.theta_in | intermediate | rad | [0.3491, 0.32625117093725764, 0.30085552622478245, 0.2731956053054779, 0.24355394762224736, 0.20577589884786782, 0.1576145108901439, 0.1136986486334804, 0.08888556174463991, 0.08740227021440287, 0.08747036236925905, 0.08755245976654401, 0.08760934772745713, 0.08649735156799883, 0.08026523138581591, 0.0709071911194134, 0.06112252537717545, 0.05334185864146969, 0.0468397267304825, 0.04037517185557232, 0.030440134476388537, 0.023562445954621404, 0.00966270163050956, -0.007145978052090492, -0.02406407624641657, -0.038338165876185194, -0.050562117073935514, -0.06194147336869993, -0.07234987147859483, -0.0816609481217366] | twist angle at each section (positive decreases angle of attack)
rotorse.airfoils_cl | intermediate |  | [[[[0.0], [0.0], [0.0], [0.0], [0.0]], [[0.0], [0.0], [0.0], [0.0], [0.0]], [[0.0], [0.0], [0.0], [0.0], [0.0]], [[0.0], [0.0], [0.0], [0.0], [0.0]], [[0.0], [0.0], [0.0], [0.0], [0.0]], [[0.0], [0.0], [0.0], [0.0], [0.0]], [[0.0], [0.0], [0.0], [0.0], [0.0]], [[0.0], [0.0], [0.0], [0.0], [0.0]], [[5.551115123125783e-17], [0.0], [0.0], [0.0], [0.0]], [[-1.1102230246251565e-16], [0.0], [0.0], [0.0], [0.0]], [[0.0], [0.0], [0.0], [0.0], [0.0]], [[0.0], [0.0], [0.0], [0.0], [0.0]], [[0.0], [0.0], [0.0], [0.0], [0.0]], [[0.0], [0.0], [0.0], [0.0], [0.0]], [[0.0], [0.0], [0.0], [0.0], [0.0]], [[0.0], [0.0], [0.0], [0.0], [0.0]], [[0.0], [0.0], [0.0], [0.0], [0.0]], [[0.0], [0.0], [0.0], [0.0], [0.0]], [[0.0], [0.0], [0.0], [0.0], [0.0]], [[0.0], [0.0], [0.0], [0.0], [0.0]], [[0.0], [0.0], [0.0], [0.0], [0.0]], [[5.551115123125783e-17], [5.551115123125783e-17], [-5.551115123125783e-17], [-5.551115123125783e-17], [5.551115123125783e-17]], [[0.0], [0.0], [0.0], [0.0], [0.0]], [[0.0], [0.0], [0.0], [0.0], [0.0]], [[0.0], [0.0], [0.0], [0.0], [0.0]], [[0.0], [0.0], [0.0], [0.0], [0.0]], [[0.0], [0.0], [0.0], [0.0], [0.0]], [[0.0], [0.0], [0.0], [0.0], [0.0]], [[-1.3877787807814457e-17], [1.3877787807814457e-17], [-1.3877787807814457e-17], [1.3877787807814457e-17], [-1.3877787807814457e-17]], [[0.0], [0.0], [0.0], [0.0], [0.0]], [[0.0], [0.0], [0.0], [0.0], [0.0]], [[-6.938893903907228e-18], [6.938893903907228e-18], [6.938893903907228e-18], [-6.938893903907228e-18], [-6.938893903907228e-18]], [[1.3877787807814457e-17], [-1.3877787807814457e-17], [-1.3877787807814457e-17], [-1.3877787807814457e-17], [-1.3877787807814457e-17]], [[0.0], [0.0], [0.0], [0.0], [0.0]], [[-2.7755575615628914e-17], [-2.7755575615628914e-17], [-2.7755575615628914e-17], [2.7755575615628914e-17], [-2.7755575615628914e-17]], [[0.0], [0.0], [0.0], [0.0], [0.0]], [[0.0], [0.0], [0.0], [0.0], [0.0]], [[0.0], [0.0], [0.0], [0.0], [0.0]], [[0.0], [0.0], [0.0], [0.0], [0.0]], [[-5.551115123125783e-17], [5.551115123125783e-17], [5.551115123125783e-17], [5.551115123125783e-17], [-5.551115123125783e-17]], [[0.0], [0.0], [0.0], [0.0], [0.0]], [[0.0], [0.0], [0.0], [0.0], [0.0]], [[0.0], [0.0], [0.0], [0.0], [0.0]], [[0.0], [0.0], [0.0], [0.0], [0.0]], [[0.0], [0.0], [0.0], [0.0], [0.0]], [[0.0], [0.0], [0.0], [0.0], [0.0]], [[0.0], [0.0], [0.0], [0.0], [0.0]], [[0.0], [0.0], [0.0], [0.0], [0.0]], [[0.0], [0.0], [0.0], [0.0], [0.0]], [[0.0], [0.0], [0.0], [0.0], [0.0]], [[0.0], [-1.1102230246251565e-16], [1.1102230246251565e-16], [-1.1102230246251565e-16], [1.1102230246251565e-16]], [[0.0], [0.0], [0.0], [0.0], [0.0]], [[1.1102230246251565e-16], [-1.1102230246251565e-16], [1.1102230246251565e-16], [-1.1102230246251565e-16], [1.1102230246251565e-16]], [[0.0], [0.0], [0.0], [0.0], [0.0]], [[-1.1102230246251565e-16], [0.0], [0.0], [0.0], [0.0]], [[0.0], [0.0], [0.0], [0.0], [0.0]], [[0.0], [0.0], [0.0], [0.0], [0.0]], [[0.0], [0.0], [0.0], [0.0], [0.0]], [[0.0], [0.0], [0.0], [0.0], [0.0]], [[0.0], [0.0], [0.0], [0.0], [0.0]], [[0.0], [0.0], [0.0], [0.0], [0.0]], [[0.0], [0.0], [0.0], [0.0], [0.0]], [[0.0], [0.0], [0.0], [0.0], [0.0]], [[0.0], [0.0], [0.0], [0.0], [0.0]], [[0.0], [0.0], [0.0], [0.0], [0.0]], [[0.0], [0.0], [0.0], [0.0], [0.0]], [[0.0], [0.0], [0.0], [0.0], [0.0]], [[0.0], [0.0], [0.0], [0.0], [0.0]], [[0.0], [0.0], [0.0], [0.0], [0.0]], [[0.0], [0.0], [0.0], [0.0], [0.0]], [[0.0], [0.0], [0.0], [0.0], [0.0]], [[0.0], [0.0], [0.0], [0.0], [0.0]], [[0.0], [0.0], [0.0], [0.0], [0.0]], [[0.0], [0.0], [0.0], [0.0], [0.0]], [[0.0], [0.0], [0.0], [0.0], [0.0]], [[0.0], [0.0], [0.0], [0.0], [0.0]], [[0.0], [0.0], [0.0], [0.0], [0.0]], [[0.0], [0.0], [0.0], [0.0], [0.0]], [[0.0], [0.0], [0.0], [0.0], [0.0]], [[0.0], [0.0], [0.0], [0.0], [0.0]], [[0.0], [0.0], [0.0], [0.0], [0.0]], [[0.0], [0.0], [0.0], [0.0], [0.0]], [[0.0], [0.0], [0.0], [0.0], [0.0]], [[0.0], [0.0], [0.0], [0.0], [0.0]], [[0.0], [0.0], [0.0], [0.0], [0.0]], [[0.0], [0.0], [0.0], [0.0], [0.0]], [[0.0], [0.0], [0.0], [0.0], [0.0]], [[0.0], [0.0], [0.0], [0.0], [0.0]], [[0.0], [0.0], [0.0], [0.0], [0.0]], [[0.0], [0.0], [0.0], [0.0], [0.0]], [[0.0], [0.0], [0.0], [0.0], [0.0]], [[0.0], [0.0], [0.0], [0.0], [0.0]], [[0.0], [0.0], [0.0], [0.0], [0.0]], [[0.0], [0.0], [0.0], [0.0], [0.0]], [[0.0], [0.0], [0.0], [0.0], [0.0]], [[0.0], [0.0], [0.0], [0.0], [0.0]], [[0.0], [0.0], [0.0], [0.0], [0.0]], [[0.0], [0.0], [0.0], [0.0], [0.0]], [[0.0], [0.0], [0.0], [0.0], [0.0]], [[0.0], [0.0], [0.0], [0.0], [0.0]], [[0.0], [0.0], [0.0], [0.0], [0.0]], [[0.0], [0.0], [0.0], [0.0], [0.0]], [[0.0], [0.0], [0.0], [0.0], [0.0]], [[0.0], [0.0], [0.0], [0.0], [0.0]], [[0.0], [0.0], [0.0], [0.0], [0.0]], [[0.0], [0.0], [0.0], [0.0], [0.0]], [[0.0], [0.0], [0.0], [0.0], [0.0]], [[0.0], [0.0], [0.0], [0.0], [0.0]], [[0.0], [0.0], [0.0], [0.0], [0.0]], [[0.0], [0.0], [0.0], [0.0], [0.0]], [[0.0], [0.0], [0.0], [0.0], [0.0]], [[0.0], [0.0], [0.0], [0.0], [0.0]], [[0.0], [0.0], [0.0], [0.0], [0.0]], [[0.0], [0.0], [0.0], [0.0], [0.0]], [[0.0], [0.0], [0.0], [0.0], [0.0]], [[0.0], [0.0], [0.0], [0.0], [0.0]], [[0.0], [0.0], [0.0], [0.0], [0.0]], [[0.0], [0.0], [0.0], [0.0], [0.0]], [[0.0], [0.0], [0.0], [0.0], [0.0]], [[0.0], [0.0], [0.0], [0.0], [0.0]], [[0.0], [0.0], [0.0], [0.0], [0.0]], [[0.0], [0.0], [0.0], [0.0], [0.0]], [[0.0], [0.0], [0.0], [0.0], [0.0]], [[0.0], [0.0], [0.0], [0.0], [0.0]], [[0.0], [0.0], [0.0], [0.0], [0.0]], [[0.0], [0.0], [0.0], [0.0], [0.0]], [[0.0], [0.0], [0.0], [0.0], [0.0]], [[0.0], [0.0], [0.0], [0.0], [0.0]], [[0.0], [0.0], [0.0], [0.0], [0.0]], [[0.0], [0.0], [0.0], [0.0], [0.0]], [[0.0], [0.0], [0.0], [0.0], [0.0]], [[0.0], [0.0], [0.0], [0.0], [0.0]], [[0.0], [0.0], [0.0], [0.0], [0.0]], [[0.0], [0.0], [0.0], [0.0], [0.0]], [[0.0], [0.0], [0.0], [0.0], [0.0]], [[-1.1102230246251565e-16], [0.0], [0.0], [0.0], [0.0]], [[0.0], [0.0], [0.0], [0.0], [1.1102230246251565e-16]], [[0.0], [0.0], [0.0], [0.0], [0.0]], [[0.0], [0.0], [0.0], [0.0], [0.0]], [[0.0], [0.0], [0.0], [0.0], [0.0]], [[0.0], [0.0], [0.0], [0.0], [0.0]], [[0.0], [0.0], [0.0], [0.0], [0.0]], [[0.0], [0.0], [0.0], [0.0], [0.0]], [[0.0], [0.0], [0.0], [0.0], [0.0]], [[0.0], [0.0], [0.0], [0.0], [0.0]], [[0.0], [0.0], [0.0], [0.0], [0.0]], [[0.0], [0.0], [0.0], [0.0], [0.0]], [[0.0], [0.0], [0.0], [0.0], [0.0]], [[0.0], [0.0], [0.0], [0.0], [0.0]], [[0.0], [0.0], [0.0], [0.0], [0.0]], [[0.0], [0.0], [0.0], [0.0], [0.0]], [[0.0], [0.0], [0.0], [0.0], [0.0]], [[0.0], [0.0], [0.0], [0.0], [0.0]], [[0.0], [0.0], [0.0], [0.0], [0.0]], [[0.0], [0.0], [0.0], [0.0], [0.0]], [[0.0], [0.0], [0.0], [0.0], [0.0]], [[0.0], [0.0], [0.0], [0.0], [0.0]], [[-1.1102230246251565e-16], [1.1102230246251565e-16], [1.1102230246251565e-16], [1.1102230246251565e-16], [-1.1102230246251565e-16]], [[0.0], [0.0], [0.0], [0.0], [0.0]], [[0.0], [0.0], [0.0], [0.0], [0.0]], [[0.0], [0.0], [0.0], [0.0], [0.0]], [[0.0], [0.0], [0.0], [0.0], [0.0]], [[0.0], [0.0], [0.0], [0.0], [0.0]], [[-5.551115123125783e-17], [-5.551115123125783e-17], [-5.551115123125783e-17], [5.551115123125783e-17], [5.551115123125783e-17]], [[0.0], [0.0], [0.0], [0.0], [0.0]], [[0.0], [0.0], [0.0], [0.0], [0.0]], [[0.0], [0.0], [0.0], [0.0], [0.0]], [[0.0], [0.0], [0.0], [0.0], [0.0]], [[0.0], [0.0], [6.938893903907228e-18], [0.0], [-6.938893903907228e-18]], [[0.0], [0.0], [0.0], [0.0], [0.0]], [[0.0], [0.0], [0.0], [0.0], [0.0]], [[0.0], [0.0], [0.0], [0.0], [0.0]], [[0.0], [0.0], [0.0], [0.0], [0.0]], [[0.0], [0.0], [0.0], [0.0], [0.0]], [[0.0], [0.0], [0.0], [0.0], [0.0]], [[0.0], [0.0], [0.0], [0.0], [0.0]], [[0.0], [0.0], [0.0], [0.0], [0.0]], [[5.551115123125783e-17], [5.551115123125783e-17], [5.551115123125783e-17], [-5.551115123125783e-17], [5.551115123125783e-17]], [[5.551115123125783e-17], [-5.551115123125783e-17], [5.551115123125783e-17], [5.551115123125783e-17], [5.551115123125783e-17]], [[0.0], [0.0], [0.0], [0.0], [0.0]], [[0.0], [0.0], [0.0], [0.0], [0.0]], [[0.0], [0.0], [0.0], [0.0], [0.0]], [[0.0], [0.0], [0.0], [0.0], [0.0]], [[0.0], [0.0], [0.0], [0.0], [0.0]], [[0.0], [0.0], [0.0], [0.0], [0.0]], [[0.0], [0.0], [0.0], [0.0], [0.0]], [[0.0], [0.0], [0.0], [0.0], [0.0]], [[0.0], [0.0], [0.0], [0.0], [0.0]], [[0.0], [0.0], [0.0], [0.0], [0.0]], [[0.0], [0.0], [0.0], [0.0], [0.0]], [[0.0], [0.0], [0.0], [0.0], [0.0]], [[-5.551115123125783e-17], [0.0], [0.0], [0.0], [0.0]], [[0.0], [0.0], [0.0], [0.0], [0.0]], [[0.0], [0.0], [0.0], [0.0], [0.0]], [[0.0], [0.0], [0.0], [0.0], [0.0]], [[0.0], [0.0], [0.0], [0.0], [0.0]], [[0.0], [0.0], [0.0], [0.0], [0.0]], [[0.0], [0.0], [0.0], [0.0], [0.0]], [[0.0], [0.0], [0.0], [0.0], [0.0]], [[0.0], [0.0], [0.0], [0.0], [0.0]]], [[[0.0], [0.0], [0.0], [0.0], [0.0]], [[0.0022613799145844186], [0.0019477572404127518], [0.0019209423387884948], [0.0019310973328110943], [0.001893404733665248]], [[0.004522759880484493], [0.0038955145320670997], [0.0038418847288127916], [0.003862194716860178], [0.0037868095185604224]], [[0.0067841398976479245], [0.00584327187491088], [0.005762827170020735], [0.0057932921520950885], [0.005680214354633412]], [[0.009661336088146007], [0.008405934324341682], [0.008298603568172965], [0.008339250374214013], [0.008188381087927778]], [[0.013714085542698564], [0.012142210586566978], [0.01200784276582057], [0.012058728334000509], [0.011869857742594057]], [[0.01601395661430497], [0.014128446101735637], [0.013967262270888247], [0.014028303252844472], [0.013801738504629015]], [[0.017019860507278377], [0.014966065925516815], [0.014790486869944025], [0.014856979451433352], [0.01461017917094204]], [[0.02542942808978106], [0.02372633007927566], [0.023580850337686844], [0.02363594185456728], [0.0234314712721318]], [[0.03135418769564147], [0.029919436132374605], [0.02979535172560349], [0.029842339507605092], [0.029667959326661414]], [[0.03450201789911661], [0.03330330899597066], [0.03320072198088757], [0.03323957408546924], [0.033095355406042706]], [[0.03454743991267992], [0.03351531274412187], [0.03342698199241838], [0.033460434453231096], [0.03333625933363688]], [[0.03235313546744435], [0.03146336833259712], [0.031387220947206834], [0.03141605994549064], [0.03130900977632828]], [[0.02972334214256865], [0.028956117654540064], [0.02889045760065692], [0.028915323855421685], [0.028823020741577443]], [[0.028036504796668568], [0.027377036378063976], [0.027320598250134345], [0.02734197305099463], [0.027262629874978517]], [[0.026610256607054364], [0.026045179810998853], [0.025996819828314255], [0.026015134886056293], [0.02594714954859209]], [[0.025232369076536226], [0.0247508107268974], [0.024709598357691], [0.024725206439433517], [0.02466726937882721]], [[0.02374825020180546], [0.023341284430436093], [0.023306455798752818], [0.023319646671677324], [0.02327068213141127]], [[0.022188986966452218], [0.021847536526218986], [0.02181831476386195], [0.021829381543948007], [0.021788301806642263]], [[0.020586789619064863], [0.02030430101979544], [0.020280125295468007], [0.020289281427896544], [0.020255293877941435]], [[0.018948944888693864], [0.018718253252723457], [0.018698510372465546], [0.018705987463478443], [0.01867823256568217]], [[0.017221698464218185], [0.017036841714952983], [0.017021021442266873], [0.017027012964328223], [0.017004772481700056]], [[0.015393237670774981], [0.015248628601643416], [0.015236252777892978], [0.015240939885668811], [0.015223541353555164]], [[0.013543752756405097], [0.013433770660381636], [0.013424358253317586], [0.013427922909630921], [0.013414690948894345]], [[0.01167476432805463], [0.011594584025213031], [0.011587722095092984], [0.011590320911504123], [0.011580674114309561]], [[0.009709709861759577], [0.009654289270478796], [0.009649546306595973], [0.009651342578070037], [0.009644674833743996]], [[0.007727645180527001], [0.007692344674642804], [0.007689323612830534], [0.0076904677539487085], [0.007686220713703479]], [[0.005808642719658322], [0.005788862171684277], [0.005787169328204618], [0.005787810476789335], [0.0057854305298472575]], [[0.0039106509332848295], [0.0039018849768858895], [0.0039011347747514406], [0.0039014188699220444], [0.00390036431842581]], [[0.0019653920351828634], [0.00196260525147042], [0.0019623667558994248], [0.0019624571172246665], [0.0019621216852809056]], [[-1.478517394622236e-07], [-1.478517394622236e-07], [-1.478517394622236e-07], [-1.478517394622236e-07], [-1.478517394622236e-07]], [[-0.0019658890657138876], [-0.0019631022820014287], [-0.0019628637864304316], [-0.0019629541477556873], [-0.001962618715811928]], [[-0.003911170792172673], [-0.0039024048357737054], [-0.0039016546336392843], [-0.003901938728809857], [-0.00390088417731365]], [[-0.00580932291225867], [-0.005789542364284632], [-0.005787849520804973], [-0.005788490669389683], [-0.005786110722447613]], [[-0.007727993972015033], [-0.007692693466130829], [-0.007689672404318559], [-0.007690816545436734], [-0.007686569505191504]], [[-0.009710270033446433], [-0.009654849442165603], [-0.009650106478282829], [-0.009651902749756844], [-0.009645235005430804]], [[-0.011675329129167689], [-0.011595148826326132], [-0.011588286896206085], [-0.011590885712617224], [-0.011581238915422606]], [[-0.013543431895081184], [-0.013433449799057681], [-0.013424037391993673], [-0.013427602048307022], [-0.013414370087570432]], [[-0.015392460483883555], [-0.015247851414751892], [-0.01523547559100158], [-0.015240162698777399], [-0.015222764166663752]], [[-0.017220851328235892], [-0.017035994578970565], [-0.017020174306284677], [-0.017026165828346054], [-0.01700392534571786]], [[-0.018949337814025607], [-0.018718646178055215], [-0.018698903297797304], [-0.0187063803888102], [-0.018678625491013914]], [[-0.020587578874490156], [-0.020305090275220705], [-0.020280914550893286], [-0.02029007068332181], [-0.020256083133366687]], [[-0.022189637624284442], [-0.021848187184051182], [-0.02181896542169416], [-0.021830032201780217], [-0.021788952464474556]], [[-0.023748439713080563], [-0.02334147394171121], [-0.02330664531002795], [-0.023319836182952414], [-0.023270871642686375]], [[-0.025231987286012336], [-0.024750428936373386], [-0.024709216567166986], [-0.024724824648909613], [-0.02466688758830321]], [[-0.026609732375003387], [-0.026044655578948], [-0.025996295596263277], [-0.026014610654005343], [-0.025946625316541128]], [[-0.028035533769395618], [-0.027376065350791026], [-0.02731962722286141], [-0.027341002023721722], [-0.02726165884770558]], [[-0.029716534364337195], [-0.028949309876308615], [-0.02888364982242543], [-0.02890851607719022], [-0.028816212963345966]], [[-0.032343148496508656], [-0.03145338136166133], [-0.031377233976271166], [-0.031406072974554944], [-0.03129902280539258]], [[-0.03454308753835282], [-0.03351096036979488], [-0.033422629618091365], [-0.03345608207890407], [-0.033331906959309855]], [[-0.034501536746060164], [-0.03330282784291433], [-0.03320024082783102], [-0.033239092932412895], [-0.03309487425298614]], [[-0.034044946820303595], [-0.03280897097197848], [-0.03270319460567797], [-0.032743254626492885], [-0.03259455216286475]], [[-0.0334205542813544], [-0.03214602229313379], [-0.03203694624592929], [-0.03207825601912098], [-0.031924914461566256]], [[-0.03263121202936166], [-0.031316698640139], [-0.031204200936920473], [-0.031246806679670863], [-0.031088654464212856]], [[-0.03167977296447344], [-0.030301582966820506], [-0.030180963396852084], [-0.03022663888829799], [-0.030057130006215987]], [[-0.030567888076311583], [-0.02911419665844686], [-0.028990132261656282], [-0.029037112834807144], [-0.028862757186152152]], [[-0.029263293526925527], [-0.02776799202250671], [-0.02764034267396706], [-0.02768868135913201], [-0.027509281933179655]], [[-0.027805151743751394], [-0.026266395107153347], [-0.02613500193855505], [-0.02618475882147537], [-0.02600009250806563]], [[-0.026197034005863595], [-0.024612759309240617], [-0.02447744550963358], [-0.02452868743025422], [-0.024338506127535704]], [[-0.024387089276847317], [-0.022750490367504837], [-0.022610673419782186], [-0.022663620928674886], [-0.022467105965587385]], [[-0.022285259838960694], [-0.020581479286699726], [-0.020435887806954104], [-0.020491022538634118], [-0.020286386063505496]], [[-0.01996893506039259], [-0.01818875370788178], [-0.01803659996022622], [-0.018094220340145014], [-0.017880354695664243]], [[-0.01752122315158949], [-0.015661717488839075], [-0.015502753156596482], [-0.015562953277784996], [-0.015339509362537746]], [[-0.01502421240978542], [-0.01308882029052549], [-0.01292334171593585], [-0.012986009361768282], [-0.01275340392914076]], [[-0.012559293150555206], [-0.010557857181609842], [-0.010386708836250619], [-0.010451524170745713], [-0.010210944664738153]], [[-0.010207433995534018], [-0.008156227286205353], [-0.007980803835594769], [-0.008047238624200148], [-0.007800646057038882]], [[-0.008049385693632366], [-0.005971125506856884], [-0.005793372906644834], [-0.005860690102502536], [-0.00561082058268797]], [[-0.005843559863788844], [-0.0037830807725957594], [-0.0036068974656565944], [-0.0036762764668495373], [-0.0034289905768969953]], [[-0.004961248710409288], [-0.0030044918997776116], [-0.002837503546558068], [-0.0029173362585052376], [-0.0026849694370395805]], [[-0.004248800937337899], [-0.0023832610618411687], [-0.0022243599966522976], [-0.002313392286665439], [-0.002094148364134768]], [[-0.0032432339311585234], [-0.0014637588143466274], [-0.0013124860254800086], [-0.0014101568516242113], [-0.0012032854853470942]], [[-0.002123432980083023], [-0.00043004501128185435], [-0.00031811600337722234], [-0.0003927002463428031], [-0.00031755887330803256]], [[-0.001232000500867858], [-0.0002996191952376326], [-0.00029879666349053036], [-0.0002994911248406229], [-0.00029839283456151167]], [[-0.00028388201849771644], [-0.0002749589111623041], [-0.00027424623099370216], [-0.00027493177298809623], [-0.00027399099210939637]], [[-0.00025729081106590224], [-0.0002496955409555246], [-0.0002490893200508826], [-0.0002497527444982328], [-0.00024896297252968713]], [[-0.0002406323359311624], [-0.00023385604132775129], [-0.00023331599667864023], [-0.00023398813601580026], [-0.00023329526507603893]], [[-0.00021934220504615798], [-0.0002135477045102363], [-0.00021308664729755011], [-0.0002137397148181952], [-0.0002131587165114246]], [[-0.00019822990044257582], [-0.0001933545940243503], [-0.00019296748168090572], [-0.0001935926442599989], [-0.00019311513437257621]], [[-0.0001810284188224348], [-0.00017687300645692627], [-0.00017654401198148595], [-0.00017715158084026517], [-0.00017675607354245004]], [[-0.0001607725435313484], [-0.00015739619390081616], [-0.0001571298160749912], [-0.00015769479040525503], [-0.00015738453041570788]], [[-0.00013661002476325623], [-0.0001340644415683337], [-0.00013386447145570524], [-0.0001343544513679809], [-0.00013413062002908677]], [[-0.00011502029356732363], [-0.00011314177419754351], [-0.00011299506882376034], [-0.00011341364601246545], [-0.00011325765171891003]], [[-9.133528791802764e-05], [-9.008391580785785e-05], [-8.998693674227946e-05], [-9.031251947620549e-05], [-9.021625681183108e-05]], [[-7.217176937123187e-05], [-7.135527362856983e-05], [-7.129267475351406e-05], [-7.154345643515733e-05], [-7.148705401594478e-05]], [[-5.61445077253836e-05], [-5.563375323974773e-05], [-5.5595184772445905e-05], [-5.578311618540527e-05], [-5.5753111375886344e-05]], [[-4.004462138296194e-05], [-3.977428858249754e-05], [-3.975431579572933e-05], [-3.9875901788565676e-05], [-3.9863831289489726e-05]], [[-2.6312206210410416e-05], [-2.619224162253922e-05], [-2.6183668926635373e-05], [-2.625151272792406e-05], [-2.624858019689702e-05]], [[-1.6100377695140583e-05], [-1.6056023789300794e-05], [-1.6053024511897968e-05], [-1.6085921409978582e-05], [-1.608621615367678e-05]], [[-6.269655865687868e-06], [-6.263163145720299e-06], [-6.262767815396267e-06], [-6.2695323891880095e-06], [-6.269922581235085e-06]], [[0.0006958048429915355], [0.0006958048429915355], [0.0006958048429915355], [0.0006958048429915355], [0.0006958048429915355]], [[0.0024017480375390296], [0.0024017480375390296], [0.0024017480375390296], [0.0024017480375390296], [0.0024017480375390296]], [[0.004037940847259239], [0.004037940847259239], [0.004037940847259239], [0.004037940847259239], [0.004037940847259239]], [[0.00529765031573394], [0.00529765031573394], [0.00529765031573394], [0.00529765031573394], [0.00529765031573394]], [[0.006194682095296597], [0.006194682095296597], [0.006194682095296597], [0.006194682095296597], [0.006194682095296597]], [[0.002352445493193245], [0.002352445493193245], [0.002352445493193245], [0.002352445493193245], [0.002352445493193245]], [[-1.7539791515340693e-05], [-1.765124015529803e-05], [-1.7703677815241858e-05], [-1.8080199910106443e-05], [-1.814737647841489e-05]], [[-0.008527687202333434], [-0.008648334418110443], [-0.008704248589468555], [-0.00872574038766824], [-0.00872574038766824]], [[-0.0138335116443275], [-0.0138335116443275], [-0.0138335116443275], [-0.0138335116443275], [-0.0138335116443275]], [[-0.017652620038883016], [-0.017652620038883016], [-0.017652620038883016], [-0.017652620038883016], [-0.017652620038883016]], [[-0.013381736020624896], [-0.013381736020624896], [-0.013381736020624896], [-0.013381736020624896], [-0.013381736020624896]], [[-0.009108608786774108], [-0.009108608786774108], [-0.009108608786774108], [-0.009108608786774108], [-0.009108608786774108]], [[-0.004972030284284848], [-0.004972030284284848], [-0.004972030284284848], [-0.004972030284284848], [-0.004972030284284848]], [[-0.0006526134564394728], [-0.0006526134564394728], [-0.0006526134564394728], [-0.0006526134564394728], [-0.0006526134564394728]], [[1.5071253668029472e-05], [1.5023129114406092e-05], [1.5011013192754719e-05], [1.4972455612150687e-05], [1.4954691867276326e-05]], [[4.0754968267123215e-05], [4.0700885674656295e-05], [4.0670083618195296e-05], [4.0359118205348515e-05], [4.028161791515966e-05]], [[7.123540519598896e-05], [7.123526788445009e-05], [7.123516750437084e-05], [7.048610481209978e-05], [7.024976461638376e-05]], [[0.00010749884578147711], [0.00010748938549288642], [0.00010748257778050302], [0.00010635316003731674], [0.00010576110824800887]], [[0.00014418753091018088], [0.0001443361285721756], [0.00014433821573144046], [0.00014271755640545697], [0.000141776242811191]], [[0.00018651196545474424], [0.0001870002315178948], [0.00018700710854192837], [0.00018466032242363262], [0.00018327549785927821]], [[0.0002265551544423372], [0.0002276812848604759], [0.00022769813437656383], [0.0002243670817870802], [0.00022238990659834146]], [[0.00026768362615067764], [0.0002672357415608728], [0.00026697963694058413], [0.0002643503358295274], [0.0002624938153023004]], [[0.0003065168112853789], [0.00030246342577697205], [0.00030196059217452165], [0.00030141066851860354], [0.000300430997151796]], [[0.000346816805800787], [0.0003426128563219222], [0.0003419398991283962], [0.0003407472572335979], [0.0003405669007151002]], [[0.00037993607726249934], [0.00037612539822901025], [0.00037532089258957013], [0.00037325032446089423], [0.0003732038031382112]], [[0.0005649579372753455], [0.0004112446955291116], [0.00041035048726584256], [0.00040824214293477823], [0.0004069776731491781]], [[0.001286585459697065], [0.000525881649417026], [0.00043973797522600666], [0.00043749273950749457], [0.0004368615898073247]], [[0.002430888779530238], [0.0016559320608572903], [0.0014990810380717257], [0.0011213230582269307], [0.0012245872531989055]], [[0.002880401240793473], [0.002113925139628825], [0.0019608780714976404], [0.0015987246523169185], [0.0014348747058906541]], [[0.003660296999629553], [0.0027131221121045046], [0.00253810133700505], [0.002164821609491163], [0.0019637297017106037]], [[0.004703976155022049], [0.0033161729137284324], [0.0030828894707771726], [0.002648714358181037], [0.0028526655851799365]], [[0.005411458845714201], [0.00380720084482411], [0.0035508943680574445], [0.003110132287097722], [0.0035664061106852607]], [[0.006734672780653539], [0.004843120377089338], [0.004578392751112048], [0.00421855706469354], [0.0049361446323483715]], [[0.007546704417639605], [0.00485898908727922], [0.004623318489609285], [0.0046119624668274906], [0.005897410141082637]], [[0.009746651421108449], [0.006208330880459523], [0.005906089032661543], [0.0060374688940251775], [0.0075245746751295695]], [[0.012638388517341004], [0.00839126139428964], [0.008027970397613715], [0.00816170774590147], [0.00961738489813957]], [[0.015396131722842626], [0.010857248589406676], [0.010389745321518179], [0.01014561859344515], [0.012084543787892033]], [[0.019119954296246668], [0.014265655221720991], [0.013585643056415742], [0.012658198016487793], [0.015703176986191114]], [[0.021701785644210426], [0.016085691488850126], [0.015620959840608614], [0.01644265119254905], [0.018472658405998293]], [[0.025037422238419448], [0.019336474664518002], [0.01888298144730495], [0.020480028369931395], [0.02158698739631985]], [[0.029015583921283825], [0.024744444887085035], [0.02428959700358872], [0.024008361242761768], [0.02472768736719341]], [[0.032396445178557186], [0.027421851631048065], [0.027004484936779555], [0.02747737722357763], [0.027247061742149414]], [[0.03475262039713059], [0.029540822566374712], [0.02912257235071347], [0.03041129221516503], [0.029384441303689807]], [[0.03652440064207812], [0.032791155093780326], [0.03248109152323819], [0.032969456870844814], [0.03236841843687899]], [[0.03810780041977436], [0.03558366092316598], [0.035343169297739147], [0.03527101683479472], [0.03501147675665363]], [[0.04041034466196609], [0.038575493547249325], [0.038333518754523614], [0.03804267406877872], [0.037918549046380576]], [[0.0423779024270306], [0.04085527612939554], [0.04062187493128234], [0.04024642498140913], [0.040180261245173335]], [[0.045040416694360985], [0.043551270516469356], [0.04332490201869575], [0.04296581705694291], [0.04289892304600351]], [[0.04720581584983713], [0.045562469286483054], [0.04534229762292233], [0.04506797474701191], [0.04496074051702709]], [[0.04921952668992394], [0.04737481049037062], [0.04716410305066743], [0.047009361772294034], [0.0468413636412765]], [[0.05151689213017677], [0.04944830925239582], [0.04925918065146334], [0.04922642805995109], [0.04900620519710258]], [[0.053272872356712936], [0.0510566184424775], [0.05086644426309317], [0.05091706455371983], [0.05065672448622255]], [[0.054939186193972256], [0.052738383859021964], [0.05255003643072434], [0.05262136812313063], [0.05235658546105515]], [[0.055204518178190234], [0.05307392827520972], [0.052891589722533786], [0.05296064602769478], [0.052704309496432775]], [[0.05492193423877315], [0.0528585487776841], [0.052681961668868404], [0.052748839904473085], [0.05250058831082857]], [[0.05422657436384169], [0.05222757973512218], [0.052056503274725704], [0.05212129449983498], [0.051880789870971764]], [[0.053253578541516466], [0.05131635551620174], [0.05115056554510436], [0.05121335456015008], [0.0509802821435921]], [[0.0521380867599178], [0.050260210489599805], [0.050099499485001656], [0.050160364831787915], [0.04993443309541942]], [[0.05101523900716619], [0.04919447902399357], [0.049038656099416086], [0.049097670061118176], [0.048878610693182944]], [[0.05002017527138239], [0.04825449548806057], [0.048103386393345604], [0.04816061499450999], [0.047948182903612774]], [[0.04928803554068669], [0.04757559425047819], [0.04742904137178808], [0.04748454437833324], [0.047278517693438105]], [[0.046712129211543024], [0.045237661827888714], [0.04511147503974078], [0.04515926426947328], [0.044981871241481536]], [[0.04448424092357875], [0.04321314501665413], [0.043104363037525156], [0.04314556160650204], [0.042992632793412894]], [[0.04229135686808666], [0.04119532188518871], [0.041101521808212915], [0.041137045029305264], [0.04100518343809914]], [[0.040050762810957916], [0.039108665070094334], [0.039028039173051754], [0.03905857460285239], [0.03894522720854346]], [[0.038013903460699175], [0.03720665089490577], [0.03713756520535633], [0.03716372957355918], [0.03706660766289599]], [[0.036045695970106345], [0.0353577554706222], [0.035298880657470166], [0.03532117791710257], [0.03523841068766492]], [[0.033926342188554226], [0.03334496251516947], [0.03329520732705041], [0.033314051431228175], [0.033244102087991]], [[0.031699482102933135], [0.031211695759743002], [0.03116995038494727], [0.03118576007078458], [0.03112707473177609]], [[0.029410826859424435], [0.029007271717610944], [0.028972734968571695], [0.028985815157755307], [0.02893726151496226]], [[0.027070482591741454], [0.02674092311178372], [0.026712718997129653], [0.026723400555719562], [0.026683750701724684]], [[0.024601216252823938], [0.024337135182445152], [0.024314534792893805], [0.024323094110124233], [0.024291321992083892]], [[0.02198922940020355], [0.021782645015729865], [0.021764965267514952], [0.021771661135766132], [0.021746806089889575]], [[0.019347760063455954], [0.019190642783422432], [0.019177196487616704], [0.01918228885377865], [0.019163386052726286]], [[0.01667891815034804], [0.016564374860574257], [0.016554572103259932], [0.016558284698133127], [0.016544503559283705]], [[0.0138713273048192], [0.013792155031560921], [0.013785379368871212], [0.01378794547097699], [0.013778420121939791]], [[0.011039493888456597], [0.010989064594336295], [0.010984748791747323], [0.01098638327905907], [0.01098031607870871]], [[0.008262141580027506], [0.00823388365435028], [0.00823146530652221], [0.008232381233071802], [0.00822898130886883]], [[0.005195071851685728], [0.005182063285952158], [0.005180950160077812], [0.005181371688346141], [0.00517980700854432]], [[0.0023263241853435195], [0.002322360444586188], [0.002322021250798911], [0.002322149766269794], [0.0023216727040379845]], [[2.334884518959509e-06], [2.334884518959509e-06], [2.334884518959509e-06], [2.334884518959509e-06], [2.334884518959509e-06]], [[-0.002298917067193075], [-0.0022960270516024376], [-0.0022957797213175144], [-0.002295873428555777], [-0.002295525576611548]], [[-0.0041806643276360075], [-0.004171898371237022], [-0.004171148169102615], [-0.004171432264273167], [-0.004170377712776957]], [[-0.005833257869143075], [-0.0058134773211690124], [-0.005811784477689368], [-0.005812425626274077], [-0.005810045679331993]], [[-0.007727645180527001], [-0.007692344674642797], [-0.007689323612830527], [-0.0076904677539487015], [-0.007686220713703479]], [[-0.009709709861759626], [-0.009654289270478796], [-0.009649546306596021], [-0.009651342578070037], [-0.00964467483374399]], [[-0.01167476432805463], [-0.011594584025213017], [-0.011587722095092984], [-0.011590320911504123], [-0.011580674114309547]], [[-0.013543752756405153], [-0.013433770660381636], [-0.013424358253317573], [-0.013427922909630963], [-0.013414690948894331]], [[-0.015393237670774926], [-0.01524862860164336], [-0.015236252777892922], [-0.015240939885668867], [-0.015223541353555109]], [[-0.017221698464218074], [-0.01703684171495297], [-0.017021021442266873], [-0.017027012964328236], [-0.01700477248169993]], [[-0.018948944888693864], [-0.01871825325272347], [-0.01869851037246556], [-0.018705987463478443], [-0.01867823256568217]], [[-0.020586789619064988], [-0.020304301019795468], [-0.020280125295468035], [-0.020289281427896544], [-0.02025529387794145]], [[-0.02218898696645223], [-0.021847536526218986], [-0.02181831476386195], [-0.021829381543948007], [-0.021788301806642263]], [[-0.023748250201805474], [-0.023341284430436093], [-0.023306455798752845], [-0.023319646671677324], [-0.02327068213141127]], [[-0.02523236907653635], [-0.0247508107268974], [-0.024709598357691], [-0.024725206439433628], [-0.02466726937882724]], [[-0.026610256607054364], [-0.026045179810998867], [-0.02599681982831427], [-0.026015134886056307], [-0.025947149548592105]], [[-0.028036504796668554], [-0.02737703637806406], [-0.027320598250134318], [-0.027341973050994617], [-0.02726262987497849]], [[-0.02972334214256865], [-0.028956117654540064], [-0.028890457600656907], [-0.02891532385542167], [-0.028823020741577415]], [[-0.03235313546744435], [-0.031463368332597136], [-0.03138722094720686], [-0.031416059945490724], [-0.03130900977632828]], [[-0.034547439912679945], [-0.03351531274412189], [-0.03342698199241839], [-0.033460434453231096], [-0.033336259333636896]], [[-0.03450201789911657], [-0.03330330899597074], [-0.03320072198088754], [-0.03323957408546918], [-0.03309535540604268]], [[-0.03135418769564155], [-0.029919436132374744], [-0.02979535172560349], [-0.029842339507605203], [-0.029667959326661525]], [[-0.025429428089781075], [-0.023726330079275628], [-0.023580850337686914], [-0.023635941854567234], [-0.0234314712721318]], [[-0.017019860507278384], [-0.014966065925516836], [-0.014790486869944046], [-0.014856979451433374], [-0.01461017917094205]], [[-0.016013956614304964], [-0.014128446101735602], [-0.013967262270888226], [-0.014028303252844486], [-0.013801738504629027]], [[- | lift coefficients, spanwise
rotorse.airfoils_cd | intermediate |  | [[[[0.5], [0.5], [0.5], [0.5], [0.5]], [[0.5], [0.5], [0.5], [0.5], [0.5]], [[0.5], [0.5], [0.5], [0.5], [0.5]], [[0.5], [0.5], [0.5], [0.5], [0.5]], [[0.5], [0.5], [0.5], [0.5], [0.5]], [[0.5], [0.5000000000000001], [0.5], [0.5000000000000001], [0.5]], [[0.5], [0.5], [0.5], [0.5], [0.5]], [[0.5], [0.5], [0.5], [0.5], [0.5]], [[0.5], [0.5], [0.5], [0.5], [0.5]], [[0.5], [0.5], [0.5], [0.5], [0.5]], [[0.5], [0.5], [0.5], [0.5], [0.5]], [[0.5], [0.5], [0.5], [0.5], [0.5]], [[0.5], [0.5], [0.5], [0.5], [0.5]], [[0.5], [0.5], [0.49999999999999994], [0.49999999999999994], [0.5]], [[0.5], [0.49999999999999994], [0.5], [0.5], [0.5]], [[0.5], [0.5], [0.5], [0.5], [0.5]], [[0.5], [0.5], [0.5], [0.5], [0.5]], [[0.5], [0.5], [0.5], [0.49999999999999994], [0.5]], [[0.5], [0.5], [0.49999999999999994], [0.5], [0.5]], [[0.5], [0.5], [0.5], [0.5], [0.5]], [[0.5], [0.5], [0.5], [0.5], [0.5]], [[0.5], [0.5], [0.4999999999999999], [0.5], [0.5000000000000001]], [[0.5], [0.5], [0.4999999999999999], [0.5], [0.5]], [[0.5], [0.5000000000000001], [0.5000000000000001], [0.5000000000000001], [0.5]], [[0.5], [0.5], [0.5000000000000001], [0.5000000000000001], [0.5]], [[0.5000000000000001], [0.5], [0.5], [0.5], [0.4999999999999999]], [[0.5], [0.5000000000000002], [0.5000000000000002], [0.5], [0.5]], [[0.5], [0.5], [0.5], [0.5000000000000002], [0.5]], [[0.5], [0.5000000000000002], [0.5], [0.5], [0.5]], [[0.5], [0.5], [0.5], [0.5], [0.5]], [[0.5], [0.5], [0.5], [0.5], [0.5]], [[0.5], [0.5], [0.5], [0.5], [0.5000000000000002]], [[0.5], [0.5000000000000002], [0.5], [0.5], [0.5]], [[0.5], [0.5], [0.5000000000000002], [0.5], [0.5]], [[0.5000000000000002], [0.5], [0.5], [0.5], [0.5]], [[0.5], [0.5000000000000001], [0.5000000000000001], [0.4999999999999999], [0.4999999999999999]], [[0.5], [0.4999999999999999], [0.5], [0.5], [0.4999999999999999]], [[0.4999999999999999], [0.5], [0.5], [0.4999999999999999], [0.5]], [[0.5], [0.5], [0.5], [0.5], [0.5]], [[0.5000000000000001], [0.5], [0.5], [0.5000000000000001], [0.5]], [[0.5000000000000001], [0.5], [0.5], [0.5], [0.4999999999999999]], [[0.49999999999999994], [0.5], [0.5], [0.49999999999999994], [0.5]], [[0.5], [0.5], [0.5], [0.5], [0.49999999999999994]], [[0.5], [0.5], [0.49999999999999994], [0.5], [0.5]], [[0.5], [0.5], [0.5], [0.5], [0.5]], [[0.49999999999999994], [0.5], [0.5], [0.5], [0.5000000000000001]], [[0.5], [0.5000000000000001], [0.5], [0.5], [0.5]], [[0.49999999999999994], [0.5], [0.5], [0.5], [0.5]], [[0.5], [0.5], [0.5], [0.5], [0.5]], [[0.5], [0.5], [0.5], [0.5], [0.5]], [[0.5], [0.5], [0.5], [0.5], [0.5]], [[0.5], [0.5], [0.5], [0.5], [0.5]], [[0.5], [0.5], [0.5], [0.5], [0.5]], [[0.5], [0.5], [0.5], [0.5], [0.5]], [[0.5], [0.5], [0.5], [0.5], [0.5]], [[0.5], [0.5], [0.5], [0.5], [0.5]], [[0.5], [0.5], [0.5], [0.5], [0.5]], [[0.5], [0.5], [0.5], [0.5], [0.5]], [[0.5], [0.5], [0.5], [0.5], [0.5]], [[0.5], [0.5], [0.5], [0.5], [0.5]], [[0.5], [0.5], [0.5], [0.5], [0.5]], [[0.5], [0.5], [0.5], [0.5], [0.5]], [[0.5], [0.5], [0.5], [0.5], [0.5]], [[0.5], [0.5], [0.5], [0.5], [0.5]], [[0.5], [0.5], [0.5], [0.5], [0.5]], [[0.5], [0.5], [0.5], [0.5], [0.5]], [[0.5], [0.5], [0.5], [0.5], [0.5]], [[0.5], [0.5], [0.5], [0.5], [0.5]], [[0.5], [0.5], [0.5], [0.5], [0.5]], [[0.5], [0.5], [0.5], [0.5], [0.5]], [[0.5], [0.5], [0.5000000000000001], [0.5], [0.5]], [[0.5], [0.4999999999999999], [0.5], [0.4999999999999999], [0.4999999999999999]], [[0.5], [0.5000000000000001], [0.5], [0.5], [0.5]], [[0.5], [0.5], [0.5], [0.5], [0.5]], [[0.5], [0.5], [0.5], [0.5], [0.5]], [[0.5], [0.5], [0.5], [0.5], [0.5]], [[0.5], [0.5], [0.5], [0.5], [0.5]], [[0.5], [0.5], [0.5], [0.5], [0.5]], [[0.4999999999999999], [0.4999999999999999], [0.4999999999999999], [0.5], [0.5]], [[0.5], [0.5], [0.5], [0.5], [0.5]], [[0.4999999999999999], [0.4999999999999999], [0.5], [0.4999999999999999], [0.5]], [[0.5000000000000001], [0.5000000000000001], [0.5], [0.5000000000000001], [0.5000000000000001]], [[0.5], [0.5], [0.5], [0.5], [0.5]], [[0.5000000000000001], [0.5000000000000001], [0.5000000000000001], [0.5], [0.5000000000000001]], [[0.5], [0.5000000000000001], [0.5000000000000001], [0.5], [0.5000000000000001]], [[0.5000000000000001], [0.5], [0.5000000000000001], [0.5000000000000001], [0.5]], [[0.5], [0.5], [0.5], [0.5], [0.5]], [[0.5], [0.5], [0.5], [0.5], [0.5]], [[0.5], [0.5], [0.5], [0.5], [0.5]], [[0.5], [0.5], [0.5], [0.5], [0.5]], [[0.5000000000000001], [0.5000000000000001], [0.5], [0.5], [0.5000000000000001]], [[0.5], [0.5], [0.5], [0.5], [0.5]], [[0.4999999999999999], [0.5], [0.5], [0.5], [0.5]], [[0.5], [0.5], [0.5], [0.5], [0.5]], [[0.5], [0.5], [0.5], [0.5000000000000001], [0.5]], [[0.5], [0.5], [0.5], [0.5], [0.5]], [[0.5], [0.5], [0.5], [0.5], [0.5]], [[0.4999999999999999], [0.5], [0.5], [0.5], [0.5]], [[0.5], [0.5], [0.5], [0.5], [0.5]], [[0.5], [0.5], [0.5], [0.5], [0.5]], [[0.5], [0.5], [0.5], [0.5], [0.4999999999999999]], [[0.5], [0.5], [0.5], [0.5], [0.5]], [[0.5], [0.5], [0.5], [0.5], [0.5]], [[0.5], [0.5], [0.5], [0.5], [0.5]], [[0.5], [0.5], [0.5], [0.5], [0.5]], [[0.5], [0.5000000000000001], [0.5], [0.5000000000000001], [0.5]], [[0.5], [0.5], [0.5], [0.5000000000000001], [0.5]], [[0.5], [0.4999999999999999], [0.4999999999999999], [0.5], [0.5]], [[0.5], [0.5], [0.5], [0.5], [0.4999999999999999]], [[0.5], [0.5], [0.5], [0.5], [0.5]], [[0.5], [0.5], [0.5], [0.5], [0.5]], [[0.5], [0.5], [0.5], [0.5], [0.5]], [[0.5], [0.5], [0.5], [0.5], [0.5]], [[0.5], [0.5], [0.5], [0.5], [0.5]], [[0.5], [0.5], [0.5], [0.5], [0.5]], [[0.5], [0.5], [0.5], [0.5], [0.5]], [[0.5], [0.5], [0.5], [0.5], [0.5]], [[0.5], [0.5], [0.5], [0.5], [0.5]], [[0.5], [0.5], [0.5], [0.5], [0.5]], [[0.5], [0.5], [0.5], [0.5], [0.5]], [[0.5000000000000001], [0.5], [0.5], [0.5000000000000001], [0.5]], [[0.4999999999999999], [0.5], [0.4999999999999999], [0.5], [0.5]], [[0.5], [0.5], [0.5], [0.5], [0.5]], [[0.5], [0.5], [0.5], [0.5], [0.5]], [[0.5], [0.5], [0.5], [0.5], [0.5]], [[0.5], [0.5], [0.5], [0.5], [0.5]], [[0.5], [0.5], [0.5], [0.5], [0.5]], [[0.5], [0.5], [0.5], [0.5], [0.5]], [[0.5], [0.5], [0.5], [0.5], [0.5]], [[0.5], [0.5], [0.5], [0.5], [0.5]], [[0.5], [0.5], [0.5], [0.5], [0.5]], [[0.5], [0.5], [0.5], [0.5], [0.5]], [[0.5], [0.5], [0.5], [0.5], [0.5]], [[0.5], [0.5], [0.5], [0.5], [0.5000000000000001]], [[0.5], [0.5], [0.5], [0.5], [0.5]], [[0.5], [0.5], [0.5], [0.5], [0.5]], [[0.5000000000000001], [0.5], [0.5], [0.5], [0.5]], [[0.5], [0.5], [0.5], [0.5], [0.5]], [[0.5], [0.5], [0.5], [0.5], [0.5]], [[0.5], [0.5], [0.5], [0.5], [0.5]], [[0.5], [0.5], [0.5], [0.5], [0.5]], [[0.5], [0.5], [0.5], [0.5], [0.5]], [[0.5], [0.5], [0.5], [0.5], [0.5]], [[0.5], [0.5], [0.5], [0.5], [0.5]], [[0.5], [0.5], [0.5], [0.5], [0.5]], [[0.5], [0.5], [0.5], [0.5], [0.5]], [[0.5], [0.5], [0.5], [0.5], [0.5]], [[0.5], [0.5], [0.5], [0.5], [0.5]], [[0.5], [0.5], [0.5], [0.5], [0.5]], [[0.5], [0.5], [0.5], [0.5], [0.5]], [[0.5], [0.5], [0.5], [0.5], [0.5]], [[0.5], [0.5], [0.5], [0.5], [0.5]], [[0.5], [0.5], [0.49999999999999994], [0.5], [0.5]], [[0.5], [0.5], [0.5], [0.5000000000000001], [0.49999999999999994]], [[0.49999999999999994], [0.5], [0.5], [0.5], [0.5000000000000001]], [[0.5], [0.49999999999999994], [0.5], [0.49999999999999994], [0.5]], [[0.5], [0.5], [0.5], [0.5], [0.49999999999999994]], [[0.5], [0.5], [0.5], [0.5], [0.49999999999999994]], [[0.49999999999999994], [0.5], [0.5], [0.49999999999999994], [0.5]], [[0.5000000000000001], [0.5], [0.5], [0.5], [0.4999999999999999]], [[0.5], [0.5], [0.4999999999999999], [0.5000000000000001], [0.5000000000000001]], [[0.5], [0.5], [0.5], [0.5000000000000001], [0.5000000000000001]], [[0.5], [0.5], [0.5], [0.5], [0.5]], [[0.4999999999999999], [0.5], [0.5000000000000001], [0.5], [0.5]], [[0.5], [0.5000000000000001], [0.5000000000000001], [0.4999999999999999], [0.4999999999999999]], [[0.4999999999999998], [0.5], [0.5], [0.5], [0.5]], [[0.5], [0.4999999999999998], [0.5], [0.5], [0.5]], [[0.5], [0.4999999999999998], [0.5], [0.4999999999999998], [0.5]], [[0.5], [0.5], [0.4999999999999998], [0.5], [0.5000000000000002]], [[0.5], [0.5], [0.5], [0.5], [0.5]], [[0.5], [0.5], [0.5], [0.5], [0.5]], [[0.5], [0.5], [0.5], [0.5], [0.5000000000000002]], [[0.5], [0.5], [0.5], [0.5], [0.4999999999999998]], [[0.5], [0.5], [0.5], [0.5], [0.5]], [[0.5], [0.5], [0.5], [0.5], [0.5]], [[0.5000000000000001], [0.4999999999999999], [0.5000000000000001], [0.5], [0.4999999999999999]], [[0.5], [0.5], [0.5], [0.5], [0.4999999999999999]], [[0.5], [0.5000000000000001], [0.5], [0.5], [0.4999999999999999]], [[0.4999999999999999], [0.5], [0.5], [0.4999999999999999], [0.4999999999999999]], [[0.5], [0.5], [0.5], [0.5], [0.5]], [[0.5], [0.5], [0.5], [0.5], [0.5]], [[0.5], [0.5], [0.49999999999999994], [0.5], [0.5]], [[0.49999999999999994], [0.5], [0.5], [0.5], [0.5]], [[0.49999999999999994], [0.5], [0.5], [0.5], [0.5]], [[0.5], [0.5], [0.5], [0.49999999999999994], [0.5]], [[0.5], [0.5], [0.5], [0.5], [0.49999999999999994]], [[0.5], [0.5], [0.49999999999999994], [0.5], [0.5]], [[0.5], [0.5], [0.5], [0.5], [0.5]], [[0.5], [0.5], [0.5], [0.5], [0.5]], [[0.5], [0.5], [0.5], [0.5], [0.5]], [[0.5], [0.5], [0.5], [0.5], [0.5]], [[0.5], [0.5], [0.5], [0.5], [0.5]], [[0.5], [0.5], [0.5], [0.5], [0.5]], [[0.5], [0.5], [0.5], [0.5], [0.5]], [[0.5], [0.5], [0.5], [0.5], [0.5]], [[0.5], [0.5], [0.5], [0.5], [0.5]], [[0.5], [0.5], [0.5], [0.5], [0.5]], [[0.5], [0.5], [0.5], [0.5], [0.5]], [[0.5], [0.5], [0.5], [0.5], [0.5]], [[0.5], [0.5], [0.5], [0.5], [0.5]]], [[[0.4831722427726052], [0.4831722427726052], [0.4831722427726052], [0.4831722427726052], [0.4831722427726052]], [[0.4831722427726052], [0.4831722427726052], [0.4831722427726052], [0.4831722427726052], [0.4831722427726052]], [[0.4831722427726052], [0.4831722427726052], [0.4831722427726052], [0.4831722427726052], [0.4831722427726052]], [[0.4831722427726052], [0.4831722427726052], [0.4831722427726052], [0.4831722427726052], [0.4831722427726052]], [[0.4834923668551853], [0.4834923668551853], [0.4834923668551853], [0.4834923668551853], [0.4834923668551853]], [[0.48374285301125347], [0.4841061568392814], [0.4841367826803765], [0.4840881218811282], [0.4841328770358827]], [[0.4836897744878868], [0.48400470516789174], [0.48403093056796737], [0.48399015871043066], [0.48402766817754883]], [[0.4837780337260297], [0.4840871450533082], [0.4841128858551434], [0.48407286738822947], [0.48410968374783425]], [[0.4854381581157774], [0.485740645346889], [0.4857658345366331], [0.4857266736449643], [0.4857627010488448]], [[0.4881871911951964], [0.48848224525062184], [0.4885068154533336], [0.4884686168824697], [0.48850375896635706]], [[0.49085739617592855], [0.4911441699862117], [0.4911680506634], [0.4911309240775172], [0.4911650799520963]], [[0.49331479025867886], [0.4935925044503414], [0.49361563070081027], [0.4935796770003654], [0.49361275383880876]], [[0.4960316601084449], [0.4962995637226483], [0.4963218730113514], [0.4962871894165472], [0.49631909777778727]], [[0.5000014492338427], [0.500001523411298], [0.5000015309811967], [0.5000015193226822], [0.5000015300252537]], [[0.5014763985931359], [0.5017260439718974], [0.5017468599078676], [0.5017144999227783], [0.5017442701974045]], [[0.5043446163092495], [0.5045842569319895], [0.504604237969068], [0.5045731757977728], [0.5046017521421332]], [[0.5072280688263192], [0.5074559749679626], [0.5074749737643875], [0.5074454382836865], [0.5074726101741319]], [[0.5099781277462337], [0.5101930336032072], [0.5102109450012481], [0.5101830997240047], [0.5102087167241203]], [[0.5127644224294098], [0.5129655645349607], [0.512982326278477], [0.5129562680992584], [0.5129802410475006]], [[0.5155361948838252], [0.5157228998263872], [0.5157384567012144], [0.5157142715120528], [0.5157365213762162]], [[0.5180816571226122], [0.5182532156047752], [0.5182675089602757], [0.5182452879756679], [0.5182657308337255]], [[0.5205169114197377], [0.5206728205379103], [0.5206858089969698], [0.5206656165921638], [0.5206841932128511]], [[0.5229409202456845], [0.5230807238891275], [0.5230923698885053], [0.523074264458717], [0.5230909211131161]], [[0.5250727181903581], [0.525196009394719], [0.5252062792543044], [0.5251903132326925], [0.5252050016807295]], [[0.5269121426885004], [0.5270184679691305], [0.5270273241323636], [0.5270135558753815], [0.5270262224266828]], [[0.5287981513004192], [0.5288872707638983], [0.5288946934786654], [0.5288831536970158], [0.5288937700949723]], [[0.5303841910462106], [0.5304559588349623], [0.5304619360965293], [0.5304526436925072], [0.5304611925476073]], [[0.531388107386701], [0.531441966531126], [0.5314464520619235], [0.5314394786646568], [0.5314458940745704]], [[0.5324257113099702], [0.5324622422461645], [0.5324652845569597], [0.5324605560444828], [0.5324649062104698]], [[0.5334205630276073], [0.5334351085371642], [0.5334362713359482], [0.5334344377066152], [0.5334361265579761]], [[0.5337219773371985], [0.5337219773371985], [0.5337219773371985], [0.5337219773371985], [0.5337219773371985]], [[0.5334133298750375], [0.5334278777729583], [0.5334290892295388], [0.5334272043258417], [0.5334289383929752]], [[0.5324182084253084], [0.5324547387441182], [0.5324577810033781], [0.5324530525709922], [0.532457402663298]], [[0.5313803222096802], [0.5314341803955982], [0.531438665846289], [0.5314316925735408], [0.5314381078689034]], [[0.5303817456863753], [0.5304535130582575], [0.5304594902849372], [0.530450197935141], [0.5304587467403565]], [[0.5287998546598078], [0.5288889744942042], [0.528896397240058], [0.528884857410092], [0.5288954738524962]], [[0.5269146371304103], [0.5270209630799857], [0.5270298192993745], [0.5270160509551186], [0.5270287175867044]], [[0.5250741949640537], [0.5251974866554434], [0.5252077565559915], [0.5251917904707235], [0.5252064789773173]], [[0.522940013063691], [0.5230798163453543], [0.5230914623142362], [0.5230733569318343], [0.5230900135426438]], [[0.5205155921432667], [0.520671500635499], [0.5206844890416578], [0.5206642967190429], [0.5206828732641261]], [[0.5180793931420153], [0.5182509503306008], [0.5182652435764131], [0.518243022762202], [0.5182634654635244]], [[0.5155370059301065], [0.5157237114343395], [0.5157392683569969], [0.5157150830935469], [0.5157373330260397]], [[0.5127654590873926], [0.5129666020557277], [0.5129833638731249], [0.5129573055791841], [0.5129812786329405]], [[0.5099784889117766], [0.510193395136495], [0.5102113065662752], [0.5101834612397635], [0.5102090782851895]], [[0.5072279512986214], [0.5074558572900373], [0.5074748560733386], [0.5074453206129982], [0.5074724924847208]], [[0.5043445168823895], [0.504584157348443], [0.5046041383715582], [0.5045730762219068], [0.5046016525463686]], [[0.5014758141084085], [0.501725458438416], [0.5017462742771515], [0.5017139144425116], [0.5017436845788761]], [[0.500001387994217], [0.5000014567543485], [0.5000014637656692], [0.5000014529669876], [0.5000014628803232]], [[0.4958784280868654], [0.49614633170106875], [0.4961686409897719], [0.49613395739496774], [0.4961658657562078]], [[0.49308031460782753], [0.4933580287994901], [0.49338115504995883], [0.493345201349514], [0.4933782781879573]], [[0.49085746446149864], [0.49114423827178183], [0.4911681189489701], [0.4911309923630872], [0.4911651482376663]], [[0.4904985528704766], [0.490787054823283], [0.4908110794090633], [0.4907737290929581], [0.4908080907958221]], [[0.4901529619775232], [0.49044316642439356], [0.49046733278292365], [0.49042976205697386], [0.490464326533426]], [[0.48981940128935825], [0.4901112801565924], [0.4901355859500726], [0.4900977984486765], [0.4901325623551266]], [[0.4894965803127013], [0.48979010310135845], [0.489814545790032], [0.4897765454616081], [0.48981150516557237]], [[0.4891832085542726], [0.4894783423401711], [0.48950291918232336], [0.4894647102893106], [0.4894998618694124]], [[0.48887799552079136], [0.4891747049545093], [0.4891994130064683], [0.4891610001253262], [0.48919633937129486]], [[0.48857965071897763], [0.488877898025852], [0.4889027341419885], [0.48886412216319675], [0.4888996445758686]], [[0.48828688365555123], [0.4885866286356785], [0.48861158946840566], [0.48857278359646433], [0.48860848438778215]], [[0.4880187783171864], [0.48832083696760087], [0.48834598786639377], [0.4883067730521313], [0.48834282904757115]], [[0.4878109408351684], [0.4881176062357805], [0.4881431310813264], [0.4881029130284864], [0.4881398138378378]], [[0.4876393194926707], [0.4879517769275691], [0.48797777072277493], [0.48793624037863254], [0.4879742404355778]], [[0.487477335320133], [0.4877955542354042], [0.48782201443593587], [0.48777917575605184], [0.48781827142153705]], [[0.4872984093479946], [0.48762623591980936], [0.4876541467621487], [0.48760854126930536], [0.48765008907197316]], [[0.4870759626066953], [0.4874100106892706], [0.48743807044552506], [0.4873921326170936], [0.48743396742311906]], [[0.48678341612667453], [0.48711671730999007], [0.48714464152658665], [0.48709931501915726], [0.4871406615367433]], [[0.48639419093837183], [0.48671748493695327], [0.4867448924901409], [0.48670143968417284], [0.48674126058779643]], [[0.4859133880412852], [0.486218672886286], [0.4862441144813001], [0.4862054088777809], [0.4862411747249483]], [[0.48561233133847886], [0.48590716971707837], [0.4859317752459058], [0.4858958455818816], [0.4859293324738066]], [[0.48542944864090476], [0.48571358542414644], [0.48573733461342566], [0.48570425480236556], [0.48573540242323093]], [[0.4852547190874697], [0.48552804345767203], [0.48555092750147644], [0.4855207296483964], [0.485549511799455]], [[0.48508099454420434], [0.48534350650136726], [0.4853655253996967], [0.4853382095045967], [0.4853646261858485]], [[0.4849140403033912], [0.48516573984751465], [0.48518689360036904], [0.48516245966324933], [0.4851865108746942]], [[0.48474963828846007], [0.4849905254195441], [0.48501081402692375], [0.4849892620477841], [0.4850109477894221]], [[0.48459005821173895], [0.4848201329297836], [0.48483955639168835], [0.48482088637052884], [0.48484020664236005]], [[0.4844417331525818], [0.48466099545758706], [0.48467955377401684], [0.4846637657108374], [0.4846807205128619]], [[0.48430117560239017], [0.48450962549435594], [0.48452731866531085], [0.48451441256011163], [0.4845290018923291]], [[0.48416883090111407], [0.4843664683800405], [0.4843832964055204], [0.4843732722583013], [0.4843854961207119]], [[0.4840435556985006], [0.4842303807643877], [0.4842463436443927], [0.48423920145515376], [0.4842490598477577]], [[0.4839277425546586], [0.48410375520750626], [0.4841188529420364], [0.4841145927107775], [0.48412208563357445]], [[0.4838208401066756], [0.48398604034648396], [0.4840002729355391], [0.48399889466226026], [0.48400402211525057]], [[0.48372446017507836], [0.4838784348119244], [0.4838922154454274], [0.48389371913012885], [0.4838964811133122]], [[0.4836363524608951], [0.4837787451961587], [0.48379243017272994], [0.48379681581541145], [0.4837972123287879]], [[0.483565653358161], [0.48369649798221437], [0.48371005351148144], [0.483717321112143], [0.48371535215571276]], [[0.4835037521565878], [0.48362308870048665], [0.4836364747513941], [0.4836466243100358], [0.48364228988379865]], [[0.48346094754653246], [0.4835688239196036], [0.48358199258282436], [0.48359502409944644], [0.48358832420340225]], [[0.4834297278943271], [0.48352620209660935], [0.4835390953721046], [0.48355500884670666], [0.4835459434808557]], [[0.4834121547388072], [0.4834972979087765], [0.48350984465807034], [0.48352864009065255], [0.48351720925499486]], [[0.4834131231888126], [0.4834870238957293], [0.4834991355495614], [0.4835208129401238], [0.4835070166346591]], [[0.48342778411371645], [0.4834905545587696], [0.4835021189159511], [0.4835266782644935], [0.48351051648922205]], [[0.4834902391731163], [0.4835425164890183], [0.48355313793671484], [0.48357884286384295], [0.4835612396266959]], [[0.4835937447854764], [0.48363611316325694], [0.48364569727715623], [0.48367181980276386], [0.4836529646324598]], [[0.4837048842601107], [0.48373800770085557], [0.4837466430914529], [0.4837751103642073], [0.48375414667642586]], [[0.48373198283655966], [0.48375291050073677], [0.4837605954681958], [0.48379933230687133], [0.4837719985062539]], [[0.48388884499945317], [0.48390099042006696], [0.483907381472798], [0.48395915129799766], [0.48392238182834013]], [[0.4840794385148049], [0.4840904929513271], [0.4840962790074078], [0.4841428226797379], [0.48411504521046156]], [[0.48424470345172393], [0.4842612642898941], [0.4842674560017586], [0.4842993976057661], [0.4842899118005616]], [[0.4843228642221065], [0.48433946625344837], [0.48434573217856103], [0.4843784531476863], [0.4843678441331744]], [[0.4843625519793837], [0.48437888620830966], [0.48438522554787466], [0.48441955167526213], [0.48440727607938283]], [[0.48421512486613627], [0.4842307690562021], [0.4842367789306886], [0.48426889175877913], [0.4842728362651924]], [[0.4841114592195096], [0.4841241549145325], [0.4841295852215262], [0.4841629996100858], [0.48417325682506307]], [[0.4840404714346744], [0.4840487374813317], [0.4840533093785365], [0.4840941760756598], [0.48410381742677855]], [[0.4839835812072059], [0.484002225392857], [0.48400921086452126], [0.4840453462766229], [0.48404818301401026]], [[0.4839648485690341], [0.48399522941173956], [0.48400394527319573], [0.48403622091241155], [0.4840297160820386]], [[0.4839639207878409], [0.48397671985834617], [0.4839829679094211], [0.4840288045793109], [0.4840277270297007]], [[0.4839912003593517], [0.4839959728066694], [0.48399895242465774], [0.4840477064413079], [0.4840555235027636]], [[0.4840296816637857], [0.4840336149410591], [0.48403608329912634], [0.4840778879272044], [0.4840962186494932]], [[0.48410545625282414], [0.48410639780438147], [0.48410705701746076], [0.4841473694520886], [0.4841708067699294]], [[0.4841878857415263], [0.4841832133505595], [0.48418314785293365], [0.4842249135831015], [0.4842512899438154]], [[0.4843038749319434], [0.48428896894948575], [0.4842887599899237], [0.4843381235016031], [0.4843665191391118]], [[0.48443649007881695], [0.4844415440166737], [0.48444448175759214], [0.4844769223326169], [0.4844990985161528]], [[0.4845956948832465], [0.48463260912264966], [0.48463825072318323], [0.48464726327642543], [0.48465784374874343]], [[0.48477090030700365], [0.4848085272048901], [0.48481450108303015], [0.4848246690191023], [0.48482511824550156]], [[0.4849855890272258], [0.485014455951452], [0.48502105937062284], [0.48503961761669184], [0.4850372026253374]], [[0.4852049311903549], [0.4852368112896063], [0.48524354871325304], [0.48526069899179997], [0.4852660979598563]], [[0.4854530406705868], [0.48548678594246175], [0.48549377142312206], [0.4855110899593761], [0.4855133612143666]], [[0.485698820317085], [0.48573394729999947], [0.4857412966023317], [0.48575976665783044], [0.48575222294016257]], [[0.48598385851471093], [0.48602140196070165], [0.48602888576430725], [0.4860465551341598], [0.4860493944231568]], [[0.48626751487189845], [0.4863137799495339], [0.48632222455226726], [0.4863399307047815], [0.4863460919439677]], [[0.48654374736861455], [0.4866093703624223], [0.4866202195945732], [0.4866399058920074], [0.48662753784325574]], [[0.48683435968934313], [0.4869180283732577], [0.48693096172239736], [0.4869520280770273], [0.4869258347572616]], [[0.48711140469687203], [0.48721336034547674], [0.4872275131495307], [0.487246437568127], [0.48720797234356783]], [[0.4874217026016589], [0.48754576167559194], [0.4875583569621426], [0.48756439727120443], [0.48750134876237755]], [[0.4876768421397655], [0.48784296108145764], [0.4878571224917306], [0.48784966090748383], [0.48776949564937294]], [[0.4878178266791696], [0.48807265758093604], [0.488094363334713], [0.4880823494114513], [0.4880051646336412]], [[0.48794909492060956], [0.48826074575351336], [0.4882957115399667], [0.4883223168578387], [0.4881876195668035]], [[0.48803491662941306], [0.48838839432318737], [0.48843635986081907], [0.4884976345759625], [0.48828709454229824]], [[0.4881444364482416], [0.4885818439947206], [0.48861784393415564], [0.4885451103460535], [0.4883792749191124]], [[0.4881765269759438], [0.48862552480719396], [0.4886614957376545], [0.4885456037048859], [0.4884345856225014]], [[0.4881315280622041], [0.4884946906991132], [0.48853054377386174], [0.48854493527422177], [0.4884769980904433]], [[0.4880827680282358], [0.48852700856504805], [0.4885641444149126], [0.4885147829466524], [0.48853956116139974]], [[0.4880598693214648], [0.4885722396379138], [0.4886131512975912], [0.48847599252999113], [0.48857787827072147]], [[0.4881132677123033], [0.4884974085285796], [0.48852876064405915], [0.48845407884039316], [0.48851555301347893]], [[0.4881136762366307], [0.48839770552379724], [0.48842162135763384], [0.4883970375838169], [0.4884242038877272]], [[0.488044863618847], [0.48828102793603023], [0.48830133363439143], [0.48829849180214113], [0.48831148027767285]], [[0.4879559252111509], [0.4881721894595417], [0.48819256999948846], [0.4881979886667282], [0.48820557802909803]], [[0.487811262582201], [0.4880318710328958], [0.48805202692861815], [0.4880555447017382], [0.48806435495765405]], [[0.4876712924319356], [0.4879015044441027], [0.48792126472611697], [0.4879162612673401], [0.48793015266845413]], [[0.4875112040408958], [0.48776581595084023], [0.4877874059971341], [0.4877707441365936], [0.4877921778350806]], [[0.4873268162559536], [0.487605797509762], [0.4876292147760016], [0.4876008984692581], [0.48762987082606396]], [[0.4871388364395704], [0.48743502796311133], [0.4874597322006695], [0.48742303973448103], [0.48745741544562954]], [[0.48697319696052266], [0.48727294194064996], [0.48729790277337715], [0.4872590969014359], [0.4872947976927537]], [[0.4870690470114619], [0.4873672943183363], [0.48739213043447277], [0.48735351845568103], [0.4873890408683529]], [[0.487368133216504], [0.48766484265022186], [0.48768955070218095], [0.48765113782103875], [0.4876864770670075]], [[0.48782450627270046], [0.48811964005859904], [0.48814421690075127], [0.4881060080077385], [0.4881411595878403]], [[0.4883922168771028], [0.48868573966575984], [0.48871018235443336], [0.4886721820260094], [0.48870714172997387]], [[0.4890253157267624], [0.48931719459399653], [0.4893415003874768], [0.4893037128860807], [0.4893384767925308]], [[0.4896778535187309], [0.4899680579656012], [0.4899922243241313], [0.4899546535981815], [0.48998921807463364]], [[0.4903038809500596], [0.4905923829028661], [0.4906164074886463], [0.4905790571725412], [0.49061341887540516]], [[0.4908574487178001], [0.49114422252808326], [0.4911681032052716], [0.49113097661938876], [0.4911651324939678]], [[0.4934101378598163], [0.4936878520514788], [0.4937109783019476], [0.4936750246015028], [0.4937081014399461]], [[0.4960937415333921], [0.49636164514759545], [0.4963839544362986], [0.49634927084149444], [0.4963811792027345]], [[0.5000014677820879], [0.5000015436320404], [0.500001551374526], [0.5000015394503546], [0.5000015503967687]], [[0.5014758141084085], [0.501725458438416], [0.5017462742771516], [0.5017139144425116], [0.5017436845788761]], [[0.5043445168823895], [0.504584157348443], [0.5046041383715582], [0.5045730762219068], [0.5046016525463686]], [[0.5072279512986215], [0.5074558572900373], [0.5074748560733386], [0.5074453206129982], [0.5074724924847208]], [[0.5099784889117766], [0.510193395136495], [0.5102113065662753], [0.5101834612397635], [0.5102090782851895]], [[0.5127654590873925], [0.5129666020557277], [0.5129833638731249], [0.5129573055791841], [0.5129812786329405]], [[0.5155370059301065], [0.5157237114343397], [0.5157392683569969], [0.5157150830935469], [0.5157373330260397]], [[0.5180793931420155], [0.5182509503306009], [0.5182652435764131], [0.518243022762202], [0.5182634654635245]], [[0.5205155921432667], [0.520671500635499], [0.5206844890416575], [0.5206642967190429], [0.5206828732641261]], [[0.522940013063691], [0.5230798163453543], [0.5230914623142362], [0.5230733569318342], [0.523090013542644]], [[0.5250741949640536], [0.5251974866554435], [0.5252077565559915], [0.5251917904707235], [0.5252064789773172]], [[0.5269146371304103], [0.5270209630799856], [0.5270298192993744], [0.5270160509551186], [0.5270287175867043]], [[0.5287998546598078], [0.5288889744942042], [0.528896397240058], [0.528884857410092], [0.5288954738524962]], [[0.5303817456863751], [0.5304535130582577], [0.5304594902849372], [0.530450197935141], [0.5304587467403568]], [[0.5313803222096802], [0.5314341803955979], [0.5314386658462888], [0.5314316925735408], [0.5314381078689032]], [[0.5324182084253084], [0.5324547387441179], [0.5324577810033778], [0.5324530525709918], [0.5324574026632982]], [[0.5334133298750374], [0.533427877772958], [0.5334290892295388], [0.5334272043258417], [0.5334289383929754]], [[0.5337219773371985], [0.5337219773371985], [0.5337219773371985], [0.5337219773371985], [0.5337219773371985]], [[0.5334205630276074], [0.5334351085371642], [0.5334362713359483], [0.5334344377066152], [0.5334361265579761]], [[0.5324257113099702], [0.5324622422461645], [0.5324652845569597], [0.532460556044483], [0.53246490621047]], [[0.5313881073867005], [0.531441966531126], [0.5314464520619235], [0.5314394786646566], [0.5314458940745704]], [[0.5303841910462106], [0.5304559588349621], [0.530461936096529], [0.530452643692507], [0.5304611925476073]], [[0.5287981513004191], [0.5288872707638983], [0.5288946934786652], [0.5288831536970157], [0.5288937700949723]], [[0.5269121426885003], [0.5270184679691307], [0.5270273241323636], [0.5270135558753815], [0.527026222426683]], [[0.525072718190358], [0.525196009394719], [0.5252062792543045], [0.5251903132326925], [0.5252050016807293]], [[0.5229409202456844], [0.5230807238891273], [0.523092369888505], [0.5230742644587171], [0.5230909211131162]], [[0.5205169114197377], [0.5206728205379103], [0.52068580899697], [0.5206656165921637], [0.5206841932128511]], [[0.5180816571226121], [0.5182532156047752], [0.5182675089602756], [0.5182452879756679], [0.5182657308337255]], [[0.5155361948838251], [0.5157228998263872], [0.5157384567012143], [0.515714271512053], [0.5157365213762162]], [[0.5127644224294098], [0.5129655645349607], [0.512982326278477], [0.5129562680992584], [0.5129802410475006]], [[0.5099781277462336], [0.5101930336032072], [0.5102109450012482], [0.5101830997240046], [0.5102087167241203]], [[0.5072280688263192], [0.5074559749679625], [0.5074749737643875], [0.5074454382836864], [0.5074726101741319]], [[0.5043446163092495], [0.5045842569319895], [0.504604237969068], [0.5045731757977728], [0.5046017521421332]], [[0.5014763985931358], [0.5017260439718975], [0.5017468599078676], [0.5017144999227783], [0.5017442701974044]], [[0.5000014492338426], [0.5000015234112981], [0.5000015309811967], [0.5000015193226822], [0.5000015300252536]], [[0.4960316601084449], [0.4962995637226482], [0.4963218730113514], [0.4962871894165472], [0.4963190977777873]], [[0.4933147902586789], [0.4935925044503414], [0.49361563070081027], [0.4935796770003654], [0.49361275383880876]], [[0.4908573961759285], [0.4911441699862117], [0.4911680506634], [0.4911309240775172], [0.49116507995209624]], [[0.4881871911951964], [0.48848224525062184], [0.4885068154533335], [0.4884686168824696], [0.488503758966357]], [[0.4854381581157774], [0.485740645346889], [0.4857658345366331], [0.4857266736449643], [0.4857627010488448]], [[0.4837780337260297], [0.4840871450533082], [0.4841128858551434], [0.48407286738822947], [0.48410968374783425]], [[0.4836897744878868], [0.4840047051678916], [0.48403093056796737], [0.48399015871043066], [0.4840276681775487]], [[0.48374285301125347], [0.4841061568392814], [0.4841367826803765], [0.4840881218811281], [0.4841328770358827]], [[0.4834923668551853], [0.4834923668551853], [0.4834923668551853], [0.4834923668551853], [0.4834923668551853]], [[0.4831722427726052], [0.4831722427726052], [0.4831722427726052], [0.4831722427726052], [0.4831722427726052]], [[0.4831722427726052], [0.4831722427726052], [0.4831722427726052], [0.4831722427726052], [0.4831722427726052]], [[0.4831722427726052], [0.4831722427726052], [0.4831722427726052], [0.4831722427726052], [0.4831722427726052]], [[0.4831722427726052], [0.4831722427726052], [0.4831722427726052], [0.4831722427726052], [0.4831722427726052]]], [[[0.3432894731347227], [0.3432894731347227], [0.3432894731347227], [0.3432894731347227], [0.3432894731347227]], [[0.3432894731347227], [0.3432894731347227], [0.3432894731347227], [0.3432894731347227], [0.3432894731347227]], [[0.3432894731347227], [0.3432894731347227], [0.3432894731347227], [0.3432894731347227], [0.3432894731347227]], [[0.3432894731347227], [0.3432894731347227], [0.3432894731347227], [0.3432894731347227], [0.3432894731347227]], [[0.3463458446163585], [0.3463458446163585], [0.3463458446163585], [0.3463458446163585], [0.3463458446163585]], [[0.3489216630050588], [0.352074937701545], [0.35236933885325344], [0.35190134494428227], [0.35233182127122703]], [[0.350793193807834], [0.3529250 | drag coefficients, spanwise
rotorse.airfoils_cm | intermediate |  | [[[[0.0], [0.0], [0.0], [0.0], [0.0]], [[0.0], [0.0], [0.0], [0.0], [0.0]], [[0.0], [0.0], [0.0], [0.0], [0.0]], [[0.0], [0.0], [0.0], [0.0], [0.0]], [[0.0], [0.0], [0.0], [0.0], [0.0]], [[0.0], [0.0], [0.0], [0.0], [0.0]], [[0.0], [0.0], [0.0], [0.0], [0.0]], [[0.0], [0.0], [0.0], [0.0], [0.0]], [[0.0], [0.0], [0.0], [0.0], [0.0]], [[0.0], [0.0], [0.0], [0.0], [0.0]], [[0.0], [0.0], [0.0], [0.0], [0.0]], [[0.0], [0.0], [0.0], [0.0], [0.0]], [[0.0], [0.0], [0.0], [0.0], [0.0]], [[0.0], [0.0], [0.0], [0.0], [0.0]], [[0.0], [0.0], [0.0], [0.0], [0.0]], [[0.0], [0.0], [0.0], [0.0], [0.0]], [[0.0], [0.0], [0.0], [0.0], [0.0]], [[0.0], [0.0], [0.0], [0.0], [0.0]], [[0.0], [0.0], [0.0], [0.0], [0.0]], [[0.0], [0.0], [0.0], [0.0], [0.0]], [[0.0], [0.0], [0.0], [0.0], [0.0]], [[0.0], [0.0], [0.0], [0.0], [0.0]], [[0.0], [0.0], [0.0], [0.0], [0.0]], [[0.0], [0.0], [0.0], [0.0], [0.0]], [[0.0], [0.0], [0.0], [0.0], [0.0]], [[0.0], [0.0], [0.0], [0.0], [0.0]], [[0.0], [0.0], [0.0], [0.0], [0.0]], [[0.0], [0.0], [0.0], [0.0], [0.0]], [[0.0], [0.0], [0.0], [0.0], [0.0]], [[0.0], [0.0], [0.0], [0.0], [0.0]], [[0.0], [0.0], [0.0], [0.0], [0.0]], [[0.0], [0.0], [0.0], [0.0], [0.0]], [[0.0], [0.0], [0.0], [0.0], [0.0]], [[0.0], [0.0], [0.0], [0.0], [0.0]], [[0.0], [0.0], [0.0], [0.0], [0.0]], [[0.0], [0.0], [0.0], [0.0], [0.0]], [[0.0], [0.0], [0.0], [0.0], [0.0]], [[0.0], [0.0], [0.0], [0.0], [0.0]], [[0.0], [0.0], [0.0], [0.0], [0.0]], [[0.0], [0.0], [0.0], [0.0], [0.0]], [[0.0], [0.0], [0.0], [0.0], [0.0]], [[0.0], [0.0], [0.0], [0.0], [0.0]], [[0.0], [0.0], [0.0], [0.0], [0.0]], [[0.0], [0.0], [0.0], [0.0], [0.0]], [[2.7755575615628914e-17], [2.7755575615628914e-17], [-2.7755575615628914e-17], [0.0], [0.0]], [[-2.7755575615628914e-17], [0.0], [0.0], [0.0], [0.0]], [[0.0], [0.0], [0.0], [0.0], [0.0]], [[0.0], [0.0], [0.0], [0.0], [0.0]], [[0.0], [0.0], [0.0], [0.0], [0.0]], [[0.0], [0.0], [0.0], [0.0], [0.0]], [[0.0], [0.0], [0.0], [0.0], [0.0]], [[0.0], [0.0], [0.0], [0.0], [0.0]], [[0.0], [0.0], [0.0], [0.0], [0.0]], [[0.0], [0.0], [0.0], [0.0], [0.0]], [[0.0], [0.0], [0.0], [0.0], [0.0]], [[0.0], [0.0], [0.0], [0.0], [0.0]], [[0.0], [0.0], [0.0], [0.0], [0.0]], [[0.0], [0.0], [0.0], [0.0], [0.0]], [[0.0], [0.0], [0.0], [0.0], [0.0]], [[0.0], [0.0], [0.0], [0.0], [0.0]], [[0.0], [0.0], [0.0], [0.0], [0.0]], [[0.0], [0.0], [0.0], [0.0], [0.0]], [[0.0], [0.0], [0.0], [0.0], [0.0]], [[0.0], [0.0], [0.0], [0.0], [0.0]], [[0.0], [0.0], [0.0], [0.0], [0.0]], [[0.0], [0.0], [0.0], [0.0], [0.0]], [[0.0], [0.0], [0.0], [0.0], [0.0]], [[0.0], [0.0], [0.0], [0.0], [0.0]], [[0.0], [0.0], [0.0], [0.0], [0.0]], [[0.0], [0.0], [0.0], [0.0], [0.0]], [[0.0], [0.0], [0.0], [0.0], [0.0]], [[0.0], [0.0], [0.0], [0.0], [0.0]], [[0.0], [0.0], [0.0], [0.0], [0.0]], [[0.0], [0.0], [0.0], [0.0], [0.0]], [[0.0], [0.0], [0.0], [0.0], [0.0]], [[0.0], [0.0], [0.0], [0.0], [0.0]], [[0.0], [0.0], [0.0], [0.0], [0.0]], [[0.0], [0.0], [0.0], [0.0], [0.0]], [[0.0], [0.0], [0.0], [0.0], [0.0]], [[0.0], [0.0], [0.0], [0.0], [0.0]], [[0.0], [0.0], [0.0], [0.0], [0.0]], [[0.0], [0.0], [0.0], [0.0], [0.0]], [[0.0], [0.0], [0.0], [0.0], [0.0]], [[0.0], [0.0], [0.0], [0.0], [0.0]], [[0.0], [0.0], [0.0], [0.0], [0.0]], [[0.0], [0.0], [0.0], [0.0], [0.0]], [[0.0], [0.0], [0.0], [0.0], [0.0]], [[0.0], [0.0], [0.0], [0.0], [0.0]], [[0.0], [0.0], [0.0], [0.0], [0.0]], [[0.0], [0.0], [0.0], [0.0], [0.0]], [[0.0], [0.0], [0.0], [0.0], [0.0]], [[0.0], [0.0], [0.0], [0.0], [0.0]], [[0.0], [0.0], [0.0], [0.0], [0.0]], [[0.0], [0.0], [0.0], [0.0], [0.0]], [[0.0], [0.0], [0.0], [0.0], [0.0]], [[0.0], [0.0], [0.0], [0.0], [0.0]], [[0.0], [0.0], [0.0], [0.0], [0.0]], [[0.0], [0.0], [0.0], [0.0], [0.0]], [[0.0], [0.0], [0.0], [0.0], [0.0]], [[0.0], [0.0], [0.0], [0.0], [0.0]], [[0.0], [0.0], [0.0], [0.0], [0.0]], [[0.0], [0.0], [0.0], [0.0], [0.0]], [[0.0], [0.0], [0.0], [0.0], [0.0]], [[0.0], [0.0], [0.0], [0.0], [0.0]], [[0.0], [0.0], [0.0], [0.0], [0.0]], [[0.0], [0.0], [1.734723475976807e-18], [1.734723475976807e-18], [1.734723475976807e-18]], [[0.0], [0.0], [0.0], [0.0], [0.0]], [[0.0], [0.0], [0.0], [0.0], [0.0]], [[0.0], [0.0], [0.0], [0.0], [0.0]], [[0.0], [0.0], [0.0], [0.0], [0.0]], [[0.0], [0.0], [0.0], [0.0], [0.0]], [[0.0], [0.0], [0.0], [0.0], [0.0]], [[0.0], [0.0], [0.0], [0.0], [0.0]], [[0.0], [0.0], [0.0], [0.0], [0.0]], [[0.0], [0.0], [0.0], [0.0], [-3.469446951953614e-18]], [[0.0], [0.0], [0.0], [0.0], [0.0]], [[0.0], [0.0], [0.0], [0.0], [0.0]], [[0.0], [0.0], [0.0], [0.0], [0.0]], [[0.0], [0.0], [0.0], [0.0], [0.0]], [[0.0], [0.0], [0.0], [0.0], [0.0]], [[0.0], [0.0], [0.0], [0.0], [0.0]], [[0.0], [0.0], [0.0], [0.0], [0.0]], [[0.0], [0.0], [0.0], [0.0], [0.0]], [[0.0], [0.0], [0.0], [0.0], [0.0]], [[0.0], [0.0], [0.0], [0.0], [0.0]], [[0.0], [0.0], [0.0], [0.0], [0.0]], [[0.0], [0.0], [0.0], [0.0], [0.0]], [[0.0], [0.0], [0.0], [0.0], [0.0]], [[0.0], [0.0], [0.0], [0.0], [0.0]], [[0.0], [0.0], [0.0], [0.0], [0.0]], [[0.0], [0.0], [0.0], [0.0], [0.0]], [[0.0], [0.0], [0.0], [0.0], [0.0]], [[0.0], [0.0], [0.0], [0.0], [0.0]], [[0.0], [0.0], [0.0], [0.0], [0.0]], [[0.0], [0.0], [0.0], [0.0], [0.0]], [[0.0], [0.0], [0.0], [0.0], [0.0]], [[0.0], [0.0], [0.0], [0.0], [0.0]], [[0.0], [0.0], [0.0], [0.0], [0.0]], [[0.0], [0.0], [0.0], [0.0], [0.0]], [[0.0], [0.0], [0.0], [0.0], [0.0]], [[0.0], [0.0], [0.0], [0.0], [0.0]], [[0.0], [0.0], [0.0], [0.0], [0.0]], [[0.0], [0.0], [0.0], [0.0], [0.0]], [[0.0], [0.0], [0.0], [0.0], [0.0]], [[0.0], [0.0], [0.0], [0.0], [0.0]], [[0.0], [0.0], [0.0], [0.0], [0.0]], [[0.0], [0.0], [0.0], [0.0], [0.0]], [[0.0], [0.0], [0.0], [0.0], [0.0]], [[0.0], [0.0], [0.0], [0.0], [0.0]], [[0.0], [0.0], [0.0], [0.0], [0.0]], [[0.0], [0.0], [0.0], [0.0], [0.0]], [[0.0], [0.0], [0.0], [0.0], [0.0]], [[0.0], [0.0], [0.0], [0.0], [0.0]], [[0.0], [0.0], [0.0], [0.0], [0.0]], [[0.0], [0.0], [0.0], [0.0], [0.0]], [[2.7755575615628914e-17], [0.0], [-2.7755575615628914e-17], [0.0], [0.0]], [[0.0], [0.0], [0.0], [0.0], [0.0]], [[0.0], [0.0], [0.0], [0.0], [0.0]], [[0.0], [0.0], [0.0], [0.0], [0.0]], [[0.0], [0.0], [0.0], [0.0], [0.0]], [[0.0], [0.0], [0.0], [0.0], [0.0]], [[0.0], [0.0], [0.0], [0.0], [0.0]], [[0.0], [0.0], [0.0], [0.0], [0.0]], [[0.0], [0.0], [0.0], [0.0], [0.0]], [[0.0], [0.0], [0.0], [0.0], [0.0]], [[0.0], [0.0], [0.0], [0.0], [0.0]], [[0.0], [0.0], [0.0], [0.0], [0.0]], [[0.0], [0.0], [0.0], [0.0], [0.0]], [[0.0], [0.0], [0.0], [0.0], [0.0]], [[0.0], [0.0], [0.0], [0.0], [0.0]], [[0.0], [0.0], [0.0], [0.0], [0.0]], [[0.0], [0.0], [0.0], [0.0], [0.0]], [[0.0], [0.0], [0.0], [0.0], [0.0]], [[0.0], [0.0], [0.0], [0.0], [0.0]], [[0.0], [0.0], [0.0], [0.0], [0.0]], [[0.0], [0.0], [0.0], [0.0], [0.0]], [[0.0], [0.0], [0.0], [0.0], [0.0]], [[0.0], [0.0], [0.0], [0.0], [0.0]], [[0.0], [0.0], [0.0], [0.0], [0.0]], [[0.0], [0.0], [0.0], [0.0], [0.0]], [[0.0], [0.0], [0.0], [0.0], [0.0]], [[0.0], [0.0], [0.0], [0.0], [0.0]], [[0.0], [0.0], [0.0], [0.0], [0.0]], [[0.0], [0.0], [0.0], [0.0], [0.0]], [[0.0], [0.0], [0.0], [0.0], [0.0]], [[0.0], [0.0], [0.0], [0.0], [0.0]], [[0.0], [0.0], [0.0], [0.0], [0.0]], [[0.0], [0.0], [0.0], [0.0], [0.0]], [[0.0], [0.0], [0.0], [0.0], [0.0]], [[0.0], [0.0], [0.0], [0.0], [0.0]], [[0.0], [0.0], [0.0], [0.0], [0.0]], [[0.0], [0.0], [0.0], [0.0], [0.0]], [[0.0], [0.0], [0.0], [0.0], [0.0]], [[0.0], [0.0], [0.0], [0.0], [0.0]], [[0.0], [0.0], [0.0], [0.0], [0.0]], [[5.551115123125783e-17], [0.0], [5.551115123125783e-17], [0.0], [5.551115123125783e-17]], [[-5.551115123125783e-17], [-5.551115123125783e-17], [-5.551115123125783e-17], [-5.551115123125783e-17], [-5.551115123125783e-17]], [[0.0], [0.0], [0.0], [0.0], [0.0]], [[0.0], [0.0], [0.0], [0.0], [0.0]], [[0.0], [0.0], [0.0], [0.0], [0.0]]], [[[0.0], [0.0], [0.0], [0.0], [0.0]], [[0.006014469032053882], [0.006014469032053882], [0.006014469032053882], [0.006014469032053882], [0.006014469032053882]], [[0.010391777650816132], [0.010391777650816132], [0.010391777650816132], [0.010391777650816132], [0.010391777650816132]], [[0.012431091001836855], [0.012440224077290382], [0.01244113071813567], [0.012441506331431082], [0.01244222592335209]], [[0.01520808857228953], [0.015016685841413968], [0.014997589476624384], [0.014989401894239862], [0.014973650725836299]], [[0.01861332956464552], [0.018134822737456466], [0.018087081825482583], [0.018066612869521208], [0.018027234948512348]], [[0.020223934331574427], [0.01945832340807204], [0.01938193794891381], [0.019349187619375624], [0.019286182945761468]], [[0.01982459026604879], [0.018887178661038437], [0.018793259826633574], [0.018751862759204985], [0.01867239575839269]], [[0.021735789620602367], [0.020987813609719012], [0.020909054557321755], [0.020863218986670408], [0.020806895977423884]], [[0.02335481808105086], [0.02278860007751138], [0.022724538688159865], [0.02267444703233247], [0.022637632432472438]], [[0.024325517088512633], [0.02391238681093877], [0.023860939357700145], [0.023807247126171716], [0.02378691011949577]], [[0.023499543369144615], [0.02315830746008457], [0.02311292387561406], [0.02305750289220959], [0.02304501874240189]], [[0.022213710757019223], [0.021936632261523092], [0.02189680643139444], [0.021839833108338896], [0.021834399415461475]], [[0.021385625652815515], [0.021185020854874226], [0.021152147211939643], [0.0210933202852292], [0.021096305996900294]], [[0.020923245533689516], [0.02074390027592421], [0.020713079620379854], [0.02065380970229133], [0.020659130497399952]], [[0.020451048817530404], [0.020310427989828322], [0.020283553232885637], [0.020223553150651635], [0.020233129017055623]], [[0.020141069519902022], [0.020030928025276007], [0.020007421025536057], [0.019946837926787045], [0.01995974581255483]], [[0.01992836094995462], [0.019847804527857588], [0.019827953789851707], [0.019766846788019043], [0.019783135101784186]], [[0.01976033913984014], [0.019690660692997283], [0.01967234837310146], [0.019611390526280165], [0.01962873362952304]], [[0.01970001119267832], [0.01964385805763036], [0.019627595871936312], [0.019566679982631813], [0.01958543646415767]], [[0.019643197662341308], [0.019599743642070552], [0.019585636716793378], [0.01952480194548034], [0.019544896296698644]], [[0.019621042912828943], [0.01958259596990654], [0.019569460804656505], [0.01950906830468417], [0.01952950382233208]], [[0.019615141749233622], [0.019580588050366526], [0.019568258555327435], [0.01950835356446541], [0.019528988298942937]], [[0.0194915108383963], [0.019461889567270955], [0.01945061841146071], [0.01939113296812133], [0.019412122655444917]], [[0.01934627406157382], [0.019317032257657074], [0.019305903703311193], [0.019247158613975412], [0.019267821761857963]], [[0.019224525563275037], [0.01919457770881146], [0.01918335867205436], [0.019125332093195155], [0.019145553615206465]], [[0.019049253959330138], [0.019018646294223753], [0.019007367170503445], [0.018950254469089958], [0.018969942572493258]], [[0.018952897477585294], [0.01892176929372067], [0.018910418962255288], [0.01885372125141794], [0.018873139620050276]], [[0.0188205037751921], [0.018786530369022635], [0.018774699735127204], [0.018718973892799484], [0.018737559063550197]], [[0.018457757323276043], [0.018421214663672008], [0.018408976183780585], [0.01835410025238904], [0.018371956617893766]], [[0.018004298628688423], [0.01796522137860546], [0.017952608027598516], [0.017898602504241842], [0.017915712818972144]], [[0.017582465442652403], [0.017546973261218037], [0.01753501347816231], [0.01748097198164671], [0.01749812165473096]], [[0.016896911180990595], [0.016867383406908625], [0.01685655483421108], [0.016802064259656323], [0.01681961334424598]], [[0.016036094511739325], [0.016011346998526053], [0.016001526882694364], [0.015946787192295114], [0.01596456890230693]], [[0.015338948265745903], [0.015317421371838745], [0.015308338464455024], [0.015253446500047896], [0.015271274233556145]], [[0.014655341696555645], [0.01463555805239359], [0.01462689805739905], [0.014571946366244322], [0.014589649366457392]], [[0.013879165019493635], [0.013861895513056804], [0.013853875373057718], [0.013798813449415255], [0.013816488975654795]], [[0.01313474201419202], [0.013118396541260895], [0.013110623824174009], [0.013055552157809062], [0.013072997505615615]], [[0.012427819136699499], [0.012409527721331769], [0.012401250350004209], [0.012346351502323986], [0.012363200246286801]], [[0.011693014852347479], [0.011673327108798967], [0.011664703771007617], [0.011609939771148908], [0.011626266279113485]], [[0.010965963624901029], [0.010944293832804056], [0.010935198361079972], [0.01088060971196219], [0.01089633623440018]], [[0.010259366783568133], [0.010232011258847339], [0.010221666147067418], [0.01016750211643034], [0.010182147145558158]], [[0.00956085232447064], [0.009527081514194083], [0.00951548125601303], [0.009461779550087514], [0.009475266938479915]], [[0.008874674001851164], [0.008834950453664885], [0.008822298105365431], [0.008769015715467045], [0.008781421880213226]], [[0.008168624573261812], [0.008118983453831205], [0.008104363561257814], [0.008049609868040847], [0.008060975017398858]], [[0.007463762099756917], [0.007402516955636554], [0.0073863956951130474], [0.0073326187164544365], [0.007342180392808838]], [[0.006745926357536403], [0.006674037810436437], [0.00665656997100186], [0.006603694631083568], [0.006611530688372107]], [[0.005950515582713197], [0.00586894204898202], [0.005850392315087487], [0.005798624346312058], [0.005804694538708785]], [[0.005186236015154236], [0.005096369298793611], [0.005077023731630626], [0.0050265984749396355], [0.005030850398703151]], [[0.004279256172763221], [0.004179730975920891], [0.004159491686387014], [0.004110428887366992], [0.0041127765229348225]], [[0.003047252734188941], [0.00294106490252491], [0.00292034056117777], [0.0028727370417866663], [0.0028733964530507495]], [[0.0028106509369274415], [0.0027055676354901807], [0.0026850222812228202], [0.0026377196244752074], [0.0026382268880273886]], [[0.0026418256169486766], [0.002539514650166046], [0.0025193316543585535], [0.002472312626769231], [0.002472810408580913]], [[0.0025191383772348044], [0.0024208991873783713], [0.0024012251981390836], [0.002354479083257843], [0.0023550781091021887]], [[0.0024210186648585047], [0.002327780587502804], [0.0023087260404464826], [0.00226224752435462], [0.002263026822238743]], [[0.0023259233939337287], [0.002238245009026693], [0.002219883644970572], [0.0021736727350168657], [0.0021746796693190855]], [[0.0022123207446350206], [0.0021303898786443664], [0.002112757150135867], [0.002066819610929587], [0.0020680697895999614]], [[0.0020586995775929637], [0.0019823335962454555], [0.0019654237945230433], [0.0019197714963666256], [0.001921248636974565]], [[0.001843607857092995], [0.0017722539911431802], [0.0017560160846558394], [0.001710666460934209], [0.0017123223375195757]], [[0.00154252613600207], [0.001475407142053231], [0.0014597662260328048], [0.0014147895784910828], [0.0014165567191686624]], [[0.0011335639509630303], [0.0010701960881541774], [0.0010551224166023138], [0.0010106714994863528], [0.0010125079502795835]], [[0.0006090825979272116], [0.000549221308418165], [0.0005347019299562217], [0.0004908569403193584], [0.0004927419650041474]], [[3.444260421552395e-05], [3.410457887642951e-05], [3.4022484040673734e-05], [3.377217038120356e-05], [3.3783236594035065e-05]], [[2.4548649902223288e-05], [2.435162076526963e-05], [2.4302464984074165e-05], [2.4147825807781936e-05], [2.4154994598825363e-05]], [[1.5351823610087936e-05], [1.5259442436874136e-05], [1.5235577591797902e-05], [1.5157379418259415e-05], [1.5161236331039888e-05]], [[7.4685365911621865e-06], [7.4405618938786985e-06], [7.432985110232462e-06], [7.406735416129202e-06], [7.408138941990706e-06]], [[1.4999153400193505e-06], [1.4983057448863905e-06], [1.4978400550464017e-06], [1.4960948371608301e-06], [1.4961980022761695e-06]], [[-0.0026717309086599847], [-0.0026717309086599847], [-0.0026717309086599847], [-0.0026717309086599847], [-0.0026717309086599847]], [[-0.004269751748408962], [-0.004269751748408962], [-0.004269751748408962], [-0.004269751748408962], [-0.004269751748408962]], [[-0.004386780021474065], [-0.004386780021474065], [-0.004386780021474065], [-0.004386780021474065], [-0.004386780021474065]], [[-0.004496624587925019], [-0.004496624587925019], [-0.004496624587925019], [-0.004496624587925019], [-0.004496624587925019]], [[-0.004609777367068302], [-0.004609777367068302], [-0.004609777367068302], [-0.004609777367068302], [-0.004609777367068302]], [[-0.0047031328435362535], [-0.0047031328435362535], [-0.0047031328435362535], [-0.0047031328435362535], [-0.0047031328435362535]], [[-0.004810116233512074], [-0.004810116233512074], [-0.004810116233512074], [-0.004810116233512074], [-0.004810116233512074]], [[-0.004911119612340045], [-0.004911119612340045], [-0.004911119612340045], [-0.004911119612340045], [-0.004911119612340045]], [[-0.004976842712604346], [-0.004976842712604346], [-0.004976842712604346], [-0.004976842712604346], [-0.004976842712604346]], [[-0.005046539534222266], [-0.005046539534222266], [-0.005046539534222266], [-0.005046539534222266], [-0.005046539534222266]], [[-0.00511193646294239], [-0.00511193646294239], [-0.00511193646294239], [-0.00511193646294239], [-0.00511193646294239]], [[-0.00516086755049161], [-0.00516086755049161], [-0.00516086755049161], [-0.00516086755049161], [-0.00516086755049161]], [[-0.005210879394035375], [-0.005210879394035375], [-0.005210879394035375], [-0.005210879394035375], [-0.005210879394035375]], [[-0.0052806500510164806], [-0.0052806500510164806], [-0.0052806500510164806], [-0.0052806500510164806], [-0.0052806500510164806]], [[-0.005334751397961607], [-0.005334751397961607], [-0.005334751397961607], [-0.005334751397961607], [-0.005334751397961607]], [[-0.0051660662160202125], [-0.005025545888179439], [-0.005015341451182362], [-0.005096498848402062], [-0.005081360017170675]], [[-0.004844667295988141], [-0.0046968213058049685], [-0.004685922028034244], [-0.004764461231633876], [-0.00475063501081982]], [[-0.004852672351690936], [-0.0047061652349767655], [-0.004695273195280854], [-0.004769254575434846], [-0.004757377091845698]], [[-0.005043088766209708], [-0.004908464151859172], [-0.004898141078307237], [-0.004952898400312544], [-0.004949090698786143]], [[-0.0051855888342226125], [-0.005061246848747855], [-0.0050514161350980885], [-0.005089537747773862], [-0.005092713303773533]], [[-0.005269428978453658], [-0.005154835131835872], [-0.005145471185269909], [-0.005167821811120382], [-0.005177617635619566]], [[-0.0053617772696760435], [-0.005256931561915298], [-0.005248034382433098], [-0.005254614021458284], [-0.0052710301144569816]], [[-0.005459433791255949], [-0.005381293063470724], [-0.005370522160087848], [-0.005361330812287707], [-0.005384367173785931]], [[-0.0053720362886092166], [-0.0053720362886092166], [-0.0053720362886092166], [-0.005363947918650844], [-0.0053720362886092166]], [[-0.0052568870547034935], [-0.0052568870547034935], [-0.0052568870547034935], [-0.0052568870547034935], [-0.0052568870547034935]], [[-0.005056730020665645], [-0.005056730020665645], [-0.005056730020665645], [-0.005056730020665645], [-0.005056730020665645]], [[-0.004795366635436699], [-0.004795366635436699], [-0.004795366635436699], [-0.004795366635436699], [-0.004795366635436699]], [[-0.0032259153627989187], [-0.0031940164098017906], [-0.003179752323820305], [-0.00308663722728212], [-0.0031500272019028275]], [[-0.0011830012519191346], [-0.001154753429138728], [-0.0011413588726284383], [-0.0010468788685166898], [-0.001101081410929063]], [[-8.933415262946456e-06], [-8.851945761877492e-06], [-8.824122059136394e-06], [-8.696844875278557e-06], [-8.72852645258178e-06]], [[-5.333351878271907e-07], [-5.327383120091057e-07], [-5.325427863244869e-07], [-5.316916247641995e-07], [-5.319039956942859e-07]], [[0.0007678688027299325], [0.0007678688027299325], [0.0007678688027299325], [0.0007678688027299325], [0.0007678688027299325]], [[0.0005552757202971839], [0.0005552757202971839], [0.0005552757202971839], [0.0005552757202971839], [0.0005552757202971839]], [[0.00035109696114464344], [0.00035109696114464344], [0.00035109696114464344], [0.00035109696114464344], [0.00035109696114464344]], [[0.00017284542952130267], [0.00017284542952130267], [0.00017284542952130267], [0.00017284542952130267], [0.00017284542952130267]], [[-7.63530012609843e-08], [-7.634055958875298e-08], [-7.633665326532745e-08], [-7.632049636382716e-08], [-7.63190088180635e-08]], [[-7.421169182534812e-07], [-7.408713717520395e-07], [-7.405190136197844e-07], [-7.392305550974008e-07], [-7.393112647858992e-07]], [[-1.546260754817317e-06], [-1.5436305608952823e-06], [-1.5425168002243528e-06], [-1.5358416342692131e-06], [-1.5355840047967702e-06]], [[-2.3566545309314235e-06], [-2.353082685038581e-06], [-2.351212578181449e-06], [-2.3364731505598826e-06], [-2.3336050927959436e-06]], [[-3.3365733798787836e-06], [-3.3301500824045767e-06], [-3.3269327998292422e-06], [-3.302945082228354e-06], [-3.2927882125878723e-06]], [[-4.245318024644756e-06], [-4.237745677934147e-06], [-4.233622810522527e-06], [-4.1987852205274505e-06], [-4.1795021624851936e-06]], [[-5.4230272128054195e-06], [-5.415737417567915e-06], [-5.411388887884439e-06], [-5.3568095719058045e-06], [-5.324130682543473e-06]], [[-6.4327474144278834e-06], [-6.430660259885371e-06], [-6.429205018634084e-06], [-6.348296051893708e-06], [-6.3005754262707506e-06]], [[-7.524094913176783e-06], [-7.490928036943054e-06], [-7.477381630800403e-06], [-7.3998015752661794e-06], [-7.349831205288003e-06]], [[-8.450913830496424e-06], [-8.325036758198914e-06], [-8.305757069305367e-06], [-8.273089809252097e-06], [-8.239055792471934e-06]], [[-9.608581695222406e-06], [-9.473710249582531e-06], [-9.447199862066451e-06], [-9.38394255298701e-06], [-9.369007356849028e-06]], [[-1.039840375697431e-05], [-1.0254011644519239e-05], [-1.0222991576953411e-05], [-1.0140534947763449e-05], [-1.0128543343780431e-05]], [[-1.1444314830141985e-05], [-1.126268862437874e-05], [-1.1226575848387695e-05], [-1.11390422746869e-05], [-1.1091506464610992e-05]], [[-1.2220750614846173e-05], [-1.2019413516648056e-05], [-1.1979318061211227e-05], [-1.1881912418436964e-05], [-1.1844511115208646e-05]], [[-1.3376925043224585e-05], [-1.315485387383842e-05], [-1.3108466694492036e-05], [-1.298907348410783e-05], [-1.299519599741927e-05]], [[-1.4168293086084215e-05], [-1.3932523941024167e-05], [-1.3884593391110152e-05], [-1.3765317953096795e-05], [-1.3719107936677969e-05]], [[-1.5147066488781571e-05], [-1.4855579128458113e-05], [-1.4799730933631565e-05], [-1.4670215764637541e-05], [-1.4594178685631547e-05]], [[-1.6307579828058957e-05], [-1.5879002622833267e-05], [-1.5804090464270094e-05], [-1.564805953115176e-05], [-1.569313755151163e-05]], [[-1.7221761069857733e-05], [-1.6696243290008003e-05], [-1.66104345449428e-05], [-1.6446431073549074e-05], [-1.6584605162864308e-05]], [[-1.860132584865365e-05], [-1.7991666198646783e-05], [-1.7906068913156256e-05], [-1.7776261479661437e-05], [-1.7943678115566603e-05]], [[-1.965939632664858e-05], [-1.88489920613117e-05], [-1.8760551651706564e-05], [-1.8681774353188768e-05], [-1.8979741541955142e-05]], [[-2.1137217280926823e-05], [-2.0093722508137193e-05], [-2.000135390506884e-05], [-1.9969285850797783e-05], [-2.0351916325283062e-05]], [[-2.3093841863473102e-05], [-2.1919978549309743e-05], [-2.1811831769153606e-05], [-2.1762129333798702e-05], [-2.2064217033608557e-05]], [[-0.0001572692596862081], [-2.3615543826339264e-05], [-2.3465213517561562e-05], [-2.324075288777025e-05], [-2.3661081458715982e-05]], [[-0.00033007834598925215], [-0.00020555300361527022], [-0.00018351312577673598], [-0.00013925186431297185], [-0.0001989287608346827]], [[-0.0004191656251292704], [-0.00031392686832949594], [-0.000304860184508593], [-0.0003055732723858968], [-0.0003018756239466479]], [[-0.00052350421226468], [-0.0004401361391466827], [-0.000433082342998636], [-0.000439072906694888], [-0.0004227790862719443]], [[-0.0005925858906562116], [-0.0005463980751407669], [-0.0005364606702120359], [-0.0005105837212044939], [-0.000504564543519357]], [[-0.0006425145627896719], [-0.000620145139407044], [-0.0006121708494159148], [-0.0005734746190993231], [-0.0005749888309353954]], [[-0.0006177523559262425], [-0.0006146402457875714], [-0.0006126349900427786], [-0.0005713065299874052], [-0.0005814538469924128]], [[-2.981269502227296e-05], [-2.9672587388902827e-05], [-2.962294730579282e-05], [-2.938455676815971e-05], [-2.9390372790316643e-05]], [[-2.8573738444469254e-05], [-2.8377292139832727e-05], [-2.8324862450520433e-05], [-2.8146328817185012e-05], [-2.8125346819549146e-05]], [[-2.8844300716368565e-05], [-2.8626706434397436e-05], [-2.8573663436767816e-05], [-2.8411446444324973e-05], [-2.838701064114893e-05]], [[-2.9401799295974973e-05], [-2.9166210835256112e-05], [-2.9112172171455453e-05], [-2.8958483106640565e-05], [-2.893306150404673e-05]], [[-3.0362107588138842e-05], [-3.0106994887330735e-05], [-3.005093815145604e-05], [-2.989954923993815e-05], [-2.9874342121340852e-05]], [[-3.153043687823334e-05], [-3.125482214529074e-05], [-3.119618135041455e-05], [-3.104390593581391e-05], [-3.10197385785492e-05]], [[-3.2808550534765835e-05], [-3.2511598142929976e-05], [-3.245006631611563e-05], [-3.2295394363380386e-05], [-3.227270362548065e-05]], [[-3.4374466720554775e-05], [-3.405182868627607e-05], [-3.398658351577363e-05], [-3.382746332228348e-05], [-3.380598802298421e-05]], [[-3.59875292286517e-05], [-3.563747072646631e-05], [-3.556843441588145e-05], [-3.540529319575811e-05], [-3.5384454399160076e-05]], [[-3.781169061362055e-05], [-3.742916532711513e-05], [-3.7355812228471313e-05], [-3.718855718793171e-05], [-3.7167013429220686e-05]], [[-4.1498481470819e-05], [-4.1048125527267526e-05], [-4.0964499090575396e-05], [-4.078157823554293e-05], [-4.075690520139244e-05]], [[-4.685183247794128e-05], [-4.6296087228996086e-05], [-4.619626612756278e-05], [-4.598725525914449e-05], [-4.595742302272027e-05]], [[-5.365120262593864e-05], [-5.295149552966838e-05], [-5.2829705618047396e-05], [-5.258521214695361e-05], [-5.2548277917514874e-05]], [[-0.0004442021525828954], [-0.0003201970684996516], [-0.00029864948042852835], [-0.0002565260037580702], [-0.0002497860475993083]], [[-0.0009292552540257661], [-0.0007974192043846209], [-0.0007749883506989463], [-0.0007324767433263615], [-0.0007254334743572316]], [[-0.0014095892721352338], [-0.001271436794171521], [-0.0012482820936243026], [-0.0012053770407525373], [-0.0011981603586878088]], [[-0.001850855357329333], [-0.001708544706041988], [-0.0016848864216394213], [-0.0016415859295401646], [-0.0016343793202865872]], [[-0.002218573239625604], [-0.0020749136455807966], [-0.002051035250141083], [-0.0020073418639385797], [-0.0020003828081856263]], [[-0.003782184392508597], [-0.00364730537205048], [-0.003623940319196052], [-0.003578455143703222], [-0.0035738272402744613]], [[-0.005069409662839178], [-0.004946168244698503], [-0.004923664610987265], [-0.004876436532742941], [-0.004874327770720122]], [[-0.006095568540350927], [-0.005982499885180209], [-0.005960752738618923], [-0.0059117602278058], [-0.0059121163955823015]], [[-0.007078802666589903], [-0.0069787226272846475], [-0.00695817213842536], [-0.006907731675184008], [-0.00691052005613998]], [[-0.007947038073414806], [-0.007861407578166245], [-0.007842364895902294], [-0.007790674673852662], [-0.007795868956306944]], [[-0.008708521859631904], [-0.008637578984699468], [-0.008620217263342951], [-0.00856720738740116], [-0.008574919701707737]], [[-0.009459215973546778], [-0.009400731159115015], [-0.00938496679402804], [-0.009330847630660236], [-0.00934074294024638]], [[-0.010180406199019748], [-0.010131782043421016], [-0.010117326490067767], [-0.010062433029589056], [-0.010073982151256718]], [[-0.010855615119243454], [-0.010817678206212766], [-0.010805331706421686], [-0.010751923196333585], [-0.010764688514507868]], [[-0.011521595164743013], [-0.011492113187521483], [-0.011481334107537801], [-0.01142730329321022], [-0.011441627143061822]], [[-0.01220172757435549], [-0.012175953004353278], [-0.012165936948505367], [-0.012111609056016222], [-0.012126835340676018]], [[-0.012869660625178296], [-0.012846845864638558], [-0.012837481136479943], [-0.012782907837823189], [-0.01279893306992276]], [[-0.013513830247581834], [-0.013494624291176746], [-0.013486115198294728], [-0.013431248445360533], [-0.013448171184832741]], [[-0.01418271395180732], [-0.01416353632672153], [-0.014155030386959963], [-0.01410010323037128], [-0.014117431797938555]], [[-0.014866142057607612], [-0.014844955661822788], [-0.014835957589771954], [-0.014781104006826754], [-0.0147985551033392]], [[-0.015497189082464228], [-0.015474932416544549], [-0.015465679087734472], [-0.01541083692294366], [-0.015428538590353452]], [[-0.016144007715003947], [-0.016119040387535095], [-0.01610917207185486], [-0.016054447058037727], [-0.01607218784749795]], [[-0.016928728068476076], [-0.016899015280881745], [-0.016888149661328], [-0.01683367120445643], [-0.016851187988692482]], [[-0.0175813174131189], [-0.017545769328529394], [-0.017533798832427974], [-0.017479755096137705], [-0.01749689656515581]], [[-0.01800435110200302], [-0.017965273851920066], [-0.017952660500913122], [-0.017898654977556435], [-0.01791576529228675]], [[-0.018451995015472827], [-0.01841542002049429], [-0.01840317629397999], [-0.018348308279780408], [-0.018366158018166358]], [[-0.018816248129432594], [-0.018782274723263083], [-0.01877044408936771], [-0.018714718247039987], [-0.018733303417790642]], [[-0.01895250952143677], [-0.018921381337572134], [-0.01891003100610676], [-0.018853333295269416], [-0.01887275166390174]], [[-0.01904925395933015], [-0.019018646294223753], [-0.019007367170503445], [-0.018950254469089958], [-0.018969942572493258]], [[-0.019224525563275037], [-0.01919457770881146], [-0.01918335867205436], [-0.019125332093195155], [-0.019145553615206465]], [[-0.019346274061573833], [-0.019317032257657074], [-0.019305903703311193], [-0.01924715861397542], [-0.019267821761857963]], [[-0.019491510838396307], [-0.01946188956727095], [-0.019450618411460716], [-0.019391132968121325], [-0.019412122655444924]], [[-0.01961514174923363], [-0.019580588050366526], [-0.019568258555327435], [-0.01950835356446541], [-0.019528988298942937]], [[-0.019621042912828943], [-0.019582595969906566], [-0.019569460804656505], [-0.01950906830468417], [-0.01952950382233208]], [[-0.019643197662341308], [-0.019599743642070566], [-0.019585636716793378], [-0.019524801945480355], [-0.019544896296698658]], [[-0.01970001119267832], [-0.019643858057630373], [-0.01962759587193634], [-0.0195666799826318], [-0.019585436464157682]], [[-0.019760339139840155], [-0.019690660692997297], [-0.019672348373101473], [-0.019611390526280165], [-0.01962873362952304]], [[-0.01992836094995462], [-0.019847804527857615], [-0.019827953789851707], [-0.019766846788019057], [-0.019783135101784144]], [[-0.020141069519902036], [-0.020030928025276007], [-0.020007421025536057], [-0.01994683792678706], [-0.019959745812554844]], [[-0.020451048817530404], [-0.020310427989828322], [-0.020283553232885637], [-0.020223553150651635], [-0.020233129017055623]], [[-0.020923245533689516], [-0.02074390027592421], [-0.02071307962037988], [-0.02065380970229136], [-0.020659130497399952]], [[-0.02138344640522094], [-0.021182841607279623], [-0.021149967964345068], [-0.021091141037634625], [-0.02109412674930572]], [[-0.022191353546707537], [-0.021914275051211407], [-0.02187444922108278], [-0.021817475898027267], [-0.021812042205149845]], [[-0.023465499106890747], [-0.023124263197830675], [-0.023078879613360193], [-0.023023458629955668], [-0.023010974480148022]], [[-0.024325508984271077], [-0.023912378706697185], [-0.02386093125345856], [-0.023807239021930104], [-0.023786902015254185]], [[-0.023441968370474048], [-0.022875750366934594], [-0.022811688977583067], [-0.022761597321755644], [-0.022724782721895653]], [[-0.02191767083314411], [-0.021169694822260752], [-0.02109093576986349], [-0.021045100199212158], [-0.020988777189965623]], [[-0.020066595779626863], [-0.01912918417461648], [-0.01903526534021162], [-0.01899386827278303], [-0.018917215508837598]], [[-0.019950214860987324], [-0.01918460393748493], [-0.01910821847832668], [-0.01907546814878852], [-0.01901246347517427]], [[-0.018997616868311487], [-0.018519110041122527], [-0.018471369129148665], [-0.018450900173187276], [-0.018411522252178417]], [[-0.01701332248497367], [-0.01681414664670479], [-0.016794289760965322], [-0.016785776921794004], [-0.01676940140239251]], [[-0.016086479919567714], [-0.016100750349963847], [-0.016102166976284693], [-0.016102753872058687], [-0.016103878234435307]], [[-0.015045474827221739], [-0.015045474827221739], [-0.015045474827221739], [-0.015045474827221739], [-0.0 | moment coefficients, spanwise
rotorse.Rhub | intermediate | m | 3 | hub radius
rotorse.Rtip | intermediate | m | 102.9963 | tip radius
rotorse.ccblade.rthick | intermediate |  | [1.0, 0.9904761955070918, 0.9058355221451091, 0.7692063747146259, 0.6243318537689522, 0.5149550598613979, 0.4565247668788405, 0.4089803671230991, 0.37373472220540643, 0.3529975776954834, 0.3385438805507016, 0.3271695421630018, 0.3178133888750906, 0.30941424702967435, 0.30091105322857653, 0.2925054880595256, 0.2849006144977736, 0.2778530148241121, 0.271119271319333, 0.264455966264228, 0.2554986747356164, 0.25036700062620737, 0.2424545046048751, 0.23345852449310675, 0.2235312610322791, 0.21373557166468143, 0.2047799151588242, 0.19617537435258997, 0.18790426085675252, 0.18] | 1D array of the relative thicknesses of the blade defined along span.
rotorse.precurve | intermediate | m | [0.0, 0.01458960863306122, 0.05222307680765803, 0.10814189079154829, 0.17425050028042421, 0.24113677336298817, 0.3000855814876169, 0.34265121339954685, 0.35982107219826126, 0.34758647247479363, 0.3145081037342804, 0.2668581446781227, 0.2108704900449745, 0.14047729704289402, 0.038047053391842355, -0.09075291861109813, -0.23512381066742405, -0.3941373321774326, -0.585777112144827, -0.8052918056877612, -1.1155553024383709, -1.2912172307106229, -1.5637296993685719, -1.8590358827384128, -2.1706742111500468, -2.4983777867013965, -2.8433553645576635, -3.2095215196586184, -3.5968444286312473, -3.999999999999999] | precurve at each section
rotorse.precurveTip | intermediate | m | -4 | precurve at tip
rotorse.presweep | intermediate | m | [0.0, 0.0, 0.0, 0.0, 0.0, 0.0, 0.0, 0.0, 0.0, 0.0, 0.0, 0.0, 0.0, 0.0, 0.0, 0.0, 0.0, 0.0, 0.0, 0.0, 0.0, 0.0, 0.0, 0.0, 0.0, 0.0, 0.0, 0.0, 0.0, 0.0] | presweep at each section
rotorse.presweepTip | intermediate | m | 0 | presweep at tip
rotorse.hub_height | intermediate | m | 140 | hub height
rotorse.theta | output | deg | [20.00195662801704, 18.692815155906047, 17.237751895867493, 15.652955165525723, 13.954613282505086, 11.790090529493765, 9.030646264023996, 6.5144527030393125, 5.092767547617353, 5.007781203147269, 5.0116825962384794, 5.016386430611917, 5.019645870677343, 4.955933183905627, 4.598859000048244, 4.0626827882699, 3.502062737293423, 3.0562633715396523, 2.6837186552027537, 2.313326944439679, 1.7440912333077332, 1.3500287082049065, 0.5536320221223768, -0.40943438287790235, -1.3787700068006856, -2.1966150989778837, -2.8969959115828643, -3.5489850008484916, -4.145342284037413, -4.678827678412275] | Twist angle at each section (positive decreases angle of attack)
rotorse.re.pitch_axis | intermediate |  | [0.5, 0.49816955, 0.48992341, 0.47666778, 0.47368421, 0.47368421, 0.47368421, 0.47368421, 0.47368421, 0.47368421, 0.47368421, 0.46808511, 0.4612069, 0.44196429, 0.43251806, 0.42095775, 0.41010371, 0.40195138, 0.39522149, 0.39116278, 0.3900843600747744, 0.39134099, 0.39523274, 0.40007425, 0.40504215, 0.41113787, 0.41946139, 0.43201533, 0.45321411, 0.49999999999999994] | 1D array of the chordwise position of the pitch axis (0-LE, 1-TE), defined along blade span.
rotorse.re.coord_xy_interp | intermediate |  | [[[1.0, -5.228022875725102e-16], [0.9994296839925829, -0.022259740711558177], [0.998063017832965, -0.04445803489546769], [0.9955739142666737, -0.0665618134473914], [0.9920863097495596, -0.08851982053258164], [0.9876861486750572, -0.11027527223126012], [0.9823305251706395, -0.1317843709197388], [0.9760119083356917, -0.15300661763508847], [0.9687874672983805, -0.17388680280547386], [0.9606748602592399, -0.19437934848935778], [0.9516753587636768, -0.2144496858898974], [0.9418276527462444, -0.23405837873056085], [0.9311752953551308, -0.25315297586530683], [0.9197303974311781, -0.2717058715241765], [0.9075245591947199, -0.2896910384273745], [0.8946104080703081, -0.3070575403137143], [0.8810096964994353, -0.3237794960574165], [0.866747905197194, -0.339839087916958], [0.8518902581712055, -0.355200475411866], [0.8364694626214207, -0.3698431374689817], [0.820513485943698, -0.3837614939542973], [0.8040738322175812, -0.39691489811790015], [0.7871915298856534, -0.4092893400643106], [0.7698979191015535, -0.4208940017028426], [0.7522523412351593, -0.4317036404757956], [0.7342913491785575, -0.44170411642042817], [0.7160449249557642, -0.4509162950105447], [0.6975716400331089, -0.4593111923915063], [0.6789061864336874, -0.46689183369931203], [0.6600803126205398, -0.4736931268620854], [0.6411475171372123, -0.4796641292900073], [0.6221376509688521, -0.48484343347152115], [0.6030879981944149, -0.48926892453206955], [0.5840450421189749, -0.49287710440089977], [0.5650308976870032, -0.4957710179013429], [0.5460886027795995, -0.49790677272002765], [0.5272486739168989, -0.4992052309653694], [0.508535950506088, -0.4999001471231513], [0.48999235547038833, -0.49986512233616714], [0.4716321145068305, -0.49915299052333634], [0.4534925037443476, -0.4978655748478763], [0.43559330289767306, -0.49584922139645754], [0.41795606561694243, -0.49322020425743757], [0.40060974844257646, -0.4900340177148858], [0.38356093160600935, -0.48624065438121056], [0.3668432157337161, -0.4819531220757106], [0.35045731632050314, -0.4771070365916879], [0.33443448400863013, -0.4718016171476336], [0.3187741003293152, -0.4659975031053569], [0.3034996231212948, -0.45977183363997315], [0.2886112935656476, -0.45311101277459814], [0.27412438666566624, -0.4460714726760404], [0.26004145552371905, -0.4386539965865653], [0.2463748720159175, -0.4308972880761414], [0.23312344393883352, -0.4228128921543159], [0.22029377781042306, -0.41444216059030164], [0.20788328296533118, -0.4057907314202666], [0.19590295639164576, -0.39689711005990247], [0.18434125306662855, -0.38776302893280623], [0.17321393095416077, -0.37843278185751145], [0.16249917612963843, -0.3689016855353163], [0.15221460277725932, -0.35922081920480586], [0.14233175939897136, -0.3493817949754996], [0.13287211153919, -0.33942867829019185], [0.12380643962975978, -0.3293594524047539], [0.11514762338607656, -0.3192023645100907], [0.10688720880274838, -0.30897183476900875], [0.09900711152156343, -0.2986754406431281], [0.09152340438534401, -0.28834653723959136], [0.08439704281722242, -0.2779791205220024], [0.0776464790199521, -0.26760420577043886], [0.0712479082120208, -0.2572292124527742], [0.06518786629737473, -0.24686109008276283], [0.05948747212742032, -0.23652443301269652], [0.05410024641809, -0.22621390127387142], [0.049037878670187655, -0.21594907486257175], [0.044300349757333976, -0.2057452464738149], [0.039842359734680484, -0.19559765442820762], [0.035689975243613004, -0.1855255033033041], [0.031829235005065896, -0.1755359887530568], [0.028220007205789974, -0.16562693673246215], [0.024892524779269766, -0.15581522149021937], [0.021828668303003517, -0.1461056218157035], [0.018984694713133153, -0.13649533799824295], [0.016392191702033498, -0.1269983005811027], [0.014044634634199048, -0.11762077059006065], [0.011879824984634942, -0.10835684703907963], [0.00993094518736226, -0.09921662146203765], [0.008219407957347494, -0.0902084101294225], [0.0066583862213787865, -0.08132543510984099], [0.005267741928506431, -0.07257222340427001], [0.004095157538529609, -0.06395640173157158], [0.0030987885971364196, -0.055478013021100045], [0.0021966077355110324, -0.04713200469997591], [0.0014626417630186888, -0.03892440526041703], [0.0009644846082979224, -0.030860610171394718], [0.0005993738679828514, -0.022936235945969063], [0.0002900866455990823, -0.015148765877396714], [7.807077883024657e-05, -0.007502222076493378], [0.0, 0.0], [7.804120611659719e-05, 0.007500736220690077], [0.0002898787241920041, 0.015142758486887441], [0.000598775316682048, 0.02292258456141937], [0.0009633263516348351, 0.03083611939777482], [0.0014596682128281925, 0.03888574897117924], [0.002190976364499905, 0.047075815990683056], [0.0030899784195977838, 0.05540088812816734], [0.0040827111247031585, 0.06385488643689734], [0.005248531243836643, 0.07244263446468859], [0.006631282230012606, 0.08116423659691048], [0.008183684298590573, 0.09001209900857182], [0.009883614168490653, 0.09898142028662286], [0.011817640154723611, 0.10807902374749315], [0.01396619932168302, 0.1172968915532844], [0.016295142079104163, 0.1266248185078847], [0.018863193778115264, 0.13606823481979585], [0.02168071375327755, 0.1456217410739376], [0.02471591629586298, 0.15527150565279574], [0.028006440010586352, 0.16501912653915243], [0.031576255891496444, 0.17486145042023293], [0.03539483961687758, 0.18478174850035556], [0.03949498254800754, 0.19478045115068363], [0.04389792827815823, 0.20485282604936875], [0.04857580757377652, 0.21497933573681455], [0.053567991613811754, 0.2251632488767036], [0.058881821148870805, 0.23539257539832661], [0.06450016290273135, 0.24564586185495754], [0.07046920463911448, 0.2559288096954281], [0.07677403099247092, 0.2662200889663396], [0.08341621271683673, 0.2765073937902718], [0.09042901951906561, 0.28678971177956086], [0.0977906533229447, 0.29703436159541413], [0.10553618719874776, 0.30724577033016703], [0.11365876004177941, 0.31739779819794195], [0.12216148331893956, 0.32747251411893785], [0.1310674986027348, 0.3374671550918847], [0.14035464992188373, 0.3473464005305412], [0.15005511078613856, 0.35711729389225577], [0.16014896266156226, 0.36673682914626515], [0.17065818789963985, 0.3762090161783657], [0.181574957422924, 0.3854954202777727], [0.19290757140963555, 0.39458324766597075], [0.20465763457781186, 0.4034522528592034], [0.21681735306942437, 0.4120736546751029], [0.22939648396347811, 0.4204412604055216], [0.24237780069407988, 0.4285157291249229], [0.25577362426833844, 0.43629701405132887], [0.2695667856328992, 0.4437307842367116], [0.2837657972261352, 0.4508257189736273], [0.29834798288780395, 0.457529313046837], [0.3133189787852679, 0.46384827499917675], [0.3286584618928104, 0.4697270339484696], [0.3443649416455463, 0.4751660894880115], [0.3604197737256814, 0.480124895665173], [0.37681123376695697, 0.48458015694873546], [0.3935252510207292, 0.48853802379954264], [0.41053864255357086, 0.49191628687198], [0.4278432324908231, 0.4947936897726825], [0.4454066634681981, 0.49700186546594965], [0.46322225410302975, 0.4986945279258362], [0.4812515456557157, 0.4995759574617022], [0.49948102667173666, 0.49999959595885196], [0.5178795830856975, 0.49960989996393285], [0.53641763136701, 0.49871925440459125], [0.5550757049095608, 0.4969470954598008], [0.5738084272426077, 0.494546807361687], [0.5925967311050585, 0.49134249558479953], [0.6114013775535108, 0.48742771367820337], [0.6301864306052414, 0.48276379079159115], [0.648926781663159, 0.4772994360273941], [0.6675702064249728, 0.4710909063826163], [0.6860884295909518, 0.46408556444857973], [0.7044453890439168, 0.45628515353038346], [0.722592093722966, 0.4477211541323308], [0.7405018004535244, 0.43835712852367326], [0.7581254571228347, 0.4282123442390851], [0.7754210143761534, 0.4173028842750689], [0.7923623735876, 0.40561397611120953], [0.8088945461516955, 0.3931735469910263], [0.8249746330148909, 0.37999039194943635], [0.840576952273409, 0.36606263907410247], [0.8556527588088183, 0.3514331465234179], [0.8701628988827119, 0.3361178636958033], [0.8840850330712717, 0.32012561483558377], [0.8973612142623708, 0.3034905059583089], [0.9099546800766618, 0.28624096866093407], [0.9218514714025469, 0.26839650792968384], [0.9330128366584267, 0.2500014055184513], [0.9433892789690503, 0.23108884233257734], [0.9529731538505595, 0.2116848082416565], [0.9617431308270605, 0.19183234032607036], [0.9696406906754642, 0.17157715881862903], [0.976664215898664, 0.15095167052848085], [0.9828150771120139, 0.12999562103203396], [0.9880284400451029, 0.1087652991581767], [0.9923048366037509, 0.08729993375043676], [0.9956935187759139, 0.06563977190440677], [0.9981204893400154, 0.043839458141428], [0.9994430379087047, 0.021949651396883253], [1.0, -5.262717345244639e-16]], [[1.0, -0.0004638118459895953], [0.9984671733845202, -0.022176073806829073], [0.9962010189226616, -0.044351395222738545], [0.9929026769529263, -0.06634546047691313], [0.9886921791534908, -0.08835128540674543], [0.9836417003030666, -0.11016186981181435], [0.9776935270191353, -0.13166614881679514], [0.9708332396137559, -0.15288392077035748], [0.9631054519385788, -0.1737598287607129], [0.954532118302001, -0.1942484639483162], [0.9450948827272965, -0.21431485989644075], [0.9348365135795949, -0.2339197139318746], [0.9237922165624115, -0.2530104348178591], [0.9119678731501509, -0.2715592588317117], [0.8994040293865623, -0.2895255546496477], [0.8861439850623914, -0.30676257525251216], [0.8722139273132252, -0.3233331078794496], [0.8576405013890981, -0.3392208212500267], [0.8424918463138651, -0.35439498446765005], [0.8268017658276134, -0.36883894361410424], [0.8105945479290707, -0.38253690406162383], [0.7939227340691527, -0.3954518514729365], [0.7768322401803981, -0.4075848533740013], [0.7593482453756809, -0.4189206804928453], [0.7415376393986641, -0.4294645249422542], [0.7234312051733087, -0.43917633044306814], [0.705064134628845, -0.4480974501783146], [0.6864948073590625, -0.4562062936146256], [0.6677567468827389, -0.4634961629040646], [0.6488816855296917, -0.4699964056434572], [0.6299233101319794, -0.47568642538005484], [0.6109107600460605, -0.4805696742550079], [0.5918808588686519, -0.48470898820901515], [0.5728785950404724, -0.4880432475178806], [0.5539269984789256, -0.4906676163064863], [0.5350676946300881, -0.49253453011194503], [0.5163311532459858, -0.49357637071225186], [0.49773819674912345, -0.4940322652122179], [0.47933306660787195, -0.49376498314870565], [0.4611285998354018, -0.4928308092881163], [0.44315932912926065, -0.4913347518591997], [0.4254476850733872, -0.4891175241862929], [0.4080096040923348, -0.4863082497256368], [0.3908777222269456, -0.4829469700751172], [0.37405439787754124, -0.4789965744435154], [0.3575737836368038, -0.47456307703290074], [0.34143815925513366, -0.46958203525468334], [0.3256707636257218, -0.46416144069790816], [0.31027963353432836, -0.4582498364766646], [0.29527935033472164, -0.45193415045643265], [0.28067513168210884, -0.4451943605070709], [0.26647890456738466, -0.4380893792040086], [0.25268936761168936, -0.4306246469372193], [0.23932380454759788, -0.42283149436736955], [0.22637249324966888, -0.4147302870857254], [0.21384162583594854, -0.40636054651531306], [0.20172964390601206, -0.3977263749246579], [0.19004270401008846, -0.38886847357967336], [0.17878051391940514, -0.3797791829451586], [0.16794719268130187, -0.37050981375349185], [0.1575156104719489, -0.36105917021098194], [0.14751757926659972, -0.35146658922371105], [0.13791727522783742, -0.3417287941527196], [0.12873263379551803, -0.3318898962587249], [0.11993293273125566, -0.32194856962266255], [0.11152631628830112, -0.31193375629085474], [0.1035129018182118, -0.3018548344067732], [0.09586967710637402, -0.29172118538198283], [0.08861022310916078, -0.2815652950964024], [0.08169699278465405, -0.2713805684570672], [0.07515353791922992, -0.26119428841162695], [0.0689536742727614, -0.2510145000882887], [0.06308392696199935, -0.2408477975730364], [0.0575662813086175, -0.23071713950277656], [0.05235457470435836, -0.2206175141857337], [0.04745787224483998, -0.210568128140777], [0.042876780986014475, -0.20058378207747635], [0.03856735485208224, -0.19065910899054278], [0.03455089898704609, -0.1808132710703352], [0.030813599295340163, -0.17105300680166907], [0.027320880179595934, -0.161375236688796], [0.024102217770986714, -0.15179591407869095], [0.02113765490830785, -0.14231956568402285], [0.01838287969958718, -0.13294369100743667], [0.015870108077630753, -0.12368126864619768], [0.013595936204282798, -0.11453780557129871], [0.011500582795211394, -0.10550742459297964], [0.009614318272012281, -0.09659991246456354], [0.007957053891586519, -0.08782330704853379], [0.0064445289752556685, -0.07917089161949087], [0.005098087130931879, -0.07064680861546084], [0.00396431543475112, -0.062258207100183136], [0.0030004062476149847, -0.05400512757964083], [0.002125683476350713, -0.045882739179928946], [0.001409007077869603, -0.037896849780697024], [0.0009233128284636501, -0.03005224200938579], [0.0005719431369820731, -0.022344335003813873], [0.0002750881655745939, -0.01477069658801215], [7.41662246608336e-05, -0.007334963563321715], [0.0, 0.0], [7.347445324379198e-05, 0.007252611896674817], [0.0002745659257330717, 0.014683235244873173], [0.0005728883741955862, 0.02224903247250814], [0.00092888574053064, 0.029945982797076012], [0.0014135718626495971, 0.03777665537698494], [0.002122126409694201, 0.04574559215698956], [0.002991086641440035, 0.05384759271643007], [0.003950335703883144, 0.062076742716421635], [0.005078543629372844, 0.07043767696000137], [0.006419595456864862, 0.07893061415193242], [0.007924025833754341, 0.087548563081347], [0.009569149536340523, 0.09628715057146045], [0.011440070855323989, 0.1051529476558098], [0.01352107571228472, 0.11413795167113061], [0.015780697958844073, 0.12323244795107474], [0.018272094317778625, 0.13244220060624826], [0.021001590178729122, 0.1417625212927189], [0.023939614041401977, 0.15118003060948984], [0.02712533771965366, 0.16069604484578753], [0.03058370542078846, 0.17030771763782235], [0.034282621134373775, 0.17999938680277952], [0.038250043752213414, 0.18977241343674528], [0.042506169459466475, 0.19962249533533663], [0.04702849014627919, 0.20953041486422877], [0.05185734038696555, 0.2194994442798542], [0.0569971055718374, 0.22951870376683936], [0.06243435872093425, 0.23956671277975136], [0.06821537188347812, 0.24964859552216043], [0.0743257263211002, 0.2597442634918527], [0.08076670668052384, 0.2698418898118907], [0.08757095714437121, 0.27994049711580676], [0.09471580228559101, 0.29000962360221166], [0.10223139417679081, 0.3000553899215217], [0.1101157796798437, 0.3100511882893672], [0.11837331562223306, 0.31997939522976504], [0.12702402951280237, 0.3298390388299363], [0.13604234189662803, 0.33959842844845023], [0.14546864117305108, 0.3492604455213171], [0.15528494465845252, 0.3587829681182552], [0.16551112908835186, 0.3681710582651799], [0.17613934088294245, 0.3773882768662191], [0.18717687765731914, 0.3864235117978308], [0.19862630083322627, 0.39525686713693636], [0.2104861574450254, 0.4038567451745826], [0.22276407416847543, 0.4122190506206185], [0.2354400780902196, 0.4203090489617321], [0.24853083896880593, 0.42812311595611435], [0.26202139615928166, 0.43560738319454445], [0.275922264161973, 0.4427685504481824], [0.2902119763985298, 0.4495554523831977], [0.3048988924919414, 0.4559708561960908], [0.3199612214964364, 0.4619638966216653], [0.33539825377575, 0.46753317300933045], [0.3511959428693748, 0.4726349444795142], [0.3673386940107639, 0.47725206347213606], [0.3838166511021187, 0.48138502078055556], [0.4006080126231038, 0.4849517901466881], [0.4177036587735642, 0.4880306800018812], [0.43507265499822245, 0.49045773635660583], [0.45271021057379146, 0.492376417191462], [0.47057983694609773, 0.49349658001198776], [0.48866904746183576, 0.49415462050041453], [0.5069452861228687, 0.4940125776377233], [0.5253797149747718, 0.4933713024806604], [0.5439536005872413, 0.4918556497537658], [0.5626217226887857, 0.4897172072337827], [0.581366344599658, 0.48677077316982476], [0.6001470362911642, 0.4831253040200702], [0.6189295288327601, 0.4787219228681121], [0.6376880328744812, 0.47352020444549037], [0.6563716919801897, 0.46757844348681354], [0.6749507081188533, 0.46083005314765507], [0.6933911532444501, 0.453291236651978], [0.7116437134755846, 0.44498612009123784], [0.7296816422460073, 0.4358788942802349], [0.7474551985791178, 0.42597909598145167], [0.7649245875788055, 0.41531469067365273], [0.7820616618200305, 0.40386138003606425], [0.798812848987524, 0.39164888166776], [0.8151339357669349, 0.37867995890959544], [0.8310004341502942, 0.36495817685594373], [0.8463690868703138, 0.35053704946112146], [0.8611939760746471, 0.33541049830407976], [0.8754588797550087, 0.3196102269575249], [0.8890984683928713, 0.3031452164959244], [0.9020836386545227, 0.2860633390985634], [0.9143932627540562, 0.2683667571004267], [0.9259908906206432, 0.2500314310413086], [0.9368323126596996, 0.23112446983111865], [0.9469028490122432, 0.2117258711840455], [0.9561823522364571, 0.19187870465591542], [0.9646151024331149, 0.1716287150318257], [0.972199006376436, 0.15100830860478814], [0.9789264086424856, 0.1300570542579335], [0.9847409503350865, 0.10883136825772055], [0.9896477740655049, 0.08737054466842599], [0.9936826075080232, 0.06571457999407904], [0.9967768773419313, 0.04391797850773191], [0.9987746570413105, 0.02221192451065693], [1.0, 0.00030387842938652644]], [[1.0, -0.0038492654100905654], [0.9906314389460237, -0.02124358659915649], [0.980995553124424, -0.04244577814857979], [0.9710008406108143, -0.06310906534007898], [0.9607347862368819, -0.08485651608924341], [0.9501792391917762, -0.10652681256063543], [0.9391845966882083, -0.12758610905981918], [0.9277995368785148, -0.14839146457103897], [0.9159038272676024, -0.16887438898026688], [0.9035141573243257, -0.1890037103413512], [0.8904468618951541, -0.208710153716595], [0.8767805360441657, -0.2279657306584762], [0.8624805867331169, -0.24670559288775049], [0.8475002499100438, -0.26488825755621626], [0.8319554654799055, -0.2824033900682671], [0.8158100483185959, -0.2985340525300442], [0.7991269475008924, -0.31385984705471537], [0.7819419403062059, -0.3283715643196321], [0.7644682065620801, -0.34207141771900273], [0.7466978182593739, -0.3549679404068633], [0.7285739051584692, -0.3669729053145124], [0.7101536021654689, -0.37807327094489135], [0.6915143604167835, -0.3883736003485406], [0.6726384146150914, -0.39768719440107136], [0.6536412557053597, -0.4062305770385771], [0.6345131129076632, -0.4137811572647527], [0.615323229055061, -0.4205214427943107], [0.596126572356429, -0.4264829884701754], [0.5769480723498308, -0.43159065692971227], [0.5578186579572891, -0.4358329197265611], [0.5387913863253592, -0.43940857473661116], [0.5198897638790065, -0.4420677482815376], [0.5011462344316633, -0.44405256903897117], [0.48259385067647853, -0.4453220824349519], [0.4642611970179106, -0.44591203961647646], [0.44617850202456144, -0.445750259131233], [0.4283746969138166, -0.4448547889659564], [0.41084238403684853, -0.4435012838411975], [0.39363953193770973, -0.44147600071340914], [0.37676894327880944, -0.43886041796553904], [0.36024464511130966, -0.43578236543881144], [0.3441059338423623, -0.4320439150892622], [0.32832948285124114, -0.4278700026783168], [0.3129711586135177, -0.42318309006261184], [0.2980041030124043, -0.4180460343231093], [0.28346453492660506, -0.4125097566618625], [0.26936493895716, -0.4065109824384164], [0.2556723177436471, -0.4002248600725336], [0.24245317350983242, -0.39350712426247714], [0.2296601817209233, -0.3865205744767801], [0.21733188517170945, -0.3791956647649773], [0.20545654102184577, -0.37161042362860786], [0.19400623382802176, -0.36380782369123815], [0.18303065934450896, -0.3557608800302213], [0.1724619270321827, -0.347560782845731], [0.16230260093815232, -0.33923308524626017], [0.15255786993540327, -0.330770341418764], [0.14319991949640398, -0.3222315174535497], [0.13430460980079792, -0.31353360600231606], [0.12579565098828285, -0.3047849760015768], [0.11761032140899376, -0.2960136089458755], [0.10987482830100964, -0.28716335343151594], [0.10250435995139098, -0.27827298967604236], [0.09549136892073187, -0.26938727146052477], [0.08879593608379883, -0.26051098276089724], [0.0823928594350354, -0.2516791754983756], [0.07634012755417957, -0.24285989591584695], [0.07058159332805487, -0.2340776567921387], [0.06511243318139044, -0.2253579579426124], [0.059906033680536076, -0.21668948471465066], [0.05501808413281354, -0.2080686181293706], [0.05040703017899897, -0.1995086707196503], [0.0460594727365491, -0.1910133484040329], [0.04200137752342239, -0.18259204908666743], [0.038190520600419914, -0.17424252787596434], [0.03461821539846002, -0.16598095373833968], [0.031289454806718686, -0.1578180939885877], [0.028170498848183758, -0.1497435283648734], [0.025248988962446994, -0.1417761277855701], [0.022512461371877582, -0.1339188430913707], [0.019966251255758776, -0.12616101984850572], [0.017632080973324565, -0.11851094490945735], [0.015477217692402382, -0.11097103228125127], [0.013455210215236183, -0.1035412762154026], [0.011599797126485104, -0.09622671007114368], [0.009928204933218046, -0.08902653939993885], [0.00840056410254185, -0.08193507288052719], [0.0070261998710542, -0.07495955655561092], [0.005813462782772512, -0.06810569259296805], [0.0047001793171034595, -0.06136722973565946], [0.0037165290656212173, -0.05474506019366022], [0.0028990707281673442, -0.04824229266186361], [0.0022008941413638504, -0.041858831832156496], [0.0015542474400432613, -0.0355914811305357], [0.000988580836623855, -0.02944385159682524], [0.0006091360604109956, -0.02341501561864388], [0.00036597639590064723, -0.017497409334086188], [0.000165611320396738, -0.011685487338261911], [4.5666118543716746e-05, -0.0059642851265530004], [0.0, 0.0], [4.014082900951357e-05, 0.005281422899381116], [0.00016279480870046823, 0.010945239440763484], [0.00037851499417319666, 0.01672203449534614], [0.0006622704146375419, 0.022608614969762773], [0.00104709805559685, 0.028608805371302486], [0.0015688518452929335, 0.03472838241824101], [0.0021937433449480677, 0.040964099784372314], [0.0028817466864851644, 0.04731162112973881], [0.0037029097672634987, 0.05377415681354311], [0.0046995106542463486, 0.06035279465462601], [0.005809874442838592, 0.06704518628471319], [0.007008280012794275, 0.07385026468778995], [0.00836584180261431, 0.08077267721902089], [0.009892945439214583, 0.08780525497673816], [0.01157701075089403, 0.09495343785950609], [0.01343100653654625, 0.10222377683574566], [0.01543453764579356, 0.1096088166293537], [0.017575258817925734, 0.11709889762589731], [0.019901009644738878, 0.1246929162173274], [0.022443785806502765, 0.13239065360045627], [0.025163848620985106, 0.14018539077631315], [0.02805406936169285, 0.14808639292104409], [0.031127498442044772, 0.15609292868671448], [0.03440011578315609, 0.16418836221794472], [0.03791771873930052, 0.1723759661436091], [0.04166468499265604, 0.18065416284370714], [0.04565125370520231, 0.18900094869104078], [0.049922589206024506, 0.1974165704509935], [0.05446983389298282, 0.2058913226712703], [0.059291826018414456, 0.21441728945757682], [0.06441601453042958, 0.22299374661286886], [0.06981593053664034, 0.23160874284610145], [0.07548789460725183, 0.2402825353191704], [0.08146424698611672, 0.24898435468193852], [0.08775806636504947, 0.25769896101817813], [0.09436786071299282, 0.2664401621421328], [0.1012467800874717, 0.275206180039123], [0.10849002217751959, 0.28396490640097627], [0.11609447165506347, 0.2926813104590941], [0.12406510998175785, 0.30136887481049046], [0.13239547721678413, 0.3100072752201922], [0.1410865002275745, 0.31859871781531546], [0.15014768536053966, 0.32712556143120763], [0.15962181347198764, 0.3355326175753227], [0.16950261548391105, 0.3438322705678387], [0.1797528846708961, 0.35202649337321773], [0.19041852470159515, 0.36008162371812785], [0.20150073130625645, 0.36794699882477], [0.21302411645911587, 0.37561229569109705], [0.22497702790582438, 0.38303655621411475], [0.2373861191687035, 0.39019032513164387], [0.25022082763435244, 0.3970598343756056], [0.2634861570111782, 0.40362758541791155], [0.27720040533012097, 0.40982444567227433], [0.2913226974307258, 0.41568046514385326], [0.30587260591080706, 0.4211508537147743], [0.3208389075970025, 0.4261554605236767], [0.3362064282008572, 0.4307672026764393], [0.3519555372882918, 0.4348576609716632], [0.3680945114975877, 0.43848863009687317], [0.3846020319378581, 0.441417500753063], [0.4014730231986048, 0.44384580878176005], [0.418666628201559, 0.4455747667228921], [0.43616041174034154, 0.44681230742966915], [0.453941459200437, 0.44723280949710426], [0.47196777613371316, 0.44706813623183483], [0.49023145773982235, 0.4460693792812879], [0.5086858348979305, 0.4444564829983118], [0.5273095594386221, 0.4420242863041082], [0.5460733366040098, 0.43881344160405034], [0.5649381076488049, 0.4348960345284188], [0.5838649319580301, 0.43010682437603664], [0.6028359242041601, 0.4245661871759532], [0.6218018943608895, 0.41824533943083686], [0.6407371995020832, 0.41111455854241086], [0.6595897126062468, 0.403114925242496], [0.6783367399983431, 0.3943585297117821], [0.696937311976513, 0.3847552526306849], [0.7153500342062019, 0.3743477337755536], [0.7335236058593024, 0.3630973652547802], [0.7514427112318648, 0.35104695941282343], [0.7692130233527315, 0.33832286618363333], [0.7866736081435598, 0.32476727221308627], [0.8038038311219764, 0.3105699809571209], [0.8204756376716864, 0.29556698766425793], [0.8367251523607223, 0.27993982928064265], [0.8524710660361113, 0.26357207163912655], [0.8676967796274241, 0.24604959799133103], [0.882402647448648, 0.22764559018296313], [0.8965154283399627, 0.20873659595659286], [0.9100253257802211, 0.18936836958348877], [0.9229002170792276, 0.16958869848734337], [0.9351342843715338, 0.14942992424432947], [0.9466456698095422, 0.12891625384268313], [0.9574484730749383, 0.1081150859641732], [0.9675856886175663, 0.08707152450759312], [0.9769820845192789, 0.06580400971611246], [0.9856138077621519, 0.04435605363602719], [0.9932185198378127, 0.02412630736972231], [1.0, 0.002830484587919512]], [[1.0, -0.006982023820252598], [0.9808347678739969, -0.01901797966962391], [0.9618522559950746, -0.03633209758528676], [0.9431799234064913, -0.053687711825284326], [0.9248624266119182, -0.07287087626535042], [0.9068300243521396, -0.09232697786698986], [0.8888989675852842, -0.11134459500309918], [0.8714451338156342, -0.13026518299085982], [0.8540303907540221, -0.14896463561562434], [0.8365799116076857, -0.16746330024339437], [0.8187151726269655, -0.18555851734726225], [0.8005585880595272, -0.203263972652651], [0.7819906967033577, -0.22046532006342387], [0.7629002588379569, -0.23706675395467622], [0.7434892681716995, -0.2530075051114365], [0.7236219820019522, -0.26744799560364085], [0.7034014716292504, -0.28103549286716833], [0.6828709209459031, -0.29375498158119356], [0.6626594132942717, -0.30562525584483824], [0.6426034368031602, -0.31666850413180225], [0.6224455993938789, -0.3267367507146735], [0.6022379272454653, -0.3358320443904242], [0.58207404530183, -0.34413288877091675], [0.5619028162624872, -0.35131862527265906], [0.5418642928678292, -0.35776344729922754], [0.5219160871804512, -0.3631019385507439], [0.5021464538431742, -0.36761627018078524], [0.48260088561497005, -0.3713834465476635], [0.4632961557796841, -0.3742760349437542], [0.4442602953270343, -0.37624578625589944], [0.42553948148278853, -0.37767971916796633], [0.4071506299461746, -0.3781151196885583], [0.38911893084005383, -0.37794201869316396], [0.3714631729452564, -0.3771474686340873], [0.35421354839623437, -0.37570710174727795], [0.3373863231698063, -0.37353734260789184], [0.32100524297114985, -0.37073588423818893], [0.3050402551234105, -0.3675956196384267], [0.2895519865601909, -0.3638493208412111], [0.27453427484716164, -0.35959896723481494], [0.25998066114719154, -0.3549878783796773], [0.24593824531682978, -0.3497983500724409], [0.23235283018791478, -0.3443388847391759], [0.21929038182931626, -0.33841744528517526], [0.2067020322918878, -0.33220054593001497], [0.19461974541647994, -0.3256767328228881], [0.18306163750974225, -0.3187914179197124], [0.17194972085445812, -0.31178188537942], [0.16138979605462123, -0.3044149612329277], [0.1512863198708931, -0.29692739128831286], [0.1416992487544208, -0.2892017944723992], [0.1325973499451836, -0.2813329510163203], [0.12393285842490266, -0.27340525257581294], [0.11577465145339322, -0.2653292032133031], [0.10801387366334961, -0.2572726944880007], [0.10064783615164011, -0.24924659160244722], [0.0936854971186438, -0.24123285625692584], [0.08707188080966617, -0.2333105955131236], [0.08093451253020931, -0.22531608057924937], [0.07513697956067937, -0.21741969328736546], [0.06959371162551795, -0.20968427527904293], [0.06448923965905638, -0.20194628359372963], [0.05970857977223947, -0.19429284132320468], [0.05522149627392817, -0.18676834047763044], [0.050985125831038675, -0.17938576230036554], [0.04694723901459181, -0.1721870083974209], [0.04320463003862244, -0.16509328077788246], [0.039679396865029457, -0.1581468301659687], [0.03634900713875162, -0.1513643967078719], [0.03319697375496396, -0.14473042427183253], [0.0302927452406545, -0.13820502630969825], [0.027586822670489994, -0.13180744344638265], [0.025066362706665363, -0.1255378921877804], [0.02275364843963458, -0.1193892598490384], [0.02061521368271477, -0.1133628429391083], [0.018630358163189524, -0.10747024959679867], [0.016807552564789774, -0.10171677072310688], [0.0151235191285546, -0.09608665712050225], [0.01353817776520616, -0.0905976189850368], [0.01204118148163914, -0.08524781897017472], [0.010672770056620937, -0.08001786766833646], [0.009440484436401003, -0.07490635839508233], [0.008301775561705159, -0.06991322692855306], [0.007214537000819152, -0.06504135248240071], [0.006204291569485305, -0.06028590382339772], [0.005300603608578719, -0.055638436100884245], [0.0044891552547148324, -0.051093478003863754], [0.0037608645587776865, -0.04665469498761816], [0.0031114948879704236, -0.04232453811065489], [0.002509852137766974, -0.03809736723562504], [0.0019880740051367394, -0.03396987847357642], [0.0015670512483296024, -0.029939924490971038], [0.0012052778087769014, -0.026006903304232762], [0.000856579862332953, -0.022169162796216838], [0.0005086105773252692, -0.01842667793645134], [0.0002754994429219221, -0.014770325346458944], [0.0001573326667396193, -0.011186373649525202], [6.430598539356502e-05, -0.007657723029707693], [1.9293301596626775e-05, -0.004115568793796027], [0.0, 0.0], [9.295274733288345e-06, 0.0029543487771489956], [5.936644961438565e-05, 0.006280106469536732], [0.00018162034936621102, 0.00968888033557104], [0.00036770969101606075, 0.013179140691322108], [0.0006136866710648747, 0.016755616839372958], [0.0008974820526736672, 0.02042453841900087], [0.0012186332038077426, 0.02418528859462175], [0.0015712920218760409, 0.028036174286855096], [0.0020061856693502854, 0.03197894080513214], [0.002558101830692648, 0.03601558916682735], [0.0031658299639152464, 0.0401488347784168], [0.0038041887904869767, 0.04438123681180258], [0.004520966152898694, 0.048715404184728174], [0.005344434024390781, 0.05314721138205051], [0.006277285828421874, 0.05772340230440866], [0.0072967431253652655, 0.06244715589629561], [0.008366244274283976, 0.06728998608197595], [0.00949272877530388, 0.07224718857247366], [0.010724127767605675, 0.07731475200865474], [0.012098798041619717, 0.08249560185820384], [0.013581961688216748, 0.08779434868920691], [0.015134604318136827, 0.09322973629767085], [0.016764733398881997, 0.09880543709832701], [0.01852192089305424, 0.10450822784692348], [0.020452088235371556, 0.11034118538825215], [0.022526013458850764, 0.11631402319395188], [0.024765193023317117, 0.12240533824285948], [0.027208352287488965, 0.12860927003440162], [0.0298578636229339, 0.1349289077621021], [0.032709176428345164, 0.1413615350767055], [0.03578295441913553, 0.14790659496468755], [0.039057421253393856, 0.15457481443799806], [0.042504151738333384, 0.16140232532538623], [0.04618240951729052, 0.16835388152889735], [0.05011218694055444, 0.17541731458557533], [0.054275882785306435, 0.1826231202895812], [0.058618647840629784, 0.19000473470442877], [0.06327020655262171, 0.19748813243716548], [0.06824351772408657, 0.2050474195430617], [0.0735312688771196, 0.2127046954916619], [0.0791332308641262, 0.2204581263496313], [0.08504741155014664, 0.2283238173688102], [0.09128962365659636, 0.23628580637005925], [0.09793713980610144, 0.24426172873312701], [0.10497603117996618, 0.2522801707935244], [0.11236198065510394, 0.26038328397590893], [0.12016006143034333, 0.26850150438664244], [0.12838653521548518, 0.2765884107494485], [0.13707743788988175, 0.2846109394329305], [0.14623329519970152 | 3D array of the non-dimensional x and y airfoil coordinates of the airfoils interpolated along span for n_span stations.
rotorse.re.precomp.web_start_nd | intermediate |  | [[0.19443410767975144, 0.1978961908795244, 0.19958140163058266, 0.2986974167831211, 0.31098566508299724, 0.3244825141878242, 0.3339999200691356, 0.3412752701900534, 0.3456625181598481, 0.34669277366432344, 0.34713246678640675, 0.35067402311339446, 0.354399191773664, 0.3656981155256709, 0.37274311816100836, 0.3823228857683756, 0.3914888470084759, 0.3989652666010856, 0.4056023534602609, 0.41086001420695, 0.41544217615171664, 0.41686849992532654, 0.41765576865359394, 0.4178254037924655, 0.4176210466140057, 0.4160753604728791, 0.41231161575707337, 0.4052603317544656, 0.39177859992278913, 0.2452326256565541], [0.19443410767975144, 0.1978961908795244, 0.19958140163058266, 0.24103291898514712, 0.25044233605231986, 0.260861464412477, 0.26853677228868456, 0.27407620038687786, 0.27663037150890807, 0.2759846823866674, 0.2747768621095504, 0.2759657932760544, 0.2772675456653925, 0.284397437039185, 0.2869623732517525, 0.29046479478890935, 0.2930909457841013, 0.2937625033244742, 0.29314104193186197, 0.2906767820435845, 0.28457176428889247, 0.2799372496415655, 0.27169063497213075, 0.2619613492832529, 0.2505271298554034, 0.23573882436487986, 0.21583322763232943, 0.18757385164413623, 0.14241966748178495, 0.24523262565655413]] | 2D array of the non-dimensional start point defined along the outer profile of a web. The TE suction side is 0, the TE pressure side is 1. The first dimension represents each web, the second dimension represents each entry along blade span.
rotorse.re.precomp.web_end_nd | intermediate |  | [[0.6944435148559402, 0.6984335324442567, 0.7070219551103599, 0.6230318654664394, 0.6284217290256973, 0.631610078735017, 0.6361239156952919, 0.640394189084552, 0.6424371300571419, 0.6426573770826506, 0.6428748659448841, 0.6399042274145718, 0.6366632388859866, 0.626050099309368, 0.6202671881185161, 0.6122454654023456, 0.6045372959904954, 0.598123469740195, 0.5923054315234986, 0.5877530764230364, 0.5840496832207385, 0.5831403730230964, 0.5833085305831393, 0.584182865936254, 0.5851557528462358, 0.5869658879641508, 0.5906942372414079, 0.597571429866808, 0.6108789436036907, 0.75672068587476], [0.6944435148559402, 0.6984335324442567, 0.7070219551103599, 0.6802576314722945, 0.688103086860494, 0.6945145346909828, 0.7013369216204749, 0.7078913964741228, 0.7119749867696943, 0.7139679520099879, 0.7158530315155636, 0.7151573369938065, 0.7142567974703925, 0.7075228543157447, 0.7060414566867756, 0.703863186233816, 0.7024866160358529, 0.70273769778644, 0.7040745532079242, 0.7072080984038756, 0.714266970848546, 0.7195042452673338, 0.7288640886127752, 0.7397477515793972, 0.7519355663999808, 0.7667548440983365, 0.7861310555605142, 0.8134791005887387, 0.8575867502123765, 0.75672068587476]] | 2D array of the non-dimensional end point defined along the outer profile of a web. The TE suction side is 0, the TE pressure side is 1. The first dimension represents each web, the second dimension represents each entry along blade span.
rotorse.re.precomp.layer_thickness | intermediate | m | [[0.001, 0.001, 0.001, 0.001, 0.001, 0.001, 0.001, 0.001, 0.001, 0.001, 0.001, 0.001, 0.001, 0.001, 0.001, 0.001, 0.001, 0.001, 0.001, 0.001, 0.001, 0.001, 0.001, 0.001, 0.001, 0.001, 0.001, 0.001, 0.001, 0.001], [0.041, 0.033, 0.026, 0.02, 0.015, 0.011, 0.008284540718575178, 0.0065124340152886585, 0.005362077516845975, 0.004702475040252789, 0.004402630402514755, 0.004331547420637534, 0.0043582299116267645, 0.00435168169248812, 0.004307029653720184, 0.004219400685821545, 0.004083921679290805, 0.0038957195246265212, 0.0036499211123273024, 0.0033416533328917363, 0.0028649115237233047, 0.0025793559173691184, 0.0021461494036608486, 0.0016921197675737938, 0.0012276785702973474, 0.001, 0.001, 0.001, 0.001, 0.001], [0.0, 0.010363863922080815, 0.018021234480601413, 0.025361659590798752, 0.03206819380434953, 0.03782389167293049, 0.042311807748218355, 0.045214996581889856, 0.046216512725621724, 0.04569526776353126, 0.04403017327973565, 0.041600140858352265, 0.038784082083498365, 0.03596090853929123, 0.03350953180984813, 0.0313580742821214, 0.02943465834306337, 0.027667406379626357, 0.025984440778762663, 0.02431388392742465, 0.0220549122718989, 0.0208042751114363, 0.018985046101293482, 0.01713608265938962, 0.01526729626297836, 0.013388598389313434, 0.011509900515648486, 0.009631202641983529, 0.007752504768318578, 0.005873806894653622], [0.0, 0.012478059721382662, 0.01761157401713909, 0.022745088312895515, 0.027664175500095572, 0.03215440847018287, 0.03600136011460119, 0.03899060332479406, 0.04090771099220513, 0.0415382560082781, 0.041101726495636016, 0.03981761057690187, 0.03790539637469875, 0.03558457201164968, 0.033074625610377724, 0.030595045293505926, 0.02815655274214637, 0.02576986963741116, 0.023445717660412414, 0.021194818492262218, 0.018396886548685744, 0.016955665306955872, 0.014962350275733031, 0.01303216602522535, 0.01114932986025402, 0.009298059085640267, 0.007462571006205302, 0.005627082926770338, 0.0037915948473353817, 0.0019561067679004216], [0.0, 0.0, 0.0, 0.0, 0.0, 0.0, 0.0, 0.0, 0.0, 0.0, 0.0, 0.0, 0.0, 0.0, 0.0, 0.0, 0.0, 0.0, 0.0, 0.001, 0.03442398385140485, 0.001, -8.131516293641283e-20, 0.0, 0.0, 0.0, 0.0, 0.0, 0.0, 0.0], [0.0, 0.0, 0.0, 0.0, 0.0, 0.0, 0.0, 0.0, 0.0, 0.0, 0.0, 0.0, 0.0, 0.0, 0.0, 0.0, 0.0, 0.0, 0.0, 0.001, 0.03442398385140485, 0.001, -8.131516293641283e-20, 0.0, 0.0, 0.0, 0.0, 0.0, 0.0, 0.0], [0.0, 0.0, 0.006650033728755581, 0.008148123658263425, 0.009646213587771253, 0.011144303517279089, 0.01260256197570184, 0.013981157491954431, 0.015240258594951785, 0.016340033813608823, 0.017240651676840472, 0.01790228071356164, 0.018327608985325365, 0.018519324553684678, 0.018480115480192617, 0.01821266982640221, 0.017719675653866496, 0.0170038210241385, 0.016105782583305264, 0.015066236977453804, 0.013570845372449021, 0.012725330855044377, 0.011505323630660504, 0.010306515825606558, 0.009125374203327537, 0.00795836552726849, 0.0068019565608744125, 0.005652614067590332, 0.0045068048108612615, 0.003360995554132208], [0.0, 0.0, 0.023343227487567127, 0.02514806479023719, 0.02695290209290725, 0.028757739395577298, 0.03056257669824736, 0.032367414000917416, 0.03399537923059806, 0.03526960031429983, 0.03601320517903334, 0.0360493217518092, 0.03520107795963813, 0.03329160172953063, 0.030593866909944815, 0.02738084734933888, 0.023925516896170944, 0.020500849398899176, 0.017379818705981716, 0.014835398665876708, 0.01223234944423054, 0.01109198344222918, 0.009700784707749164, 0.008501789524206603, 0.007398896116132821, 0.006296002708059051, 0.00519310929998528, 0.004090215891911514, 0.0029873224838377426, -6.505213034913027e-19], [0.0, 0.0, 0.023343227487567127, 0.02514806479023719, 0.02695290209290725, 0.028757739395577298, 0.03056257669824736, 0.032367414000917416, 0.03399537923059806, 0.03526960031429983, 0.03601320517903334, 0.0360493217518092, 0.03520107795963813, 0.03329160172953063, 0.030593866909944815, 0.02738084734933888, 0.023925516896170944, 0.020500849398899176, 0.017379818705981716, 0.014835398665876708, 0.01223234944423054, 0.01109198344222918, 0.009700784707749164, 0.008501789524206603, 0.007398896116132821, 0.006296002708059051, 0.00519310929998528, 0.004090215891911514, 0.0029873224838377426, -6.505213034913027e-19], [0.0, 0.0, 0.018640217490227647, 0.022904385684442738, 0.027168553878657818, 0.0312820798151019, 0.035094321236003936, 0.03845463588359295, 0.041212381500097914, 0.04321691582774788, 0.04431759660877182, 0.044631775714407025, 0.044276805015890965, 0.04337003638446096, 0.04202882169135447, 0.040370512807808824, 0.03851246160506139, 0.03646387880311415, 0.03423397512196914, 0.03183196128162837, 0.028467525364800895, 0.026548446003367625, 0.023685366005451677, 0.02070188767487763, 0.01762209067817712, 0.014470054681881742, 0.01126985935252313, 0.008045584356632905, 0.0048213093607426755, 0.0015970343648524527], [0.0, 0.0, 0.010678322708722262, 0.013027749686046041, 0.015377176663369818, 0.017726603640693592, 0.02007603061801737, 0.022343664312566913, 0.024447711441567942, 0.026306378722246202, 0.02783787287182743, 0.0289604006075374, 0.029592168646601816, 0.029791678876096843, 0.02961743318309853, 0.02912793345468304, 0.028381681577926424, 0.027437179439904813, 0.02635292892769433, 0.025110640888752044, 0.0232295708259792, 0.02207879562049976, 0.020252660086103807, 0.01819533041480395, 0.015888517454057182, 0.01337380175210471, 0.010692763857187702, 0.007886984317547073, 0.004998043681424268, 0.0020675224970603053], [0.0, 0.0, 0.011714132383639313, 0.014764947347625046, 0.017815762311610757, 0.02086657727559648, 0.023917392239582207, 0.02696820720356794, 0.030019022167553665, 0.03295298719726778, 0.035653252358438574, 0.03800296771679428, 0.03988528333806326, 0.04118334928797394, 0.04178031563225458, 0.041727364564737766, 0.04107567827925614, 0.039876438969642325, 0.03818082882972886, 0.03604003005334837, 0.032679793711968524, 0.030642080913123152, 0.027516266030156573, 0.02419344792587278, 0.020739294340710836, 0.01721947301510983, 0.013699651689508844, 0.010179830363907818, 0.006660009038306791, 0.0031401877127057915], [0.0, 0.0, 0.035987381471276024, 0.04397734379711533, 0.051967306122954644, 0.059630209740332625, 0.06663899594078779, 0.07266660601585875, 0.07738598125708404, 0.0804700629560023, 0.08159179240415206, 0.08099668674906287, 0.0789302631382641, 0.07563803871928527, 0.07136553063965596, 0.06635825604690564, 0.06086173208856376, 0.05503573124453716, 0.04904002599473268, 0.04303438881905716, 0.03547715954202539, 0.03163240860972047, 0.026555610535872978, 0.02186996705690011, 0.017497247253826908, 0.01335922020767848, 0.009377654999479916, 0.005474320710256289, 0.0015709864210326626, 0.001], [0.041, 0.033, 0.026, 0.02, 0.015315621882346286, 0.012614052419141646, 0.010089285411055738, 0.007829722085647882, 0.0059237636704776095, 0.004459811393104192, 0.003526266481086949, 0.0030162506695686785, 0.0028228856936921773, 0.002839293288600149, 0.0029585951894353707, 0.0030739131313404964, 0.0030783688494581463, 0.0029930342735692765, 0.00283898133345475, 0.002637281958895433, 0.0023387770706268904, 0.0021752316255659585, 0.00195702452635758, 0.0017517918895640714, 0.0015569388227024443, 0.0013698704332897418, 0.0011879918288430328, 0.0010087081168792522, 0.001, 0.001], [0.0, 0.0, 0.0, 0.0021642290748897794, 0.0022101615271658773, 0.0022560939794419753, 0.002302026431718077, 0.002347958883994179, 0.0023857856093980226, 0.0024074008810573743, 0.002404698972099977, 0.0023695741556535783, 0.0022939207048459304, 0.0021696328928047836, 0.002012922173274681, 0.0018400000000000736, 0.0016670778267254723, 0.0015103671071953555, 0.0013860792951542347, 0.001310425844346601, 0.0012739797944200206, 0.0012725991189427679, 0.001294214390602067, 0.001332041116005865, 0.0013779735682819148, 0.0014239060205579876, 0.0014698384728340475, 0.0015157709251100578, 0.0015617033773860887, 1.0842021724855044e-19], [0.0, 0.0, 0.0, 0.03748906121529216, 0.03611723351773886, 0.03474540582018555, 0.03336309557167681, 0.03195982022125724, 0.03052509721797137, 0.02904844401086386, 0.02751937804897927, 0.02592741678136225, 0.024337449781140424, 0.022814366621441057, 0.021423056875391283, 0.020228410116118648, 0.019295315916750478, 0.018688663850414115, 0.018346790223235213, 0.018208031341339345, 0.02, 0.02, 0.02, 0.02, 0.02, 0.02, 0.02, 0.02, 0.02, 6.938893903907228e-18], [0.0, 0.0, 0.0, 0.0020723641703378447, 0.002118296622613882, 0.0021642290748899273, 0.002210161527165972, 0.0022560939794420165, 0.0023020264317180615, 0.0023479588839941056, 0.0023857856093979176, 0.0024074008810572537, 0.002404698972099874, 0.0023695741556534785, 0.0022939207048458332, 0.0021696328928047324, 0.0020129221732746467, 0.0018400000000000569, 0.0016670778267254514, 0.0015103671071953343, 0.0013589344180927612, 0.0013104258443465565, 0.0012753010279001407, 0.001272599118942723, 0.001294214390602057, 0.0013320411160058796, 0.001377973568281959, 0.0014239060205580112, 0.001469838472834042, 1.0842021724855044e-19], [0.0, 0.0, 0.0, 0.002517599968446932, 0.002445129913471889, 0.002372659858496847, 0.0023001898035218114, 0.002227719748546781, 0.0021544904794845205, 0.0020797427822478514, 0.0020027174427495156, 0.0019226552469023392, 0.0018387969806191531, 0.0017503834298127764, 0.0016614674579192518, 0.0015761019283747073, 0.0014983397046152694, 0.0014322336500771126, 0.0013818366281962682, 0.0013512015024089593, 0.0013365476557123661, 0.001336042341719111, 0.0013449310081187766, 0.001360406973216308, 0.0013791765876627789, 0.0013979462021092215, 0.0014167158165556374, 0.001435485431002038, 0.0014542550454484536, 2.168404344971009e-19], [0.0, 0.0, 0.0, 0.0377066146348917, 0.03634612196662573, 0.03498562929835977, 0.03361391516359078, 0.03221975809581581, 0.030791936628531906, 0.029319229295236043, 0.027790414629425268, 0.026194271164596574, 0.02459555683654566, 0.0230590295810682, 0.021649447333959928, 0.02043156803101652, 0.02, 0.02, 0.02, 0.02, 0.02, 0.02, 0.02, 0.02, 0.02, 0.02, 0.02, 0.02, 0.02, 6.938893903907228e-18], [0.0, 0.0, 0.0, 0.0026625400783972237, 0.0025900700234221716, 0.0025175999684471195, 0.0024451299134720674, 0.0023726598584970127, 0.002300189803521959, 0.002227719748546904, 0.002154490479484672, 0.0020797427822479954, 0.002002717442749689, 0.0019226552469024875, 0.0018387969806192307, 0.0017503834298126966, 0.001661467457919111, 0.0015761019283745596, 0.0014983397046151392, 0.0014322336500769564, 0.0013708383916703005, 0.0013512015024088637, 0.0013370346233662605, 0.0013360423417192616, 0.0013449310081189907, 0.0013604069732165167, 0.001379176587662875, 0.0013979462021091273, 0.0014167158165554958, 6.505213034913027e-19]] | 2D array of the thickness of the layers of the blade structure. The first dimension represents each layer, the second dimension represents each entry along blade span.
rotorse.re.precomp.layer_start_nd | intermediate |  | [[0.0, 0.0, 0.0, 0.0, 0.0, 0.0, 0.0, 0.0, 0.0, 0.0, 0.0, 0.0, 0.0, 0.0, 0.0, 0.0, 0.0, 0.0, 0.0, 0.0, 0.0, 0.0, 0.0, 0.0, 0.0, 0.0, 0.0, 0.0, 0.0, 0.0], [0.0, 0.0, 0.0, 0.0, 0.0, 0.0, 0.0, 0.0, 0.0, 0.0, 0.0, 0.0, 0.0, 0.0, 0.0, 0.0, 0.0, 0.0, 0.0, 0.0, 0.0, 0.0, 0.0, 0.0, 0.0, 0.0, 0.0, 0.0, 0.0, 0.0], [0.1661383603494756, 0.1694628569270011, 0.16968067888535437, 0.2375949530027449, 0.24398990006773233, 0.2519311500881011, 0.2576652264500764, 0.26174661649555087, 0.26334339770109555, 0.2621083664556708, 0.26061866422837776, 0.2616314995326834, 0.2629598544862647, 0.26995748937711933, 0.2725208985317948, 0.2758827050334076, 0.2783864708757078, 0.2789155644341235, 0.27802615853755763, 0.2750634045725415, 0.26774667347125214, 0.26207131421706575, 0.25166728116937254, 0.23859669313117138, 0.227875469260909, 0.21289914882504438, 0.19074835516998262, 0.15633559281281478, 0.10381686391715891, 0.08009451161731798], [0.6661477675256644, 0.6700001984917334, 0.6771212323651317, 0.6207208564326209, 0.6272750170824042, 0.6324595900641107, 0.6392686724563994, 0.645745352503658, 0.6497799829968233, 0.6517123168547534, 0.6533345130885748, 0.651550423114974, 0.6492426796180643, 0.6395043420213119, 0.6344403669427179, 0.6271127349251724, 0.6198647907156044, 0.6135616535828007, 0.6074273211719201, 0.6019908500063249, 0.5959795702170866, 0.5931166245783371, 0.5893669387235123, 0.5862305208235664, 0.5844476893192411, 0.5818881458651411, 0.5782695778866841, 0.5727057328003304, 0.5737487939946404, 0.5968472850353708], [0.19443410767975144, 0.1978961908795244, 0.19958140163058266, 0.20542464311933956, 0.21272282382163815, 0.22201710404838199, 0.22991051269542517, 0.23619816233798707, 0.24018570672054076, 0.2417677397265339, 0.24321801739271495, 0.24714692440054453, 0.2514718654064332, 0.2614718519611263, 0.2671562341675582, 0.27388979239580685, 0.28019576532759827, 0.28503635054090354, 0.28909800028747185, 0.26924739897792005, 0.15010341950539766, 0.2666667765640185, 0.2930567897903598, 0.2921064449099263, 0.2910646146603808, 0.28898448525609133, 0.2852726377942026, 0.2791943981779224, 0.26861132553798667, 0.24523262565655413], [0.6944435148559402, 0.6984335324442567, 0.7070219551103599, 0.7160785943181758, 0.727041866331137, 0.7349028098288584, 0.7412705651127219, 0.7467993398914506, 0.7491285127869466, 0.7488060015796503, 0.7479347564119759, 0.7444243939444215, 0.7404243118117376, 0.7307665445111873, 0.7260795036816726, 0.7205897255336017, 0.7154694307822183, 0.7115076478297959, 0.708132452123774, 0.6833664940750557, 0.5617569951687705, 0.6787073645677476, 0.7076220245693976, 0.7099371856243094, 0.712085852509696, 0.7147034419752497, 0.7185162292704639, 0.7243480575863829, 0.7343491554404629, 0.7567206858747599], [0.4890559543162311, 0.4889383942311296, 0.48796411049385335, 0.48706864014719237, 0.4866845505982981, 0.4857654747585992, 0.48502104276090363, 0.48531087640878967, 0.4856425830643033, 0.48579239552057807, 0.4861193594105758, 0.4862716947753552, 0.4862731663547805, 0.4857912891748808, 0.4850630282771577, 0.48383155522978366, 0.48238805281939284, 0.48077684683033073, 0.4789477388987355, 0.47684624458672537, 0.47359139036180653, 0.47152323732789425, 0.46807164252978684, 0.46388290037817503, 0.4585452152866592, 0.45118660428881174, 0.4459587735889037, 0.44467842990449175, 0.4432423328295308, 0.44179699440331593], [0.0, 0.0, 0.0, 0.0, 0.0, 0.0, 0.0, 0.0, 0.0, 0.0, 0.0, 0.0, 0.0, 0.0, 0.0, 0.0, 0.0, 0.0, 0.0, 0.0, 0.0, 0.0, 0.0, 0.0, 0.0, 0.0, 0.0, 0.0, 0.0, 0.0], [0.9592541238444028, 0.9589529282727886, 0.956569200212556, 0.9538865630507011, 0.950563372756349, 0.9478007176483189, 0.9455854010199337, 0.9439728749705358, 0.9425686770536883, 0.9418952483531543, 0.9416519804881729, 0.9409328931423909, 0.9401221912596872, 0.9377508505883955, 0.9348865038772928, 0.9304760307735537, 0.9251900438190216, 0.9248770841258409, 0.9250240376688414, 0.9250799772802982, 0.924968790735632, 0.9248582303117606, 0.9247042142179469, 0.9247885079320827, 0.9300560916887364, 0.9302752538430316, 0.9304513929655849, 0.9306536233974412, 0.9308126540473582, 0.931124027312094], [0.04074587615559723, 0.04104707172721142, 0.04343079978744407, 0.04611343694929892, 0.049436627243651, 0.05219928235168118, 0.054414598980066245, 0.05602712502946415, 0.057431322946311716, 0.05810475164684571, 0.058348019511827165, 0.05906710685760906, 0.059877808740312816, 0.06224914941160448, 0.06511349612270725, 0.06952396922644637, 0.07480995618097841, 0.07512291587415915, 0.07497596233115852, 0.07492002271970176, 0.07503120926436799, 0.07514176968823938, 0.07529578578205315, 0.0752114920679173, 0.06994390831126364, 0.06972474615696847, 0.06954860703441507, 0.06934637660255885, 0.0691873459526418, 0.06887597268790605], [0.2227298550100273, 0.22632952483204768, 0.22948212437581095, 0.3008019256052278, 0.3113824225094479, 0.3227278371803193, 0.3302845928426913, 0.33580146990087323, 0.3384231564347329, 0.3378333828562191, 0.33690304992777587, 0.33920465144286516, 0.3419282801246595, 0.35209392270927103, 0.3582741241440523, 0.3669720849566914, 0.375518605818145, 0.3827751215054574, 0.38964943920179285, 0.3957804603142563, 0.4027958816390277, 0.40631466334865907, 0.4113402530067285, 0.41753853299536126, 0.4199313238915094, 0.42260813183400925, 0.4260419733187715, 0.43129105098389503, 0.4334057871588144, 0.4103707396957903], [0.5109427148761995, 0.5109315780434064, 0.5110923195372874, 0.5115139368012026, 0.5127486086526316, 0.5131460934915146, 0.5131065827132474, 0.5139515909632981, 0.5146796797545375, 0.5150790456134902, 0.515622345579818, 0.516273111276618, 0.5168142049704297, 0.5175575547660904, 0.5182280882826983, 0.5190603729151136, 0.5199539060083804, 0.5209445305276691, 0.5221180426956284, 0.5235335658948336, 0.5258216716206937, 0.5273093526045379, 0.5298251643878843, 0.5330886569456504, 0.5373961725885538, 0.5431032487752457, 0.5460130356861798, 0.5447154157497146, 0.5433496873716276, 0.5417782450793086], [0.7227392621862161, 0.7268668663967799, 0.7369226778555882, 0.6839278290351037, 0.6946675395241197, 0.703256277156329, 0.7118880388490143, 0.7198002059089803, 0.7248597417304606, 0.7274373332553017, 0.729618898787973, 0.7291235750251559, 0.7282111052564589, 0.7216407753534636, 0.7201935925549754, 0.7182021148484563, 0.7169969256580416, 0.7174212106541346, 0.7190506018361553, 0.7227079057480397, 0.7310287783848622, 0.7373599737099304, 0.7490399105608683, 0.7619290398402178, 0.7743882790965585, 0.7904088076784185, 0.812991661514389, 0.847166181144916, 0.8949495168862853, 0.9165940867141491], [0.0, 0.0, 0.0, 0.0, 0.0, 0.0, 0.0, 0.0, 0.0, 0.0, 0.0, 0.0, 0.0, 0.0, 0.0, 0.05, 0.05, 0.05, 0.05, 0.05, 0.05, 0.05, 0.05, 0.05, 0.05, 0.05, 0.04, 0.05, 0.05, 0.05], [0.0, 0.0, 0.0, 0.0, 0.0, 0.0, 0.0, 0.0, 0.0, 0.0, 0.0, 0.0, 0.0, 0.0, 0.0, 0.0, 0.0, 0.0, 0.0, 0.0, 0.0, 0.0, 0.0, 0.0, 0.0, 0.0, 0.0, 0.0, 0.0, 0.0], [0.0, 0.0, 0.0, 0.0, 0.0, 0.0, 0.0, 0.0, 0.0, 0.0, 0.0, 0.0, 0.0, 0.0, 0.0, 0.0, 0.0, 0.0, 0.0, 0.0, 0.0, 0.0, 0.0, 0.0, 0.0, 0.0, 0.0, 0.0, 0.0, 0.0], [0.0, 0.0, 0.0, 0.0, 0.0, 0.0, 0.0, 0.0, 0.0, 0.0, 0.0, 0.0, 0.0, 0.0, 0.0, 0.0, 0.0, 0.0, 0.0, 0.0, 0.0, 0.0, 0.0, 0.0, 0.0, 0.0, 0.0, 0.0, 0.0, 0.0], [0.0, 0.0, 0.0, 0.0, 0.0, 0.0, 0.0, 0.0, 0.0, 0.0, 0.0, 0.0, 0.0, 0.0, 0.0, 0.0, 0.0, 0.0, 0.0, 0.0, 0.0, 0.0, 0.0, 0.0, 0.0, 0.0, 0.0, 0.0, 0.0, 0.0], [0.0, 0.0, 0.0, 0.0, 0.0, 0.0, 0.0, 0.0, 0.0, 0.0, 0.0, 0.0, 0.0, 0.0, 0.0, 0.0, 0.0, 0.0, 0.0, 0.0, 0.0, 0.0, 0.0, 0.0, 0.0, 0.0, 0.0, 0.0, 0.0, 0.0], [0.0, 0.0, 0.0, 0.0, 0.0, 0.0, 0.0, 0.0, 0.0, 0.0, 0.0, 0.0, 0.0, 0.0, 0.0, 0.0, 0.0, 0.0, 0.0, 0.0, 0.0, 0.0, 0.0, 0.0, 0.0, 0.0, 0.0, 0.0, 0.0, 0.0]] | 2D array of the non-dimensional start point defined along the outer profile of a layer. The TE suction side is 0, the TE pressure side is 1. The first dimension represents each layer, the second dimension represents each entry along blade span.
rotorse.re.precomp.layer_end_nd | intermediate |  | [[1.0, 1.0, 1.0, 1.0, 1.0, 1.0, 1.0, 1.0, 1.0, 1.0, 1.0, 1.0, 1.0, 1.0, 1.0, 1.0, 1.0, 1.0, 1.0, 1.0, 1.0, 1.0, 1.0, 1.0, 1.0, 1.0, 1.0, 1.0, 1.0, 1.0], [1.0, 1.0, 1.0, 1.0, 1.0, 1.0, 1.0, 1.0, 1.0, 1.0, 1.0, 1.0, 1.0, 1.0, 1.0, 1.0, 1.0, 1.0, 1.0, 1.0, 1.0, 1.0, 1.0, 1.0, 1.0, 1.0, 1.0, 1.0, 1.0, 1.0], [0.2227298550100273, 0.22632952483204768, 0.22948212437581095, 0.3008019256052278, 0.3113824225094479, 0.3227278371803193, 0.3302845928426913, 0.33580146990087323, 0.3384231564347329, 0.3378333828562191, 0.33690304992777587, 0.33920465144286516, 0.3419282801246595, 0.35209392270927103, 0.3582741241440523, 0.3669720849566914, 0.375518605818145, 0.3827751215054574, 0.38964943920179285, 0.3957804603142563, 0.4027958816390277, 0.40631466334865907, 0.4113402530067285, 0.41753853299536126, 0.4199313238915094, 0.42260813183400925, 0.4260419733187715, 0.43129105098389503, 0.4334057871588144, 0.4103707396957903], [0.7227392621862161, 0.7268668663967799, 0.7369226778555882, 0.6839278290351037, 0.6946675395241197, 0.703256277156329, 0.7118880388490143, 0.7198002059089803, 0.7248597417304606, 0.7274373332553017, 0.729618898787973, 0.7291235750251559, 0.7282111052564589, 0.7216407753534636, 0.7201935925549754, 0.7182021148484563, 0.7169969256580416, 0.7174212106541346, 0.7190506018361553, 0.7227079057480397, 0.7310287783848622, 0.7373599737099304, 0.7490399105608683, 0.7619290398402178, 0.7743882790965585, 0.7904088076784185, 0.812991661514389, 0.847166181144916, 0.8949495168862853, 0.9165940867141491], [0.19443410767975144, 0.1978961908795244, 0.19958140163058266, 0.20542464311933956, 0.21272282382163815, 0.22201710404838199, 0.22991051269542517, 0.23619816233798707, 0.24018570672054076, 0.2417677397265339, 0.24321801739271495, 0.24714692440054453, 0.2514718654064332, 0.2614718519611263, 0.2671562341675582, 0.27388979239580685, 0.28019576532759827, 0.28503635054090354, 0.28909800028747185, 0.31451629488106314, 0.4370829868619208, 0.320758032488366, 0.2930567897903598, 0.2921064449099263, 0.2910646146603808, 0.28898448525609133, 0.2852726377942026, 0.2791943981779224, 0.26861132553798667, 0.24523262565655413], [0.6944435148559402, 0.6984335324442567, 0.7070219551103599, 0.7160785943181758, 0.727041866331137, 0.7349028098288584, 0.7412705651127219, 0.7467993398914506, 0.7491285127869466, 0.7488060015796503, 0.7479347564119759, 0.7444243939444215, 0.7404243118117376, 0.7307665445111873, 0.7260795036816726, 0.7205897255336017, 0.7154694307822183, 0.7115076478297959, 0.708132452123774, 0.7286353899781988, 0.8487365625252937, 0.732798620492095, 0.7076220245693976, 0.7099371856243094, 0.712085852509696, 0.7147034419752497, 0.7185162292704639, 0.7243480575863829, 0.7343491554404629, 0.7567206858747599], [0.5109427148761995, 0.5109315780434064, 0.5110923195372874, 0.5115139368012026, 0.5127486086526316, 0.5131460934915146, 0.5131065827132474, 0.5139515909632981, 0.5146796797545375, 0.5150790456134902, 0.515622345579818, 0.516273111276618, 0.5168142049704297, 0.5175575547660904, 0.5182280882826983, 0.5190603729151136, 0.5199539060083804, 0.5209445305276691, 0.5221180426956284, 0.5235335658948336, 0.5258216716206937, 0.5273093526045379, 0.5298251643878843, 0.5330886569456504, 0.5373961725885538, 0.5431032487752457, 0.5460130356861798, 0.5447154157497146, 0.5433496873716276, 0.5417782450793086], [0.04074587615559723, 0.04104707172721142, 0.04343079978744407, 0.04611343694929892, 0.049436627243651, 0.05219928235168118, 0.054414598980066245, 0.05602712502946415, 0.057431322946311716, 0.05810475164684571, 0.058348019511827165, 0.05906710685760906, 0.059877808740312816, 0.06224914941160448, 0.06511349612270725, 0.06952396922644637, 0.07480995618097841, 0.07512291587415915, 0.07497596233115852, 0.07492002271970176, 0.07503120926436799, 0.07514176968823938, 0.07529578578205315, 0.0752114920679173, 0.06994390831126364, 0.06972474615696847, 0.06954860703441507, 0.06934637660255885, 0.0691873459526418, 0.06887597268790605], [1.0, 1.0, 1.0, 1.0, 1.0, 1.0, 1.0, 1.0, 1.0, 1.0, 1.0, 1.0, 1.0, 1.0, 1.0, 1.0, 1.0, 1.0, 1.0, 1.0, 1.0, 1.0, 1.0, 1.0, 1.0, 1.0, 1.0, 1.0, 1.0, 1.0], [0.1661383603494756, 0.1694628569270011, 0.16968067888535437, 0.2375949530027449, 0.24398990006773233, 0.2519311500881011, 0.2576652264500764, 0.26174661649555087, 0.26334339770109555, 0.2621083664556708, 0.26061866422837776, 0.2616314995326834, 0.2629598544862647, 0.26995748937711933, 0.2725208985317948, 0.2758827050334076, 0.2783864708757078, 0.2789155644341235, 0.27802615853755763, 0.2750634045725415, 0.26774667347125214, 0.26207131421706575, 0.25166728116937254, 0.23859669313117138, 0.227875469260909, 0.21289914882504438, 0.19074835516998262, 0.15633559281281478, 0.10381686391715891, 0.08009451161731798], [0.4890559543162311, 0.4889383942311296, 0.48796411049385335, 0.48706864014719237, 0.4866845505982981, 0.4857654747585992, 0.48502104276090363, 0.48531087640878967, 0.4856425830643033, 0.48579239552057807, 0.4861193594105758, 0.4862716947753552, 0.4862731663547805, 0.4857912891748808, 0.4850630282771577, 0.48383155522978366, 0.48238805281939284, 0.48077684683033073, 0.4789477388987355, 0.47684624458672537, 0.47359139036180653, 0.47152323732789425, 0.46807164252978684, 0.46388290037817503, 0.4585452152866592, 0.45118660428881174, 0.4459587735889037, 0.44467842990449175, 0.4432423328295308, 0.44179699440331593], [0.6661477675256644, 0.6700001984917334, 0.6771212323651317, 0.6207208564326209, 0.6272750170824042, 0.6324595900641107, 0.6392686724563994, 0.645745352503658, 0.6497799829968233, 0.6517123168547534, 0.6533345130885748, 0.651550423114974, 0.6492426796180643, 0.6395043420213119, 0.6344403669427179, 0.6271127349251724, 0.6198647907156044, 0.6135616535828007, 0.6074273211719201, 0.6019908500063249, 0.5959795702170866, 0.5931166245783371, 0.5893669387235123, 0.5862305208235664, 0.5844476893192411, 0.5818881458651411, 0.5782695778866841, 0.5727057328003304, 0.5737487939946404, 0.5968472850353708], [0.9592541238444028, 0.9589529282727886, 0.956569200212556, 0.9538865630507011, 0.950563372756349, 0.9478007176483189, 0.9455854010199337, 0.9439728749705358, 0.9425686770536883, 0.9418952483531543, 0.9416519804881729, 0.9409328931423909, 0.9401221912596872, 0.9377508505883955, 0.9348865038772928, 0.9304760307735537, 0.9251900438190216, 0.9248770841258409, 0.9250240376688414, 0.9250799772802982, 0.924968790735632, 0.9248582303117606, 0.9247042142179469, 0.9247885079320827, 0.9300560916887364, 0.9302752538430316, 0.9304513929655849, 0.9306536233974412, 0.9308126540473582, 0.931124027312094], [1.0, 1.0, 1.0, 1.0, 1.0, 1.0, 1.0, 1.0, 1.0, 1.0, 1.0, 1.0, 1.0, 1.0, 1.0, 0.95, 0.95, 0.95, 0.95, 0.95, 0.95, 0.95, 0.95, 0.95, 0.95, 0.95, 0.95, 0.95, 0.95, 0.95], [0.0, 0.0, 0.0, 0.0, 0.0, 0.0, 0.0, 0.0, 0.0, 0.0, 0.0, 0.0, 0.0, 0.0, 0.0, 0.0, 0.0, 0.0, 0.0, 0.0, 0.0, 0.0, 0.0, 0.0, 0.0, 0.0, 0.0, 0.0, 0.0, 0.0], [0.0, 0.0, 0.0, 0.0, 0.0, 0.0, 0.0, 0.0, 0.0, 0.0, 0.0, 0.0, 0.0, 0.0, 0.0, 0.0, 0.0, 0.0, 0.0, 0.0, 0.0, 0.0, 0.0, 0.0, 0.0, 0.0, 0.0, 0.0, 0.0, 0.0], [0.0, 0.0, 0.0, 0.0, 0.0, 0.0, 0.0, 0.0, 0.0, 0.0, 0.0, 0.0, 0.0, 0.0, 0.0, 0.0, 0.0, 0.0, 0.0, 0.0, 0.0, 0.0, 0.0, 0.0, 0.0, 0.0, 0.0, 0.0, 0.0, 0.0], [0.0, 0.0, 0.0, 0.0, 0.0, 0.0, 0.0, 0.0, 0.0, 0.0, 0.0, 0.0, 0.0, 0.0, 0.0, 0.0, 0.0, 0.0, 0.0, 0.0, 0.0, 0.0, 0.0, 0.0, 0.0, 0.0, 0.0, 0.0, 0.0, 0.0], [0.0, 0.0, 0.0, 0.0, 0.0, 0.0, 0.0, 0.0, 0.0, 0.0, 0.0, 0.0, 0.0, 0.0, 0.0, 0.0, 0.0, 0.0, 0.0, 0.0, 0.0, 0.0, 0.0, 0.0, 0.0, 0.0, 0.0, 0.0, 0.0, 0.0], [0.0, 0.0, 0.0, 0.0, 0.0, 0.0, 0.0, 0.0, 0.0, 0.0, 0.0, 0.0, 0.0, 0.0, 0.0, 0.0, 0.0, 0.0, 0.0, 0.0, 0.0, 0.0, 0.0, 0.0, 0.0, 0.0, 0.0, 0.0, 0.0, 0.0]] | 2D array of the non-dimensional end point defined along the outer profile of a layer. The TE suction side is 0, the TE pressure side is 1. The first dimension represents each layer, the second dimension represents each entry along blade span.
rotorse.re.precomp.joint_mass | intermediate | kg | 415.7592 | Mass of the joint.
towerse.member.gc.d | intermediate | m | [6.0, 6.0, 6.0, 6.0, 6.0, 6.0, 6.0, 6.0, 6.0, 5.89079213, 5.53032592]
towerse.member.gc.t | intermediate | m | [0.061909944999999994, 0.05532001, 0.049026455, 0.043511430000000004, 0.03838378, 0.03328114, 0.028245095, 0.023522260000000003, 0.01966602, 0.01803766]
towerse.member.s | output |  | [0.0, 0.09999999999999999, 0.19999999999999998, 0.3, 0.39999999999999997, 0.5, 0.6, 0.7000000000000001, 0.7999999999999999, 0.8999999999999999, 1.0]
towerse.member.height | output | m | 137
towerse.tower_outer_diameter | output | m | [6.0, 6.0, 6.0, 6.0, 6.0, 6.0, 6.0, 6.0, 6.0, 5.89079213, 5.53032592]
towerse.tower_wall_thickness | output | m | [0.061909944999999994, 0.05532001, 0.049026455, 0.043511430000000004, 0.03838378, 0.03328114, 0.028245095, 0.023522260000000003, 0.01966602, 0.01803766]
towerse.member.E | output | Pa | [200000000000.0, 200000000000.0, 200000000000.0, 200000000000.0, 200000000000.0, 200000000000.0, 200000000000.0, 200000000000.0, 200000000000.0, 200000000000.0]
towerse.member.G | output | Pa | [79300000000.0, 79300000000.0, 79300000000.0, 79300000000.0, 79300000000.0, 79300000000.0, 79300000000.0, 79300000000.0, 79300000000.0, 79300000000.0]
towerse.member.sigma_y | output | Pa | [345000000.0, 345000000.0, 345000000.0, 345000000.0, 345000000.0, 345000000.0, 345000000.0, 345000000.0, 345000000.0, 345000000.0]
towerse.member.rho | output | kg/m**3 | [7800.0, 7800.0, 7800.0, 7800.0, 7800.0, 7800.0, 7800.0, 7800.0, 7800.000000000001, 7800.0]
towerse.member.unit_cost | output | USD/kg | [0.7, 0.7, 0.7000000000000001, 0.7, 0.7, 0.7, 0.7, 0.7, 0.7, 0.7]
towerse.member.outfitting_factor | output |  | [1.07, 1.07, 1.07, 1.07, 1.07, 1.07, 1.07, 1.07, 1.07, 1.07]
towerse.tower_s | intermediate |  | [0.0, 0.09999999999999999, 0.19999999999999998, 0.3, 0.39999999999999997, 0.5, 0.6, 0.7000000000000001, 0.7999999999999999, 0.8999999999999999, 1.0]
towerse.outfitting_full | output |  | [1.07, 1.07, 1.07, 1.07, 1.07, 1.07, 1.07, 1.07, 1.07, 1.07, 1.07, 1.07, 1.07, 1.07, 1.07, 1.07, 1.07, 1.07, 1.07, 1.07, 1.07, 1.07, 1.07, 1.07, 1.07, 1.07, 1.07, 1.07, 1.07, 1.07]
towerse.member.unit_cost_full | output | USD/kg | [0.7, 0.7, 0.7, 0.7, 0.7, 0.7, 0.7000000000000001, 0.7000000000000001, 0.7000000000000001, 0.7, 0.7, 0.7, 0.7, 0.7, 0.7, 0.7, 0.7, 0.7, 0.7, 0.7, 0.7, 0.7, 0.7, 0.7, 0.7, 0.7, 0.7, 0.7, 0.7, 0.7]
towerse.hub_height | intermediate | m | 140
towerse.foundation_height | intermediate | m | 0
af_3d.cl | intermediate |  | [[[[0.0], [0.0], [0.0], [0.0], [0.0]], [[0.0], [0.0], [0.0], [0.0], [0.0]], [[0.0], [0.0], [0.0], [0.0], [0.0]], [[0.0], [0.0], [0.0], [0.0], [0.0]], [[0.0], [0.0], [0.0], [0.0], [0.0]], [[0.0], [0.0], [0.0], [0.0], [0.0]], [[0.0], [0.0], [0.0], [0.0], [0.0]], [[0.0], [0.0], [0.0], [0.0], [0.0]], [[5.551115123125783e-17], [0.0], [0.0], [0.0], [0.0]], [[-1.1102230246251565e-16], [0.0], [0.0], [0.0], [0.0]], [[0.0], [0.0], [0.0], [0.0], [0.0]], [[0.0], [0.0], [0.0], [0.0], [0.0]], [[0.0], [0.0], [0.0], [0.0], [0.0]], [[0.0], [0.0], [0.0], [0.0], [0.0]], [[0.0], [0.0], [0.0], [0.0], [0.0]], [[0.0], [0.0], [0.0], [0.0], [0.0]], [[0.0], [0.0], [0.0], [0.0], [0.0]], [[0.0], [0.0], [0.0], [0.0], [0.0]], [[0.0], [0.0], [0.0], [0.0], [0.0]], [[0.0], [0.0], [0.0], [0.0], [0.0]], [[0.0], [0.0], [0.0], [0.0], [0.0]], [[5.551115123125783e-17], [5.551115123125783e-17], [-5.551115123125783e-17], [-5.551115123125783e-17], [5.551115123125783e-17]], [[0.0], [0.0], [0.0], [0.0], [0.0]], [[0.0], [0.0], [0.0], [0.0], [0.0]], [[0.0], [0.0], [0.0], [0.0], [0.0]], [[0.0], [0.0], [0.0], [0.0], [0.0]], [[0.0], [0.0], [0.0], [0.0], [0.0]], [[0.0], [0.0], [0.0], [0.0], [0.0]], [[-1.3877787807814457e-17], [1.3877787807814457e-17], [-1.3877787807814457e-17], [1.3877787807814457e-17], [-1.3877787807814457e-17]], [[0.0], [0.0], [0.0], [0.0], [0.0]], [[0.0], [0.0], [0.0], [0.0], [0.0]], [[-6.938893903907228e-18], [6.938893903907228e-18], [6.938893903907228e-18], [-6.938893903907228e-18], [-6.938893903907228e-18]], [[1.3877787807814457e-17], [-1.3877787807814457e-17], [-1.3877787807814457e-17], [-1.3877787807814457e-17], [-1.3877787807814457e-17]], [[0.0], [0.0], [0.0], [0.0], [0.0]], [[-2.7755575615628914e-17], [-2.7755575615628914e-17], [-2.7755575615628914e-17], [2.7755575615628914e-17], [-2.7755575615628914e-17]], [[0.0], [0.0], [0.0], [0.0], [0.0]], [[0.0], [0.0], [0.0], [0.0], [0.0]], [[0.0], [0.0], [0.0], [0.0], [0.0]], [[0.0], [0.0], [0.0], [0.0], [0.0]], [[-5.551115123125783e-17], [5.551115123125783e-17], [5.551115123125783e-17], [5.551115123125783e-17], [-5.551115123125783e-17]], [[0.0], [0.0], [0.0], [0.0], [0.0]], [[0.0], [0.0], [0.0], [0.0], [0.0]], [[0.0], [0.0], [0.0], [0.0], [0.0]], [[0.0], [0.0], [0.0], [0.0], [0.0]], [[0.0], [0.0], [0.0], [0.0], [0.0]], [[0.0], [0.0], [0.0], [0.0], [0.0]], [[0.0], [0.0], [0.0], [0.0], [0.0]], [[0.0], [0.0], [0.0], [0.0], [0.0]], [[0.0], [0.0], [0.0], [0.0], [0.0]], [[0.0], [0.0], [0.0], [0.0], [0.0]], [[0.0], [-1.1102230246251565e-16], [1.1102230246251565e-16], [-1.1102230246251565e-16], [1.1102230246251565e-16]], [[0.0], [0.0], [0.0], [0.0], [0.0]], [[1.1102230246251565e-16], [-1.1102230246251565e-16], [1.1102230246251565e-16], [-1.1102230246251565e-16], [1.1102230246251565e-16]], [[0.0], [0.0], [0.0], [0.0], [0.0]], [[-1.1102230246251565e-16], [0.0], [0.0], [0.0], [0.0]], [[0.0], [0.0], [0.0], [0.0], [0.0]], [[0.0], [0.0], [0.0], [0.0], [0.0]], [[0.0], [0.0], [0.0], [0.0], [0.0]], [[0.0], [0.0], [0.0], [0.0], [0.0]], [[0.0], [0.0], [0.0], [0.0], [0.0]], [[0.0], [0.0], [0.0], [0.0], [0.0]], [[0.0], [0.0], [0.0], [0.0], [0.0]], [[0.0], [0.0], [0.0], [0.0], [0.0]], [[0.0], [0.0], [0.0], [0.0], [0.0]], [[0.0], [0.0], [0.0], [0.0], [0.0]], [[0.0], [0.0], [0.0], [0.0], [0.0]], [[0.0], [0.0], [0.0], [0.0], [0.0]], [[0.0], [0.0], [0.0], [0.0], [0.0]], [[0.0], [0.0], [0.0], [0.0], [0.0]], [[0.0], [0.0], [0.0], [0.0], [0.0]], [[0.0], [0.0], [0.0], [0.0], [0.0]], [[0.0], [0.0], [0.0], [0.0], [0.0]], [[0.0], [0.0], [0.0], [0.0], [0.0]], [[0.0], [0.0], [0.0], [0.0], [0.0]], [[0.0], [0.0], [0.0], [0.0], [0.0]], [[0.0], [0.0], [0.0], [0.0], [0.0]], [[0.0], [0.0], [0.0], [0.0], [0.0]], [[0.0], [0.0], [0.0], [0.0], [0.0]], [[0.0], [0.0], [0.0], [0.0], [0.0]], [[0.0], [0.0], [0.0], [0.0], [0.0]], [[0.0], [0.0], [0.0], [0.0], [0.0]], [[0.0], [0.0], [0.0], [0.0], [0.0]], [[0.0], [0.0], [0.0], [0.0], [0.0]], [[0.0], [0.0], [0.0], [0.0], [0.0]], [[0.0], [0.0], [0.0], [0.0], [0.0]], [[0.0], [0.0], [0.0], [0.0], [0.0]], [[0.0], [0.0], [0.0], [0.0], [0.0]], [[0.0], [0.0], [0.0], [0.0], [0.0]], [[0.0], [0.0], [0.0], [0.0], [0.0]], [[0.0], [0.0], [0.0], [0.0], [0.0]], [[0.0], [0.0], [0.0], [0.0], [0.0]], [[0.0], [0.0], [0.0], [0.0], [0.0]], [[0.0], [0.0], [0.0], [0.0], [0.0]], [[0.0], [0.0], [0.0], [0.0], [0.0]], [[0.0], [0.0], [0.0], [0.0], [0.0]], [[0.0], [0.0], [0.0], [0.0], [0.0]], [[0.0], [0.0], [0.0], [0.0], [0.0]], [[0.0], [0.0], [0.0], [0.0], [0.0]], [[0.0], [0.0], [0.0], [0.0], [0.0]], [[0.0], [0.0], [0.0], [0.0], [0.0]], [[0.0], [0.0], [0.0], [0.0], [0.0]], [[0.0], [0.0], [0.0], [0.0], [0.0]], [[0.0], [0.0], [0.0], [0.0], [0.0]], [[0.0], [0.0], [0.0], [0.0], [0.0]], [[0.0], [0.0], [0.0], [0.0], [0.0]], [[0.0], [0.0], [0.0], [0.0], [0.0]], [[0.0], [0.0], [0.0], [0.0], [0.0]], [[0.0], [0.0], [0.0], [0.0], [0.0]], [[0.0], [0.0], [0.0], [0.0], [0.0]], [[0.0], [0.0], [0.0], [0.0], [0.0]], [[0.0], [0.0], [0.0], [0.0], [0.0]], [[0.0], [0.0], [0.0], [0.0], [0.0]], [[0.0], [0.0], [0.0], [0.0], [0.0]], [[0.0], [0.0], [0.0], [0.0], [0.0]], [[0.0], [0.0], [0.0], [0.0], [0.0]], [[0.0], [0.0], [0.0], [0.0], [0.0]], [[0.0], [0.0], [0.0], [0.0], [0.0]], [[0.0], [0.0], [0.0], [0.0], [0.0]], [[0.0], [0.0], [0.0], [0.0], [0.0]], [[0.0], [0.0], [0.0], [0.0], [0.0]], [[0.0], [0.0], [0.0], [0.0], [0.0]], [[0.0], [0.0], [0.0], [0.0], [0.0]], [[0.0], [0.0], [0.0], [0.0], [0.0]], [[0.0], [0.0], [0.0], [0.0], [0.0]], [[0.0], [0.0], [0.0], [0.0], [0.0]], [[0.0], [0.0], [0.0], [0.0], [0.0]], [[0.0], [0.0], [0.0], [0.0], [0.0]], [[0.0], [0.0], [0.0], [0.0], [0.0]], [[0.0], [0.0], [0.0], [0.0], [0.0]], [[0.0], [0.0], [0.0], [0.0], [0.0]], [[0.0], [0.0], [0.0], [0.0], [0.0]], [[0.0], [0.0], [0.0], [0.0], [0.0]], [[0.0], [0.0], [0.0], [0.0], [0.0]], [[0.0], [0.0], [0.0], [0.0], [0.0]], [[0.0], [0.0], [0.0], [0.0], [0.0]], [[-1.1102230246251565e-16], [0.0], [0.0], [0.0], [0.0]], [[0.0], [0.0], [0.0], [0.0], [1.1102230246251565e-16]], [[0.0], [0.0], [0.0], [0.0], [0.0]], [[0.0], [0.0], [0.0], [0.0], [0.0]], [[0.0], [0.0], [0.0], [0.0], [0.0]], [[0.0], [0.0], [0.0], [0.0], [0.0]], [[0.0], [0.0], [0.0], [0.0], [0.0]], [[0.0], [0.0], [0.0], [0.0], [0.0]], [[0.0], [0.0], [0.0], [0.0], [0.0]], [[0.0], [0.0], [0.0], [0.0], [0.0]], [[0.0], [0.0], [0.0], [0.0], [0.0]], [[0.0], [0.0], [0.0], [0.0], [0.0]], [[0.0], [0.0], [0.0], [0.0], [0.0]], [[0.0], [0.0], [0.0], [0.0], [0.0]], [[0.0], [0.0], [0.0], [0.0], [0.0]], [[0.0], [0.0], [0.0], [0.0], [0.0]], [[0.0], [0.0], [0.0], [0.0], [0.0]], [[0.0], [0.0], [0.0], [0.0], [0.0]], [[0.0], [0.0], [0.0], [0.0], [0.0]], [[0.0], [0.0], [0.0], [0.0], [0.0]], [[0.0], [0.0], [0.0], [0.0], [0.0]], [[0.0], [0.0], [0.0], [0.0], [0.0]], [[-1.1102230246251565e-16], [1.1102230246251565e-16], [1.1102230246251565e-16], [1.1102230246251565e-16], [-1.1102230246251565e-16]], [[0.0], [0.0], [0.0], [0.0], [0.0]], [[0.0], [0.0], [0.0], [0.0], [0.0]], [[0.0], [0.0], [0.0], [0.0], [0.0]], [[0.0], [0.0], [0.0], [0.0], [0.0]], [[0.0], [0.0], [0.0], [0.0], [0.0]], [[-5.551115123125783e-17], [-5.551115123125783e-17], [-5.551115123125783e-17], [5.551115123125783e-17], [5.551115123125783e-17]], [[0.0], [0.0], [0.0], [0.0], [0.0]], [[0.0], [0.0], [0.0], [0.0], [0.0]], [[0.0], [0.0], [0.0], [0.0], [0.0]], [[0.0], [0.0], [0.0], [0.0], [0.0]], [[0.0], [0.0], [6.938893903907228e-18], [0.0], [-6.938893903907228e-18]], [[0.0], [0.0], [0.0], [0.0], [0.0]], [[0.0], [0.0], [0.0], [0.0], [0.0]], [[0.0], [0.0], [0.0], [0.0], [0.0]], [[0.0], [0.0], [0.0], [0.0], [0.0]], [[0.0], [0.0], [0.0], [0.0], [0.0]], [[0.0], [0.0], [0.0], [0.0], [0.0]], [[0.0], [0.0], [0.0], [0.0], [0.0]], [[0.0], [0.0], [0.0], [0.0], [0.0]], [[5.551115123125783e-17], [5.551115123125783e-17], [5.551115123125783e-17], [-5.551115123125783e-17], [5.551115123125783e-17]], [[5.551115123125783e-17], [-5.551115123125783e-17], [5.551115123125783e-17], [5.551115123125783e-17], [5.551115123125783e-17]], [[0.0], [0.0], [0.0], [0.0], [0.0]], [[0.0], [0.0], [0.0], [0.0], [0.0]], [[0.0], [0.0], [0.0], [0.0], [0.0]], [[0.0], [0.0], [0.0], [0.0], [0.0]], [[0.0], [0.0], [0.0], [0.0], [0.0]], [[0.0], [0.0], [0.0], [0.0], [0.0]], [[0.0], [0.0], [0.0], [0.0], [0.0]], [[0.0], [0.0], [0.0], [0.0], [0.0]], [[0.0], [0.0], [0.0], [0.0], [0.0]], [[0.0], [0.0], [0.0], [0.0], [0.0]], [[0.0], [0.0], [0.0], [0.0], [0.0]], [[0.0], [0.0], [0.0], [0.0], [0.0]], [[-5.551115123125783e-17], [0.0], [0.0], [0.0], [0.0]], [[0.0], [0.0], [0.0], [0.0], [0.0]], [[0.0], [0.0], [0.0], [0.0], [0.0]], [[0.0], [0.0], [0.0], [0.0], [0.0]], [[0.0], [0.0], [0.0], [0.0], [0.0]], [[0.0], [0.0], [0.0], [0.0], [0.0]], [[0.0], [0.0], [0.0], [0.0], [0.0]], [[0.0], [0.0], [0.0], [0.0], [0.0]], [[0.0], [0.0], [0.0], [0.0], [0.0]]], [[[0.0], [0.0], [0.0], [0.0], [0.0]], [[0.0022613799145844186], [0.0019477572404127518], [0.0019209423387884948], [0.0019310973328110943], [0.001893404733665248]], [[0.004522759880484493], [0.0038955145320670997], [0.0038418847288127916], [0.003862194716860178], [0.0037868095185604224]], [[0.0067841398976479245], [0.00584327187491088], [0.005762827170020735], [0.0057932921520950885], [0.005680214354633412]], [[0.009661336088146007], [0.008405934324341682], [0.008298603568172965], [0.008339250374214013], [0.008188381087927778]], [[0.013714085542698564], [0.012142210586566978], [0.01200784276582057], [0.012058728334000509], [0.011869857742594057]], [[0.01601395661430497], [0.014128446101735637], [0.013967262270888247], [0.014028303252844472], [0.013801738504629015]], [[0.017019860507278377], [0.014966065925516815], [0.014790486869944025], [0.014856979451433352], [0.01461017917094204]], [[0.02542942808978106], [0.02372633007927566], [0.023580850337686844], [0.02363594185456728], [0.0234314712721318]], [[0.03135418769564147], [0.029919436132374605], [0.02979535172560349], [0.029842339507605092], [0.029667959326661414]], [[0.03450201789911661], [0.03330330899597066], [0.03320072198088757], [0.03323957408546924], [0.033095355406042706]], [[0.03454743991267992], [0.03351531274412187], [0.03342698199241838], [0.033460434453231096], [0.03333625933363688]], [[0.03235313546744435], [0.03146336833259712], [0.031387220947206834], [0.03141605994549064], [0.03130900977632828]], [[0.02972334214256865], [0.028956117654540064], [0.02889045760065692], [0.028915323855421685], [0.028823020741577443]], [[0.028036504796668568], [0.027377036378063976], [0.027320598250134345], [0.02734197305099463], [0.027262629874978517]], [[0.026610256607054364], [0.026045179810998853], [0.025996819828314255], [0.026015134886056293], [0.02594714954859209]], [[0.025232369076536226], [0.0247508107268974], [0.024709598357691], [0.024725206439433517], [0.02466726937882721]], [[0.02374825020180546], [0.023341284430436093], [0.023306455798752818], [0.023319646671677324], [0.02327068213141127]], [[0.022188986966452218], [0.021847536526218986], [0.02181831476386195], [0.021829381543948007], [0.021788301806642263]], [[0.020586789619064863], [0.02030430101979544], [0.020280125295468007], [0.020289281427896544], [0.020255293877941435]], [[0.018948944888693864], [0.018718253252723457], [0.018698510372465546], [0.018705987463478443], [0.01867823256568217]], [[0.017221698464218185], [0.017036841714952983], [0.017021021442266873], [0.017027012964328223], [0.017004772481700056]], [[0.015393237670774981], [0.015248628601643416], [0.015236252777892978], [0.015240939885668811], [0.015223541353555164]], [[0.013543752756405097], [0.013433770660381636], [0.013424358253317586], [0.013427922909630921], [0.013414690948894345]], [[0.01167476432805463], [0.011594584025213031], [0.011587722095092984], [0.011590320911504123], [0.011580674114309561]], [[0.009709709861759577], [0.009654289270478796], [0.009649546306595973], [0.009651342578070037], [0.009644674833743996]], [[0.007727645180527001], [0.007692344674642804], [0.007689323612830534], [0.0076904677539487085], [0.007686220713703479]], [[0.005808642719658322], [0.005788862171684277], [0.005787169328204618], [0.005787810476789335], [0.0057854305298472575]], [[0.0039106509332848295], [0.0039018849768858895], [0.0039011347747514406], [0.0039014188699220444], [0.00390036431842581]], [[0.0019653920351828634], [0.00196260525147042], [0.0019623667558994248], [0.0019624571172246665], [0.0019621216852809056]], [[-1.478517394622236e-07], [-1.478517394622236e-07], [-1.478517394622236e-07], [-1.478517394622236e-07], [-1.478517394622236e-07]], [[-0.0019658890657138876], [-0.0019631022820014287], [-0.0019628637864304316], [-0.0019629541477556873], [-0.001962618715811928]], [[-0.003911170792172673], [-0.0039024048357737054], [-0.0039016546336392843], [-0.003901938728809857], [-0.00390088417731365]], [[-0.00580932291225867], [-0.005789542364284632], [-0.005787849520804973], [-0.005788490669389683], [-0.005786110722447613]], [[-0.007727993972015033], [-0.007692693466130829], [-0.007689672404318559], [-0.007690816545436734], [-0.007686569505191504]], [[-0.009710270033446433], [-0.009654849442165603], [-0.009650106478282829], [-0.009651902749756844], [-0.009645235005430804]], [[-0.011675329129167689], [-0.011595148826326132], [-0.011588286896206085], [-0.011590885712617224], [-0.011581238915422606]], [[-0.013543431895081184], [-0.013433449799057681], [-0.013424037391993673], [-0.013427602048307022], [-0.013414370087570432]], [[-0.015392460483883555], [-0.015247851414751892], [-0.01523547559100158], [-0.015240162698777399], [-0.015222764166663752]], [[-0.017220851328235892], [-0.017035994578970565], [-0.017020174306284677], [-0.017026165828346054], [-0.01700392534571786]], [[-0.018949337814025607], [-0.018718646178055215], [-0.018698903297797304], [-0.0187063803888102], [-0.018678625491013914]], [[-0.020587578874490156], [-0.020305090275220705], [-0.020280914550893286], [-0.02029007068332181], [-0.020256083133366687]], [[-0.022189637624284442], [-0.021848187184051182], [-0.02181896542169416], [-0.021830032201780217], [-0.021788952464474556]], [[-0.023748439713080563], [-0.02334147394171121], [-0.02330664531002795], [-0.023319836182952414], [-0.023270871642686375]], [[-0.025231987286012336], [-0.024750428936373386], [-0.024709216567166986], [-0.024724824648909613], [-0.02466688758830321]], [[-0.026609732375003387], [-0.026044655578948], [-0.025996295596263277], [-0.026014610654005343], [-0.025946625316541128]], [[-0.028035533769395618], [-0.027376065350791026], [-0.02731962722286141], [-0.027341002023721722], [-0.02726165884770558]], [[-0.029716534364337195], [-0.028949309876308615], [-0.02888364982242543], [-0.02890851607719022], [-0.028816212963345966]], [[-0.032343148496508656], [-0.03145338136166133], [-0.031377233976271166], [-0.031406072974554944], [-0.03129902280539258]], [[-0.03454308753835282], [-0.03351096036979488], [-0.033422629618091365], [-0.03345608207890407], [-0.033331906959309855]], [[-0.034501536746060164], [-0.03330282784291433], [-0.03320024082783102], [-0.033239092932412895], [-0.03309487425298614]], [[-0.034044946820303595], [-0.03280897097197848], [-0.03270319460567797], [-0.032743254626492885], [-0.03259455216286475]], [[-0.0334205542813544], [-0.03214602229313379], [-0.03203694624592929], [-0.03207825601912098], [-0.031924914461566256]], [[-0.03263121202936166], [-0.031316698640139], [-0.031204200936920473], [-0.031246806679670863], [-0.031088654464212856]], [[-0.03167977296447344], [-0.030301582966820506], [-0.030180963396852084], [-0.03022663888829799], [-0.030057130006215987]], [[-0.030567888076311583], [-0.02911419665844686], [-0.028990132261656282], [-0.029037112834807144], [-0.028862757186152152]], [[-0.029263293526925527], [-0.02776799202250671], [-0.02764034267396706], [-0.02768868135913201], [-0.027509281933179655]], [[-0.027805151743751394], [-0.026266395107153347], [-0.02613500193855505], [-0.02618475882147537], [-0.02600009250806563]], [[-0.026197034005863595], [-0.024612759309240617], [-0.02447744550963358], [-0.02452868743025422], [-0.024338506127535704]], [[-0.024387089276847317], [-0.022750490367504837], [-0.022610673419782186], [-0.022663620928674886], [-0.022467105965587385]], [[-0.022285259838960694], [-0.020581479286699726], [-0.020435887806954104], [-0.020491022538634118], [-0.020286386063505496]], [[-0.01996893506039259], [-0.01818875370788178], [-0.01803659996022622], [-0.018094220340145014], [-0.017880354695664243]], [[-0.01752122315158949], [-0.015661717488839075], [-0.015502753156596482], [-0.015562953277784996], [-0.015339509362537746]], [[-0.01502421240978542], [-0.01308882029052549], [-0.01292334171593585], [-0.012986009361768282], [-0.01275340392914076]], [[-0.012559293150555206], [-0.010557857181609842], [-0.010386708836250619], [-0.010451524170745713], [-0.010210944664738153]], [[-0.010207433995534018], [-0.008156227286205353], [-0.007980803835594769], [-0.008047238624200148], [-0.007800646057038882]], [[-0.008049385693632366], [-0.005971125506856884], [-0.005793372906644834], [-0.005860690102502536], [-0.00561082058268797]], [[-0.005843559863788844], [-0.0037830807725957594], [-0.0036068974656565944], [-0.0036762764668495373], [-0.0034289905768969953]], [[-0.004961248710409288], [-0.0030044918997776116], [-0.002837503546558068], [-0.0029173362585052376], [-0.0026849694370395805]], [[-0.004248800937337899], [-0.0023832610618411687], [-0.0022243599966522976], [-0.002313392286665439], [-0.002094148364134768]], [[-0.0032432339311585234], [-0.0014637588143466274], [-0.0013124860254800086], [-0.0014101568516242113], [-0.0012032854853470942]], [[-0.002123432980083023], [-0.00043004501128185435], [-0.00031811600337722234], [-0.0003927002463428031], [-0.00031755887330803256]], [[-0.001232000500867858], [-0.0002996191952376326], [-0.00029879666349053036], [-0.0002994911248406229], [-0.00029839283456151167]], [[-0.00028388201849771644], [-0.0002749589111623041], [-0.00027424623099370216], [-0.00027493177298809623], [-0.00027399099210939637]], [[-0.00025729081106590224], [-0.0002496955409555246], [-0.0002490893200508826], [-0.0002497527444982328], [-0.00024896297252968713]], [[-0.0002406323359311624], [-0.00023385604132775129], [-0.00023331599667864023], [-0.00023398813601580026], [-0.00023329526507603893]], [[-0.00021934220504615798], [-0.0002135477045102363], [-0.00021308664729755011], [-0.0002137397148181952], [-0.0002131587165114246]], [[-0.00019822990044257582], [-0.0001933545940243503], [-0.00019296748168090572], [-0.0001935926442599989], [-0.00019311513437257621]], [[-0.0001810284188224348], [-0.00017687300645692627], [-0.00017654401198148595], [-0.00017715158084026517], [-0.00017675607354245004]], [[-0.0001607725435313484], [-0.00015739619390081616], [-0.0001571298160749912], [-0.00015769479040525503], [-0.00015738453041570788]], [[-0.00013661002476325623], [-0.0001340644415683337], [-0.00013386447145570524], [-0.0001343544513679809], [-0.00013413062002908677]], [[-0.00011502029356732363], [-0.00011314177419754351], [-0.00011299506882376034], [-0.00011341364601246545], [-0.00011325765171891003]], [[-9.133528791802764e-05], [-9.008391580785785e-05], [-8.998693674227946e-05], [-9.031251947620549e-05], [-9.021625681183108e-05]], [[-7.217176937123187e-05], [-7.135527362856983e-05], [-7.129267475351406e-05], [-7.154345643515733e-05], [-7.148705401594478e-05]], [[-5.61445077253836e-05], [-5.563375323974773e-05], [-5.5595184772445905e-05], [-5.578311618540527e-05], [-5.5753111375886344e-05]], [[-4.004462138296194e-05], [-3.977428858249754e-05], [-3.975431579572933e-05], [-3.9875901788565676e-05], [-3.9863831289489726e-05]], [[-2.6312206210410416e-05], [-2.619224162253922e-05], [-2.6183668926635373e-05], [-2.625151272792406e-05], [-2.624858019689702e-05]], [[-1.6100377695140583e-05], [-1.6056023789300794e-05], [-1.6053024511897968e-05], [-1.6085921409978582e-05], [-1.608621615367678e-05]], [[-6.269655865687868e-06], [-6.263163145720299e-06], [-6.262767815396267e-06], [-6.2695323891880095e-06], [-6.269922581235085e-06]], [[0.0006958048429915355], [0.0006958048429915355], [0.0006958048429915355], [0.0006958048429915355], [0.0006958048429915355]], [[0.0024017480375390296], [0.0024017480375390296], [0.0024017480375390296], [0.0024017480375390296], [0.0024017480375390296]], [[0.004037940847259239], [0.004037940847259239], [0.004037940847259239], [0.004037940847259239], [0.004037940847259239]], [[0.00529765031573394], [0.00529765031573394], [0.00529765031573394], [0.00529765031573394], [0.00529765031573394]], [[0.006194682095296597], [0.006194682095296597], [0.006194682095296597], [0.006194682095296597], [0.006194682095296597]], [[0.002352445493193245], [0.002352445493193245], [0.002352445493193245], [0.002352445493193245], [0.002352445493193245]], [[-1.7539791515340693e-05], [-1.765124015529803e-05], [-1.7703677815241858e-05], [-1.8080199910106443e-05], [-1.814737647841489e-05]], [[-0.008527687202333434], [-0.008648334418110443], [-0.008704248589468555], [-0.00872574038766824], [-0.00872574038766824]], [[-0.0138335116443275], [-0.0138335116443275], [-0.0138335116443275], [-0.0138335116443275], [-0.0138335116443275]], [[-0.017652620038883016], [-0.017652620038883016], [-0.017652620038883016], [-0.017652620038883016], [-0.017652620038883016]], [[-0.013381736020624896], [-0.013381736020624896], [-0.013381736020624896], [-0.013381736020624896], [-0.013381736020624896]], [[-0.009108608786774108], [-0.009108608786774108], [-0.009108608786774108], [-0.009108608786774108], [-0.009108608786774108]], [[-0.004972030284284848], [-0.004972030284284848], [-0.004972030284284848], [-0.004972030284284848], [-0.004972030284284848]], [[-0.0006526134564394728], [-0.0006526134564394728], [-0.0006526134564394728], [-0.0006526134564394728], [-0.0006526134564394728]], [[1.5071253668029472e-05], [1.5023129114406092e-05], [1.5011013192754719e-05], [1.4972455612150687e-05], [1.4954691867276326e-05]], [[4.0754968267123215e-05], [4.0700885674656295e-05], [4.0670083618195296e-05], [4.0359118205348515e-05], [4.028161791515966e-05]], [[7.123540519598896e-05], [7.123526788445009e-05], [7.123516750437084e-05], [7.048610481209978e-05], [7.024976461638376e-05]], [[0.00010749884578147711], [0.00010748938549288642], [0.00010748257778050302], [0.00010635316003731674], [0.00010576110824800887]], [[0.00014418753091018088], [0.0001443361285721756], [0.00014433821573144046], [0.00014271755640545697], [0.000141776242811191]], [[0.00018651196545474424], [0.0001870002315178948], [0.00018700710854192837], [0.00018466032242363262], [0.00018327549785927821]], [[0.0002265551544423372], [0.0002276812848604759], [0.00022769813437656383], [0.0002243670817870802], [0.00022238990659834146]], [[0.00026768362615067764], [0.0002672357415608728], [0.00026697963694058413], [0.0002643503358295274], [0.0002624938153023004]], [[0.0003065168112853789], [0.00030246342577697205], [0.00030196059217452165], [0.00030141066851860354], [0.000300430997151796]], [[0.000346816805800787], [0.0003426128563219222], [0.0003419398991283962], [0.0003407472572335979], [0.0003405669007151002]], [[0.00037993607726249934], [0.00037612539822901025], [0.00037532089258957013], [0.00037325032446089423], [0.0003732038031382112]], [[0.0005649579372753455], [0.0004112446955291116], [0.00041035048726584256], [0.00040824214293477823], [0.0004069776731491781]], [[0.001286585459697065], [0.000525881649417026], [0.00043973797522600666], [0.00043749273950749457], [0.0004368615898073247]], [[0.002430888779530238], [0.0016559320608572903], [0.0014990810380717257], [0.0011213230582269307], [0.0012245872531989055]], [[0.002880401240793473], [0.002113925139628825], [0.0019608780714976404], [0.0015987246523169185], [0.0014348747058906541]], [[0.003660296999629553], [0.0027131221121045046], [0.00253810133700505], [0.002164821609491163], [0.0019637297017106037]], [[0.004703976155022049], [0.0033161729137284324], [0.0030828894707771726], [0.002648714358181037], [0.0028526655851799365]], [[0.005411458845714201], [0.00380720084482411], [0.0035508943680574445], [0.003110132287097722], [0.0035664061106852607]], [[0.006734672780653539], [0.004843120377089338], [0.004578392751112048], [0.00421855706469354], [0.0049361446323483715]], [[0.007546704417639605], [0.00485898908727922], [0.004623318489609285], [0.0046119624668274906], [0.005897410141082637]], [[0.009746651421108449], [0.006208330880459523], [0.005906089032661543], [0.0060374688940251775], [0.0075245746751295695]], [[0.012638388517341004], [0.00839126139428964], [0.008027970397613715], [0.00816170774590147], [0.00961738489813957]], [[0.015396131722842626], [0.010857248589406676], [0.010389745321518179], [0.01014561859344515], [0.012084543787892033]], [[0.019119954296246668], [0.014265655221720991], [0.013585643056415742], [0.012658198016487793], [0.015703176986191114]], [[0.021701785644210426], [0.016085691488850126], [0.015620959840608614], [0.01644265119254905], [0.018472658405998293]], [[0.025037422238419448], [0.019336474664518002], [0.01888298144730495], [0.020480028369931395], [0.02158698739631985]], [[0.029015583921283825], [0.024744444887085035], [0.02428959700358872], [0.024008361242761768], [0.02472768736719341]], [[0.032396445178557186], [0.027421851631048065], [0.027004484936779555], [0.02747737722357763], [0.027247061742149414]], [[0.03475262039713059], [0.029540822566374712], [0.02912257235071347], [0.03041129221516503], [0.029384441303689807]], [[0.03652440064207812], [0.032791155093780326], [0.03248109152323819], [0.032969456870844814], [0.03236841843687899]], [[0.03810780041977436], [0.03558366092316598], [0.035343169297739147], [0.03527101683479472], [0.03501147675665363]], [[0.04041034466196609], [0.038575493547249325], [0.038333518754523614], [0.03804267406877872], [0.037918549046380576]], [[0.0423779024270306], [0.04085527612939554], [0.04062187493128234], [0.04024642498140913], [0.040180261245173335]], [[0.045040416694360985], [0.043551270516469356], [0.04332490201869575], [0.04296581705694291], [0.04289892304600351]], [[0.04720581584983713], [0.045562469286483054], [0.04534229762292233], [0.04506797474701191], [0.04496074051702709]], [[0.04921952668992394], [0.04737481049037062], [0.04716410305066743], [0.047009361772294034], [0.0468413636412765]], [[0.05151689213017677], [0.04944830925239582], [0.04925918065146334], [0.04922642805995109], [0.04900620519710258]], [[0.053272872356712936], [0.0510566184424775], [0.05086644426309317], [0.05091706455371983], [0.05065672448622255]], [[0.054939186193972256], [0.052738383859021964], [0.05255003643072434], [0.05262136812313063], [0.05235658546105515]], [[0.055204518178190234], [0.05307392827520972], [0.052891589722533786], [0.05296064602769478], [0.052704309496432775]], [[0.05492193423877315], [0.0528585487776841], [0.052681961668868404], [0.052748839904473085], [0.05250058831082857]], [[0.05422657436384169], [0.05222757973512218], [0.052056503274725704], [0.05212129449983498], [0.051880789870971764]], [[0.053253578541516466], [0.05131635551620174], [0.05115056554510436], [0.05121335456015008], [0.0509802821435921]], [[0.0521380867599178], [0.050260210489599805], [0.050099499485001656], [0.050160364831787915], [0.04993443309541942]], [[0.05101523900716619], [0.04919447902399357], [0.049038656099416086], [0.049097670061118176], [0.048878610693182944]], [[0.05002017527138239], [0.04825449548806057], [0.048103386393345604], [0.04816061499450999], [0.047948182903612774]], [[0.04928803554068669], [0.04757559425047819], [0.04742904137178808], [0.04748454437833324], [0.047278517693438105]], [[0.046712129211543024], [0.045237661827888714], [0.04511147503974078], [0.04515926426947328], [0.044981871241481536]], [[0.04448424092357875], [0.04321314501665413], [0.043104363037525156], [0.04314556160650204], [0.042992632793412894]], [[0.04229135686808666], [0.04119532188518871], [0.041101521808212915], [0.041137045029305264], [0.04100518343809914]], [[0.040050762810957916], [0.039108665070094334], [0.039028039173051754], [0.03905857460285239], [0.03894522720854346]], [[0.038013903460699175], [0.03720665089490577], [0.03713756520535633], [0.03716372957355918], [0.03706660766289599]], [[0.036045695970106345], [0.0353577554706222], [0.035298880657470166], [0.03532117791710257], [0.03523841068766492]], [[0.033926342188554226], [0.03334496251516947], [0.03329520732705041], [0.033314051431228175], [0.033244102087991]], [[0.031699482102933135], [0.031211695759743002], [0.03116995038494727], [0.03118576007078458], [0.03112707473177609]], [[0.029410826859424435], [0.029007271717610944], [0.028972734968571695], [0.028985815157755307], [0.02893726151496226]], [[0.027070482591741454], [0.02674092311178372], [0.026712718997129653], [0.026723400555719562], [0.026683750701724684]], [[0.024601216252823938], [0.024337135182445152], [0.024314534792893805], [0.024323094110124233], [0.024291321992083892]], [[0.02198922940020355], [0.021782645015729865], [0.021764965267514952], [0.021771661135766132], [0.021746806089889575]], [[0.019347760063455954], [0.019190642783422432], [0.019177196487616704], [0.01918228885377865], [0.019163386052726286]], [[0.01667891815034804], [0.016564374860574257], [0.016554572103259932], [0.016558284698133127], [0.016544503559283705]], [[0.0138713273048192], [0.013792155031560921], [0.013785379368871212], [0.01378794547097699], [0.013778420121939791]], [[0.011039493888456597], [0.010989064594336295], [0.010984748791747323], [0.01098638327905907], [0.01098031607870871]], [[0.008262141580027506], [0.00823388365435028], [0.00823146530652221], [0.008232381233071802], [0.00822898130886883]], [[0.005195071851685728], [0.005182063285952158], [0.005180950160077812], [0.005181371688346141], [0.00517980700854432]], [[0.0023263241853435195], [0.002322360444586188], [0.002322021250798911], [0.002322149766269794], [0.0023216727040379845]], [[2.334884518959509e-06], [2.334884518959509e-06], [2.334884518959509e-06], [2.334884518959509e-06], [2.334884518959509e-06]], [[-0.002298917067193075], [-0.0022960270516024376], [-0.0022957797213175144], [-0.002295873428555777], [-0.002295525576611548]], [[-0.0041806643276360075], [-0.004171898371237022], [-0.004171148169102615], [-0.004171432264273167], [-0.004170377712776957]], [[-0.005833257869143075], [-0.0058134773211690124], [-0.005811784477689368], [-0.005812425626274077], [-0.005810045679331993]], [[-0.007727645180527001], [-0.007692344674642797], [-0.007689323612830527], [-0.0076904677539487015], [-0.007686220713703479]], [[-0.009709709861759626], [-0.009654289270478796], [-0.009649546306596021], [-0.009651342578070037], [-0.00964467483374399]], [[-0.01167476432805463], [-0.011594584025213017], [-0.011587722095092984], [-0.011590320911504123], [-0.011580674114309547]], [[-0.013543752756405153], [-0.013433770660381636], [-0.013424358253317573], [-0.013427922909630963], [-0.013414690948894331]], [[-0.015393237670774926], [-0.01524862860164336], [-0.015236252777892922], [-0.015240939885668867], [-0.015223541353555109]], [[-0.017221698464218074], [-0.01703684171495297], [-0.017021021442266873], [-0.017027012964328236], [-0.01700477248169993]], [[-0.018948944888693864], [-0.01871825325272347], [-0.01869851037246556], [-0.018705987463478443], [-0.01867823256568217]], [[-0.020586789619064988], [-0.020304301019795468], [-0.020280125295468035], [-0.020289281427896544], [-0.02025529387794145]], [[-0.02218898696645223], [-0.021847536526218986], [-0.02181831476386195], [-0.021829381543948007], [-0.021788301806642263]], [[-0.023748250201805474], [-0.023341284430436093], [-0.023306455798752845], [-0.023319646671677324], [-0.02327068213141127]], [[-0.02523236907653635], [-0.0247508107268974], [-0.024709598357691], [-0.024725206439433628], [-0.02466726937882724]], [[-0.026610256607054364], [-0.026045179810998867], [-0.02599681982831427], [-0.026015134886056307], [-0.025947149548592105]], [[-0.028036504796668554], [-0.02737703637806406], [-0.027320598250134318], [-0.027341973050994617], [-0.02726262987497849]], [[-0.02972334214256865], [-0.028956117654540064], [-0.028890457600656907], [-0.02891532385542167], [-0.028823020741577415]], [[-0.03235313546744435], [-0.031463368332597136], [-0.03138722094720686], [-0.031416059945490724], [-0.03130900977632828]], [[-0.034547439912679945], [-0.03351531274412189], [-0.03342698199241839], [-0.033460434453231096], [-0.033336259333636896]], [[-0.03450201789911657], [-0.03330330899597074], [-0.03320072198088754], [-0.03323957408546918], [-0.03309535540604268]], [[-0.03135418769564155], [-0.029919436132374744], [-0.02979535172560349], [-0.029842339507605203], [-0.029667959326661525]], [[-0.025429428089781075], [-0.023726330079275628], [-0.023580850337686914], [-0.023635941854567234], [-0.0234314712721318]], [[-0.017019860507278384], [-0.014966065925516836], [-0.014790486869944046], [-0.014856979451433374], [-0.01461017917094205]], [[-0.016013956614304964], [-0.014128446101735602], [-0.013967262270888226], [-0.014028303252844486], [-0.013801738504629027]], [[- | 4D array with the lift coefficients of the airfoils. Dimension 0 is along the blade span for n_span stations, dimension 1 is along the angles of attack, dimension 2 is along the Reynolds number, dimension 3 is along the number of tabs, which may describe multiple sets at the same station, for example in presence of a flap.
af_3d.cd | intermediate |  | [[[[0.5], [0.5], [0.5], [0.5], [0.5]], [[0.5], [0.5], [0.5], [0.5], [0.5]], [[0.5], [0.5], [0.5], [0.5], [0.5]], [[0.5], [0.5], [0.5], [0.5], [0.5]], [[0.5], [0.5], [0.5], [0.5], [0.5]], [[0.5], [0.5000000000000001], [0.5], [0.5000000000000001], [0.5]], [[0.5], [0.5], [0.5], [0.5], [0.5]], [[0.5], [0.5], [0.5], [0.5], [0.5]], [[0.5], [0.5], [0.5], [0.5], [0.5]], [[0.5], [0.5], [0.5], [0.5], [0.5]], [[0.5], [0.5], [0.5], [0.5], [0.5]], [[0.5], [0.5], [0.5], [0.5], [0.5]], [[0.5], [0.5], [0.5], [0.5], [0.5]], [[0.5], [0.5], [0.49999999999999994], [0.49999999999999994], [0.5]], [[0.5], [0.49999999999999994], [0.5], [0.5], [0.5]], [[0.5], [0.5], [0.5], [0.5], [0.5]], [[0.5], [0.5], [0.5], [0.5], [0.5]], [[0.5], [0.5], [0.5], [0.49999999999999994], [0.5]], [[0.5], [0.5], [0.49999999999999994], [0.5], [0.5]], [[0.5], [0.5], [0.5], [0.5], [0.5]], [[0.5], [0.5], [0.5], [0.5], [0.5]], [[0.5], [0.5], [0.4999999999999999], [0.5], [0.5000000000000001]], [[0.5], [0.5], [0.4999999999999999], [0.5], [0.5]], [[0.5], [0.5000000000000001], [0.5000000000000001], [0.5000000000000001], [0.5]], [[0.5], [0.5], [0.5000000000000001], [0.5000000000000001], [0.5]], [[0.5000000000000001], [0.5], [0.5], [0.5], [0.4999999999999999]], [[0.5], [0.5000000000000002], [0.5000000000000002], [0.5], [0.5]], [[0.5], [0.5], [0.5], [0.5000000000000002], [0.5]], [[0.5], [0.5000000000000002], [0.5], [0.5], [0.5]], [[0.5], [0.5], [0.5], [0.5], [0.5]], [[0.5], [0.5], [0.5], [0.5], [0.5]], [[0.5], [0.5], [0.5], [0.5], [0.5000000000000002]], [[0.5], [0.5000000000000002], [0.5], [0.5], [0.5]], [[0.5], [0.5], [0.5000000000000002], [0.5], [0.5]], [[0.5000000000000002], [0.5], [0.5], [0.5], [0.5]], [[0.5], [0.5000000000000001], [0.5000000000000001], [0.4999999999999999], [0.4999999999999999]], [[0.5], [0.4999999999999999], [0.5], [0.5], [0.4999999999999999]], [[0.4999999999999999], [0.5], [0.5], [0.4999999999999999], [0.5]], [[0.5], [0.5], [0.5], [0.5], [0.5]], [[0.5000000000000001], [0.5], [0.5], [0.5000000000000001], [0.5]], [[0.5000000000000001], [0.5], [0.5], [0.5], [0.4999999999999999]], [[0.49999999999999994], [0.5], [0.5], [0.49999999999999994], [0.5]], [[0.5], [0.5], [0.5], [0.5], [0.49999999999999994]], [[0.5], [0.5], [0.49999999999999994], [0.5], [0.5]], [[0.5], [0.5], [0.5], [0.5], [0.5]], [[0.49999999999999994], [0.5], [0.5], [0.5], [0.5000000000000001]], [[0.5], [0.5000000000000001], [0.5], [0.5], [0.5]], [[0.49999999999999994], [0.5], [0.5], [0.5], [0.5]], [[0.5], [0.5], [0.5], [0.5], [0.5]], [[0.5], [0.5], [0.5], [0.5], [0.5]], [[0.5], [0.5], [0.5], [0.5], [0.5]], [[0.5], [0.5], [0.5], [0.5], [0.5]], [[0.5], [0.5], [0.5], [0.5], [0.5]], [[0.5], [0.5], [0.5], [0.5], [0.5]], [[0.5], [0.5], [0.5], [0.5], [0.5]], [[0.5], [0.5], [0.5], [0.5], [0.5]], [[0.5], [0.5], [0.5], [0.5], [0.5]], [[0.5], [0.5], [0.5], [0.5], [0.5]], [[0.5], [0.5], [0.5], [0.5], [0.5]], [[0.5], [0.5], [0.5], [0.5], [0.5]], [[0.5], [0.5], [0.5], [0.5], [0.5]], [[0.5], [0.5], [0.5], [0.5], [0.5]], [[0.5], [0.5], [0.5], [0.5], [0.5]], [[0.5], [0.5], [0.5], [0.5], [0.5]], [[0.5], [0.5], [0.5], [0.5], [0.5]], [[0.5], [0.5], [0.5], [0.5], [0.5]], [[0.5], [0.5], [0.5], [0.5], [0.5]], [[0.5], [0.5], [0.5], [0.5], [0.5]], [[0.5], [0.5], [0.5], [0.5], [0.5]], [[0.5], [0.5], [0.5], [0.5], [0.5]], [[0.5], [0.5], [0.5000000000000001], [0.5], [0.5]], [[0.5], [0.4999999999999999], [0.5], [0.4999999999999999], [0.4999999999999999]], [[0.5], [0.5000000000000001], [0.5], [0.5], [0.5]], [[0.5], [0.5], [0.5], [0.5], [0.5]], [[0.5], [0.5], [0.5], [0.5], [0.5]], [[0.5], [0.5], [0.5], [0.5], [0.5]], [[0.5], [0.5], [0.5], [0.5], [0.5]], [[0.5], [0.5], [0.5], [0.5], [0.5]], [[0.4999999999999999], [0.4999999999999999], [0.4999999999999999], [0.5], [0.5]], [[0.5], [0.5], [0.5], [0.5], [0.5]], [[0.4999999999999999], [0.4999999999999999], [0.5], [0.4999999999999999], [0.5]], [[0.5000000000000001], [0.5000000000000001], [0.5], [0.5000000000000001], [0.5000000000000001]], [[0.5], [0.5], [0.5], [0.5], [0.5]], [[0.5000000000000001], [0.5000000000000001], [0.5000000000000001], [0.5], [0.5000000000000001]], [[0.5], [0.5000000000000001], [0.5000000000000001], [0.5], [0.5000000000000001]], [[0.5000000000000001], [0.5], [0.5000000000000001], [0.5000000000000001], [0.5]], [[0.5], [0.5], [0.5], [0.5], [0.5]], [[0.5], [0.5], [0.5], [0.5], [0.5]], [[0.5], [0.5], [0.5], [0.5], [0.5]], [[0.5], [0.5], [0.5], [0.5], [0.5]], [[0.5000000000000001], [0.5000000000000001], [0.5], [0.5], [0.5000000000000001]], [[0.5], [0.5], [0.5], [0.5], [0.5]], [[0.4999999999999999], [0.5], [0.5], [0.5], [0.5]], [[0.5], [0.5], [0.5], [0.5], [0.5]], [[0.5], [0.5], [0.5], [0.5000000000000001], [0.5]], [[0.5], [0.5], [0.5], [0.5], [0.5]], [[0.5], [0.5], [0.5], [0.5], [0.5]], [[0.4999999999999999], [0.5], [0.5], [0.5], [0.5]], [[0.5], [0.5], [0.5], [0.5], [0.5]], [[0.5], [0.5], [0.5], [0.5], [0.5]], [[0.5], [0.5], [0.5], [0.5], [0.4999999999999999]], [[0.5], [0.5], [0.5], [0.5], [0.5]], [[0.5], [0.5], [0.5], [0.5], [0.5]], [[0.5], [0.5], [0.5], [0.5], [0.5]], [[0.5], [0.5], [0.5], [0.5], [0.5]], [[0.5], [0.5000000000000001], [0.5], [0.5000000000000001], [0.5]], [[0.5], [0.5], [0.5], [0.5000000000000001], [0.5]], [[0.5], [0.4999999999999999], [0.4999999999999999], [0.5], [0.5]], [[0.5], [0.5], [0.5], [0.5], [0.4999999999999999]], [[0.5], [0.5], [0.5], [0.5], [0.5]], [[0.5], [0.5], [0.5], [0.5], [0.5]], [[0.5], [0.5], [0.5], [0.5], [0.5]], [[0.5], [0.5], [0.5], [0.5], [0.5]], [[0.5], [0.5], [0.5], [0.5], [0.5]], [[0.5], [0.5], [0.5], [0.5], [0.5]], [[0.5], [0.5], [0.5], [0.5], [0.5]], [[0.5], [0.5], [0.5], [0.5], [0.5]], [[0.5], [0.5], [0.5], [0.5], [0.5]], [[0.5], [0.5], [0.5], [0.5], [0.5]], [[0.5], [0.5], [0.5], [0.5], [0.5]], [[0.5000000000000001], [0.5], [0.5], [0.5000000000000001], [0.5]], [[0.4999999999999999], [0.5], [0.4999999999999999], [0.5], [0.5]], [[0.5], [0.5], [0.5], [0.5], [0.5]], [[0.5], [0.5], [0.5], [0.5], [0.5]], [[0.5], [0.5], [0.5], [0.5], [0.5]], [[0.5], [0.5], [0.5], [0.5], [0.5]], [[0.5], [0.5], [0.5], [0.5], [0.5]], [[0.5], [0.5], [0.5], [0.5], [0.5]], [[0.5], [0.5], [0.5], [0.5], [0.5]], [[0.5], [0.5], [0.5], [0.5], [0.5]], [[0.5], [0.5], [0.5], [0.5], [0.5]], [[0.5], [0.5], [0.5], [0.5], [0.5]], [[0.5], [0.5], [0.5], [0.5], [0.5]], [[0.5], [0.5], [0.5], [0.5], [0.5000000000000001]], [[0.5], [0.5], [0.5], [0.5], [0.5]], [[0.5], [0.5], [0.5], [0.5], [0.5]], [[0.5000000000000001], [0.5], [0.5], [0.5], [0.5]], [[0.5], [0.5], [0.5], [0.5], [0.5]], [[0.5], [0.5], [0.5], [0.5], [0.5]], [[0.5], [0.5], [0.5], [0.5], [0.5]], [[0.5], [0.5], [0.5], [0.5], [0.5]], [[0.5], [0.5], [0.5], [0.5], [0.5]], [[0.5], [0.5], [0.5], [0.5], [0.5]], [[0.5], [0.5], [0.5], [0.5], [0.5]], [[0.5], [0.5], [0.5], [0.5], [0.5]], [[0.5], [0.5], [0.5], [0.5], [0.5]], [[0.5], [0.5], [0.5], [0.5], [0.5]], [[0.5], [0.5], [0.5], [0.5], [0.5]], [[0.5], [0.5], [0.5], [0.5], [0.5]], [[0.5], [0.5], [0.5], [0.5], [0.5]], [[0.5], [0.5], [0.5], [0.5], [0.5]], [[0.5], [0.5], [0.5], [0.5], [0.5]], [[0.5], [0.5], [0.49999999999999994], [0.5], [0.5]], [[0.5], [0.5], [0.5], [0.5000000000000001], [0.49999999999999994]], [[0.49999999999999994], [0.5], [0.5], [0.5], [0.5000000000000001]], [[0.5], [0.49999999999999994], [0.5], [0.49999999999999994], [0.5]], [[0.5], [0.5], [0.5], [0.5], [0.49999999999999994]], [[0.5], [0.5], [0.5], [0.5], [0.49999999999999994]], [[0.49999999999999994], [0.5], [0.5], [0.49999999999999994], [0.5]], [[0.5000000000000001], [0.5], [0.5], [0.5], [0.4999999999999999]], [[0.5], [0.5], [0.4999999999999999], [0.5000000000000001], [0.5000000000000001]], [[0.5], [0.5], [0.5], [0.5000000000000001], [0.5000000000000001]], [[0.5], [0.5], [0.5], [0.5], [0.5]], [[0.4999999999999999], [0.5], [0.5000000000000001], [0.5], [0.5]], [[0.5], [0.5000000000000001], [0.5000000000000001], [0.4999999999999999], [0.4999999999999999]], [[0.4999999999999998], [0.5], [0.5], [0.5], [0.5]], [[0.5], [0.4999999999999998], [0.5], [0.5], [0.5]], [[0.5], [0.4999999999999998], [0.5], [0.4999999999999998], [0.5]], [[0.5], [0.5], [0.4999999999999998], [0.5], [0.5000000000000002]], [[0.5], [0.5], [0.5], [0.5], [0.5]], [[0.5], [0.5], [0.5], [0.5], [0.5]], [[0.5], [0.5], [0.5], [0.5], [0.5000000000000002]], [[0.5], [0.5], [0.5], [0.5], [0.4999999999999998]], [[0.5], [0.5], [0.5], [0.5], [0.5]], [[0.5], [0.5], [0.5], [0.5], [0.5]], [[0.5000000000000001], [0.4999999999999999], [0.5000000000000001], [0.5], [0.4999999999999999]], [[0.5], [0.5], [0.5], [0.5], [0.4999999999999999]], [[0.5], [0.5000000000000001], [0.5], [0.5], [0.4999999999999999]], [[0.4999999999999999], [0.5], [0.5], [0.4999999999999999], [0.4999999999999999]], [[0.5], [0.5], [0.5], [0.5], [0.5]], [[0.5], [0.5], [0.5], [0.5], [0.5]], [[0.5], [0.5], [0.49999999999999994], [0.5], [0.5]], [[0.49999999999999994], [0.5], [0.5], [0.5], [0.5]], [[0.49999999999999994], [0.5], [0.5], [0.5], [0.5]], [[0.5], [0.5], [0.5], [0.49999999999999994], [0.5]], [[0.5], [0.5], [0.5], [0.5], [0.49999999999999994]], [[0.5], [0.5], [0.49999999999999994], [0.5], [0.5]], [[0.5], [0.5], [0.5], [0.5], [0.5]], [[0.5], [0.5], [0.5], [0.5], [0.5]], [[0.5], [0.5], [0.5], [0.5], [0.5]], [[0.5], [0.5], [0.5], [0.5], [0.5]], [[0.5], [0.5], [0.5], [0.5], [0.5]], [[0.5], [0.5], [0.5], [0.5], [0.5]], [[0.5], [0.5], [0.5], [0.5], [0.5]], [[0.5], [0.5], [0.5], [0.5], [0.5]], [[0.5], [0.5], [0.5], [0.5], [0.5]], [[0.5], [0.5], [0.5], [0.5], [0.5]], [[0.5], [0.5], [0.5], [0.5], [0.5]], [[0.5], [0.5], [0.5], [0.5], [0.5]], [[0.5], [0.5], [0.5], [0.5], [0.5]]], [[[0.4831722427726052], [0.4831722427726052], [0.4831722427726052], [0.4831722427726052], [0.4831722427726052]], [[0.4831722427726052], [0.4831722427726052], [0.4831722427726052], [0.4831722427726052], [0.4831722427726052]], [[0.4831722427726052], [0.4831722427726052], [0.4831722427726052], [0.4831722427726052], [0.4831722427726052]], [[0.4831722427726052], [0.4831722427726052], [0.4831722427726052], [0.4831722427726052], [0.4831722427726052]], [[0.4834923668551853], [0.4834923668551853], [0.4834923668551853], [0.4834923668551853], [0.4834923668551853]], [[0.48374285301125347], [0.4841061568392814], [0.4841367826803765], [0.4840881218811282], [0.4841328770358827]], [[0.4836897744878868], [0.48400470516789174], [0.48403093056796737], [0.48399015871043066], [0.48402766817754883]], [[0.4837780337260297], [0.4840871450533082], [0.4841128858551434], [0.48407286738822947], [0.48410968374783425]], [[0.4854381581157774], [0.485740645346889], [0.4857658345366331], [0.4857266736449643], [0.4857627010488448]], [[0.4881871911951964], [0.48848224525062184], [0.4885068154533336], [0.4884686168824697], [0.48850375896635706]], [[0.49085739617592855], [0.4911441699862117], [0.4911680506634], [0.4911309240775172], [0.4911650799520963]], [[0.49331479025867886], [0.4935925044503414], [0.49361563070081027], [0.4935796770003654], [0.49361275383880876]], [[0.4960316601084449], [0.4962995637226483], [0.4963218730113514], [0.4962871894165472], [0.49631909777778727]], [[0.5000014492338427], [0.500001523411298], [0.5000015309811967], [0.5000015193226822], [0.5000015300252537]], [[0.5014763985931359], [0.5017260439718974], [0.5017468599078676], [0.5017144999227783], [0.5017442701974045]], [[0.5043446163092495], [0.5045842569319895], [0.504604237969068], [0.5045731757977728], [0.5046017521421332]], [[0.5072280688263192], [0.5074559749679626], [0.5074749737643875], [0.5074454382836865], [0.5074726101741319]], [[0.5099781277462337], [0.5101930336032072], [0.5102109450012481], [0.5101830997240047], [0.5102087167241203]], [[0.5127644224294098], [0.5129655645349607], [0.512982326278477], [0.5129562680992584], [0.5129802410475006]], [[0.5155361948838252], [0.5157228998263872], [0.5157384567012144], [0.5157142715120528], [0.5157365213762162]], [[0.5180816571226122], [0.5182532156047752], [0.5182675089602757], [0.5182452879756679], [0.5182657308337255]], [[0.5205169114197377], [0.5206728205379103], [0.5206858089969698], [0.5206656165921638], [0.5206841932128511]], [[0.5229409202456845], [0.5230807238891275], [0.5230923698885053], [0.523074264458717], [0.5230909211131161]], [[0.5250727181903581], [0.525196009394719], [0.5252062792543044], [0.5251903132326925], [0.5252050016807295]], [[0.5269121426885004], [0.5270184679691305], [0.5270273241323636], [0.5270135558753815], [0.5270262224266828]], [[0.5287981513004192], [0.5288872707638983], [0.5288946934786654], [0.5288831536970158], [0.5288937700949723]], [[0.5303841910462106], [0.5304559588349623], [0.5304619360965293], [0.5304526436925072], [0.5304611925476073]], [[0.531388107386701], [0.531441966531126], [0.5314464520619235], [0.5314394786646568], [0.5314458940745704]], [[0.5324257113099702], [0.5324622422461645], [0.5324652845569597], [0.5324605560444828], [0.5324649062104698]], [[0.5334205630276073], [0.5334351085371642], [0.5334362713359482], [0.5334344377066152], [0.5334361265579761]], [[0.5337219773371985], [0.5337219773371985], [0.5337219773371985], [0.5337219773371985], [0.5337219773371985]], [[0.5334133298750375], [0.5334278777729583], [0.5334290892295388], [0.5334272043258417], [0.5334289383929752]], [[0.5324182084253084], [0.5324547387441182], [0.5324577810033781], [0.5324530525709922], [0.532457402663298]], [[0.5313803222096802], [0.5314341803955982], [0.531438665846289], [0.5314316925735408], [0.5314381078689034]], [[0.5303817456863753], [0.5304535130582575], [0.5304594902849372], [0.530450197935141], [0.5304587467403565]], [[0.5287998546598078], [0.5288889744942042], [0.528896397240058], [0.528884857410092], [0.5288954738524962]], [[0.5269146371304103], [0.5270209630799857], [0.5270298192993745], [0.5270160509551186], [0.5270287175867044]], [[0.5250741949640537], [0.5251974866554434], [0.5252077565559915], [0.5251917904707235], [0.5252064789773173]], [[0.522940013063691], [0.5230798163453543], [0.5230914623142362], [0.5230733569318343], [0.5230900135426438]], [[0.5205155921432667], [0.520671500635499], [0.5206844890416578], [0.5206642967190429], [0.5206828732641261]], [[0.5180793931420153], [0.5182509503306008], [0.5182652435764131], [0.518243022762202], [0.5182634654635244]], [[0.5155370059301065], [0.5157237114343395], [0.5157392683569969], [0.5157150830935469], [0.5157373330260397]], [[0.5127654590873926], [0.5129666020557277], [0.5129833638731249], [0.5129573055791841], [0.5129812786329405]], [[0.5099784889117766], [0.510193395136495], [0.5102113065662752], [0.5101834612397635], [0.5102090782851895]], [[0.5072279512986214], [0.5074558572900373], [0.5074748560733386], [0.5074453206129982], [0.5074724924847208]], [[0.5043445168823895], [0.504584157348443], [0.5046041383715582], [0.5045730762219068], [0.5046016525463686]], [[0.5014758141084085], [0.501725458438416], [0.5017462742771515], [0.5017139144425116], [0.5017436845788761]], [[0.500001387994217], [0.5000014567543485], [0.5000014637656692], [0.5000014529669876], [0.5000014628803232]], [[0.4958784280868654], [0.49614633170106875], [0.4961686409897719], [0.49613395739496774], [0.4961658657562078]], [[0.49308031460782753], [0.4933580287994901], [0.49338115504995883], [0.493345201349514], [0.4933782781879573]], [[0.49085746446149864], [0.49114423827178183], [0.4911681189489701], [0.4911309923630872], [0.4911651482376663]], [[0.4904985528704766], [0.490787054823283], [0.4908110794090633], [0.4907737290929581], [0.4908080907958221]], [[0.4901529619775232], [0.49044316642439356], [0.49046733278292365], [0.49042976205697386], [0.490464326533426]], [[0.48981940128935825], [0.4901112801565924], [0.4901355859500726], [0.4900977984486765], [0.4901325623551266]], [[0.4894965803127013], [0.48979010310135845], [0.489814545790032], [0.4897765454616081], [0.48981150516557237]], [[0.4891832085542726], [0.4894783423401711], [0.48950291918232336], [0.4894647102893106], [0.4894998618694124]], [[0.48887799552079136], [0.4891747049545093], [0.4891994130064683], [0.4891610001253262], [0.48919633937129486]], [[0.48857965071897763], [0.488877898025852], [0.4889027341419885], [0.48886412216319675], [0.4888996445758686]], [[0.48828688365555123], [0.4885866286356785], [0.48861158946840566], [0.48857278359646433], [0.48860848438778215]], [[0.4880187783171864], [0.48832083696760087], [0.48834598786639377], [0.4883067730521313], [0.48834282904757115]], [[0.4878109408351684], [0.4881176062357805], [0.4881431310813264], [0.4881029130284864], [0.4881398138378378]], [[0.4876393194926707], [0.4879517769275691], [0.48797777072277493], [0.48793624037863254], [0.4879742404355778]], [[0.487477335320133], [0.4877955542354042], [0.48782201443593587], [0.48777917575605184], [0.48781827142153705]], [[0.4872984093479946], [0.48762623591980936], [0.4876541467621487], [0.48760854126930536], [0.48765008907197316]], [[0.4870759626066953], [0.4874100106892706], [0.48743807044552506], [0.4873921326170936], [0.48743396742311906]], [[0.48678341612667453], [0.48711671730999007], [0.48714464152658665], [0.48709931501915726], [0.4871406615367433]], [[0.48639419093837183], [0.48671748493695327], [0.4867448924901409], [0.48670143968417284], [0.48674126058779643]], [[0.4859133880412852], [0.486218672886286], [0.4862441144813001], [0.4862054088777809], [0.4862411747249483]], [[0.48561233133847886], [0.48590716971707837], [0.4859317752459058], [0.4858958455818816], [0.4859293324738066]], [[0.48542944864090476], [0.48571358542414644], [0.48573733461342566], [0.48570425480236556], [0.48573540242323093]], [[0.4852547190874697], [0.48552804345767203], [0.48555092750147644], [0.4855207296483964], [0.485549511799455]], [[0.48508099454420434], [0.48534350650136726], [0.4853655253996967], [0.4853382095045967], [0.4853646261858485]], [[0.4849140403033912], [0.48516573984751465], [0.48518689360036904], [0.48516245966324933], [0.4851865108746942]], [[0.48474963828846007], [0.4849905254195441], [0.48501081402692375], [0.4849892620477841], [0.4850109477894221]], [[0.48459005821173895], [0.4848201329297836], [0.48483955639168835], [0.48482088637052884], [0.48484020664236005]], [[0.4844417331525818], [0.48466099545758706], [0.48467955377401684], [0.4846637657108374], [0.4846807205128619]], [[0.48430117560239017], [0.48450962549435594], [0.48452731866531085], [0.48451441256011163], [0.4845290018923291]], [[0.48416883090111407], [0.4843664683800405], [0.4843832964055204], [0.4843732722583013], [0.4843854961207119]], [[0.4840435556985006], [0.4842303807643877], [0.4842463436443927], [0.48423920145515376], [0.4842490598477577]], [[0.4839277425546586], [0.48410375520750626], [0.4841188529420364], [0.4841145927107775], [0.48412208563357445]], [[0.4838208401066756], [0.48398604034648396], [0.4840002729355391], [0.48399889466226026], [0.48400402211525057]], [[0.48372446017507836], [0.4838784348119244], [0.4838922154454274], [0.48389371913012885], [0.4838964811133122]], [[0.4836363524608951], [0.4837787451961587], [0.48379243017272994], [0.48379681581541145], [0.4837972123287879]], [[0.483565653358161], [0.48369649798221437], [0.48371005351148144], [0.483717321112143], [0.48371535215571276]], [[0.4835037521565878], [0.48362308870048665], [0.4836364747513941], [0.4836466243100358], [0.48364228988379865]], [[0.48346094754653246], [0.4835688239196036], [0.48358199258282436], [0.48359502409944644], [0.48358832420340225]], [[0.4834297278943271], [0.48352620209660935], [0.4835390953721046], [0.48355500884670666], [0.4835459434808557]], [[0.4834121547388072], [0.4834972979087765], [0.48350984465807034], [0.48352864009065255], [0.48351720925499486]], [[0.4834131231888126], [0.4834870238957293], [0.4834991355495614], [0.4835208129401238], [0.4835070166346591]], [[0.48342778411371645], [0.4834905545587696], [0.4835021189159511], [0.4835266782644935], [0.48351051648922205]], [[0.4834902391731163], [0.4835425164890183], [0.48355313793671484], [0.48357884286384295], [0.4835612396266959]], [[0.4835937447854764], [0.48363611316325694], [0.48364569727715623], [0.48367181980276386], [0.4836529646324598]], [[0.4837048842601107], [0.48373800770085557], [0.4837466430914529], [0.4837751103642073], [0.48375414667642586]], [[0.48373198283655966], [0.48375291050073677], [0.4837605954681958], [0.48379933230687133], [0.4837719985062539]], [[0.48388884499945317], [0.48390099042006696], [0.483907381472798], [0.48395915129799766], [0.48392238182834013]], [[0.4840794385148049], [0.4840904929513271], [0.4840962790074078], [0.4841428226797379], [0.48411504521046156]], [[0.48424470345172393], [0.4842612642898941], [0.4842674560017586], [0.4842993976057661], [0.4842899118005616]], [[0.4843228642221065], [0.48433946625344837], [0.48434573217856103], [0.4843784531476863], [0.4843678441331744]], [[0.4843625519793837], [0.48437888620830966], [0.48438522554787466], [0.48441955167526213], [0.48440727607938283]], [[0.48421512486613627], [0.4842307690562021], [0.4842367789306886], [0.48426889175877913], [0.4842728362651924]], [[0.4841114592195096], [0.4841241549145325], [0.4841295852215262], [0.4841629996100858], [0.48417325682506307]], [[0.4840404714346744], [0.4840487374813317], [0.4840533093785365], [0.4840941760756598], [0.48410381742677855]], [[0.4839835812072059], [0.484002225392857], [0.48400921086452126], [0.4840453462766229], [0.48404818301401026]], [[0.4839648485690341], [0.48399522941173956], [0.48400394527319573], [0.48403622091241155], [0.4840297160820386]], [[0.4839639207878409], [0.48397671985834617], [0.4839829679094211], [0.4840288045793109], [0.4840277270297007]], [[0.4839912003593517], [0.4839959728066694], [0.48399895242465774], [0.4840477064413079], [0.4840555235027636]], [[0.4840296816637857], [0.4840336149410591], [0.48403608329912634], [0.4840778879272044], [0.4840962186494932]], [[0.48410545625282414], [0.48410639780438147], [0.48410705701746076], [0.4841473694520886], [0.4841708067699294]], [[0.4841878857415263], [0.4841832133505595], [0.48418314785293365], [0.4842249135831015], [0.4842512899438154]], [[0.4843038749319434], [0.48428896894948575], [0.4842887599899237], [0.4843381235016031], [0.4843665191391118]], [[0.48443649007881695], [0.4844415440166737], [0.48444448175759214], [0.4844769223326169], [0.4844990985161528]], [[0.4845956948832465], [0.48463260912264966], [0.48463825072318323], [0.48464726327642543], [0.48465784374874343]], [[0.48477090030700365], [0.4848085272048901], [0.48481450108303015], [0.4848246690191023], [0.48482511824550156]], [[0.4849855890272258], [0.485014455951452], [0.48502105937062284], [0.48503961761669184], [0.4850372026253374]], [[0.4852049311903549], [0.4852368112896063], [0.48524354871325304], [0.48526069899179997], [0.4852660979598563]], [[0.4854530406705868], [0.48548678594246175], [0.48549377142312206], [0.4855110899593761], [0.4855133612143666]], [[0.485698820317085], [0.48573394729999947], [0.4857412966023317], [0.48575976665783044], [0.48575222294016257]], [[0.48598385851471093], [0.48602140196070165], [0.48602888576430725], [0.4860465551341598], [0.4860493944231568]], [[0.48626751487189845], [0.4863137799495339], [0.48632222455226726], [0.4863399307047815], [0.4863460919439677]], [[0.48654374736861455], [0.4866093703624223], [0.4866202195945732], [0.4866399058920074], [0.48662753784325574]], [[0.48683435968934313], [0.4869180283732577], [0.48693096172239736], [0.4869520280770273], [0.4869258347572616]], [[0.48711140469687203], [0.48721336034547674], [0.4872275131495307], [0.487246437568127], [0.48720797234356783]], [[0.4874217026016589], [0.48754576167559194], [0.4875583569621426], [0.48756439727120443], [0.48750134876237755]], [[0.4876768421397655], [0.48784296108145764], [0.4878571224917306], [0.48784966090748383], [0.48776949564937294]], [[0.4878178266791696], [0.48807265758093604], [0.488094363334713], [0.4880823494114513], [0.4880051646336412]], [[0.48794909492060956], [0.48826074575351336], [0.4882957115399667], [0.4883223168578387], [0.4881876195668035]], [[0.48803491662941306], [0.48838839432318737], [0.48843635986081907], [0.4884976345759625], [0.48828709454229824]], [[0.4881444364482416], [0.4885818439947206], [0.48861784393415564], [0.4885451103460535], [0.4883792749191124]], [[0.4881765269759438], [0.48862552480719396], [0.4886614957376545], [0.4885456037048859], [0.4884345856225014]], [[0.4881315280622041], [0.4884946906991132], [0.48853054377386174], [0.48854493527422177], [0.4884769980904433]], [[0.4880827680282358], [0.48852700856504805], [0.4885641444149126], [0.4885147829466524], [0.48853956116139974]], [[0.4880598693214648], [0.4885722396379138], [0.4886131512975912], [0.48847599252999113], [0.48857787827072147]], [[0.4881132677123033], [0.4884974085285796], [0.48852876064405915], [0.48845407884039316], [0.48851555301347893]], [[0.4881136762366307], [0.48839770552379724], [0.48842162135763384], [0.4883970375838169], [0.4884242038877272]], [[0.488044863618847], [0.48828102793603023], [0.48830133363439143], [0.48829849180214113], [0.48831148027767285]], [[0.4879559252111509], [0.4881721894595417], [0.48819256999948846], [0.4881979886667282], [0.48820557802909803]], [[0.487811262582201], [0.4880318710328958], [0.48805202692861815], [0.4880555447017382], [0.48806435495765405]], [[0.4876712924319356], [0.4879015044441027], [0.48792126472611697], [0.4879162612673401], [0.48793015266845413]], [[0.4875112040408958], [0.48776581595084023], [0.4877874059971341], [0.4877707441365936], [0.4877921778350806]], [[0.4873268162559536], [0.487605797509762], [0.4876292147760016], [0.4876008984692581], [0.48762987082606396]], [[0.4871388364395704], [0.48743502796311133], [0.4874597322006695], [0.48742303973448103], [0.48745741544562954]], [[0.48697319696052266], [0.48727294194064996], [0.48729790277337715], [0.4872590969014359], [0.4872947976927537]], [[0.4870690470114619], [0.4873672943183363], [0.48739213043447277], [0.48735351845568103], [0.4873890408683529]], [[0.487368133216504], [0.48766484265022186], [0.48768955070218095], [0.48765113782103875], [0.4876864770670075]], [[0.48782450627270046], [0.48811964005859904], [0.48814421690075127], [0.4881060080077385], [0.4881411595878403]], [[0.4883922168771028], [0.48868573966575984], [0.48871018235443336], [0.4886721820260094], [0.48870714172997387]], [[0.4890253157267624], [0.48931719459399653], [0.4893415003874768], [0.4893037128860807], [0.4893384767925308]], [[0.4896778535187309], [0.4899680579656012], [0.4899922243241313], [0.4899546535981815], [0.48998921807463364]], [[0.4903038809500596], [0.4905923829028661], [0.4906164074886463], [0.4905790571725412], [0.49061341887540516]], [[0.4908574487178001], [0.49114422252808326], [0.4911681032052716], [0.49113097661938876], [0.4911651324939678]], [[0.4934101378598163], [0.4936878520514788], [0.4937109783019476], [0.4936750246015028], [0.4937081014399461]], [[0.4960937415333921], [0.49636164514759545], [0.4963839544362986], [0.49634927084149444], [0.4963811792027345]], [[0.5000014677820879], [0.5000015436320404], [0.500001551374526], [0.5000015394503546], [0.5000015503967687]], [[0.5014758141084085], [0.501725458438416], [0.5017462742771516], [0.5017139144425116], [0.5017436845788761]], [[0.5043445168823895], [0.504584157348443], [0.5046041383715582], [0.5045730762219068], [0.5046016525463686]], [[0.5072279512986215], [0.5074558572900373], [0.5074748560733386], [0.5074453206129982], [0.5074724924847208]], [[0.5099784889117766], [0.510193395136495], [0.5102113065662753], [0.5101834612397635], [0.5102090782851895]], [[0.5127654590873925], [0.5129666020557277], [0.5129833638731249], [0.5129573055791841], [0.5129812786329405]], [[0.5155370059301065], [0.5157237114343397], [0.5157392683569969], [0.5157150830935469], [0.5157373330260397]], [[0.5180793931420155], [0.5182509503306009], [0.5182652435764131], [0.518243022762202], [0.5182634654635245]], [[0.5205155921432667], [0.520671500635499], [0.5206844890416575], [0.5206642967190429], [0.5206828732641261]], [[0.522940013063691], [0.5230798163453543], [0.5230914623142362], [0.5230733569318342], [0.523090013542644]], [[0.5250741949640536], [0.5251974866554435], [0.5252077565559915], [0.5251917904707235], [0.5252064789773172]], [[0.5269146371304103], [0.5270209630799856], [0.5270298192993744], [0.5270160509551186], [0.5270287175867043]], [[0.5287998546598078], [0.5288889744942042], [0.528896397240058], [0.528884857410092], [0.5288954738524962]], [[0.5303817456863751], [0.5304535130582577], [0.5304594902849372], [0.530450197935141], [0.5304587467403568]], [[0.5313803222096802], [0.5314341803955979], [0.5314386658462888], [0.5314316925735408], [0.5314381078689032]], [[0.5324182084253084], [0.5324547387441179], [0.5324577810033778], [0.5324530525709918], [0.5324574026632982]], [[0.5334133298750374], [0.533427877772958], [0.5334290892295388], [0.5334272043258417], [0.5334289383929754]], [[0.5337219773371985], [0.5337219773371985], [0.5337219773371985], [0.5337219773371985], [0.5337219773371985]], [[0.5334205630276074], [0.5334351085371642], [0.5334362713359483], [0.5334344377066152], [0.5334361265579761]], [[0.5324257113099702], [0.5324622422461645], [0.5324652845569597], [0.532460556044483], [0.53246490621047]], [[0.5313881073867005], [0.531441966531126], [0.5314464520619235], [0.5314394786646566], [0.5314458940745704]], [[0.5303841910462106], [0.5304559588349621], [0.530461936096529], [0.530452643692507], [0.5304611925476073]], [[0.5287981513004191], [0.5288872707638983], [0.5288946934786652], [0.5288831536970157], [0.5288937700949723]], [[0.5269121426885003], [0.5270184679691307], [0.5270273241323636], [0.5270135558753815], [0.527026222426683]], [[0.525072718190358], [0.525196009394719], [0.5252062792543045], [0.5251903132326925], [0.5252050016807293]], [[0.5229409202456844], [0.5230807238891273], [0.523092369888505], [0.5230742644587171], [0.5230909211131162]], [[0.5205169114197377], [0.5206728205379103], [0.52068580899697], [0.5206656165921637], [0.5206841932128511]], [[0.5180816571226121], [0.5182532156047752], [0.5182675089602756], [0.5182452879756679], [0.5182657308337255]], [[0.5155361948838251], [0.5157228998263872], [0.5157384567012143], [0.515714271512053], [0.5157365213762162]], [[0.5127644224294098], [0.5129655645349607], [0.512982326278477], [0.5129562680992584], [0.5129802410475006]], [[0.5099781277462336], [0.5101930336032072], [0.5102109450012482], [0.5101830997240046], [0.5102087167241203]], [[0.5072280688263192], [0.5074559749679625], [0.5074749737643875], [0.5074454382836864], [0.5074726101741319]], [[0.5043446163092495], [0.5045842569319895], [0.504604237969068], [0.5045731757977728], [0.5046017521421332]], [[0.5014763985931358], [0.5017260439718975], [0.5017468599078676], [0.5017144999227783], [0.5017442701974044]], [[0.5000014492338426], [0.5000015234112981], [0.5000015309811967], [0.5000015193226822], [0.5000015300252536]], [[0.4960316601084449], [0.4962995637226482], [0.4963218730113514], [0.4962871894165472], [0.4963190977777873]], [[0.4933147902586789], [0.4935925044503414], [0.49361563070081027], [0.4935796770003654], [0.49361275383880876]], [[0.4908573961759285], [0.4911441699862117], [0.4911680506634], [0.4911309240775172], [0.49116507995209624]], [[0.4881871911951964], [0.48848224525062184], [0.4885068154533335], [0.4884686168824696], [0.488503758966357]], [[0.4854381581157774], [0.485740645346889], [0.4857658345366331], [0.4857266736449643], [0.4857627010488448]], [[0.4837780337260297], [0.4840871450533082], [0.4841128858551434], [0.48407286738822947], [0.48410968374783425]], [[0.4836897744878868], [0.4840047051678916], [0.48403093056796737], [0.48399015871043066], [0.4840276681775487]], [[0.48374285301125347], [0.4841061568392814], [0.4841367826803765], [0.4840881218811281], [0.4841328770358827]], [[0.4834923668551853], [0.4834923668551853], [0.4834923668551853], [0.4834923668551853], [0.4834923668551853]], [[0.4831722427726052], [0.4831722427726052], [0.4831722427726052], [0.4831722427726052], [0.4831722427726052]], [[0.4831722427726052], [0.4831722427726052], [0.4831722427726052], [0.4831722427726052], [0.4831722427726052]], [[0.4831722427726052], [0.4831722427726052], [0.4831722427726052], [0.4831722427726052], [0.4831722427726052]], [[0.4831722427726052], [0.4831722427726052], [0.4831722427726052], [0.4831722427726052], [0.4831722427726052]]], [[[0.3432894731347227], [0.3432894731347227], [0.3432894731347227], [0.3432894731347227], [0.3432894731347227]], [[0.3432894731347227], [0.3432894731347227], [0.3432894731347227], [0.3432894731347227], [0.3432894731347227]], [[0.3432894731347227], [0.3432894731347227], [0.3432894731347227], [0.3432894731347227], [0.3432894731347227]], [[0.3432894731347227], [0.3432894731347227], [0.3432894731347227], [0.3432894731347227], [0.3432894731347227]], [[0.3463458446163585], [0.3463458446163585], [0.3463458446163585], [0.3463458446163585], [0.3463458446163585]], [[0.3489216630050588], [0.352074937701545], [0.35236933885325344], [0.35190134494428227], [0.35233182127122703]], [[0.350793193807834], [0.3529250 | 4D array with the drag coefficients of the airfoils. Dimension 0 is along the blade span for n_span stations, dimension 1 is along the angles of attack, dimension 2 is along the Reynolds number, dimension 3 is along the number of tabs, which may describe multiple sets at the same station, for example in presence of a flap.
af_3d.cm | intermediate |  | [[[[0.0], [0.0], [0.0], [0.0], [0.0]], [[0.0], [0.0], [0.0], [0.0], [0.0]], [[0.0], [0.0], [0.0], [0.0], [0.0]], [[0.0], [0.0], [0.0], [0.0], [0.0]], [[0.0], [0.0], [0.0], [0.0], [0.0]], [[0.0], [0.0], [0.0], [0.0], [0.0]], [[0.0], [0.0], [0.0], [0.0], [0.0]], [[0.0], [0.0], [0.0], [0.0], [0.0]], [[0.0], [0.0], [0.0], [0.0], [0.0]], [[0.0], [0.0], [0.0], [0.0], [0.0]], [[0.0], [0.0], [0.0], [0.0], [0.0]], [[0.0], [0.0], [0.0], [0.0], [0.0]], [[0.0], [0.0], [0.0], [0.0], [0.0]], [[0.0], [0.0], [0.0], [0.0], [0.0]], [[0.0], [0.0], [0.0], [0.0], [0.0]], [[0.0], [0.0], [0.0], [0.0], [0.0]], [[0.0], [0.0], [0.0], [0.0], [0.0]], [[0.0], [0.0], [0.0], [0.0], [0.0]], [[0.0], [0.0], [0.0], [0.0], [0.0]], [[0.0], [0.0], [0.0], [0.0], [0.0]], [[0.0], [0.0], [0.0], [0.0], [0.0]], [[0.0], [0.0], [0.0], [0.0], [0.0]], [[0.0], [0.0], [0.0], [0.0], [0.0]], [[0.0], [0.0], [0.0], [0.0], [0.0]], [[0.0], [0.0], [0.0], [0.0], [0.0]], [[0.0], [0.0], [0.0], [0.0], [0.0]], [[0.0], [0.0], [0.0], [0.0], [0.0]], [[0.0], [0.0], [0.0], [0.0], [0.0]], [[0.0], [0.0], [0.0], [0.0], [0.0]], [[0.0], [0.0], [0.0], [0.0], [0.0]], [[0.0], [0.0], [0.0], [0.0], [0.0]], [[0.0], [0.0], [0.0], [0.0], [0.0]], [[0.0], [0.0], [0.0], [0.0], [0.0]], [[0.0], [0.0], [0.0], [0.0], [0.0]], [[0.0], [0.0], [0.0], [0.0], [0.0]], [[0.0], [0.0], [0.0], [0.0], [0.0]], [[0.0], [0.0], [0.0], [0.0], [0.0]], [[0.0], [0.0], [0.0], [0.0], [0.0]], [[0.0], [0.0], [0.0], [0.0], [0.0]], [[0.0], [0.0], [0.0], [0.0], [0.0]], [[0.0], [0.0], [0.0], [0.0], [0.0]], [[0.0], [0.0], [0.0], [0.0], [0.0]], [[0.0], [0.0], [0.0], [0.0], [0.0]], [[0.0], [0.0], [0.0], [0.0], [0.0]], [[2.7755575615628914e-17], [2.7755575615628914e-17], [-2.7755575615628914e-17], [0.0], [0.0]], [[-2.7755575615628914e-17], [0.0], [0.0], [0.0], [0.0]], [[0.0], [0.0], [0.0], [0.0], [0.0]], [[0.0], [0.0], [0.0], [0.0], [0.0]], [[0.0], [0.0], [0.0], [0.0], [0.0]], [[0.0], [0.0], [0.0], [0.0], [0.0]], [[0.0], [0.0], [0.0], [0.0], [0.0]], [[0.0], [0.0], [0.0], [0.0], [0.0]], [[0.0], [0.0], [0.0], [0.0], [0.0]], [[0.0], [0.0], [0.0], [0.0], [0.0]], [[0.0], [0.0], [0.0], [0.0], [0.0]], [[0.0], [0.0], [0.0], [0.0], [0.0]], [[0.0], [0.0], [0.0], [0.0], [0.0]], [[0.0], [0.0], [0.0], [0.0], [0.0]], [[0.0], [0.0], [0.0], [0.0], [0.0]], [[0.0], [0.0], [0.0], [0.0], [0.0]], [[0.0], [0.0], [0.0], [0.0], [0.0]], [[0.0], [0.0], [0.0], [0.0], [0.0]], [[0.0], [0.0], [0.0], [0.0], [0.0]], [[0.0], [0.0], [0.0], [0.0], [0.0]], [[0.0], [0.0], [0.0], [0.0], [0.0]], [[0.0], [0.0], [0.0], [0.0], [0.0]], [[0.0], [0.0], [0.0], [0.0], [0.0]], [[0.0], [0.0], [0.0], [0.0], [0.0]], [[0.0], [0.0], [0.0], [0.0], [0.0]], [[0.0], [0.0], [0.0], [0.0], [0.0]], [[0.0], [0.0], [0.0], [0.0], [0.0]], [[0.0], [0.0], [0.0], [0.0], [0.0]], [[0.0], [0.0], [0.0], [0.0], [0.0]], [[0.0], [0.0], [0.0], [0.0], [0.0]], [[0.0], [0.0], [0.0], [0.0], [0.0]], [[0.0], [0.0], [0.0], [0.0], [0.0]], [[0.0], [0.0], [0.0], [0.0], [0.0]], [[0.0], [0.0], [0.0], [0.0], [0.0]], [[0.0], [0.0], [0.0], [0.0], [0.0]], [[0.0], [0.0], [0.0], [0.0], [0.0]], [[0.0], [0.0], [0.0], [0.0], [0.0]], [[0.0], [0.0], [0.0], [0.0], [0.0]], [[0.0], [0.0], [0.0], [0.0], [0.0]], [[0.0], [0.0], [0.0], [0.0], [0.0]], [[0.0], [0.0], [0.0], [0.0], [0.0]], [[0.0], [0.0], [0.0], [0.0], [0.0]], [[0.0], [0.0], [0.0], [0.0], [0.0]], [[0.0], [0.0], [0.0], [0.0], [0.0]], [[0.0], [0.0], [0.0], [0.0], [0.0]], [[0.0], [0.0], [0.0], [0.0], [0.0]], [[0.0], [0.0], [0.0], [0.0], [0.0]], [[0.0], [0.0], [0.0], [0.0], [0.0]], [[0.0], [0.0], [0.0], [0.0], [0.0]], [[0.0], [0.0], [0.0], [0.0], [0.0]], [[0.0], [0.0], [0.0], [0.0], [0.0]], [[0.0], [0.0], [0.0], [0.0], [0.0]], [[0.0], [0.0], [0.0], [0.0], [0.0]], [[0.0], [0.0], [0.0], [0.0], [0.0]], [[0.0], [0.0], [0.0], [0.0], [0.0]], [[0.0], [0.0], [0.0], [0.0], [0.0]], [[0.0], [0.0], [0.0], [0.0], [0.0]], [[0.0], [0.0], [0.0], [0.0], [0.0]], [[0.0], [0.0], [0.0], [0.0], [0.0]], [[0.0], [0.0], [0.0], [0.0], [0.0]], [[0.0], [0.0], [0.0], [0.0], [0.0]], [[0.0], [0.0], [1.734723475976807e-18], [1.734723475976807e-18], [1.734723475976807e-18]], [[0.0], [0.0], [0.0], [0.0], [0.0]], [[0.0], [0.0], [0.0], [0.0], [0.0]], [[0.0], [0.0], [0.0], [0.0], [0.0]], [[0.0], [0.0], [0.0], [0.0], [0.0]], [[0.0], [0.0], [0.0], [0.0], [0.0]], [[0.0], [0.0], [0.0], [0.0], [0.0]], [[0.0], [0.0], [0.0], [0.0], [0.0]], [[0.0], [0.0], [0.0], [0.0], [0.0]], [[0.0], [0.0], [0.0], [0.0], [-3.469446951953614e-18]], [[0.0], [0.0], [0.0], [0.0], [0.0]], [[0.0], [0.0], [0.0], [0.0], [0.0]], [[0.0], [0.0], [0.0], [0.0], [0.0]], [[0.0], [0.0], [0.0], [0.0], [0.0]], [[0.0], [0.0], [0.0], [0.0], [0.0]], [[0.0], [0.0], [0.0], [0.0], [0.0]], [[0.0], [0.0], [0.0], [0.0], [0.0]], [[0.0], [0.0], [0.0], [0.0], [0.0]], [[0.0], [0.0], [0.0], [0.0], [0.0]], [[0.0], [0.0], [0.0], [0.0], [0.0]], [[0.0], [0.0], [0.0], [0.0], [0.0]], [[0.0], [0.0], [0.0], [0.0], [0.0]], [[0.0], [0.0], [0.0], [0.0], [0.0]], [[0.0], [0.0], [0.0], [0.0], [0.0]], [[0.0], [0.0], [0.0], [0.0], [0.0]], [[0.0], [0.0], [0.0], [0.0], [0.0]], [[0.0], [0.0], [0.0], [0.0], [0.0]], [[0.0], [0.0], [0.0], [0.0], [0.0]], [[0.0], [0.0], [0.0], [0.0], [0.0]], [[0.0], [0.0], [0.0], [0.0], [0.0]], [[0.0], [0.0], [0.0], [0.0], [0.0]], [[0.0], [0.0], [0.0], [0.0], [0.0]], [[0.0], [0.0], [0.0], [0.0], [0.0]], [[0.0], [0.0], [0.0], [0.0], [0.0]], [[0.0], [0.0], [0.0], [0.0], [0.0]], [[0.0], [0.0], [0.0], [0.0], [0.0]], [[0.0], [0.0], [0.0], [0.0], [0.0]], [[0.0], [0.0], [0.0], [0.0], [0.0]], [[0.0], [0.0], [0.0], [0.0], [0.0]], [[0.0], [0.0], [0.0], [0.0], [0.0]], [[0.0], [0.0], [0.0], [0.0], [0.0]], [[0.0], [0.0], [0.0], [0.0], [0.0]], [[0.0], [0.0], [0.0], [0.0], [0.0]], [[0.0], [0.0], [0.0], [0.0], [0.0]], [[0.0], [0.0], [0.0], [0.0], [0.0]], [[0.0], [0.0], [0.0], [0.0], [0.0]], [[0.0], [0.0], [0.0], [0.0], [0.0]], [[0.0], [0.0], [0.0], [0.0], [0.0]], [[0.0], [0.0], [0.0], [0.0], [0.0]], [[0.0], [0.0], [0.0], [0.0], [0.0]], [[2.7755575615628914e-17], [0.0], [-2.7755575615628914e-17], [0.0], [0.0]], [[0.0], [0.0], [0.0], [0.0], [0.0]], [[0.0], [0.0], [0.0], [0.0], [0.0]], [[0.0], [0.0], [0.0], [0.0], [0.0]], [[0.0], [0.0], [0.0], [0.0], [0.0]], [[0.0], [0.0], [0.0], [0.0], [0.0]], [[0.0], [0.0], [0.0], [0.0], [0.0]], [[0.0], [0.0], [0.0], [0.0], [0.0]], [[0.0], [0.0], [0.0], [0.0], [0.0]], [[0.0], [0.0], [0.0], [0.0], [0.0]], [[0.0], [0.0], [0.0], [0.0], [0.0]], [[0.0], [0.0], [0.0], [0.0], [0.0]], [[0.0], [0.0], [0.0], [0.0], [0.0]], [[0.0], [0.0], [0.0], [0.0], [0.0]], [[0.0], [0.0], [0.0], [0.0], [0.0]], [[0.0], [0.0], [0.0], [0.0], [0.0]], [[0.0], [0.0], [0.0], [0.0], [0.0]], [[0.0], [0.0], [0.0], [0.0], [0.0]], [[0.0], [0.0], [0.0], [0.0], [0.0]], [[0.0], [0.0], [0.0], [0.0], [0.0]], [[0.0], [0.0], [0.0], [0.0], [0.0]], [[0.0], [0.0], [0.0], [0.0], [0.0]], [[0.0], [0.0], [0.0], [0.0], [0.0]], [[0.0], [0.0], [0.0], [0.0], [0.0]], [[0.0], [0.0], [0.0], [0.0], [0.0]], [[0.0], [0.0], [0.0], [0.0], [0.0]], [[0.0], [0.0], [0.0], [0.0], [0.0]], [[0.0], [0.0], [0.0], [0.0], [0.0]], [[0.0], [0.0], [0.0], [0.0], [0.0]], [[0.0], [0.0], [0.0], [0.0], [0.0]], [[0.0], [0.0], [0.0], [0.0], [0.0]], [[0.0], [0.0], [0.0], [0.0], [0.0]], [[0.0], [0.0], [0.0], [0.0], [0.0]], [[0.0], [0.0], [0.0], [0.0], [0.0]], [[0.0], [0.0], [0.0], [0.0], [0.0]], [[0.0], [0.0], [0.0], [0.0], [0.0]], [[0.0], [0.0], [0.0], [0.0], [0.0]], [[0.0], [0.0], [0.0], [0.0], [0.0]], [[0.0], [0.0], [0.0], [0.0], [0.0]], [[0.0], [0.0], [0.0], [0.0], [0.0]], [[5.551115123125783e-17], [0.0], [5.551115123125783e-17], [0.0], [5.551115123125783e-17]], [[-5.551115123125783e-17], [-5.551115123125783e-17], [-5.551115123125783e-17], [-5.551115123125783e-17], [-5.551115123125783e-17]], [[0.0], [0.0], [0.0], [0.0], [0.0]], [[0.0], [0.0], [0.0], [0.0], [0.0]], [[0.0], [0.0], [0.0], [0.0], [0.0]]], [[[0.0], [0.0], [0.0], [0.0], [0.0]], [[0.006014469032053882], [0.006014469032053882], [0.006014469032053882], [0.006014469032053882], [0.006014469032053882]], [[0.010391777650816132], [0.010391777650816132], [0.010391777650816132], [0.010391777650816132], [0.010391777650816132]], [[0.012431091001836855], [0.012440224077290382], [0.01244113071813567], [0.012441506331431082], [0.01244222592335209]], [[0.01520808857228953], [0.015016685841413968], [0.014997589476624384], [0.014989401894239862], [0.014973650725836299]], [[0.01861332956464552], [0.018134822737456466], [0.018087081825482583], [0.018066612869521208], [0.018027234948512348]], [[0.020223934331574427], [0.01945832340807204], [0.01938193794891381], [0.019349187619375624], [0.019286182945761468]], [[0.01982459026604879], [0.018887178661038437], [0.018793259826633574], [0.018751862759204985], [0.01867239575839269]], [[0.021735789620602367], [0.020987813609719012], [0.020909054557321755], [0.020863218986670408], [0.020806895977423884]], [[0.02335481808105086], [0.02278860007751138], [0.022724538688159865], [0.02267444703233247], [0.022637632432472438]], [[0.024325517088512633], [0.02391238681093877], [0.023860939357700145], [0.023807247126171716], [0.02378691011949577]], [[0.023499543369144615], [0.02315830746008457], [0.02311292387561406], [0.02305750289220959], [0.02304501874240189]], [[0.022213710757019223], [0.021936632261523092], [0.02189680643139444], [0.021839833108338896], [0.021834399415461475]], [[0.021385625652815515], [0.021185020854874226], [0.021152147211939643], [0.0210933202852292], [0.021096305996900294]], [[0.020923245533689516], [0.02074390027592421], [0.020713079620379854], [0.02065380970229133], [0.020659130497399952]], [[0.020451048817530404], [0.020310427989828322], [0.020283553232885637], [0.020223553150651635], [0.020233129017055623]], [[0.020141069519902022], [0.020030928025276007], [0.020007421025536057], [0.019946837926787045], [0.01995974581255483]], [[0.01992836094995462], [0.019847804527857588], [0.019827953789851707], [0.019766846788019043], [0.019783135101784186]], [[0.01976033913984014], [0.019690660692997283], [0.01967234837310146], [0.019611390526280165], [0.01962873362952304]], [[0.01970001119267832], [0.01964385805763036], [0.019627595871936312], [0.019566679982631813], [0.01958543646415767]], [[0.019643197662341308], [0.019599743642070552], [0.019585636716793378], [0.01952480194548034], [0.019544896296698644]], [[0.019621042912828943], [0.01958259596990654], [0.019569460804656505], [0.01950906830468417], [0.01952950382233208]], [[0.019615141749233622], [0.019580588050366526], [0.019568258555327435], [0.01950835356446541], [0.019528988298942937]], [[0.0194915108383963], [0.019461889567270955], [0.01945061841146071], [0.01939113296812133], [0.019412122655444917]], [[0.01934627406157382], [0.019317032257657074], [0.019305903703311193], [0.019247158613975412], [0.019267821761857963]], [[0.019224525563275037], [0.01919457770881146], [0.01918335867205436], [0.019125332093195155], [0.019145553615206465]], [[0.019049253959330138], [0.019018646294223753], [0.019007367170503445], [0.018950254469089958], [0.018969942572493258]], [[0.018952897477585294], [0.01892176929372067], [0.018910418962255288], [0.01885372125141794], [0.018873139620050276]], [[0.0188205037751921], [0.018786530369022635], [0.018774699735127204], [0.018718973892799484], [0.018737559063550197]], [[0.018457757323276043], [0.018421214663672008], [0.018408976183780585], [0.01835410025238904], [0.018371956617893766]], [[0.018004298628688423], [0.01796522137860546], [0.017952608027598516], [0.017898602504241842], [0.017915712818972144]], [[0.017582465442652403], [0.017546973261218037], [0.01753501347816231], [0.01748097198164671], [0.01749812165473096]], [[0.016896911180990595], [0.016867383406908625], [0.01685655483421108], [0.016802064259656323], [0.01681961334424598]], [[0.016036094511739325], [0.016011346998526053], [0.016001526882694364], [0.015946787192295114], [0.01596456890230693]], [[0.015338948265745903], [0.015317421371838745], [0.015308338464455024], [0.015253446500047896], [0.015271274233556145]], [[0.014655341696555645], [0.01463555805239359], [0.01462689805739905], [0.014571946366244322], [0.014589649366457392]], [[0.013879165019493635], [0.013861895513056804], [0.013853875373057718], [0.013798813449415255], [0.013816488975654795]], [[0.01313474201419202], [0.013118396541260895], [0.013110623824174009], [0.013055552157809062], [0.013072997505615615]], [[0.012427819136699499], [0.012409527721331769], [0.012401250350004209], [0.012346351502323986], [0.012363200246286801]], [[0.011693014852347479], [0.011673327108798967], [0.011664703771007617], [0.011609939771148908], [0.011626266279113485]], [[0.010965963624901029], [0.010944293832804056], [0.010935198361079972], [0.01088060971196219], [0.01089633623440018]], [[0.010259366783568133], [0.010232011258847339], [0.010221666147067418], [0.01016750211643034], [0.010182147145558158]], [[0.00956085232447064], [0.009527081514194083], [0.00951548125601303], [0.009461779550087514], [0.009475266938479915]], [[0.008874674001851164], [0.008834950453664885], [0.008822298105365431], [0.008769015715467045], [0.008781421880213226]], [[0.008168624573261812], [0.008118983453831205], [0.008104363561257814], [0.008049609868040847], [0.008060975017398858]], [[0.007463762099756917], [0.007402516955636554], [0.0073863956951130474], [0.0073326187164544365], [0.007342180392808838]], [[0.006745926357536403], [0.006674037810436437], [0.00665656997100186], [0.006603694631083568], [0.006611530688372107]], [[0.005950515582713197], [0.00586894204898202], [0.005850392315087487], [0.005798624346312058], [0.005804694538708785]], [[0.005186236015154236], [0.005096369298793611], [0.005077023731630626], [0.0050265984749396355], [0.005030850398703151]], [[0.004279256172763221], [0.004179730975920891], [0.004159491686387014], [0.004110428887366992], [0.0041127765229348225]], [[0.003047252734188941], [0.00294106490252491], [0.00292034056117777], [0.0028727370417866663], [0.0028733964530507495]], [[0.0028106509369274415], [0.0027055676354901807], [0.0026850222812228202], [0.0026377196244752074], [0.0026382268880273886]], [[0.0026418256169486766], [0.002539514650166046], [0.0025193316543585535], [0.002472312626769231], [0.002472810408580913]], [[0.0025191383772348044], [0.0024208991873783713], [0.0024012251981390836], [0.002354479083257843], [0.0023550781091021887]], [[0.0024210186648585047], [0.002327780587502804], [0.0023087260404464826], [0.00226224752435462], [0.002263026822238743]], [[0.0023259233939337287], [0.002238245009026693], [0.002219883644970572], [0.0021736727350168657], [0.0021746796693190855]], [[0.0022123207446350206], [0.0021303898786443664], [0.002112757150135867], [0.002066819610929587], [0.0020680697895999614]], [[0.0020586995775929637], [0.0019823335962454555], [0.0019654237945230433], [0.0019197714963666256], [0.001921248636974565]], [[0.001843607857092995], [0.0017722539911431802], [0.0017560160846558394], [0.001710666460934209], [0.0017123223375195757]], [[0.00154252613600207], [0.001475407142053231], [0.0014597662260328048], [0.0014147895784910828], [0.0014165567191686624]], [[0.0011335639509630303], [0.0010701960881541774], [0.0010551224166023138], [0.0010106714994863528], [0.0010125079502795835]], [[0.0006090825979272116], [0.000549221308418165], [0.0005347019299562217], [0.0004908569403193584], [0.0004927419650041474]], [[3.444260421552395e-05], [3.410457887642951e-05], [3.4022484040673734e-05], [3.377217038120356e-05], [3.3783236594035065e-05]], [[2.4548649902223288e-05], [2.435162076526963e-05], [2.4302464984074165e-05], [2.4147825807781936e-05], [2.4154994598825363e-05]], [[1.5351823610087936e-05], [1.5259442436874136e-05], [1.5235577591797902e-05], [1.5157379418259415e-05], [1.5161236331039888e-05]], [[7.4685365911621865e-06], [7.4405618938786985e-06], [7.432985110232462e-06], [7.406735416129202e-06], [7.408138941990706e-06]], [[1.4999153400193505e-06], [1.4983057448863905e-06], [1.4978400550464017e-06], [1.4960948371608301e-06], [1.4961980022761695e-06]], [[-0.0026717309086599847], [-0.0026717309086599847], [-0.0026717309086599847], [-0.0026717309086599847], [-0.0026717309086599847]], [[-0.004269751748408962], [-0.004269751748408962], [-0.004269751748408962], [-0.004269751748408962], [-0.004269751748408962]], [[-0.004386780021474065], [-0.004386780021474065], [-0.004386780021474065], [-0.004386780021474065], [-0.004386780021474065]], [[-0.004496624587925019], [-0.004496624587925019], [-0.004496624587925019], [-0.004496624587925019], [-0.004496624587925019]], [[-0.004609777367068302], [-0.004609777367068302], [-0.004609777367068302], [-0.004609777367068302], [-0.004609777367068302]], [[-0.0047031328435362535], [-0.0047031328435362535], [-0.0047031328435362535], [-0.0047031328435362535], [-0.0047031328435362535]], [[-0.004810116233512074], [-0.004810116233512074], [-0.004810116233512074], [-0.004810116233512074], [-0.004810116233512074]], [[-0.004911119612340045], [-0.004911119612340045], [-0.004911119612340045], [-0.004911119612340045], [-0.004911119612340045]], [[-0.004976842712604346], [-0.004976842712604346], [-0.004976842712604346], [-0.004976842712604346], [-0.004976842712604346]], [[-0.005046539534222266], [-0.005046539534222266], [-0.005046539534222266], [-0.005046539534222266], [-0.005046539534222266]], [[-0.00511193646294239], [-0.00511193646294239], [-0.00511193646294239], [-0.00511193646294239], [-0.00511193646294239]], [[-0.00516086755049161], [-0.00516086755049161], [-0.00516086755049161], [-0.00516086755049161], [-0.00516086755049161]], [[-0.005210879394035375], [-0.005210879394035375], [-0.005210879394035375], [-0.005210879394035375], [-0.005210879394035375]], [[-0.0052806500510164806], [-0.0052806500510164806], [-0.0052806500510164806], [-0.0052806500510164806], [-0.0052806500510164806]], [[-0.005334751397961607], [-0.005334751397961607], [-0.005334751397961607], [-0.005334751397961607], [-0.005334751397961607]], [[-0.0051660662160202125], [-0.005025545888179439], [-0.005015341451182362], [-0.005096498848402062], [-0.005081360017170675]], [[-0.004844667295988141], [-0.0046968213058049685], [-0.004685922028034244], [-0.004764461231633876], [-0.00475063501081982]], [[-0.004852672351690936], [-0.0047061652349767655], [-0.004695273195280854], [-0.004769254575434846], [-0.004757377091845698]], [[-0.005043088766209708], [-0.004908464151859172], [-0.004898141078307237], [-0.004952898400312544], [-0.004949090698786143]], [[-0.0051855888342226125], [-0.005061246848747855], [-0.0050514161350980885], [-0.005089537747773862], [-0.005092713303773533]], [[-0.005269428978453658], [-0.005154835131835872], [-0.005145471185269909], [-0.005167821811120382], [-0.005177617635619566]], [[-0.0053617772696760435], [-0.005256931561915298], [-0.005248034382433098], [-0.005254614021458284], [-0.0052710301144569816]], [[-0.005459433791255949], [-0.005381293063470724], [-0.005370522160087848], [-0.005361330812287707], [-0.005384367173785931]], [[-0.0053720362886092166], [-0.0053720362886092166], [-0.0053720362886092166], [-0.005363947918650844], [-0.0053720362886092166]], [[-0.0052568870547034935], [-0.0052568870547034935], [-0.0052568870547034935], [-0.0052568870547034935], [-0.0052568870547034935]], [[-0.005056730020665645], [-0.005056730020665645], [-0.005056730020665645], [-0.005056730020665645], [-0.005056730020665645]], [[-0.004795366635436699], [-0.004795366635436699], [-0.004795366635436699], [-0.004795366635436699], [-0.004795366635436699]], [[-0.0032259153627989187], [-0.0031940164098017906], [-0.003179752323820305], [-0.00308663722728212], [-0.0031500272019028275]], [[-0.0011830012519191346], [-0.001154753429138728], [-0.0011413588726284383], [-0.0010468788685166898], [-0.001101081410929063]], [[-8.933415262946456e-06], [-8.851945761877492e-06], [-8.824122059136394e-06], [-8.696844875278557e-06], [-8.72852645258178e-06]], [[-5.333351878271907e-07], [-5.327383120091057e-07], [-5.325427863244869e-07], [-5.316916247641995e-07], [-5.319039956942859e-07]], [[0.0007678688027299325], [0.0007678688027299325], [0.0007678688027299325], [0.0007678688027299325], [0.0007678688027299325]], [[0.0005552757202971839], [0.0005552757202971839], [0.0005552757202971839], [0.0005552757202971839], [0.0005552757202971839]], [[0.00035109696114464344], [0.00035109696114464344], [0.00035109696114464344], [0.00035109696114464344], [0.00035109696114464344]], [[0.00017284542952130267], [0.00017284542952130267], [0.00017284542952130267], [0.00017284542952130267], [0.00017284542952130267]], [[-7.63530012609843e-08], [-7.634055958875298e-08], [-7.633665326532745e-08], [-7.632049636382716e-08], [-7.63190088180635e-08]], [[-7.421169182534812e-07], [-7.408713717520395e-07], [-7.405190136197844e-07], [-7.392305550974008e-07], [-7.393112647858992e-07]], [[-1.546260754817317e-06], [-1.5436305608952823e-06], [-1.5425168002243528e-06], [-1.5358416342692131e-06], [-1.5355840047967702e-06]], [[-2.3566545309314235e-06], [-2.353082685038581e-06], [-2.351212578181449e-06], [-2.3364731505598826e-06], [-2.3336050927959436e-06]], [[-3.3365733798787836e-06], [-3.3301500824045767e-06], [-3.3269327998292422e-06], [-3.302945082228354e-06], [-3.2927882125878723e-06]], [[-4.245318024644756e-06], [-4.237745677934147e-06], [-4.233622810522527e-06], [-4.1987852205274505e-06], [-4.1795021624851936e-06]], [[-5.4230272128054195e-06], [-5.415737417567915e-06], [-5.411388887884439e-06], [-5.3568095719058045e-06], [-5.324130682543473e-06]], [[-6.4327474144278834e-06], [-6.430660259885371e-06], [-6.429205018634084e-06], [-6.348296051893708e-06], [-6.3005754262707506e-06]], [[-7.524094913176783e-06], [-7.490928036943054e-06], [-7.477381630800403e-06], [-7.3998015752661794e-06], [-7.349831205288003e-06]], [[-8.450913830496424e-06], [-8.325036758198914e-06], [-8.305757069305367e-06], [-8.273089809252097e-06], [-8.239055792471934e-06]], [[-9.608581695222406e-06], [-9.473710249582531e-06], [-9.447199862066451e-06], [-9.38394255298701e-06], [-9.369007356849028e-06]], [[-1.039840375697431e-05], [-1.0254011644519239e-05], [-1.0222991576953411e-05], [-1.0140534947763449e-05], [-1.0128543343780431e-05]], [[-1.1444314830141985e-05], [-1.126268862437874e-05], [-1.1226575848387695e-05], [-1.11390422746869e-05], [-1.1091506464610992e-05]], [[-1.2220750614846173e-05], [-1.2019413516648056e-05], [-1.1979318061211227e-05], [-1.1881912418436964e-05], [-1.1844511115208646e-05]], [[-1.3376925043224585e-05], [-1.315485387383842e-05], [-1.3108466694492036e-05], [-1.298907348410783e-05], [-1.299519599741927e-05]], [[-1.4168293086084215e-05], [-1.3932523941024167e-05], [-1.3884593391110152e-05], [-1.3765317953096795e-05], [-1.3719107936677969e-05]], [[-1.5147066488781571e-05], [-1.4855579128458113e-05], [-1.4799730933631565e-05], [-1.4670215764637541e-05], [-1.4594178685631547e-05]], [[-1.6307579828058957e-05], [-1.5879002622833267e-05], [-1.5804090464270094e-05], [-1.564805953115176e-05], [-1.569313755151163e-05]], [[-1.7221761069857733e-05], [-1.6696243290008003e-05], [-1.66104345449428e-05], [-1.6446431073549074e-05], [-1.6584605162864308e-05]], [[-1.860132584865365e-05], [-1.7991666198646783e-05], [-1.7906068913156256e-05], [-1.7776261479661437e-05], [-1.7943678115566603e-05]], [[-1.965939632664858e-05], [-1.88489920613117e-05], [-1.8760551651706564e-05], [-1.8681774353188768e-05], [-1.8979741541955142e-05]], [[-2.1137217280926823e-05], [-2.0093722508137193e-05], [-2.000135390506884e-05], [-1.9969285850797783e-05], [-2.0351916325283062e-05]], [[-2.3093841863473102e-05], [-2.1919978549309743e-05], [-2.1811831769153606e-05], [-2.1762129333798702e-05], [-2.2064217033608557e-05]], [[-0.0001572692596862081], [-2.3615543826339264e-05], [-2.3465213517561562e-05], [-2.324075288777025e-05], [-2.3661081458715982e-05]], [[-0.00033007834598925215], [-0.00020555300361527022], [-0.00018351312577673598], [-0.00013925186431297185], [-0.0001989287608346827]], [[-0.0004191656251292704], [-0.00031392686832949594], [-0.000304860184508593], [-0.0003055732723858968], [-0.0003018756239466479]], [[-0.00052350421226468], [-0.0004401361391466827], [-0.000433082342998636], [-0.000439072906694888], [-0.0004227790862719443]], [[-0.0005925858906562116], [-0.0005463980751407669], [-0.0005364606702120359], [-0.0005105837212044939], [-0.000504564543519357]], [[-0.0006425145627896719], [-0.000620145139407044], [-0.0006121708494159148], [-0.0005734746190993231], [-0.0005749888309353954]], [[-0.0006177523559262425], [-0.0006146402457875714], [-0.0006126349900427786], [-0.0005713065299874052], [-0.0005814538469924128]], [[-2.981269502227296e-05], [-2.9672587388902827e-05], [-2.962294730579282e-05], [-2.938455676815971e-05], [-2.9390372790316643e-05]], [[-2.8573738444469254e-05], [-2.8377292139832727e-05], [-2.8324862450520433e-05], [-2.8146328817185012e-05], [-2.8125346819549146e-05]], [[-2.8844300716368565e-05], [-2.8626706434397436e-05], [-2.8573663436767816e-05], [-2.8411446444324973e-05], [-2.838701064114893e-05]], [[-2.9401799295974973e-05], [-2.9166210835256112e-05], [-2.9112172171455453e-05], [-2.8958483106640565e-05], [-2.893306150404673e-05]], [[-3.0362107588138842e-05], [-3.0106994887330735e-05], [-3.005093815145604e-05], [-2.989954923993815e-05], [-2.9874342121340852e-05]], [[-3.153043687823334e-05], [-3.125482214529074e-05], [-3.119618135041455e-05], [-3.104390593581391e-05], [-3.10197385785492e-05]], [[-3.2808550534765835e-05], [-3.2511598142929976e-05], [-3.245006631611563e-05], [-3.2295394363380386e-05], [-3.227270362548065e-05]], [[-3.4374466720554775e-05], [-3.405182868627607e-05], [-3.398658351577363e-05], [-3.382746332228348e-05], [-3.380598802298421e-05]], [[-3.59875292286517e-05], [-3.563747072646631e-05], [-3.556843441588145e-05], [-3.540529319575811e-05], [-3.5384454399160076e-05]], [[-3.781169061362055e-05], [-3.742916532711513e-05], [-3.7355812228471313e-05], [-3.718855718793171e-05], [-3.7167013429220686e-05]], [[-4.1498481470819e-05], [-4.1048125527267526e-05], [-4.0964499090575396e-05], [-4.078157823554293e-05], [-4.075690520139244e-05]], [[-4.685183247794128e-05], [-4.6296087228996086e-05], [-4.619626612756278e-05], [-4.598725525914449e-05], [-4.595742302272027e-05]], [[-5.365120262593864e-05], [-5.295149552966838e-05], [-5.2829705618047396e-05], [-5.258521214695361e-05], [-5.2548277917514874e-05]], [[-0.0004442021525828954], [-0.0003201970684996516], [-0.00029864948042852835], [-0.0002565260037580702], [-0.0002497860475993083]], [[-0.0009292552540257661], [-0.0007974192043846209], [-0.0007749883506989463], [-0.0007324767433263615], [-0.0007254334743572316]], [[-0.0014095892721352338], [-0.001271436794171521], [-0.0012482820936243026], [-0.0012053770407525373], [-0.0011981603586878088]], [[-0.001850855357329333], [-0.001708544706041988], [-0.0016848864216394213], [-0.0016415859295401646], [-0.0016343793202865872]], [[-0.002218573239625604], [-0.0020749136455807966], [-0.002051035250141083], [-0.0020073418639385797], [-0.0020003828081856263]], [[-0.003782184392508597], [-0.00364730537205048], [-0.003623940319196052], [-0.003578455143703222], [-0.0035738272402744613]], [[-0.005069409662839178], [-0.004946168244698503], [-0.004923664610987265], [-0.004876436532742941], [-0.004874327770720122]], [[-0.006095568540350927], [-0.005982499885180209], [-0.005960752738618923], [-0.0059117602278058], [-0.0059121163955823015]], [[-0.007078802666589903], [-0.0069787226272846475], [-0.00695817213842536], [-0.006907731675184008], [-0.00691052005613998]], [[-0.007947038073414806], [-0.007861407578166245], [-0.007842364895902294], [-0.007790674673852662], [-0.007795868956306944]], [[-0.008708521859631904], [-0.008637578984699468], [-0.008620217263342951], [-0.00856720738740116], [-0.008574919701707737]], [[-0.009459215973546778], [-0.009400731159115015], [-0.00938496679402804], [-0.009330847630660236], [-0.00934074294024638]], [[-0.010180406199019748], [-0.010131782043421016], [-0.010117326490067767], [-0.010062433029589056], [-0.010073982151256718]], [[-0.010855615119243454], [-0.010817678206212766], [-0.010805331706421686], [-0.010751923196333585], [-0.010764688514507868]], [[-0.011521595164743013], [-0.011492113187521483], [-0.011481334107537801], [-0.01142730329321022], [-0.011441627143061822]], [[-0.01220172757435549], [-0.012175953004353278], [-0.012165936948505367], [-0.012111609056016222], [-0.012126835340676018]], [[-0.012869660625178296], [-0.012846845864638558], [-0.012837481136479943], [-0.012782907837823189], [-0.01279893306992276]], [[-0.013513830247581834], [-0.013494624291176746], [-0.013486115198294728], [-0.013431248445360533], [-0.013448171184832741]], [[-0.01418271395180732], [-0.01416353632672153], [-0.014155030386959963], [-0.01410010323037128], [-0.014117431797938555]], [[-0.014866142057607612], [-0.014844955661822788], [-0.014835957589771954], [-0.014781104006826754], [-0.0147985551033392]], [[-0.015497189082464228], [-0.015474932416544549], [-0.015465679087734472], [-0.01541083692294366], [-0.015428538590353452]], [[-0.016144007715003947], [-0.016119040387535095], [-0.01610917207185486], [-0.016054447058037727], [-0.01607218784749795]], [[-0.016928728068476076], [-0.016899015280881745], [-0.016888149661328], [-0.01683367120445643], [-0.016851187988692482]], [[-0.0175813174131189], [-0.017545769328529394], [-0.017533798832427974], [-0.017479755096137705], [-0.01749689656515581]], [[-0.01800435110200302], [-0.017965273851920066], [-0.017952660500913122], [-0.017898654977556435], [-0.01791576529228675]], [[-0.018451995015472827], [-0.01841542002049429], [-0.01840317629397999], [-0.018348308279780408], [-0.018366158018166358]], [[-0.018816248129432594], [-0.018782274723263083], [-0.01877044408936771], [-0.018714718247039987], [-0.018733303417790642]], [[-0.01895250952143677], [-0.018921381337572134], [-0.01891003100610676], [-0.018853333295269416], [-0.01887275166390174]], [[-0.01904925395933015], [-0.019018646294223753], [-0.019007367170503445], [-0.018950254469089958], [-0.018969942572493258]], [[-0.019224525563275037], [-0.01919457770881146], [-0.01918335867205436], [-0.019125332093195155], [-0.019145553615206465]], [[-0.019346274061573833], [-0.019317032257657074], [-0.019305903703311193], [-0.01924715861397542], [-0.019267821761857963]], [[-0.019491510838396307], [-0.01946188956727095], [-0.019450618411460716], [-0.019391132968121325], [-0.019412122655444924]], [[-0.01961514174923363], [-0.019580588050366526], [-0.019568258555327435], [-0.01950835356446541], [-0.019528988298942937]], [[-0.019621042912828943], [-0.019582595969906566], [-0.019569460804656505], [-0.01950906830468417], [-0.01952950382233208]], [[-0.019643197662341308], [-0.019599743642070566], [-0.019585636716793378], [-0.019524801945480355], [-0.019544896296698658]], [[-0.01970001119267832], [-0.019643858057630373], [-0.01962759587193634], [-0.0195666799826318], [-0.019585436464157682]], [[-0.019760339139840155], [-0.019690660692997297], [-0.019672348373101473], [-0.019611390526280165], [-0.01962873362952304]], [[-0.01992836094995462], [-0.019847804527857615], [-0.019827953789851707], [-0.019766846788019057], [-0.019783135101784144]], [[-0.020141069519902036], [-0.020030928025276007], [-0.020007421025536057], [-0.01994683792678706], [-0.019959745812554844]], [[-0.020451048817530404], [-0.020310427989828322], [-0.020283553232885637], [-0.020223553150651635], [-0.020233129017055623]], [[-0.020923245533689516], [-0.02074390027592421], [-0.02071307962037988], [-0.02065380970229136], [-0.020659130497399952]], [[-0.02138344640522094], [-0.021182841607279623], [-0.021149967964345068], [-0.021091141037634625], [-0.02109412674930572]], [[-0.022191353546707537], [-0.021914275051211407], [-0.02187444922108278], [-0.021817475898027267], [-0.021812042205149845]], [[-0.023465499106890747], [-0.023124263197830675], [-0.023078879613360193], [-0.023023458629955668], [-0.023010974480148022]], [[-0.024325508984271077], [-0.023912378706697185], [-0.02386093125345856], [-0.023807239021930104], [-0.023786902015254185]], [[-0.023441968370474048], [-0.022875750366934594], [-0.022811688977583067], [-0.022761597321755644], [-0.022724782721895653]], [[-0.02191767083314411], [-0.021169694822260752], [-0.02109093576986349], [-0.021045100199212158], [-0.020988777189965623]], [[-0.020066595779626863], [-0.01912918417461648], [-0.01903526534021162], [-0.01899386827278303], [-0.018917215508837598]], [[-0.019950214860987324], [-0.01918460393748493], [-0.01910821847832668], [-0.01907546814878852], [-0.01901246347517427]], [[-0.018997616868311487], [-0.018519110041122527], [-0.018471369129148665], [-0.018450900173187276], [-0.018411522252178417]], [[-0.01701332248497367], [-0.01681414664670479], [-0.016794289760965322], [-0.016785776921794004], [-0.01676940140239251]], [[-0.016086479919567714], [-0.016100750349963847], [-0.016102166976284693], [-0.016102753872058687], [-0.016103878234435307]], [[-0.015045474827221739], [-0.015045474827221739], [-0.015045474827221739], [-0.015045474827221739], [-0.0 | 4D array with the moment coefficients of the airfoils. Dimension 0 is along the blade span for n_span stations, dimension 1 is along the angles of attack, dimension 2 is along the Reynolds number, dimension 3 is along the number of tabs, which may describe multiple sets at the same station, for example in presence of a flap.
af_3d.r_blade | intermediate | m | [3.0, 6.448147165807186, 9.896294331614373, 13.34444149742156, 16.792588663228745, 20.240735829035934, 23.68888299484312, 27.13703016065031, 30.58517732645749, 34.03332449226468, 37.48147165807187, 40.929618823879046, 44.37776598968624, 47.825913155493424, 51.2740603213006, 54.722207487107795, 58.17035465291498, 61.618501818722166, 65.06664898452937, 68.51479615033654, 72.99738746588586, 75.41109048195092, 78.8592376477581, 82.30738481356529, 85.75553197937248, 89.20367914517963, 92.65182631098685, 96.09997347679402, 99.5481206426012, 102.9962678084084] | 1D array of the dimensional spanwise grid defined along the rotor (hub radius to blade tip projected on the plane)
af_3d.rotor_radius | intermediate | m | 102.9963 | Scalar of the rotor radius, defined ignoring prebend and sweep curvatures, and cone and uptilt angles.
af_3d.r_thick | intermediate |  | [1.0, 0.9904761955070918, 0.9058355221451091, 0.7692063747146259, 0.6243318537689522, 0.5149550598613979, 0.4565247668788405, 0.4089803671230991, 0.37373472220540643, 0.3529975776954834, 0.3385438805507016, 0.3271695421630018, 0.3178133888750906, 0.30941424702967435, 0.30091105322857653, 0.2925054880595256, 0.2849006144977736, 0.2778530148241121, 0.271119271319333, 0.264455966264228, 0.2554986747356164, 0.25036700062620737, 0.2424545046048751, 0.23345852449310675, 0.2235312610322791, 0.21373557166468143, 0.2047799151588242, 0.19617537435258997, 0.18790426085675252, 0.18] | 1D array of the relative thicknesses of the blade defined along span.
af_3d.chord | intermediate | m | [4.5, 4.516534551546473, 4.592554552493484, 4.720268647024349, 4.75, 4.75, 4.75, 4.75, 4.75, 4.75, 4.75, 4.7, 4.64, 4.48, 4.30815493183957, 4.071095673436996, 3.830786554698718, 3.5937778702371683, 3.353572396827501, 3.1097268095527446, 2.7901044270071376, 2.6178045741630256, 2.372555490428877, 2.1253660784426107, 1.873608174226736, 1.6133977045902357, 1.3455144660008225, 1.0705044824934318, 0.7881317167515849, 0.5000000000000002] | 1D array of the chord values defined along blade span.
blade.compute_coord_xy_dim.chord | intermediate | m | [4.5, 4.516534551546473, 4.592554552493484, 4.720268647024349, 4.75, 4.75, 4.75, 4.75, 4.75, 4.75, 4.75, 4.7, 4.64, 4.48, 4.30815493183957, 4.071095673436996, 3.830786554698718, 3.5937778702371683, 3.353572396827501, 3.1097268095527446, 2.7901044270071376, 2.6178045741630256, 2.372555490428877, 2.1253660784426107, 1.873608174226736, 1.6133977045902357, 1.3455144660008225, 1.0705044824934318, 0.7881317167515849, 0.5000000000000002] | 1D array of the chord values defined along blade span.
blade.compute_coord_xy_dim.pitch_axis | intermediate |  | [0.5, 0.49816955, 0.48992341, 0.47666778, 0.47368421, 0.47368421, 0.47368421, 0.47368421, 0.47368421, 0.47368421, 0.47368421, 0.46808511, 0.4612069, 0.44196429, 0.43251806, 0.42095775, 0.41010371, 0.40195138, 0.39522149, 0.39116278, 0.3900843600747744, 0.39134099, 0.39523274, 0.40007425, 0.40504215, 0.41113787, 0.41946139, 0.43201533, 0.45321411, 0.49999999999999994] | 1D array of the chordwise position of the pitch axis (0-LE, 1-TE), defined along blade span.
blade.compute_coord_xy_dim.twist | intermediate | rad | [0.3491, 0.32625117093725764, 0.30085552622478245, 0.2731956053054779, 0.24355394762224736, 0.20577589884786782, 0.1576145108901439, 0.1136986486334804, 0.08888556174463991, 0.08740227021440287, 0.08747036236925905, 0.08755245976654401, 0.08760934772745713, 0.08649735156799883, 0.08026523138581591, 0.0709071911194134, 0.06112252537717545, 0.05334185864146969, 0.0468397267304825, 0.04037517185557232, 0.030440134476388537, 0.023562445954621404, 0.00966270163050956, -0.007145978052090492, -0.02406407624641657, -0.038338165876185194, -0.050562117073935514, -0.06194147336869993, -0.07234987147859483, -0.0816609481217366] | 1D array of the twist values defined along blade span. The twist is defined positive for negative rotations around the z axis (the same as in BeamDyn).
blade.compute_coord_xy_dim.coord_xy_interp | intermediate |  | [[[1.0, -5.228022875725102e-16], [0.9994296839925829, -0.022259740711558177], [0.998063017832965, -0.04445803489546769], [0.9955739142666737, -0.0665618134473914], [0.9920863097495596, -0.08851982053258164], [0.9876861486750572, -0.11027527223126012], [0.9823305251706395, -0.1317843709197388], [0.9760119083356917, -0.15300661763508847], [0.9687874672983805, -0.17388680280547386], [0.9606748602592399, -0.19437934848935778], [0.9516753587636768, -0.2144496858898974], [0.9418276527462444, -0.23405837873056085], [0.9311752953551308, -0.25315297586530683], [0.9197303974311781, -0.2717058715241765], [0.9075245591947199, -0.2896910384273745], [0.8946104080703081, -0.3070575403137143], [0.8810096964994353, -0.3237794960574165], [0.866747905197194, -0.339839087916958], [0.8518902581712055, -0.355200475411866], [0.8364694626214207, -0.3698431374689817], [0.820513485943698, -0.3837614939542973], [0.8040738322175812, -0.39691489811790015], [0.7871915298856534, -0.4092893400643106], [0.7698979191015535, -0.4208940017028426], [0.7522523412351593, -0.4317036404757956], [0.7342913491785575, -0.44170411642042817], [0.7160449249557642, -0.4509162950105447], [0.6975716400331089, -0.4593111923915063], [0.6789061864336874, -0.46689183369931203], [0.6600803126205398, -0.4736931268620854], [0.6411475171372123, -0.4796641292900073], [0.6221376509688521, -0.48484343347152115], [0.6030879981944149, -0.48926892453206955], [0.5840450421189749, -0.49287710440089977], [0.5650308976870032, -0.4957710179013429], [0.5460886027795995, -0.49790677272002765], [0.5272486739168989, -0.4992052309653694], [0.508535950506088, -0.4999001471231513], [0.48999235547038833, -0.49986512233616714], [0.4716321145068305, -0.49915299052333634], [0.4534925037443476, -0.4978655748478763], [0.43559330289767306, -0.49584922139645754], [0.41795606561694243, -0.49322020425743757], [0.40060974844257646, -0.4900340177148858], [0.38356093160600935, -0.48624065438121056], [0.3668432157337161, -0.4819531220757106], [0.35045731632050314, -0.4771070365916879], [0.33443448400863013, -0.4718016171476336], [0.3187741003293152, -0.4659975031053569], [0.3034996231212948, -0.45977183363997315], [0.2886112935656476, -0.45311101277459814], [0.27412438666566624, -0.4460714726760404], [0.26004145552371905, -0.4386539965865653], [0.2463748720159175, -0.4308972880761414], [0.23312344393883352, -0.4228128921543159], [0.22029377781042306, -0.41444216059030164], [0.20788328296533118, -0.4057907314202666], [0.19590295639164576, -0.39689711005990247], [0.18434125306662855, -0.38776302893280623], [0.17321393095416077, -0.37843278185751145], [0.16249917612963843, -0.3689016855353163], [0.15221460277725932, -0.35922081920480586], [0.14233175939897136, -0.3493817949754996], [0.13287211153919, -0.33942867829019185], [0.12380643962975978, -0.3293594524047539], [0.11514762338607656, -0.3192023645100907], [0.10688720880274838, -0.30897183476900875], [0.09900711152156343, -0.2986754406431281], [0.09152340438534401, -0.28834653723959136], [0.08439704281722242, -0.2779791205220024], [0.0776464790199521, -0.26760420577043886], [0.0712479082120208, -0.2572292124527742], [0.06518786629737473, -0.24686109008276283], [0.05948747212742032, -0.23652443301269652], [0.05410024641809, -0.22621390127387142], [0.049037878670187655, -0.21594907486257175], [0.044300349757333976, -0.2057452464738149], [0.039842359734680484, -0.19559765442820762], [0.035689975243613004, -0.1855255033033041], [0.031829235005065896, -0.1755359887530568], [0.028220007205789974, -0.16562693673246215], [0.024892524779269766, -0.15581522149021937], [0.021828668303003517, -0.1461056218157035], [0.018984694713133153, -0.13649533799824295], [0.016392191702033498, -0.1269983005811027], [0.014044634634199048, -0.11762077059006065], [0.011879824984634942, -0.10835684703907963], [0.00993094518736226, -0.09921662146203765], [0.008219407957347494, -0.0902084101294225], [0.0066583862213787865, -0.08132543510984099], [0.005267741928506431, -0.07257222340427001], [0.004095157538529609, -0.06395640173157158], [0.0030987885971364196, -0.055478013021100045], [0.0021966077355110324, -0.04713200469997591], [0.0014626417630186888, -0.03892440526041703], [0.0009644846082979224, -0.030860610171394718], [0.0005993738679828514, -0.022936235945969063], [0.0002900866455990823, -0.015148765877396714], [7.807077883024657e-05, -0.007502222076493378], [0.0, 0.0], [7.804120611659719e-05, 0.007500736220690077], [0.0002898787241920041, 0.015142758486887441], [0.000598775316682048, 0.02292258456141937], [0.0009633263516348351, 0.03083611939777482], [0.0014596682128281925, 0.03888574897117924], [0.002190976364499905, 0.047075815990683056], [0.0030899784195977838, 0.05540088812816734], [0.0040827111247031585, 0.06385488643689734], [0.005248531243836643, 0.07244263446468859], [0.006631282230012606, 0.08116423659691048], [0.008183684298590573, 0.09001209900857182], [0.009883614168490653, 0.09898142028662286], [0.011817640154723611, 0.10807902374749315], [0.01396619932168302, 0.1172968915532844], [0.016295142079104163, 0.1266248185078847], [0.018863193778115264, 0.13606823481979585], [0.02168071375327755, 0.1456217410739376], [0.02471591629586298, 0.15527150565279574], [0.028006440010586352, 0.16501912653915243], [0.031576255891496444, 0.17486145042023293], [0.03539483961687758, 0.18478174850035556], [0.03949498254800754, 0.19478045115068363], [0.04389792827815823, 0.20485282604936875], [0.04857580757377652, 0.21497933573681455], [0.053567991613811754, 0.2251632488767036], [0.058881821148870805, 0.23539257539832661], [0.06450016290273135, 0.24564586185495754], [0.07046920463911448, 0.2559288096954281], [0.07677403099247092, 0.2662200889663396], [0.08341621271683673, 0.2765073937902718], [0.09042901951906561, 0.28678971177956086], [0.0977906533229447, 0.29703436159541413], [0.10553618719874776, 0.30724577033016703], [0.11365876004177941, 0.31739779819794195], [0.12216148331893956, 0.32747251411893785], [0.1310674986027348, 0.3374671550918847], [0.14035464992188373, 0.3473464005305412], [0.15005511078613856, 0.35711729389225577], [0.16014896266156226, 0.36673682914626515], [0.17065818789963985, 0.3762090161783657], [0.181574957422924, 0.3854954202777727], [0.19290757140963555, 0.39458324766597075], [0.20465763457781186, 0.4034522528592034], [0.21681735306942437, 0.4120736546751029], [0.22939648396347811, 0.4204412604055216], [0.24237780069407988, 0.4285157291249229], [0.25577362426833844, 0.43629701405132887], [0.2695667856328992, 0.4437307842367116], [0.2837657972261352, 0.4508257189736273], [0.29834798288780395, 0.457529313046837], [0.3133189787852679, 0.46384827499917675], [0.3286584618928104, 0.4697270339484696], [0.3443649416455463, 0.4751660894880115], [0.3604197737256814, 0.480124895665173], [0.37681123376695697, 0.48458015694873546], [0.3935252510207292, 0.48853802379954264], [0.41053864255357086, 0.49191628687198], [0.4278432324908231, 0.4947936897726825], [0.4454066634681981, 0.49700186546594965], [0.46322225410302975, 0.4986945279258362], [0.4812515456557157, 0.4995759574617022], [0.49948102667173666, 0.49999959595885196], [0.5178795830856975, 0.49960989996393285], [0.53641763136701, 0.49871925440459125], [0.5550757049095608, 0.4969470954598008], [0.5738084272426077, 0.494546807361687], [0.5925967311050585, 0.49134249558479953], [0.6114013775535108, 0.48742771367820337], [0.6301864306052414, 0.48276379079159115], [0.648926781663159, 0.4772994360273941], [0.6675702064249728, 0.4710909063826163], [0.6860884295909518, 0.46408556444857973], [0.7044453890439168, 0.45628515353038346], [0.722592093722966, 0.4477211541323308], [0.7405018004535244, 0.43835712852367326], [0.7581254571228347, 0.4282123442390851], [0.7754210143761534, 0.4173028842750689], [0.7923623735876, 0.40561397611120953], [0.8088945461516955, 0.3931735469910263], [0.8249746330148909, 0.37999039194943635], [0.840576952273409, 0.36606263907410247], [0.8556527588088183, 0.3514331465234179], [0.8701628988827119, 0.3361178636958033], [0.8840850330712717, 0.32012561483558377], [0.8973612142623708, 0.3034905059583089], [0.9099546800766618, 0.28624096866093407], [0.9218514714025469, 0.26839650792968384], [0.9330128366584267, 0.2500014055184513], [0.9433892789690503, 0.23108884233257734], [0.9529731538505595, 0.2116848082416565], [0.9617431308270605, 0.19183234032607036], [0.9696406906754642, 0.17157715881862903], [0.976664215898664, 0.15095167052848085], [0.9828150771120139, 0.12999562103203396], [0.9880284400451029, 0.1087652991581767], [0.9923048366037509, 0.08729993375043676], [0.9956935187759139, 0.06563977190440677], [0.9981204893400154, 0.043839458141428], [0.9994430379087047, 0.021949651396883253], [1.0, -5.262717345244639e-16]], [[1.0, -0.0004638118459895953], [0.9984671733845202, -0.022176073806829073], [0.9962010189226616, -0.044351395222738545], [0.9929026769529263, -0.06634546047691313], [0.9886921791534908, -0.08835128540674543], [0.9836417003030666, -0.11016186981181435], [0.9776935270191353, -0.13166614881679514], [0.9708332396137559, -0.15288392077035748], [0.9631054519385788, -0.1737598287607129], [0.954532118302001, -0.1942484639483162], [0.9450948827272965, -0.21431485989644075], [0.9348365135795949, -0.2339197139318746], [0.9237922165624115, -0.2530104348178591], [0.9119678731501509, -0.2715592588317117], [0.8994040293865623, -0.2895255546496477], [0.8861439850623914, -0.30676257525251216], [0.8722139273132252, -0.3233331078794496], [0.8576405013890981, -0.3392208212500267], [0.8424918463138651, -0.35439498446765005], [0.8268017658276134, -0.36883894361410424], [0.8105945479290707, -0.38253690406162383], [0.7939227340691527, -0.3954518514729365], [0.7768322401803981, -0.4075848533740013], [0.7593482453756809, -0.4189206804928453], [0.7415376393986641, -0.4294645249422542], [0.7234312051733087, -0.43917633044306814], [0.705064134628845, -0.4480974501783146], [0.6864948073590625, -0.4562062936146256], [0.6677567468827389, -0.4634961629040646], [0.6488816855296917, -0.4699964056434572], [0.6299233101319794, -0.47568642538005484], [0.6109107600460605, -0.4805696742550079], [0.5918808588686519, -0.48470898820901515], [0.5728785950404724, -0.4880432475178806], [0.5539269984789256, -0.4906676163064863], [0.5350676946300881, -0.49253453011194503], [0.5163311532459858, -0.49357637071225186], [0.49773819674912345, -0.4940322652122179], [0.47933306660787195, -0.49376498314870565], [0.4611285998354018, -0.4928308092881163], [0.44315932912926065, -0.4913347518591997], [0.4254476850733872, -0.4891175241862929], [0.4080096040923348, -0.4863082497256368], [0.3908777222269456, -0.4829469700751172], [0.37405439787754124, -0.4789965744435154], [0.3575737836368038, -0.47456307703290074], [0.34143815925513366, -0.46958203525468334], [0.3256707636257218, -0.46416144069790816], [0.31027963353432836, -0.4582498364766646], [0.29527935033472164, -0.45193415045643265], [0.28067513168210884, -0.4451943605070709], [0.26647890456738466, -0.4380893792040086], [0.25268936761168936, -0.4306246469372193], [0.23932380454759788, -0.42283149436736955], [0.22637249324966888, -0.4147302870857254], [0.21384162583594854, -0.40636054651531306], [0.20172964390601206, -0.3977263749246579], [0.19004270401008846, -0.38886847357967336], [0.17878051391940514, -0.3797791829451586], [0.16794719268130187, -0.37050981375349185], [0.1575156104719489, -0.36105917021098194], [0.14751757926659972, -0.35146658922371105], [0.13791727522783742, -0.3417287941527196], [0.12873263379551803, -0.3318898962587249], [0.11993293273125566, -0.32194856962266255], [0.11152631628830112, -0.31193375629085474], [0.1035129018182118, -0.3018548344067732], [0.09586967710637402, -0.29172118538198283], [0.08861022310916078, -0.2815652950964024], [0.08169699278465405, -0.2713805684570672], [0.07515353791922992, -0.26119428841162695], [0.0689536742727614, -0.2510145000882887], [0.06308392696199935, -0.2408477975730364], [0.0575662813086175, -0.23071713950277656], [0.05235457470435836, -0.2206175141857337], [0.04745787224483998, -0.210568128140777], [0.042876780986014475, -0.20058378207747635], [0.03856735485208224, -0.19065910899054278], [0.03455089898704609, -0.1808132710703352], [0.030813599295340163, -0.17105300680166907], [0.027320880179595934, -0.161375236688796], [0.024102217770986714, -0.15179591407869095], [0.02113765490830785, -0.14231956568402285], [0.01838287969958718, -0.13294369100743667], [0.015870108077630753, -0.12368126864619768], [0.013595936204282798, -0.11453780557129871], [0.011500582795211394, -0.10550742459297964], [0.009614318272012281, -0.09659991246456354], [0.007957053891586519, -0.08782330704853379], [0.0064445289752556685, -0.07917089161949087], [0.005098087130931879, -0.07064680861546084], [0.00396431543475112, -0.062258207100183136], [0.0030004062476149847, -0.05400512757964083], [0.002125683476350713, -0.045882739179928946], [0.001409007077869603, -0.037896849780697024], [0.0009233128284636501, -0.03005224200938579], [0.0005719431369820731, -0.022344335003813873], [0.0002750881655745939, -0.01477069658801215], [7.41662246608336e-05, -0.007334963563321715], [0.0, 0.0], [7.347445324379198e-05, 0.007252611896674817], [0.0002745659257330717, 0.014683235244873173], [0.0005728883741955862, 0.02224903247250814], [0.00092888574053064, 0.029945982797076012], [0.0014135718626495971, 0.03777665537698494], [0.002122126409694201, 0.04574559215698956], [0.002991086641440035, 0.05384759271643007], [0.003950335703883144, 0.062076742716421635], [0.005078543629372844, 0.07043767696000137], [0.006419595456864862, 0.07893061415193242], [0.007924025833754341, 0.087548563081347], [0.009569149536340523, 0.09628715057146045], [0.011440070855323989, 0.1051529476558098], [0.01352107571228472, 0.11413795167113061], [0.015780697958844073, 0.12323244795107474], [0.018272094317778625, 0.13244220060624826], [0.021001590178729122, 0.1417625212927189], [0.023939614041401977, 0.15118003060948984], [0.02712533771965366, 0.16069604484578753], [0.03058370542078846, 0.17030771763782235], [0.034282621134373775, 0.17999938680277952], [0.038250043752213414, 0.18977241343674528], [0.042506169459466475, 0.19962249533533663], [0.04702849014627919, 0.20953041486422877], [0.05185734038696555, 0.2194994442798542], [0.0569971055718374, 0.22951870376683936], [0.06243435872093425, 0.23956671277975136], [0.06821537188347812, 0.24964859552216043], [0.0743257263211002, 0.2597442634918527], [0.08076670668052384, 0.2698418898118907], [0.08757095714437121, 0.27994049711580676], [0.09471580228559101, 0.29000962360221166], [0.10223139417679081, 0.3000553899215217], [0.1101157796798437, 0.3100511882893672], [0.11837331562223306, 0.31997939522976504], [0.12702402951280237, 0.3298390388299363], [0.13604234189662803, 0.33959842844845023], [0.14546864117305108, 0.3492604455213171], [0.15528494465845252, 0.3587829681182552], [0.16551112908835186, 0.3681710582651799], [0.17613934088294245, 0.3773882768662191], [0.18717687765731914, 0.3864235117978308], [0.19862630083322627, 0.39525686713693636], [0.2104861574450254, 0.4038567451745826], [0.22276407416847543, 0.4122190506206185], [0.2354400780902196, 0.4203090489617321], [0.24853083896880593, 0.42812311595611435], [0.26202139615928166, 0.43560738319454445], [0.275922264161973, 0.4427685504481824], [0.2902119763985298, 0.4495554523831977], [0.3048988924919414, 0.4559708561960908], [0.3199612214964364, 0.4619638966216653], [0.33539825377575, 0.46753317300933045], [0.3511959428693748, 0.4726349444795142], [0.3673386940107639, 0.47725206347213606], [0.3838166511021187, 0.48138502078055556], [0.4006080126231038, 0.4849517901466881], [0.4177036587735642, 0.4880306800018812], [0.43507265499822245, 0.49045773635660583], [0.45271021057379146, 0.492376417191462], [0.47057983694609773, 0.49349658001198776], [0.48866904746183576, 0.49415462050041453], [0.5069452861228687, 0.4940125776377233], [0.5253797149747718, 0.4933713024806604], [0.5439536005872413, 0.4918556497537658], [0.5626217226887857, 0.4897172072337827], [0.581366344599658, 0.48677077316982476], [0.6001470362911642, 0.4831253040200702], [0.6189295288327601, 0.4787219228681121], [0.6376880328744812, 0.47352020444549037], [0.6563716919801897, 0.46757844348681354], [0.6749507081188533, 0.46083005314765507], [0.6933911532444501, 0.453291236651978], [0.7116437134755846, 0.44498612009123784], [0.7296816422460073, 0.4358788942802349], [0.7474551985791178, 0.42597909598145167], [0.7649245875788055, 0.41531469067365273], [0.7820616618200305, 0.40386138003606425], [0.798812848987524, 0.39164888166776], [0.8151339357669349, 0.37867995890959544], [0.8310004341502942, 0.36495817685594373], [0.8463690868703138, 0.35053704946112146], [0.8611939760746471, 0.33541049830407976], [0.8754588797550087, 0.3196102269575249], [0.8890984683928713, 0.3031452164959244], [0.9020836386545227, 0.2860633390985634], [0.9143932627540562, 0.2683667571004267], [0.9259908906206432, 0.2500314310413086], [0.9368323126596996, 0.23112446983111865], [0.9469028490122432, 0.2117258711840455], [0.9561823522364571, 0.19187870465591542], [0.9646151024331149, 0.1716287150318257], [0.972199006376436, 0.15100830860478814], [0.9789264086424856, 0.1300570542579335], [0.9847409503350865, 0.10883136825772055], [0.9896477740655049, 0.08737054466842599], [0.9936826075080232, 0.06571457999407904], [0.9967768773419313, 0.04391797850773191], [0.9987746570413105, 0.02221192451065693], [1.0, 0.00030387842938652644]], [[1.0, -0.0038492654100905654], [0.9906314389460237, -0.02124358659915649], [0.980995553124424, -0.04244577814857979], [0.9710008406108143, -0.06310906534007898], [0.9607347862368819, -0.08485651608924341], [0.9501792391917762, -0.10652681256063543], [0.9391845966882083, -0.12758610905981918], [0.9277995368785148, -0.14839146457103897], [0.9159038272676024, -0.16887438898026688], [0.9035141573243257, -0.1890037103413512], [0.8904468618951541, -0.208710153716595], [0.8767805360441657, -0.2279657306584762], [0.8624805867331169, -0.24670559288775049], [0.8475002499100438, -0.26488825755621626], [0.8319554654799055, -0.2824033900682671], [0.8158100483185959, -0.2985340525300442], [0.7991269475008924, -0.31385984705471537], [0.7819419403062059, -0.3283715643196321], [0.7644682065620801, -0.34207141771900273], [0.7466978182593739, -0.3549679404068633], [0.7285739051584692, -0.3669729053145124], [0.7101536021654689, -0.37807327094489135], [0.6915143604167835, -0.3883736003485406], [0.6726384146150914, -0.39768719440107136], [0.6536412557053597, -0.4062305770385771], [0.6345131129076632, -0.4137811572647527], [0.615323229055061, -0.4205214427943107], [0.596126572356429, -0.4264829884701754], [0.5769480723498308, -0.43159065692971227], [0.5578186579572891, -0.4358329197265611], [0.5387913863253592, -0.43940857473661116], [0.5198897638790065, -0.4420677482815376], [0.5011462344316633, -0.44405256903897117], [0.48259385067647853, -0.4453220824349519], [0.4642611970179106, -0.44591203961647646], [0.44617850202456144, -0.445750259131233], [0.4283746969138166, -0.4448547889659564], [0.41084238403684853, -0.4435012838411975], [0.39363953193770973, -0.44147600071340914], [0.37676894327880944, -0.43886041796553904], [0.36024464511130966, -0.43578236543881144], [0.3441059338423623, -0.4320439150892622], [0.32832948285124114, -0.4278700026783168], [0.3129711586135177, -0.42318309006261184], [0.2980041030124043, -0.4180460343231093], [0.28346453492660506, -0.4125097566618625], [0.26936493895716, -0.4065109824384164], [0.2556723177436471, -0.4002248600725336], [0.24245317350983242, -0.39350712426247714], [0.2296601817209233, -0.3865205744767801], [0.21733188517170945, -0.3791956647649773], [0.20545654102184577, -0.37161042362860786], [0.19400623382802176, -0.36380782369123815], [0.18303065934450896, -0.3557608800302213], [0.1724619270321827, -0.347560782845731], [0.16230260093815232, -0.33923308524626017], [0.15255786993540327, -0.330770341418764], [0.14319991949640398, -0.3222315174535497], [0.13430460980079792, -0.31353360600231606], [0.12579565098828285, -0.3047849760015768], [0.11761032140899376, -0.2960136089458755], [0.10987482830100964, -0.28716335343151594], [0.10250435995139098, -0.27827298967604236], [0.09549136892073187, -0.26938727146052477], [0.08879593608379883, -0.26051098276089724], [0.0823928594350354, -0.2516791754983756], [0.07634012755417957, -0.24285989591584695], [0.07058159332805487, -0.2340776567921387], [0.06511243318139044, -0.2253579579426124], [0.059906033680536076, -0.21668948471465066], [0.05501808413281354, -0.2080686181293706], [0.05040703017899897, -0.1995086707196503], [0.0460594727365491, -0.1910133484040329], [0.04200137752342239, -0.18259204908666743], [0.038190520600419914, -0.17424252787596434], [0.03461821539846002, -0.16598095373833968], [0.031289454806718686, -0.1578180939885877], [0.028170498848183758, -0.1497435283648734], [0.025248988962446994, -0.1417761277855701], [0.022512461371877582, -0.1339188430913707], [0.019966251255758776, -0.12616101984850572], [0.017632080973324565, -0.11851094490945735], [0.015477217692402382, -0.11097103228125127], [0.013455210215236183, -0.1035412762154026], [0.011599797126485104, -0.09622671007114368], [0.009928204933218046, -0.08902653939993885], [0.00840056410254185, -0.08193507288052719], [0.0070261998710542, -0.07495955655561092], [0.005813462782772512, -0.06810569259296805], [0.0047001793171034595, -0.06136722973565946], [0.0037165290656212173, -0.05474506019366022], [0.0028990707281673442, -0.04824229266186361], [0.0022008941413638504, -0.041858831832156496], [0.0015542474400432613, -0.0355914811305357], [0.000988580836623855, -0.02944385159682524], [0.0006091360604109956, -0.02341501561864388], [0.00036597639590064723, -0.017497409334086188], [0.000165611320396738, -0.011685487338261911], [4.5666118543716746e-05, -0.0059642851265530004], [0.0, 0.0], [4.014082900951357e-05, 0.005281422899381116], [0.00016279480870046823, 0.010945239440763484], [0.00037851499417319666, 0.01672203449534614], [0.0006622704146375419, 0.022608614969762773], [0.00104709805559685, 0.028608805371302486], [0.0015688518452929335, 0.03472838241824101], [0.0021937433449480677, 0.040964099784372314], [0.0028817466864851644, 0.04731162112973881], [0.0037029097672634987, 0.05377415681354311], [0.0046995106542463486, 0.06035279465462601], [0.005809874442838592, 0.06704518628471319], [0.007008280012794275, 0.07385026468778995], [0.00836584180261431, 0.08077267721902089], [0.009892945439214583, 0.08780525497673816], [0.01157701075089403, 0.09495343785950609], [0.01343100653654625, 0.10222377683574566], [0.01543453764579356, 0.1096088166293537], [0.017575258817925734, 0.11709889762589731], [0.019901009644738878, 0.1246929162173274], [0.022443785806502765, 0.13239065360045627], [0.025163848620985106, 0.14018539077631315], [0.02805406936169285, 0.14808639292104409], [0.031127498442044772, 0.15609292868671448], [0.03440011578315609, 0.16418836221794472], [0.03791771873930052, 0.1723759661436091], [0.04166468499265604, 0.18065416284370714], [0.04565125370520231, 0.18900094869104078], [0.049922589206024506, 0.1974165704509935], [0.05446983389298282, 0.2058913226712703], [0.059291826018414456, 0.21441728945757682], [0.06441601453042958, 0.22299374661286886], [0.06981593053664034, 0.23160874284610145], [0.07548789460725183, 0.2402825353191704], [0.08146424698611672, 0.24898435468193852], [0.08775806636504947, 0.25769896101817813], [0.09436786071299282, 0.2664401621421328], [0.1012467800874717, 0.275206180039123], [0.10849002217751959, 0.28396490640097627], [0.11609447165506347, 0.2926813104590941], [0.12406510998175785, 0.30136887481049046], [0.13239547721678413, 0.3100072752201922], [0.1410865002275745, 0.31859871781531546], [0.15014768536053966, 0.32712556143120763], [0.15962181347198764, 0.3355326175753227], [0.16950261548391105, 0.3438322705678387], [0.1797528846708961, 0.35202649337321773], [0.19041852470159515, 0.36008162371812785], [0.20150073130625645, 0.36794699882477], [0.21302411645911587, 0.37561229569109705], [0.22497702790582438, 0.38303655621411475], [0.2373861191687035, 0.39019032513164387], [0.25022082763435244, 0.3970598343756056], [0.2634861570111782, 0.40362758541791155], [0.27720040533012097, 0.40982444567227433], [0.2913226974307258, 0.41568046514385326], [0.30587260591080706, 0.4211508537147743], [0.3208389075970025, 0.4261554605236767], [0.3362064282008572, 0.4307672026764393], [0.3519555372882918, 0.4348576609716632], [0.3680945114975877, 0.43848863009687317], [0.3846020319378581, 0.441417500753063], [0.4014730231986048, 0.44384580878176005], [0.418666628201559, 0.4455747667228921], [0.43616041174034154, 0.44681230742966915], [0.453941459200437, 0.44723280949710426], [0.47196777613371316, 0.44706813623183483], [0.49023145773982235, 0.4460693792812879], [0.5086858348979305, 0.4444564829983118], [0.5273095594386221, 0.4420242863041082], [0.5460733366040098, 0.43881344160405034], [0.5649381076488049, 0.4348960345284188], [0.5838649319580301, 0.43010682437603664], [0.6028359242041601, 0.4245661871759532], [0.6218018943608895, 0.41824533943083686], [0.6407371995020832, 0.41111455854241086], [0.6595897126062468, 0.403114925242496], [0.6783367399983431, 0.3943585297117821], [0.696937311976513, 0.3847552526306849], [0.7153500342062019, 0.3743477337755536], [0.7335236058593024, 0.3630973652547802], [0.7514427112318648, 0.35104695941282343], [0.7692130233527315, 0.33832286618363333], [0.7866736081435598, 0.32476727221308627], [0.8038038311219764, 0.3105699809571209], [0.8204756376716864, 0.29556698766425793], [0.8367251523607223, 0.27993982928064265], [0.8524710660361113, 0.26357207163912655], [0.8676967796274241, 0.24604959799133103], [0.882402647448648, 0.22764559018296313], [0.8965154283399627, 0.20873659595659286], [0.9100253257802211, 0.18936836958348877], [0.9229002170792276, 0.16958869848734337], [0.9351342843715338, 0.14942992424432947], [0.9466456698095422, 0.12891625384268313], [0.9574484730749383, 0.1081150859641732], [0.9675856886175663, 0.08707152450759312], [0.9769820845192789, 0.06580400971611246], [0.9856138077621519, 0.04435605363602719], [0.9932185198378127, 0.02412630736972231], [1.0, 0.002830484587919512]], [[1.0, -0.006982023820252598], [0.9808347678739969, -0.01901797966962391], [0.9618522559950746, -0.03633209758528676], [0.9431799234064913, -0.053687711825284326], [0.9248624266119182, -0.07287087626535042], [0.9068300243521396, -0.09232697786698986], [0.8888989675852842, -0.11134459500309918], [0.8714451338156342, -0.13026518299085982], [0.8540303907540221, -0.14896463561562434], [0.8365799116076857, -0.16746330024339437], [0.8187151726269655, -0.18555851734726225], [0.8005585880595272, -0.203263972652651], [0.7819906967033577, -0.22046532006342387], [0.7629002588379569, -0.23706675395467622], [0.7434892681716995, -0.2530075051114365], [0.7236219820019522, -0.26744799560364085], [0.7034014716292504, -0.28103549286716833], [0.6828709209459031, -0.29375498158119356], [0.6626594132942717, -0.30562525584483824], [0.6426034368031602, -0.31666850413180225], [0.6224455993938789, -0.3267367507146735], [0.6022379272454653, -0.3358320443904242], [0.58207404530183, -0.34413288877091675], [0.5619028162624872, -0.35131862527265906], [0.5418642928678292, -0.35776344729922754], [0.5219160871804512, -0.3631019385507439], [0.5021464538431742, -0.36761627018078524], [0.48260088561497005, -0.3713834465476635], [0.4632961557796841, -0.3742760349437542], [0.4442602953270343, -0.37624578625589944], [0.42553948148278853, -0.37767971916796633], [0.4071506299461746, -0.3781151196885583], [0.38911893084005383, -0.37794201869316396], [0.3714631729452564, -0.3771474686340873], [0.35421354839623437, -0.37570710174727795], [0.3373863231698063, -0.37353734260789184], [0.32100524297114985, -0.37073588423818893], [0.3050402551234105, -0.3675956196384267], [0.2895519865601909, -0.3638493208412111], [0.27453427484716164, -0.35959896723481494], [0.25998066114719154, -0.3549878783796773], [0.24593824531682978, -0.3497983500724409], [0.23235283018791478, -0.3443388847391759], [0.21929038182931626, -0.33841744528517526], [0.2067020322918878, -0.33220054593001497], [0.19461974541647994, -0.3256767328228881], [0.18306163750974225, -0.3187914179197124], [0.17194972085445812, -0.31178188537942], [0.16138979605462123, -0.3044149612329277], [0.1512863198708931, -0.29692739128831286], [0.1416992487544208, -0.2892017944723992], [0.1325973499451836, -0.2813329510163203], [0.12393285842490266, -0.27340525257581294], [0.11577465145339322, -0.2653292032133031], [0.10801387366334961, -0.2572726944880007], [0.10064783615164011, -0.24924659160244722], [0.0936854971186438, -0.24123285625692584], [0.08707188080966617, -0.2333105955131236], [0.08093451253020931, -0.22531608057924937], [0.07513697956067937, -0.21741969328736546], [0.06959371162551795, -0.20968427527904293], [0.06448923965905638, -0.20194628359372963], [0.05970857977223947, -0.19429284132320468], [0.05522149627392817, -0.18676834047763044], [0.050985125831038675, -0.17938576230036554], [0.04694723901459181, -0.1721870083974209], [0.04320463003862244, -0.16509328077788246], [0.039679396865029457, -0.1581468301659687], [0.03634900713875162, -0.1513643967078719], [0.03319697375496396, -0.14473042427183253], [0.0302927452406545, -0.13820502630969825], [0.027586822670489994, -0.13180744344638265], [0.025066362706665363, -0.1255378921877804], [0.02275364843963458, -0.1193892598490384], [0.02061521368271477, -0.1133628429391083], [0.018630358163189524, -0.10747024959679867], [0.016807552564789774, -0.10171677072310688], [0.0151235191285546, -0.09608665712050225], [0.01353817776520616, -0.0905976189850368], [0.01204118148163914, -0.08524781897017472], [0.010672770056620937, -0.08001786766833646], [0.009440484436401003, -0.07490635839508233], [0.008301775561705159, -0.06991322692855306], [0.007214537000819152, -0.06504135248240071], [0.006204291569485305, -0.06028590382339772], [0.005300603608578719, -0.055638436100884245], [0.0044891552547148324, -0.051093478003863754], [0.0037608645587776865, -0.04665469498761816], [0.0031114948879704236, -0.04232453811065489], [0.002509852137766974, -0.03809736723562504], [0.0019880740051367394, -0.03396987847357642], [0.0015670512483296024, -0.029939924490971038], [0.0012052778087769014, -0.026006903304232762], [0.000856579862332953, -0.022169162796216838], [0.0005086105773252692, -0.01842667793645134], [0.0002754994429219221, -0.014770325346458944], [0.0001573326667396193, -0.011186373649525202], [6.430598539356502e-05, -0.007657723029707693], [1.9293301596626775e-05, -0.004115568793796027], [0.0, 0.0], [9.295274733288345e-06, 0.0029543487771489956], [5.936644961438565e-05, 0.006280106469536732], [0.00018162034936621102, 0.00968888033557104], [0.00036770969101606075, 0.013179140691322108], [0.0006136866710648747, 0.016755616839372958], [0.0008974820526736672, 0.02042453841900087], [0.0012186332038077426, 0.02418528859462175], [0.0015712920218760409, 0.028036174286855096], [0.0020061856693502854, 0.03197894080513214], [0.002558101830692648, 0.03601558916682735], [0.0031658299639152464, 0.0401488347784168], [0.0038041887904869767, 0.04438123681180258], [0.004520966152898694, 0.048715404184728174], [0.005344434024390781, 0.05314721138205051], [0.006277285828421874, 0.05772340230440866], [0.0072967431253652655, 0.06244715589629561], [0.008366244274283976, 0.06728998608197595], [0.00949272877530388, 0.07224718857247366], [0.010724127767605675, 0.07731475200865474], [0.012098798041619717, 0.08249560185820384], [0.013581961688216748, 0.08779434868920691], [0.015134604318136827, 0.09322973629767085], [0.016764733398881997, 0.09880543709832701], [0.01852192089305424, 0.10450822784692348], [0.020452088235371556, 0.11034118538825215], [0.022526013458850764, 0.11631402319395188], [0.024765193023317117, 0.12240533824285948], [0.027208352287488965, 0.12860927003440162], [0.0298578636229339, 0.1349289077621021], [0.032709176428345164, 0.1413615350767055], [0.03578295441913553, 0.14790659496468755], [0.039057421253393856, 0.15457481443799806], [0.042504151738333384, 0.16140232532538623], [0.04618240951729052, 0.16835388152889735], [0.05011218694055444, 0.17541731458557533], [0.054275882785306435, 0.1826231202895812], [0.058618647840629784, 0.19000473470442877], [0.06327020655262171, 0.19748813243716548], [0.06824351772408657, 0.2050474195430617], [0.0735312688771196, 0.2127046954916619], [0.0791332308641262, 0.2204581263496313], [0.08504741155014664, 0.2283238173688102], [0.09128962365659636, 0.23628580637005925], [0.09793713980610144, 0.24426172873312701], [0.10497603117996618, 0.2522801707935244], [0.11236198065510394, 0.26038328397590893], [0.12016006143034333, 0.26850150438664244], [0.12838653521548518, 0.2765884107494485], [0.13707743788988175, 0.2846109394329305], [0.14623329519970152 | 3D array of the non-dimensional x and y airfoil coordinates of the airfoils interpolated along span for n_span stations. The leading edge is place at x=0 and y=0.
blade.compute_coord_xy_dim.ref_axis | intermediate | m | [[0.0, 0.0, 0.0], [0.01458960863306122, 0.0, 3.4481471658071863], [0.05222307680765803, 0.0, 6.8962943316143726], [0.10814189079154829, 0.0, 10.34444149742156], [0.17425050028042421, 0.0, 13.792588663228745], [0.24113677336298817, 0.0, 17.240735829035934], [0.3000855814876169, 0.0, 20.68888299484312], [0.34265121339954685, 0.0, 24.13703016065031], [0.35982107219826126, 0.0, 27.58517732645749], [0.34758647247479363, 0.0, 31.03332449226468], [0.3145081037342804, 0.0, 34.48147165807187], [0.2668581446781227, 0.0, 37.929618823879046], [0.2108704900449745, 0.0, 41.37776598968624], [0.14047729704289402, 0.0, 44.825913155493424], [0.038047053391842355, 0.0, 48.2740603213006], [-0.09075291861109813, 0.0, 51.722207487107795], [-0.23512381066742405, 0.0, 55.17035465291498], [-0.3941373321774326, 0.0, 58.618501818722166], [-0.585777112144827, 0.0, 62.06664898452936], [-0.8052918056877612, 0.0, 65.51479615033654], [-1.1155553024383709, 0.0, 69.99738746588586], [-1.2912172307106229, 0.0, 72.41109048195092], [-1.5637296993685719, 0.0, 75.8592376477581], [-1.8590358827384128, 0.0, 79.30738481356529], [-2.1706742111500468, 0.0, 82.75553197937248], [-2.4983777867013965, 0.0, 86.20367914517963], [-2.8433553645576635, 0.0, 89.65182631098685], [-3.2095215196586184, 0.0, 93.09997347679402], [-3.5968444286312473, 0.0, 96.5481206426012], [-3.999999999999999, 0.0, 99.9962678084084]] | 2D array of the coordinates (x,y,z) of the blade reference axis, defined along blade span. The coordinate system is the one of BeamDyn: it is placed at blade root with x pointing the suction side of the blade, y pointing the trailing edge and z along the blade span. A standard configuration will have negative x values (prebend), if swept positive y values, and positive z values.
blade.compute_reynolds.chord | intermediate | m | [4.5, 4.516534551546473, 4.592554552493484, 4.720268647024349, 4.75, 4.75, 4.75, 4.75, 4.75, 4.75, 4.75, 4.7, 4.64, 4.48, 4.30815493183957, 4.071095673436996, 3.830786554698718, 3.5937778702371683, 3.353572396827501, 3.1097268095527446, 2.7901044270071376, 2.6178045741630256, 2.372555490428877, 2.1253660784426107, 1.873608174226736, 1.6133977045902357, 1.3455144660008225, 1.0705044824934318, 0.7881317167515849, 0.5000000000000002]
blade.compute_reynolds.r_blade | intermediate | m | [3.0, 6.448147165807186, 9.896294331614373, 13.34444149742156, 16.792588663228745, 20.240735829035934, 23.68888299484312, 27.13703016065031, 30.58517732645749, 34.03332449226468, 37.48147165807187, 40.929618823879046, 44.37776598968624, 47.825913155493424, 51.2740603213006, 54.722207487107795, 58.17035465291498, 61.618501818722166, 65.06664898452937, 68.51479615033654, 72.99738746588586, 75.41109048195092, 78.8592376477581, 82.30738481356529, 85.75553197937248, 89.20367914517963, 92.65182631098685, 96.09997347679402, 99.5481206426012, 102.9962678084084] | 1D array of the dimensional spanwise grid defined along the rotor (hub radius to blade tip projected on the plane)
blade.compute_reynolds.rotor_radius | intermediate | m | 102.9963 | Scalar of the rotor radius, defined ignoring prebend and sweep curvatures, and cone and uptilt angles.
blade.high_level_blade_props.blade_ref_axis_user | intermediate | m | [[0.0, 0.0, 0.0], [0.01458960863306122, 0.0, 3.4481471658071863], [0.05222307680765803, 0.0, 6.8962943316143726], [0.10814189079154829, 0.0, 10.34444149742156], [0.17425050028042421, 0.0, 13.792588663228745], [0.24113677336298817, 0.0, 17.240735829035934], [0.3000855814876169, 0.0, 20.68888299484312], [0.34265121339954685, 0.0, 24.137030160650305], [0.35982107219826126, 0.0, 27.58517732645749], [0.34758647247479363, 0.0, 31.03332449226468], [0.3145081037342804, 0.0, 34.48147165807187], [0.2668581446781227, 0.0, 37.929618823879046], [0.2108704900449745, 0.0, 41.37776598968624], [0.14047729704289402, 0.0, 44.825913155493424], [0.038047053391842355, 0.0, 48.2740603213006], [-0.09075291861109813, 0.0, 51.722207487107795], [-0.23512381066742405, 0.0, 55.17035465291498], [-0.3941373321774326, 0.0, 58.618501818722166], [-0.585777112144827, 0.0, 62.06664898452936], [-0.8052918056877612, 0.0, 65.51479615033654], [-1.1155553024383709, 0.0, 69.99738746588586], [-1.2912172307106229, 0.0, 72.41109048195092], [-1.5637296993685719, 0.0, 75.8592376477581], [-1.8590358827384128, 0.0, 79.30738481356529], [-2.1706742111500468, 0.0, 82.75553197937248], [-2.4983777867013965, 0.0, 86.20367914517965], [-2.8433553645576635, 0.0, 89.65182631098685], [-3.2095215196586184, 0.0, 93.09997347679402], [-3.5968444286312473, 0.0, 96.5481206426012], [-3.999999999999999, 0.0, 99.9962678084084]] | 2D array of the coordinates (x,y,z) of the blade reference axis, defined along blade span. The coordinate system is the one of BeamDyn: it is placed at blade root with x pointing the suction side of the blade, y pointing the trailing edge and z along the blade span. A standard configuration will have negative x values (prebend), if swept positive y values, and positive z values.
blade.high_level_blade_props.hub_radius | intermediate | m | 3 | Radius of the hub. It defines the distance of the blade root from the rotor center along the coned line.
blade.high_level_blade_props.chord | intermediate | m | [4.5, 4.516534551546473, 4.592554552493484, 4.720268647024349, 4.75, 4.75, 4.75, 4.75, 4.75, 4.75, 4.75, 4.7, 4.64, 4.48, 4.30815493183957, 4.071095673436996, 3.830786554698718, 3.5937778702371683, 3.353572396827501, 3.1097268095527446, 2.7901044270071376, 2.6178045741630256, 2.372555490428877, 2.1253660784426107, 1.873608174226736, 1.6133977045902357, 1.3455144660008225, 1.0705044824934318, 0.7881317167515849, 0.5000000000000002] | 1D array of the chord values defined along blade span.
blade.internal_structure_2d_fem.s | intermediate |  | [0.0, 0.034482758620689655, 0.06896551724137931, 0.10344827586206896, 0.13793103448275862, 0.1724137931034483, 0.20689655172413793, 0.24137931034482757, 0.27586206896551724, 0.3103448275862069, 0.3448275862068966, 0.3793103448275862, 0.41379310344827586, 0.4482758620689655, 0.48275862068965514, 0.5172413793103449, 0.5517241379310345, 0.5862068965517241, 0.6206896551724138, 0.6551724137931034, 0.7, 0.7241379310344828, 0.7586206896551724, 0.7931034482758621, 0.8275862068965517, 0.8620689655172413, 0.896551724137931, 0.9310344827586207, 0.9655172413793103, 1.0] | 1D array of the non-dimensional spanwise grid defined along blade axis (0-blade root, 1-blade tip)
blade.internal_structure_2d_fem.coord_xy_dim | intermediate | m | [[[2.25, -2.352610294076296e-15], [2.247433577966623, -0.1001688332020118], [2.241283580248343, -0.20006115702960459], [2.2300826142000316, -0.2995281605132613], [2.2143883938730182, -0.3983391923966174], [2.1945876690377575, -0.4962387250406705], [2.1704873632678776, -0.5930296691388246], [2.142053587510613, -0.688529779357898], [2.109543602842712, -0.7824906126246324], [2.0730368711665794, -0.8747070682021101], [2.0325391144365454, -0.9650235865045383], [1.9882244373580997, -1.0532627042875238], [1.9402888290980884, -1.1391883913938807], [1.8887867884403016, -1.2226764218587944], [1.8338605163762394, -1.3036096729231852], [1.7757468363163866, -1.3817589314117142], [1.7145436342474587, -1.4570077322583743], [1.650365573387373, -1.529275895626311], [1.5835061617704245, -1.598402139353397], [1.5141125817963934, -1.6642941186104174], [1.4423106867466409, -1.726926722794338], [1.3683322449791155, -1.7861170415305507], [1.2923618844854405, -1.8418020302893978], [1.2145406359569906, -1.8940230076627915], [1.1351355355582167, -1.9426663821410803], [1.0543110713035089, -1.9876685238919267], [0.9722021623009389, -2.029123327547451], [0.88907238014899, -2.0669003657617786], [0.8050778389515932, -2.1010132516469042], [0.7203614067924291, -2.1316190708793843], [0.6351638271174553, -2.158488581805033], [0.5496194293598344, -2.1817954506218453], [0.46389599187486724, -2.2017101603943128], [0.37820268953538705, -2.217946969804049], [0.29263903959151444, -2.230969580556043], [0.20739871250819764, -2.2405804772401243], [0.12261903262604501, -2.2464235393441623], [0.038411777277396086, -2.249550662054181], [-0.045034400383252515, -2.249393050512752], [-0.1276554847192627, -2.2461884573550135], [-0.2092837331504359, -2.240395086815443], [-0.2898301369604712, -2.231321496284059], [-0.36919770472375907, -2.219490919158469], [-0.4472561320084059, -2.205153079716986], [-0.5239758077729579, -2.1880829447154477], [-0.5992055291982776, -2.1687890493406976], [-0.6729420765577359, -2.1469816646625954], [-0.7450448219611644, -2.123107277164351], [-0.8155165485180816, -2.0969887639741063], [-0.8842516959541734, -2.0689732513798793], [-0.9512491789545859, -2.038999557485692], [-1.016440260004502, -2.007321627042182], [-1.0798134501432644, -1.9739429846395438], [-1.1413130759283712, -1.9390377963426364], [-1.200944502275249, -1.9026580146944214], [-1.2586779998530964, -1.8649897226563574], [-1.3145252266560097, -1.8260582913911998], [-1.368436696237594, -1.7860369952695612], [-1.4204643612001717, -1.744933630197628], [-1.4705373107062765, -1.7029475183588014], [-1.518753707416627, -1.6600575849089234], [-1.5650342875023333, -1.6164936864216264], [-1.609507082704629, -1.5722180773897483], [-1.652075498073645, -1.5274290523058633], [-1.692871021666081, -1.4821175358213925], [-1.7318356947626556, -1.4364106402954082], [-1.7690075603876323, -1.3903732564605393], [-1.8044679981529645, -1.3440394828940765], [-1.838144680265952, -1.297559417578161], [-1.8702133073224991, -1.2509060423490108], [-1.9005908444102155, -1.2042189259669749], [-1.9293844130459064, -1.1575314560374839], [-1.9566546016618138, -1.1108749053724327], [-1.9823063754266084, -1.0643599485571342], [-2.0065488911185954, -1.0179625557324214], [-2.0293295459841554, -0.971770836881573], [-2.050648426091997, -0.9258536091321671], [-2.0707093811939377, -0.8801894449269343], [-2.0893951114037415, -0.8348647648648685], [-2.1067684424772035, -0.7899119493887555], [-2.123009967573945, -0.7453212152960796], [-2.137983638493286, -0.7011684967059871], [-2.151770992636484, -0.6574752981706657], [-2.164568873790901, -0.6142290209920933], [-2.1762351373408495, -0.5714923526149621], [-2.1867991441461045, -0.529293467655273], [-2.1965407875691425, -0.48760581167585837], [-2.20531074665687, -0.44647479657916944], [-2.213012664191936, -0.40593784558240126], [-2.2200372620037956, -0.36596445799428445], [-2.2262951613217212, -0.3265750053192151], [-2.231571791076617, -0.2878038077920721], [-2.236055451312886, -0.2496510585949502], [-2.2401152651902003, -0.2120940211498916], [-2.243418112066416, -0.17515982367187663], [-2.2456598192626593, -0.13887274577127623], [-2.2473028175940772, -0.10321306175686078], [-2.248694610094804, -0.06816944644828521], [-2.249648681495264, -0.0337599993442202], [-2.25, 0.0], [-2.2496488145724753, 0.03375331299310535], [-2.248695545741136, 0.06814241319099348], [-2.2473055110749307, 0.10315163052638716], [-2.2456650314176434, 0.1387625372899867], [-2.2434314930422734, 0.17498587037030658], [-2.2401406063597507, 0.21184117195807375], [-2.23609509711181, 0.24930399657675303], [-2.2316277999388356, 0.287346988966038], [-2.2263816094027353, 0.3259918550910986], [-2.2201592299649433, 0.3652390646860972], [-2.2131734206563425, 0.40505444553857317], [-2.205523736241792, 0.44541639128980287], [-2.196820619303744, 0.48635560686371915], [-2.1871521030524264, 0.5278360119897798], [-2.1766718606440314, 0.5698116832854812], [-2.1651156279984813, 0.6123070566890814], [-2.152436788110251, 0.6552978348327192], [-2.1387783766686166, 0.6987217754375808], [-2.1239710199523616, 0.742586069426186], [-2.107906848488266, 0.7868765268910483], [-2.090723221724051, 0.8315178682516], [-2.072272578533966, 0.8765120301780763], [-2.052459322748288, 0.9218377172221593], [-2.0314088659180056, 0.9674070108156655], [-2.008944037737847, 1.0132346199451663], [-1.9850318048300815, 1.0592665892924698], [-1.9597492669377088, 1.105406378347309], [-1.9328885791239847, 1.1516796436294263], [-1.9045168605338807, 1.1979904003485282], [-1.8746270427742346, 1.2442832720562231], [-1.8430694121642046, 1.2905537030080239], [-1.8099420600467488, 1.3366546271793636], [-1.775087157605635, 1.3826059664857517], [-1.7385355798119926, 1.4282900918907389], [-1.700273325064772, 1.4736263135352203], [-1.6601962562876933, 1.5186021979134812], [-1.6184040753515232, 1.5630588023874354], [-1.5747520014623766, 1.607027822515151], [-1.5293296680229698, 1.650315731158193], [-1.4820381544516208, 1.6929405728026456], [-1.432912691596842, 1.7347293912499773], [-1.38191592865664, 1.7756246144968684], [-1.3290406443998468, 1.8155351378664153], [-1.2743219111875903, 1.854331446037963], [-1.2177158221643485, 1.8919856718248471], [-1.1592998968766406, 1.9283207810621532], [-1.099018690792477, 1.9633365632309798], [-1.0369494646519535, 1.996788529065202], [-0.9730539124823916, 2.0287157353813225], [-0.9074340770048822, 2.0588819087107666], [-0.8400645954662945, 2.087317237496295], [-0.7710369214823533, 2.113771652768113], [-0.7003577625950416, 2.138247402696052], [-0.6281110182344337, 2.1605620304932787], [-0.5543494480486937, 2.1806107062693094], [-0.4791363704067185, 2.198421107097942], [-0.4025761085089311, 2.21362329092391], [-0.32470545379129595, 2.2265716039770713], [-0.24567001439310843, 2.2365083945967736], [-0.16549985653636612, 2.244125375666263], [-0.08436804454927932, 2.24809180857766], [-0.002335379977185026, 2.249998181814834], [0.08045812388563867, 2.2482445498376977], [0.16387934115154518, 2.2442366448206608], [0.24784067209302368, 2.2362619295691037], [0.33213792259173475, 2.2254606331275912], [0.4166852899727633, 2.211041230131598], [0.5013061989907984, 2.193424711551915], [0.5858389377235862, 2.17243705856216], [0.6701705174842154, 2.1478474621232735], [0.7540659289123774, 2.1199090787217734], [0.8373979331592833, 2.0883850400186086], [0.9200042506976258, 2.0532831908867255], [1.0016644217533468, 2.0147451935954885], [1.08225810204086, 1.9726070783565297], [1.1615645570527564, 1.926955549075883], [1.2393945646926903, 1.87786297923781], [1.3156306811441998, 1.8252628925004428], [1.3900254576826299, 1.7692809614596183], [1.4623858485670092, 1.7099567637724635], [1.5325962852303405, 1.647281875833461], [1.6004374146396825, 1.5814491593553806], [1.6657330449722036, 1.512530386631115], [1.7283826488207228, 1.440565266760127], [1.7881254641806685, 1.3657072768123901], [1.844796060344978, 1.2880843589742033], [1.898331621311461, 1.2077842856835772], [1.9485577649629202, 1.1250063248330309], [1.9952517553607265, 1.039899790496598], [2.0383791923275174, 0.9525816370874542], [2.0778440887217724, 0.8632455314673166], [2.113383108039589, 0.7720972146838306], [2.144988971543988, 0.6792825173781638], [2.1726678470040626, 0.5849802946441528], [2.196127980202963, 0.48944384621179515], [2.215371764716879, 0.39284970187696544], [2.2306208344916127, 0.29537897356983045], [2.2415422020300695, 0.19727756163642599], [2.2474936705891713, 0.09877343128597464], [2.25, -2.3682228053600873e-15]], [[2.2665345664431147, -0.0020948222278285586], [2.2596115020727705, -0.10015900356618825], [2.2493763371466446, -0.20031460893279185], [2.2344792616775195, -0.2996515645822391], [2.215462402887159, -0.3990416332131095], [2.192651740657363, -0.4975498912680239], [2.1657866105019012, -0.5946747104001151], [2.1348018854019664, -0.6905055105352131], [2.099899065360014, -0.7847922702685584], [2.061177307768475, -0.8773298990073997], [2.018553707224238, -0.9679604696321163], [1.9722214285261257, -1.0565064702611786], [1.9223394794504753, -1.1427303707566576], [1.8689344238796495, -1.226506775305778], [1.8121893894211698, -1.3076521711307905], [1.7522999410760145, -1.3855037702493462], [1.6893843539468676, -1.4603451533964373], [1.6235629722261442, -1.532102559779716], [1.5551435481693945, -1.6006371922429172], [1.4842787575366938, -1.6658738327890033], [1.4110782979134833, -1.7277411444359425], [1.3357794745782121, -1.7860719506505418], [1.258589668426658, -1.84087107295068], [1.1796226017920939, -1.8920697278032965], [1.0991803845129176, -1.9396913655651833], [1.0174020487287962, -1.9835550706675087], [0.9344465400040342, -2.023847616190232], [0.8505775317910876, -2.060471487743412], [0.7659464342208046, -2.0933964342654208], [0.6806965674572074, -2.122755005191326], [0.5950704099322514, -2.148454175930651], [0.5091995705561905, -2.170509538198177], [0.42325036437590985, -2.189204892691149], [0.33742598323833545, -2.2042641900634554], [0.2518304425611396, -2.216117242373193], [0.1666517451097517, -2.224549223080307], [0.08202750857197326, -2.2292547321487963], [-0.0019482218615058998, -2.231313795409753], [-0.08507562807017774, -2.2301066067348914], [-0.167296731240519, -2.2258873782163877], [-0.2484555632508973, -2.2191303831475886], [-0.3284508155939424, -2.20911619775426], [-0.4072105108575311, -2.1964280125879294], [-0.4845872472355737, -2.181246676908948], [-0.5605703729315317, -2.16340457854654], [-0.6350056365805311, -2.143380534307307], [-0.7078827416111201, -2.1208834870132915], [-0.7790967287592616, -2.0964011844076915], [-0.8486112996043867, -2.0697012196873774], [-0.9163605969583926, -2.0411762055602805], [-0.9823210551012578, -2.0107357113838225], [-1.0464388053665103, -1.9786458178404498], [-1.1087197254767351, -1.9449310966394522], [-1.1690857528565777, -1.9097330537922526], [-1.2275807978215083, -1.873143671195467], [-1.2841768934564242, -1.8353414487217192], [-1.3388810783306886, -1.7963449144085444], [-1.3916655461724745, -1.7563378969297316], [-1.44253161684313, -1.715285801729898], [-1.4914606865230255, -1.6734203755046946], [-1.538575287998866, -1.630736217410599], [-1.5837317413852652, -1.5874109939430823], [-1.6270918462816863, -1.5434299060490706], [-1.6685745966543222, -1.4989921837617057], [-1.7083187505543433, -1.4540918385217207], [-1.7462875241805462, -1.4088595880813226], [-1.7824803875105673, -1.3633377891495304], [-1.8170012760068164, -1.3175688131958194], [-1.8497888508105922, -1.2716993838192803], [-1.8810126944340257, -1.225699714054667], [-1.9105664344201987, -1.1796930282777078], [-1.9385683327943506, -1.1337156625879212], [-1.9650792493322544, -1.0877973994024897], [-1.9899998865689437, -1.0420419321982581], [-2.013538739519603, -0.9964266254961605], [-2.03565486536666, -0.9510382262022846], [-2.056345522320933, -0.9059435822327901], [-2.0758091943521757, -0.8611184533228513], [-2.0939496560413726, -0.8166493861673073], [-2.1108292992284468, -0.7725668153656523], [-2.1266042857935523, -0.7288568322689373], [-2.1411414857718, -0.6855914907199874], [-2.15453103637132, -0.642791235772977], [-2.1669730737832507, -0.6004447738452059], [-2.1783220936339625, -0.5586107232196533], [-2.1885934694760936, -0.5173139563210828], [-2.1980572055458656, -0.47652792861887666], [-2.2065765844382508, -0.43629684232256605], [-2.2140616762734906, -0.3966570007157778], [-2.220893047318174, -0.35757806747617166], [-2.22697429842971, -0.31907875206821995], [-2.232095017469076, -0.2811913434853131], [-2.2364485466173294, -0.24391602467412318], [-2.240399262236769, -0.20723097682574418], [-2.243636155952787, -0.1711624314292845], [-2.2458298108117165, -0.13573198938682735], [-2.247416784163659, -0.10091896107605466], [-2.2487575398988193, -0.06671236149016647], [-2.2496650107871203, -0.033128616368076964], [-2.2499999851033587, 0.0], [-2.249668135196627, 0.03275667222028881], [-2.248759898613108, 0.06631733931195463], [-2.2474125149671247, 0.10048852390056247], [-2.245804640561813, 0.13525206598301012], [-2.2436155389446077, 0.17061956925201635], [-2.2404153278512253, 0.2066115475579967], [-2.2364906389406256, 0.24320451302135862], [-2.2321581574065625, 0.2803717533261792], [-2.22706256732976, 0.31813420172051515], [-2.2210056604154778, 0.35649284599198583], [-2.21421084863786, 0.3954161100951497], [-2.206780590593562, 0.4348842424259589], [-2.198330509813148, 0.4749269212844227], [-2.188931579474749, 0.515508002365403], [-2.1787259175247202, 0.5565836090426814], [-2.1674734397879956, 0.5981797751209695], [-2.1551455774237094, 0.6402753255329076], [-2.141875891134679, 0.6828098317516144], [-2.127487460070176, 0.725789238842861], [-2.1118676228560482, 0.7692006911062453], [-2.095161342232382, 0.812973449751932], [-2.0772423408983225, 0.8571136622174222], [-2.058019402085789, 0.9016018974479726], [-2.037594184450626, 0.9463513583341561], [-2.0157845154943224, 0.9913768241352114], [-1.992570588450013, 1.0366291557890897], [-1.9680130467366121, 1.082011335670157], [-1.941902901045038, 1.1275465074208877], [-1.9143052741053224, 1.173143940626944], [-1.8852143637661534, 1.2187502187900008], [-1.8544827314488106, 1.2643609276006371], [-1.8222127915030424, 1.3098384852803766], [-1.788268361051116, 1.3552105359583022], [-1.7526582615088653, 1.4003569046569682], [-1.715362815114427, 1.4451979943381785], [-1.6762915669321277, 1.4897294153242862], [-1.6355600474539396, 1.5338080357383084], [-1.5929858410787574, 1.5774468696855433], [-1.5486501672184758, 1.6204556720124965], [-1.502463251910349, 1.6628573055341147], [-1.4544605661189267, 1.7044871918148654], [-1.4046091499134896, 1.745295142564829], [-1.3528974345442282, 1.7851912971599868], [-1.2993319823806504, 1.8240329434561018], [-1.243878347278178, 1.8618015849337082], [-1.1866267375900819, 1.8983403419633014], [-1.1275018637759138, 1.9336328455315277], [-1.0665712961055165, 1.9674357971069045], [-1.0037875454748741, 1.9997794564373637], [-0.9392475664268091, 2.030432733524818], [-0.8729136024352515, 2.0594081265078725], [-0.8048840730596892, 2.0864759006587947], [-0.7351621833968313, 2.111629729890796], [-0.663811374770886, 2.134672057009975], [-0.5909020814837858, 2.155525434468753], [-0.5164788189417816, 2.1741920789522964], [-0.4406400544647444, 2.1903015160318313], [-0.36342697794517764, 2.204207428443217], [-0.28497930637082836, 2.2151693123278813], [-0.20531867720894978, 2.223835100611899], [-0.12460989227520244, 2.2288943546941615], [-0.04290934797067383, 2.2318664172964575], [0.039635915414190946, 2.2312248757993123], [0.12289565026183626, 2.228328534395389], [0.20678524638702683, 2.221483036486224], [0.2911004648711407, 2.211824686958224], [0.3757611973872702, 2.1985170157045046], [0.46058484031389973, 2.182052128333041], [0.5454166168421817, 2.1621641052165943], [0.630140048481939, 2.1386703642334073], [0.7145254403821877, 2.1118341955665136], [0.7984382087062011, 2.0813548574323817], [0.881725116261856, 2.047305532251888], [0.9641634351999582, 2.009795186350684], [1.0456323637299063, 1.9686620863065534], [1.1259072450122576, 1.923949305236758], [1.2048083440237531, 1.8757831501923885], [1.2822085319466625, 1.8240538769681254], [1.3578658475680692, 1.7688957061269743], [1.431580599926067, 1.7103211183933866], [1.5032421880865654, 1.6483462156392783], [1.5726552391072521, 1.5832126954883101], [1.639612363421472, 1.5148931045417962], [1.7040402937683077, 1.4435306330812712], [1.765643967120095, 1.3691658444398787], [1.824291937264557, 1.2920149549694169], [1.8798887798266493, 1.2120877309305569], [1.9322698668020677, 1.1292755972706796], [1.9812355240293633, 1.0438816537001079], [2.0267194494182315, 0.9562672126590194], [2.0686306463515804, 0.8666267992844232], [2.1067174539793454, 0.7751670214787644], [2.1409704181749647, 0.6820342433841183], [2.17135496295173, 0.5874071792283111], [2.1976165414077693, 0.491540635028073], [2.219778380324552, 0.3946120837823805], [2.2380018449774215, 0.2968021710836226], [2.251977221594075, 0.1983570673642466], [2.2610002626326993, 0.10032092450872403], [2.2665345664431147, 0.0013724774257939218]], [[2.342554565524852, -0.017677961382867122], [2.2995289378061003, -0.09756233034724571], [2.255275606508805, -0.19493455167038856], [2.209374344053563, -0.28983182533118845], [2.1622269293024146, -0.3897081792743914], [2.113750003666355, -0.48923019798796624], [2.063256508183556, -0.5859461659976026], [2.0109699999241375, -0.6814958961669005], [1.9563383045954013, -0.7755648439108801], [1.8994380694935142, -0.8680098503663322], [1.8394258023814947, -0.9585127666027631], [1.7766624553786787, -1.0469450541480882], [1.7109891580697953, -1.1330088937422425], [1.6421911439951051, -1.2165137731418674], [1.5708008734929437, -1.2969529746976132], [1.496652164406865, -1.3710339220211833], [1.420034113796813, -1.4414184694360415], [1.341111030770222, -1.5080643226255332], [1.2608619553145786, -1.5709816467233062], [1.1792504776154078, -1.6302096307047758], [1.0960154179948518, -1.6853430869439239], [1.0114191716260388, -1.7363221216540632], [0.9258174370780872, -1.7836269463489751], [0.839128626253906, -1.8264001351150014], [0.7518831376185754, -1.8656360859405723], [0.664036098332269, -1.900312537532262], [0.5759055098831793, -1.9312676665261397], [0.4877438167692224, -1.95864639025973], [0.39966550925392375, -1.9821036362962035], [0.3118126300989221, -2.001586459616745], [0.224428847144172, -2.018007850311297], [0.13762211492866222, -2.030220249880919], [0.051541433435470296, -2.039335647486354], [-0.0336614010390096, -2.0451659570125167], [-0.11785511305795218, -2.0478753675523036], [-0.20090087627100886, -2.0471323818482943], [-0.28266582248406696, -2.043019886264131], [-0.3631839258029267, -2.036803840141596], [-0.44218896252669865, -2.0275026168929835], [-0.5196680612753761, -2.015490410436829], [-0.5955568020512869, -2.0013542862923925], [-0.669674713960869, -1.9841852491202994], [-0.7421289257823329, -1.965016328675703], [-0.8126628676789607, -1.9434914268053078], [-0.881399887017277, -1.9198992180824426], [-0.9481736466210033, -1.8944735609054157], [-1.012926810278797, -1.8669238630361478], [-1.0758109201684845, -1.8380545031471818], [-1.1365205611995581, -1.8072029349702583], [-1.1952730738797244, -1.7751168239457331], [-1.2518914483213062, -1.7414767765021892], [-1.3064296141591893, -1.7066411427895951], [-1.3590157745896347, -1.6708072769259423], [-1.409421699150123, -1.633851249181881], [-1.4579591788451818, -1.596191855526361], [-1.5046164381485867, -1.5579464500041222], [-1.5493696468780864, -1.5190808373125684], [-1.592346544768721, -1.479865822438183], [-1.6331987398071162, -1.4399201896056348], [-1.6722765973385116, -1.3997416290676585], [-1.7098681699615355, -1.3594586473644061], [-1.7453938440503898, -1.3188133661112038], [-1.77924312202344, -1.2779838855726806], [-1.8114506659078895, -1.2371757399298309], [-1.8421998064640608, -1.19641089985311], [-1.871606285277304, -1.1558503432028713], [-1.8994037866317508, -1.1153473206064164], [-1.9258501692076295, -1.0750144083377438], [-1.9509675855375093, -1.0349687156899796], [-1.9748782592672576, -0.995158279503736], [-1.9973264342150092, -0.9555664794210692], [-2.0185029510423935, -0.9162544539754535], [-2.0384693457669436, -0.8772392227999651], [-2.0571063694124407, -0.8385639462820882], [-2.074607937723077, -0.8002183146347327], [-2.091013944241234, -0.7622765847182222], [-2.1063014588509965, -0.724788206013133], [-2.1206254342373927, -0.6877053228985364], [-2.134042627763288, -0.6511146010965179], [-2.1466102800073816, -0.615029592503935], [-2.158303888867768, -0.5794013660524757], [-2.169023693224656, -0.5442679795642328], [-2.178920020395456, -0.5096405194981618], [-2.188206200039892, -0.4755189594540325], [-2.1967272858673916, -0.4419264154087015], [-2.2044041642044925, -0.40885923881392966], [-2.2114199380559896, -0.3762912919663505], [-2.2177317807640926, -0.34425585271236364], [-2.2233013419998584, -0.3127791085685571], [-2.228414157048332, -0.28183235029641635], [-2.2329316244888386, -0.251419675418924], [-2.236685846497986, -0.22155536078696472], [-2.2398922605601546, -0.19223896869282947], [-2.2428620208121592, -0.16345581869602765], [-2.245459875546887, -0.1352224946939423], [-2.247202496381303, -0.10753473657610897], [-2.248319220405533, -0.08035780689409949], [-2.249239407945199, -0.053666238073439704], [-2.249790262828019, -0.027391304810320156], [-2.2499999869686316, 0.0], [-2.249815638021623, 0.024255222780196078], [-2.249252342928812, 0.05026660922180957], [-2.2482616362089543, 0.07679685564855498], [-2.246958473960906, 0.10383129760495635], [-2.2451911320264935, 0.13138749934937527], [-2.2427949492843435, 0.15949199077562742], [-2.2399251009827883, 0.1881298629535164], [-2.236765408104481, 0.21728120100522885], [-2.232994171859513, 0.24696074868053589], [-2.228417227918981, 0.27717350184680706], [-2.2233178216467575, 0.30790867549463324], [-2.217814078690724, 0.3391613692947585], [-2.211579402112595, 0.37095292647930106], [-2.204566095354197, 0.40325042347626994], [-2.1968319335403472, 0.4360788433165818], [-2.1883173567546463, 0.46946827168008165], [-2.17911603083781, 0.5033844698045619], [-2.1692846520731157, 0.5377830753837831], [-2.158603514525469, 0.5726590200375755], [-2.146925676287789, 0.6080112989003632], [-2.1344336394260695, 0.643809054602835], [-2.121160143005621, 0.6800948379718798], [-2.107045252290885, 0.7168652902522112], [-2.092015578622395, 0.7540440103704711], [-2.0758607951522894, 0.7916460280532945], [-2.0586526482274023, 0.8296640979947664], [-2.0403441139377696, 0.8679971673366267], [-2.0207277726382418, 0.9066463693623608], [-1.9998443033498494, 0.9455671312528472], [-1.9776990414621105, 0.9847230988317075], [-1.9541659261834206, 1.0241109461845093], [-1.9293665173460153, 1.0636757863551558], [-1.9033177129319487, 1.1035106514647324], [-1.8758709886070877, 1.143474231594189], [-1.8469662797657984, 1.1834965365968748], [-1.8166104386421056, 1.223640979612954], [-1.7850186261526066, 1.2638993950130157], [-1.751753641717145, 1.3041243236401896], [-1.7168297926498441, 1.3441548847786713], [-1.6802242013163047, 1.3840529979907568], [-1.6419665353471422, 1.4237253231185942], [-1.6020525380531114, 1.4631819919213138], [-1.560438551019726, 1.5023419863878793], [-1.516928100830589, 1.5409518503556034], [-1.4715499785684434, 1.579068459490499], [-1.4244750581494716, 1.6167008747394882], [-1.375492524471228, 1.6536945002759336], [-1.3245968860773172, 1.689816664529012], [-1.271675111133417, 1.7250199585486763], [-1.2167807132532844, 1.7591162800125588], [-1.1597912846816416, 1.7919703540222436], [-1.100847185887799, 1.823518949973996], [-1.039925437067932, 1.8536817049229821], [-0.9769420035167455, 1.8821411236953218], [-0.91208460663847, 1.9090352125790122], [-0.8452633582099093, 1.934158270514304], [-0.7765298012669816, 1.9571422002979686], [-0.7059536245572111, 1.9783218777165645], [-0.6336249819199969, 1.9971075305820796], [-0.5595058624425201, 2.013782954368026], [-0.4836941742941772, 2.0272339526337753], [-0.40621322657455716, 2.0383860897258246], [-0.32725065764446515, 2.04632642338944], [-0.24690950241309373, 2.052009896596245], [-0.16524907195212965, 2.053941075280377], [-0.08246222805552182, 2.05318480432629], [0.0014147260499064525, 2.0485979585462215], [0.08616745988080783, 2.0411906443791397], [0.1716979308045457, 2.030020648378615], [0.2578716010474202, 2.0152746689340146], [0.34450909119094125, 1.997283763234853], [0.4314315643365178, 1.9752890543466823], [0.5185568811418005, 1.9498433757497242], [0.6056591337275438, 1.920814537662272], [0.6926205555565861, 1.8880660374302978], [0.7792017504390556, 1.8513272851004952], [0.8652984964343476, 1.8111130609424815], [0.9507226379516744, 1.7670094870648323], [1.0352840692514302, 1.7192123889665372], [1.1187471884819435, 1.66754445779923], [1.2010416574373153, 1.6122023115903574], [1.2826527852672316, 1.553766219304289], [1.362841473437549, 1.4915114145030999], [1.4415129569623044, 1.4263095799124401], [1.518079138030466, 1.357407514764273], [1.5927059206914074, 1.285638937387064], [1.6650198882244847, 1.2104691175164093], [1.73494480849323, 1.1299962013942788], [1.8024823087039594, 1.0454747915498332], [1.8672960248347095, 0.9586342040324434], [1.9293409658276885, 0.8696845678289199], [1.9884696064757996, 0.7788453492894936], [2.0446552279145918, 0.6862650788670517], [2.097521893513425, 0.5920549284756199], [2.147134356829611, 0.496524430237988], [2.193690072219515, 0.3998807262698947], [2.2368435329949565, 0.3022085043940577], [2.2764851928698766, 0.2037075960567818], [2.3114102479333543, 0.11080138274567529], [2.342554565524852, 0.012999154880012397]], [[2.470268670043649, -0.032957028131515506], [2.379803625726333, -0.08976997316427222], [2.2902010700624884, -0.17149726111245814], [2.2020626439777873, -0.25342042285936794], [2.115599138166395, -0.3439701125165244], [2.030481355149031, -0.4358081389000632], [1.94584195008443, -0.525576400808753], [1.863455165771176, -0.6148866590706451], [1.7812529001014639, -0.7031530990118382], [1.69888195051146, -0.7904717656661194], [1.6145555832134926, -0.8758860516226057], [1.5288516263427674, -0.9594605571819231], [1.4412061909328864, -1.0406555380515679], [1.3510941956188682, -1.1190187659440938], [1.2594691049692512, -1.1942633938393663], [1.1656901769607324, -1.2624263883573719], [1.0702439358216376, -1.3265630256819296], [0.973334221124889, -1.386602429464923], [0.8779304752478008, -1.442633312903185], [0.7832608782313499, -1.4947604115534465], [0.6881104703165046, -1.5422852402290839], [0.5927248290450009, -1.5852174698022086], [0.49754588930415894, -1.6243996852752758], [0.4023322692978017, -1.6583182919902286], [0.3077450555853338, -1.6887395833378918], [0.21358416571481076, -1.7139386962148382], [0.12026618530969482, -1.7352475542703927], [0.028005852413827335, -1.753029638762779], [-0.06311765856694856, -1.7666834330775927], [-0.15297203383072197, -1.7759811884387466], [-0.24133930446649474, -1.7827497370055123], [-0.32813962382955886, -1.7848049444317609], [-0.4132540877727578, -1.783987861230432], [-0.49659400820302285, -1.7802373714980813], [-0.5780168701347129, -1.773438452842063], [-0.6574458937874385, -1.7631966068048242], [-0.734768993053548, -1.7499729706963716], [-0.8101280246413569, -1.7351500781627534], [-0.8832368131370152, -1.7174665414078716], [-0.9541244468860774, -1.697403730540833], [-1.0228214133349505, -1.6756381523892836], [-1.0891053885074853, -1.6511421846277903], [-1.153232197597313, -1.625372041585663], [-1.2148904630377804, -1.5974212565856907], [-1.2743108546770876, -1.5680758214778217], [-1.3313424945994288, -1.5372816710092043], [-1.385899868970527, -1.5047811349468545], [-1.4383511007668122, -1.4716942582666153], [-1.4881967827144174, -1.4369203971929212], [-1.5358879045704261, -1.401577055540954], [-1.5811414557783032, -1.3651101631112454], [-1.624104863355934, -1.3279671080571736], [-1.6650035910215244, -1.2905462416653828], [-1.7035125196050758, -1.2524251190677067], [-1.7401454756839418, -1.2143962335271838], [-1.7749151516032693, -1.1765108717187138], [-1.8077792622506754, -1.1386838880216985], [-1.8389973079573916, -1.101288689019177], [-1.8679673350221535, -1.0635524308286426], [-1.8953332481283156, -1.0262793614700014], [-1.9214989619647134, -0.9897661103736891], [-1.9455934409476168, -0.9532407108305696], [-1.9681594399234457, -0.9171144072391998], [-1.989339679477105, -0.8815967418133275], [-2.0093364860558567, -0.8467489895089779], [-2.0283963965957637, -0.8127689371632641], [-2.046062516403104, -0.7792846370902261], [-2.062702564025865, -0.7464955240587066], [-2.0784228982331863, -0.7144806160559233], [-2.0933013425890534, -0.6831664839608629], [-2.107010081388942, -0.6523648525508439], [-2.1197827628581654, -0.622166542744395], [-2.131680011001487, -0.5925725765075027], [-2.1425966436456783, -0.563549380056859], [-2.152690630182474, -0.5351030732630184], [-2.1620596814601623, -0.5072884496596499], [-2.170663813575909, -0.4801304837208456], [-2.1786129038055106, -0.4535548350032857], [-2.186096140937755, -0.42764510039012715], [-2.1931623655597883, -0.4023926071121232], [-2.1996216351055318, -0.3777058319565919], [-2.205438354282835, -0.35357813499507623], [-2.2108133660821503, -0.3300092130831474], [-2.215945424172936, -0.3070126568827354], [-2.2207140540082606, -0.28456566167510955], [-2.2249797039568215, -0.26262836549647156], [-2.228809958180245, -0.24117494228906627], [-2.2322476859181966, -0.22022269398653802], [-2.2353128852156368, -0.19978319024351143], [-2.238152800626131, -0.17982980809649357], [-2.2406157335862886, -0.16034695230205012], [-2.242603074104929, -0.14132448686900703], [-2.244310741928976, -0.12275957027316384], [-2.245956689912857, -0.10464440407776097], [-2.2475991984190062, -0.08697887013224657], [-2.2486995455980026, -0.0697199036392392], [-2.249257324526736, -0.05280268881175315], [-2.2496964354540303, -0.036146509924725526], [-2.249908907414076, -0.019426590342027202], [-2.2499999769806998, 0.0], [-2.2499561007868105, 0.013945319905151129], [-2.2497197513899, 0.02964378966812901], [-2.249142680139925, 0.045734118072766734], [-2.2482642884549895, 0.06220908459997054], [-2.2471032110281755, 0.07909101282844538], [-2.2457636205861973, 0.09640930832915408], [-2.2442477008765436, 0.11416105947242862], [-2.2425830565145186, 0.13233827446875235], [-2.240530241665556, 0.1509491916475128], [-2.2379250491133855, 0.17000325634828492], [-2.2350564090602205, 0.18951328601912157], [-2.2320431839056027, 0.20949136063891458], [-2.2286598021949136, 0.22994979500029114], [-2.224772812619278, 0.25086911556346864], [-2.22036950149639, 0.27246996609707325], [-2.2155573891806477, 0.2947673520731259], [-2.2105090564394505, 0.3176268115614559], [-2.205191746967927, 0.34102613905430323], [-2.1993792129125875, 0.36494639985891575], [-2.192890399918163, 0.3894014029686832], [-2.1858894690587243, 0.4144129115035866], [-2.178560578732679, 0.4400694012162436], [-2.170865931542235, 0.46638820689076943], [-2.1625715345065504, 0.4933069112619099], [-2.1534606261171, 0.5208400378636678], [-2.143671141908438, 0.5490334368916739], [-2.1331016128152296, 0.5777860803361801], [-2.1215692447408725, 0.6070703050600741], [-2.109062839454236, 0.6369006928866908], [-2.095603877015994, 0.6672644219178058], [-2.081094819138153, 0.6981588628999441], [-2.0656384560046823, 0.7296346502112888], [-2.0493689621618794, 0.7618623357902446], [-2.0320065972921943, 0.7946755485857058], [-2.0134569921313776, 0.8280168501834982], [-1.9938032291796493, 0.8620301889246663], [-1.9733042114476136, 0.8968733920114943], [-1.951347604699605, 0.9321970397025445], [-1.9278722399050436, 0.9678789056223618], [-1.902912633924115, 1.004023305204153], [-1.8764698683950254, 1.040621581789897], [-1.8485533467299664, 1.0777497564949081], [-1.8190884286358158, 1.1153324835454568], [-1.787710366574719, 1.152980979806946], [-1.754484908312855, 1.190830180462621], [-1.7196212425768562, 1.2290790515607204], [-1.6828122063865307, 1.267399232835139], [-1.6439810401029578, 1.3055716033909142], [-1.6029576446946636, 1.3434400940054076], [-1.5597395384984925, 1.3808643428129364], [-1.5141445143787946, 1.4175312285772668], [-1.4663263314000206, 1.4535672371071449], [-1.4162362194694855, 1.488794354048295], [-1.363664566806872, 1.5227637622940855], [-1.3088706801359677, 1.555834820077095], [-1.251653427957736, 1.5875608176677642], [-1.1920122369451664, 1.61759015944951], [-1.1300327883788535, 1.6462017770945243], [-1.0657447400778897, 1.6730018633961725], [-0.9990628177298297, 1.6978375130766032], [-0.930009690878097, 1.7198924729548], [-0.858577968119981, 1.7393792018927798], [-0.7849637792366486, 1.7561194010780583], [-0.7092308090237742, 1.7705510434375593], [-0.6314076716849679, 1.7815352831299751], [-0.551647566 | 3D array of the dimensional x and y airfoil coordinates of the airfoils interpolated along span for n_span stations. The origin is placed at the pitch axis.
blade.internal_structure_2d_fem.twist | intermediate | rad | [0.3491, 0.32625117093725764, 0.30085552622478245, 0.2731956053054779, 0.24355394762224736, 0.20577589884786782, 0.1576145108901439, 0.1136986486334804, 0.08888556174463991, 0.08740227021440287, 0.08747036236925905, 0.08755245976654401, 0.08760934772745713, 0.08649735156799883, 0.08026523138581591, 0.0709071911194134, 0.06112252537717545, 0.05334185864146969, 0.0468397267304825, 0.04037517185557232, 0.030440134476388537, 0.023562445954621404, 0.00966270163050956, -0.007145978052090492, -0.02406407624641657, -0.038338165876185194, -0.050562117073935514, -0.06194147336869993, -0.07234987147859483, -0.0816609481217366] | 1D array of the twist values defined along blade span. The twist is defined positive for negative rotations around the z axis (the same as in BeamDyn).
blade.internal_structure_2d_fem.chord | intermediate | m | [4.5, 4.516534551546473, 4.592554552493484, 4.720268647024349, 4.75, 4.75, 4.75, 4.75, 4.75, 4.75, 4.75, 4.7, 4.64, 4.48, 4.30815493183957, 4.071095673436996, 3.830786554698718, 3.5937778702371683, 3.353572396827501, 3.1097268095527446, 2.7901044270071376, 2.6178045741630256, 2.372555490428877, 2.1253660784426107, 1.873608174226736, 1.6133977045902357, 1.3455144660008225, 1.0705044824934318, 0.7881317167515849, 0.5000000000000002] | 1D array of the chord values defined along blade span.
blade.internal_structure_2d_fem.pitch_axis | intermediate |  | [0.5, 0.49816955, 0.48992341, 0.47666778, 0.47368421, 0.47368421, 0.47368421, 0.47368421, 0.47368421, 0.47368421, 0.47368421, 0.46808511, 0.4612069, 0.44196429, 0.43251806, 0.42095775, 0.41010371, 0.40195138, 0.39522149, 0.39116278, 0.3900843600747744, 0.39134099, 0.39523274, 0.40007425, 0.40504215, 0.41113787, 0.41946139, 0.43201533, 0.45321411, 0.49999999999999994] | 1D array of the chordwise position of the pitch axis (0-LE, 1-TE), defined along blade span.
blade.interp_airfoils.s | intermediate |  | [0.0, 0.034482758620689655, 0.06896551724137931, 0.10344827586206896, 0.13793103448275862, 0.1724137931034483, 0.20689655172413793, 0.24137931034482757, 0.27586206896551724, 0.3103448275862069, 0.3448275862068966, 0.3793103448275862, 0.41379310344827586, 0.4482758620689655, 0.48275862068965514, 0.5172413793103449, 0.5517241379310345, 0.5862068965517241, 0.6206896551724138, 0.6551724137931034, 0.7, 0.7241379310344828, 0.7586206896551724, 0.7931034482758621, 0.8275862068965517, 0.8620689655172413, 0.896551724137931, 0.9310344827586207, 0.9655172413793103, 1.0] | 1D array of the non-dimensional spanwise grid defined along blade axis (0-blade root, 1-blade tip)
blade.interp_airfoils.pitch_axis | intermediate |  | [0.5, 0.49816955, 0.48992341, 0.47666778, 0.47368421, 0.47368421, 0.47368421, 0.47368421, 0.47368421, 0.47368421, 0.47368421, 0.46808511, 0.4612069, 0.44196429, 0.43251806, 0.42095775, 0.41010371, 0.40195138, 0.39522149, 0.39116278, 0.3900843600747744, 0.39134099, 0.39523274, 0.40007425, 0.40504215, 0.41113787, 0.41946139, 0.43201533, 0.45321411, 0.49999999999999994] | 1D array of the chordwise position of the pitch axis (0-LE, 1-TE), defined along blade span.
blade.interp_airfoils.chord | intermediate | m | [4.5, 4.516534551546473, 4.592554552493484, 4.720268647024349, 4.75, 4.75, 4.75, 4.75, 4.75, 4.75, 4.75, 4.7, 4.64, 4.48, 4.30815493183957, 4.071095673436996, 3.830786554698718, 3.5937778702371683, 3.353572396827501, 3.1097268095527446, 2.7901044270071376, 2.6178045741630256, 2.372555490428877, 2.1253660784426107, 1.873608174226736, 1.6133977045902357, 1.3455144660008225, 1.0705044824934318, 0.7881317167515849, 0.5000000000000002] | 1D array of the chord values defined along blade span.
blade.interp_airfoils.r_thick_yaml | intermediate |  | [0.0, 0.0, 0.0, 0.0, 0.0, 0.0, 0.0, 0.0, 0.0, 0.0, 0.0, 0.0, 0.0, 0.0, 0.0, 0.0, 0.0, 0.0, 0.0, 0.0, 0.0, 0.0, 0.0, 0.0, 0.0, 0.0, 0.0, 0.0, 0.0, 0.0] | 1D array of the relative thicknesses of the blade defined along span.
blade.pa.s | intermediate |  | [0.0, 0.034482758620689655, 0.06896551724137931, 0.10344827586206896, 0.13793103448275862, 0.1724137931034483, 0.20689655172413793, 0.24137931034482757, 0.27586206896551724, 0.3103448275862069, 0.3448275862068966, 0.3793103448275862, 0.41379310344827586, 0.4482758620689655, 0.48275862068965514, 0.5172413793103449, 0.5517241379310345, 0.5862068965517241, 0.6206896551724138, 0.6551724137931034, 0.7, 0.7241379310344828, 0.7586206896551724, 0.7931034482758621, 0.8275862068965517, 0.8620689655172413, 0.896551724137931, 0.9310344827586207, 0.9655172413793103, 1.0] | 1D array of the non-dimensional spanwise grid defined along blade axis (0-blade root, 1-blade tip)
blade.ps.s | intermediate |  | [0.0, 0.034482758620689655, 0.06896551724137931, 0.10344827586206896, 0.13793103448275862, 0.1724137931034483, 0.20689655172413793, 0.24137931034482757, 0.27586206896551724, 0.3103448275862069, 0.3448275862068966, 0.3793103448275862, 0.41379310344827586, 0.4482758620689655, 0.48275862068965514, 0.5172413793103449, 0.5517241379310345, 0.5862068965517241, 0.6206896551724138, 0.6551724137931034, 0.7, 0.7241379310344828, 0.7586206896551724, 0.7931034482758621, 0.8275862068965517, 0.8620689655172413, 0.896551724137931, 0.9310344827586207, 0.9655172413793103, 1.0] | 1D array of the non-dimensional spanwise grid defined along blade axis (0-blade root, 1-blade tip)
high_level_tower_props.rotor_diameter | intermediate | m | 205.9925 | Diameter of the rotor used in WISDEM. It is defined as two times the blade length plus the hub diameter.
tower_grid.ref_axis | intermediate | m | [[0.0, 0.0, 0.0], [0.0, 0.0, 13.7], [0.0, 0.0, 27.4], [0.0, 0.0, 41.1], [0.0, 0.0, 54.8], [0.0, 0.0, 68.5], [0.0, 0.0, 82.2], [0.0, 0.0, 95.9], [0.0, 0.0, 109.6], [0.0, 0.0, 123.29999999999998], [0.0, 0.0, 137.0]] | 2D array of the coordinates (x,y,z) of the tower reference axis. The coordinate system is the global coordinate system of OpenFAST: it is placed at tower base with x pointing downwind, y pointing on the side and z pointing vertically upwards. A standard tower configuration will have zero x and y values and positive z values.
drivese.s_drive | output | m | [-4.952794747684045, -3.9527947476840453, -2.9527947476840453, -2.2027947476840453, -1.4527947476840453, 0.09214926944208024, 1.6370932865682057, 1.7370932865682054, 1.9210932865682055, 2.1050932865682057, 3.0610932865682052, 4.017093286568205]
drivese.bedplate_web_height | output | m | 2.015
drivese.s_mb1 | output | m | 2.1051
drivese.s_mb2 | output | m | 1.7371
drivese.mb1_mass | intermediate | kg | 1480.5536
drivese.mb1_I | intermediate | kg*m**2 | [134.02030141105146, 70.60698288392041, 70.60698288392041]
drivese.mb1_max_defl_ang | intermediate | rad | 0.0087266
drivese.mb2_mass | intermediate | kg | 1349.6241
drivese.mb2_I | intermediate | kg*m**2 | [118.75932276225049, 61.522018282783314, 61.522018282783314]
drivese.mb2_max_defl_ang | intermediate | rad | 0.078
drivese.s_gearbox | output | m | 0.092149
drivese.s_generator | output | m | -3.9528
drivese.F_mb1 | output | N | [[1910712.922479136], [54461.1167729618], [-2180902.2850429397]]
drivese.F_mb2 | output | N | [[-0.0], [-0.0], [-0.0]]
drivese.F_torq | output | N | [[-0.0], [-0.0], [-0.0]]
drivese.F_generator | output | N | [[-19254.74881910272], [-0.0], [-275355.73626354773]]
drivese.M_mb1 | output | N*m | [[-0.0], [-0.0], [-0.0]]
drivese.M_mb2 | output | N*m | [[-0.0], [1539994.372192], [1865682.098561123]]
drivese.M_torq | output | N*m | [[38392014.4728408], [-0.0], [-0.0]]
drivese.M_generator | output | N*m | [[396775.67665193067], [-403771.0153496486], [-0.0]]
drivese.other_mass | output | kg | 83181.4626
drivese.bedplate_E | output | Pa | 200000000000
drivese.bedplate_G | output | Pa | 79300000000
drivese.bedplate_rho | output | kg/m**3 | 7800
drivese.bedplate_Xy | output | Pa | 345000000
drivese.rotor_diameter | intermediate | m | 205.9925
drivese.rated_torque | intermediate | N*m | 6713134.6136
drivese.lss_spring_constant | output | N*m/rad | 362576270.3337
drivese.hss_spring_constant | output | N*m/rad | 35706869.2835
drivese.blades_I | intermediate | kg*m**2 | [201341433.58708745, 100670716.79354373, 100670716.79354373, 0.0, 0.0, 0.0]
drivese.hub_system_I | output | kg*m**2 | [299486.18201933394, 185559.88440804376, 185559.88440804376, 0.0, 0.0, 0.0]
drivese.lss_rpm | output | rpm | [0.1, 0.5095143701193218, 0.9190287402386434, 1.3285431103579652, 1.738057480477287, 2.147571850596609, 2.5570862207159304, 2.9666005908352524, 3.376114960954574, 3.7856293310738955, 4.195143701193217, 4.604658071312539, 5.01417244143186, 5.423686811551182, 5.833201181670504, 6.242715551789826, 6.652229921909147, 7.061744292028469, 7.4712586621477906, 7.880773032267112]
drivese.s_hss | output | m | [-2.9527947476840453, -2.2027947476840453, -1.4527947476840453]
drivese.M_aero_hub | intermediate | N*m | [[38392014.47284081], [7208793.041712003], [1961316.7703805119]]
drivese.generator_mass | output | kg | 19195.7444
drivese.generator_I | output | kg*m**2 | [22908.70057703293, 17852.931745864327, 17852.931745864327]
drivese.brake_mass | output | kg | 8190.0242
drivese.brake_I | output | kg*m**2 | [4344.083520312957, 2172.0417601564786, 2172.0417601564786]
drivese.hss_E | output | Pa | 200000000000
drivese.hss_G | output | Pa | 79300000000
drivese.hss_rho | output | kg/m**3 | 7800
drivese.hss_Xy | output | Pa | 345000000
drivese.pitch_mass | output | kg | 25346.8588
drivese.pitch_cost | output | USD | 0
drivese.pitch_I | output | kg*m**2 | [228121.7295759578, 114060.8647879789, 114060.8647879789, 0.0, 0.0, 0.0]
drivese.hub_mass | output | kg | 8203.2132
drivese.hub_cost | output | USD | 5742.2492
drivese.hub_cm | output | m | 2.7531
drivese.hub_I | output | kg*m**2 | [49219.279142427346, 49219.279142427346, 49219.279142427346, 0.0, 0.0, 0.0]
drivese.spinner_mass | output | kg | 2362.1518
drivese.spinner_cost | output | kg | 5412.8371
drivese.spinner_cm | output | m | 3
drivese.spinner_I | output | kg*m**2 | [22145.173300948783, 22145.173300948783, 22145.173300948783, 0.0, 0.0, 0.0]
drivese.hub_shell.rho | intermediate | kg/m**3 | 7800
drivese.max_torque | output | N*m | 33232314.5665
drivese.hub_shell.Xy | intermediate | Pa | 345000000
drivese.hub_shell.metal_cost | intermediate | USD/kg | 0.7
drivese.blade_root_diameter | intermediate | m | 4.5
drivese.rated_rpm | intermediate | rpm | 7.8808
drivese.blade_mass | intermediate | kg | 50153.6419
drivese.pitch_system.rho | intermediate | kg/m**3 | 7800
drivese.pitch_system.Xy | intermediate | Pa | 345000000
drivese.pitch_system.BRFM | intermediate | N*m | -48573893.0792
drivese.spinner_gust_ws | intermediate | m/s | 52.5
drivese.spinner.composite_Xt | intermediate | Pa | 46210000
drivese.spinner.composite_rho | intermediate | kg/m**3 | 1940
drivese.spinner.Xy | intermediate | Pa | 345000000
drivese.spinner.metal_rho | intermediate | kg/m**3 | 7800
drivese.spinner.composite_cost | intermediate | USD/kg | 3
drivese.spinner.metal_cost | intermediate | USD/kg | 0.7
drivese.lss_rho | output | kg/m**3 | 7800
drivese.L_gearbox | output | m | 3.0899
drivese.s_lss | output | m | [1.6370932865682057, 1.7370932865682054, 1.9210932865682055, 2.1050932865682057, 4.017093286568205]
drivese.hub_system_mass | output | kg | 35912.2239
drivese.hub_system_cm | output | m | 2.7693
drivese.F_aero_hub | intermediate | N | [[2064483.668949865], [54461.1167729639], [18121.837381018297]]
drivese.blades_mass | intermediate | kg | 150460.9258
drivese.blades_cm | intermediate | m | 0.92694
drivese.generator_rotor_mass | output | kg | 9597.8722
drivese.generator_rotor_I | output | kg*m**2 | [11454.350288516465, 8926.465872932164, 8926.465872932164]
drivese.gearbox_mass | output | kg | 33565.6731
drivese.gearbox_I | output | kg*m**2 | [25637.214218240406, 39524.03858645395, 39524.03858645395]
drivese.carrier_mass | output | kg | 9666.6667
drivese.carrier_I | output | kg*m**2 | [7383.328902993124, 3691.664451496562, 3691.664451496562]
drivese.lss_E | output | Pa | 200000000000
drivese.lss_G | output | Pa | 79300000000
drivese.lss_Xy | output | Pa | 345000000
drivese.H_bedplate | output | m | 2.165
drivese.L_bedplate | output | m | 11.9407
drivese.R_generator | output | m | 1.5449
drivese.generator_cm | intermediate | m | -3.9528
drivese.rho_fiberglass | intermediate | kg/m**3 | 1940
drivese.rho_castiron | intermediate | kg/m**3 | 7800
drivese.mb1_cm | intermediate | m | 2.1051
drivese.mb2_cm | intermediate | m | 1.7371
drivese.gearbox_cm | intermediate | m | 0.092149
drivese.hss_mass | output | kg | 762.1856
drivese.hss_cm | output | m | -2.2028
drivese.hss_I | output | kg*m**2 | [7.902339923390325, 146.8609631364334, 146.8609631364334]
drivese.brake_cm | output | m | 0.046075
drivese.generator_stator_mass | output | kg | 9597.8722
drivese.generator_stator_I | output | kg*m**2 | [11454.350288516465, 8926.465872932164, 8926.465872932164]
drivese.lss_mass | output | kg | 4854.134
drivese.lss_cm | output | m | 2.8271
drivese.lss_I | output | kg*m**2 | [202.010854984731, 2392.3184902493203, 2392.3184902493203]
drivese.converter_mass | output | kg | 4196.35
drivese.converter_cm | output | m | [0.0, 4.310106977126126, 1.544944017126126]
drivese.converter_I | output | kg*m**2 | [6677.377638378274, 6677.377638378274, 6677.377638378274]
drivese.transformer_mass | output | kg | 11485
drivese.transformer_cm | output | m | [0.0, -4.310106977126126, 1.544944017126126]
drivese.transformer_I | output | kg*m**2 | [18275.33026958535, 18275.33026958535, 18275.33026958535]
drivese.yaw_mass | output | kg | 17718.2266
drivese.yaw_cm | output | m | [0.0, 0.0, 0.0]
drivese.yaw_I | output | kg*m**2 | [0.0, 0.0, 0.0]
drivese.bedplate_mass | output | kg | 37394.9966
drivese.bedplate_cm | output | m | [-1.0296350056973598, 0.0, 1.0575114098092817]
drivese.bedplate_I | output | kg*m**2 | [71577.5317838257, 470530.57919138577, 517356.02376543084, 0.0, 0.0, 0.0]
drivese.hvac_mass | output | kg | 2912.1509
drivese.hvac_cm | output | m | -3.9528
drivese.hvac_I | output | m | [3909.866153813159, 1954.9330769065796, 1954.9330769065796]
drivese.platform_mass | output | kg | 38169.462
drivese.platform_cm | output | m | [0.0, 0.0, 0.0]
drivese.platform_I | output | m | [389136.45327516994, 389136.45327516994, 778262.7280271486]
drivese.cover_mass | output | kg | 8700.2731
drivese.cover_cm | output | m | [-0.5970364994302644, 0.0, 2.040481760209579]
drivese.cover_I | output | m | [216.342162241745, 498.69288471865866, 478.91174990920535]
drivese.constr_height | output | m | 2.165
drivese.L_drive | output | m | 8.9699
drivese.shaft_start | output | m | [0.0, 0.0, 2.1650228196185632]
drivese.nacelle_mass | output | kg | 189974.3982
drivese.nacelle_cm | output | m | [0.1187156524279532, -0.1653636570020335, 1.228826103620752]
drivese.nacelle_I_TT | output | kg*m**2 | [1267985.2588095558, 1822473.100257717, 2116091.272161436, -35.777810982855044, -63615.256361569365, 48163.86565126476]
drivese.yaw.rho | intermediate | kg/m**3 | 7800
rotorse.rc_in.blade_length | intermediate | m | 70.1228 | blade length
rotorse.rc_in.s | intermediate |  | [0.0, 0.04926108374384237, 0.09852216748768473, 0.1477832512315271, 0.19704433497536947, 0.24630541871921185, 0.2955665024630542, 0.3448275862068966, 0.39408866995073893, 0.44334975369458135, 0.4926108374384237, 0.541871921182266, 0.5911330049261084, 0.6403940886699508, 0.6896551724137931, 0.7389162561576356, 0.7881773399014779, 0.8374384236453202, 0.8866995073891627, 0.935960591133005, 1.0] | blade nondimensional span location
rotorse.rc_in.chord | intermediate | m | [4.5, 4.516534551546473, 4.592554552493484, 4.720268647024349, 4.75, 4.75, 4.75, 4.75, 4.75, 4.75, 4.75, 4.7, 4.64, 4.48, 4.30815493183957, 4.071095673436996, 3.830786554698718, 3.5937778702371683, 3.353572396827501, 3.1097268095527446, 2.7901044270071376] | Chord distribution
rotorse.rc_in.coord_xy_interp | intermediate |  | [[[1.0, -5.228022875725102e-16], [0.9994296839925829, -0.022259740711558177], [0.998063017832965, -0.04445803489546769], [0.9955739142666737, -0.0665618134473914], [0.9920863097495596, -0.08851982053258164], [0.9876861486750572, -0.11027527223126012], [0.9823305251706395, -0.1317843709197388], [0.9760119083356917, -0.15300661763508847], [0.9687874672983805, -0.17388680280547386], [0.9606748602592399, -0.19437934848935778], [0.9516753587636768, -0.2144496858898974], [0.9418276527462444, -0.23405837873056085], [0.9311752953551308, -0.25315297586530683], [0.9197303974311781, -0.2717058715241765], [0.9075245591947199, -0.2896910384273745], [0.8946104080703081, -0.3070575403137143], [0.8810096964994353, -0.3237794960574165], [0.866747905197194, -0.339839087916958], [0.8518902581712055, -0.355200475411866], [0.8364694626214207, -0.3698431374689817], [0.820513485943698, -0.3837614939542973], [0.8040738322175812, -0.39691489811790015], [0.7871915298856534, -0.4092893400643106], [0.7698979191015535, -0.4208940017028426], [0.7522523412351593, -0.4317036404757956], [0.7342913491785575, -0.44170411642042817], [0.7160449249557642, -0.4509162950105447], [0.6975716400331089, -0.4593111923915063], [0.6789061864336874, -0.46689183369931203], [0.6600803126205398, -0.4736931268620854], [0.6411475171372123, -0.4796641292900073], [0.6221376509688521, -0.48484343347152115], [0.6030879981944149, -0.48926892453206955], [0.5840450421189749, -0.49287710440089977], [0.5650308976870032, -0.4957710179013429], [0.5460886027795995, -0.49790677272002765], [0.5272486739168989, -0.4992052309653694], [0.508535950506088, -0.4999001471231513], [0.48999235547038833, -0.49986512233616714], [0.4716321145068305, -0.49915299052333634], [0.4534925037443476, -0.4978655748478763], [0.43559330289767306, -0.49584922139645754], [0.41795606561694243, -0.49322020425743757], [0.40060974844257646, -0.4900340177148858], [0.38356093160600935, -0.48624065438121056], [0.3668432157337161, -0.4819531220757106], [0.35045731632050314, -0.4771070365916879], [0.33443448400863013, -0.4718016171476336], [0.3187741003293152, -0.4659975031053569], [0.3034996231212948, -0.45977183363997315], [0.2886112935656476, -0.45311101277459814], [0.27412438666566624, -0.4460714726760404], [0.26004145552371905, -0.4386539965865653], [0.2463748720159175, -0.4308972880761414], [0.23312344393883352, -0.4228128921543159], [0.22029377781042306, -0.41444216059030164], [0.20788328296533118, -0.4057907314202666], [0.19590295639164576, -0.39689711005990247], [0.18434125306662855, -0.38776302893280623], [0.17321393095416077, -0.37843278185751145], [0.16249917612963843, -0.3689016855353163], [0.15221460277725932, -0.35922081920480586], [0.14233175939897136, -0.3493817949754996], [0.13287211153919, -0.33942867829019185], [0.12380643962975978, -0.3293594524047539], [0.11514762338607656, -0.3192023645100907], [0.10688720880274838, -0.30897183476900875], [0.09900711152156343, -0.2986754406431281], [0.09152340438534401, -0.28834653723959136], [0.08439704281722242, -0.2779791205220024], [0.0776464790199521, -0.26760420577043886], [0.0712479082120208, -0.2572292124527742], [0.06518786629737473, -0.24686109008276283], [0.05948747212742032, -0.23652443301269652], [0.05410024641809, -0.22621390127387142], [0.049037878670187655, -0.21594907486257175], [0.044300349757333976, -0.2057452464738149], [0.039842359734680484, -0.19559765442820762], [0.035689975243613004, -0.1855255033033041], [0.031829235005065896, -0.1755359887530568], [0.028220007205789974, -0.16562693673246215], [0.024892524779269766, -0.15581522149021937], [0.021828668303003517, -0.1461056218157035], [0.018984694713133153, -0.13649533799824295], [0.016392191702033498, -0.1269983005811027], [0.014044634634199048, -0.11762077059006065], [0.011879824984634942, -0.10835684703907963], [0.00993094518736226, -0.09921662146203765], [0.008219407957347494, -0.0902084101294225], [0.0066583862213787865, -0.08132543510984099], [0.005267741928506431, -0.07257222340427001], [0.004095157538529609, -0.06395640173157158], [0.0030987885971364196, -0.055478013021100045], [0.0021966077355110324, -0.04713200469997591], [0.0014626417630186888, -0.03892440526041703], [0.0009644846082979224, -0.030860610171394718], [0.0005993738679828514, -0.022936235945969063], [0.0002900866455990823, -0.015148765877396714], [7.807077883024657e-05, -0.007502222076493378], [0.0, 0.0], [7.804120611659719e-05, 0.007500736220690077], [0.0002898787241920041, 0.015142758486887441], [0.000598775316682048, 0.02292258456141937], [0.0009633263516348351, 0.03083611939777482], [0.0014596682128281925, 0.03888574897117924], [0.002190976364499905, 0.047075815990683056], [0.0030899784195977838, 0.05540088812816734], [0.0040827111247031585, 0.06385488643689734], [0.005248531243836643, 0.07244263446468859], [0.006631282230012606, 0.08116423659691048], [0.008183684298590573, 0.09001209900857182], [0.009883614168490653, 0.09898142028662286], [0.011817640154723611, 0.10807902374749315], [0.01396619932168302, 0.1172968915532844], [0.016295142079104163, 0.1266248185078847], [0.018863193778115264, 0.13606823481979585], [0.02168071375327755, 0.1456217410739376], [0.02471591629586298, 0.15527150565279574], [0.028006440010586352, 0.16501912653915243], [0.031576255891496444, 0.17486145042023293], [0.03539483961687758, 0.18478174850035556], [0.03949498254800754, 0.19478045115068363], [0.04389792827815823, 0.20485282604936875], [0.04857580757377652, 0.21497933573681455], [0.053567991613811754, 0.2251632488767036], [0.058881821148870805, 0.23539257539832661], [0.06450016290273135, 0.24564586185495754], [0.07046920463911448, 0.2559288096954281], [0.07677403099247092, 0.2662200889663396], [0.08341621271683673, 0.2765073937902718], [0.09042901951906561, 0.28678971177956086], [0.0977906533229447, 0.29703436159541413], [0.10553618719874776, 0.30724577033016703], [0.11365876004177941, 0.31739779819794195], [0.12216148331893956, 0.32747251411893785], [0.1310674986027348, 0.3374671550918847], [0.14035464992188373, 0.3473464005305412], [0.15005511078613856, 0.35711729389225577], [0.16014896266156226, 0.36673682914626515], [0.17065818789963985, 0.3762090161783657], [0.181574957422924, 0.3854954202777727], [0.19290757140963555, 0.39458324766597075], [0.20465763457781186, 0.4034522528592034], [0.21681735306942437, 0.4120736546751029], [0.22939648396347811, 0.4204412604055216], [0.24237780069407988, 0.4285157291249229], [0.25577362426833844, 0.43629701405132887], [0.2695667856328992, 0.4437307842367116], [0.2837657972261352, 0.4508257189736273], [0.29834798288780395, 0.457529313046837], [0.3133189787852679, 0.46384827499917675], [0.3286584618928104, 0.4697270339484696], [0.3443649416455463, 0.4751660894880115], [0.3604197737256814, 0.480124895665173], [0.37681123376695697, 0.48458015694873546], [0.3935252510207292, 0.48853802379954264], [0.41053864255357086, 0.49191628687198], [0.4278432324908231, 0.4947936897726825], [0.4454066634681981, 0.49700186546594965], [0.46322225410302975, 0.4986945279258362], [0.4812515456557157, 0.4995759574617022], [0.49948102667173666, 0.49999959595885196], [0.5178795830856975, 0.49960989996393285], [0.53641763136701, 0.49871925440459125], [0.5550757049095608, 0.4969470954598008], [0.5738084272426077, 0.494546807361687], [0.5925967311050585, 0.49134249558479953], [0.6114013775535108, 0.48742771367820337], [0.6301864306052414, 0.48276379079159115], [0.648926781663159, 0.4772994360273941], [0.6675702064249728, 0.4710909063826163], [0.6860884295909518, 0.46408556444857973], [0.7044453890439168, 0.45628515353038346], [0.722592093722966, 0.4477211541323308], [0.7405018004535244, 0.43835712852367326], [0.7581254571228347, 0.4282123442390851], [0.7754210143761534, 0.4173028842750689], [0.7923623735876, 0.40561397611120953], [0.8088945461516955, 0.3931735469910263], [0.8249746330148909, 0.37999039194943635], [0.840576952273409, 0.36606263907410247], [0.8556527588088183, 0.3514331465234179], [0.8701628988827119, 0.3361178636958033], [0.8840850330712717, 0.32012561483558377], [0.8973612142623708, 0.3034905059583089], [0.9099546800766618, 0.28624096866093407], [0.9218514714025469, 0.26839650792968384], [0.9330128366584267, 0.2500014055184513], [0.9433892789690503, 0.23108884233257734], [0.9529731538505595, 0.2116848082416565], [0.9617431308270605, 0.19183234032607036], [0.9696406906754642, 0.17157715881862903], [0.976664215898664, 0.15095167052848085], [0.9828150771120139, 0.12999562103203396], [0.9880284400451029, 0.1087652991581767], [0.9923048366037509, 0.08729993375043676], [0.9956935187759139, 0.06563977190440677], [0.9981204893400154, 0.043839458141428], [0.9994430379087047, 0.021949651396883253], [1.0, -5.262717345244639e-16]], [[1.0, -0.0004638118459895953], [0.9984671733845202, -0.022176073806829073], [0.9962010189226616, -0.044351395222738545], [0.9929026769529263, -0.06634546047691313], [0.9886921791534908, -0.08835128540674543], [0.9836417003030666, -0.11016186981181435], [0.9776935270191353, -0.13166614881679514], [0.9708332396137559, -0.15288392077035748], [0.9631054519385788, -0.1737598287607129], [0.954532118302001, -0.1942484639483162], [0.9450948827272965, -0.21431485989644075], [0.9348365135795949, -0.2339197139318746], [0.9237922165624115, -0.2530104348178591], [0.9119678731501509, -0.2715592588317117], [0.8994040293865623, -0.2895255546496477], [0.8861439850623914, -0.30676257525251216], [0.8722139273132252, -0.3233331078794496], [0.8576405013890981, -0.3392208212500267], [0.8424918463138651, -0.35439498446765005], [0.8268017658276134, -0.36883894361410424], [0.8105945479290707, -0.38253690406162383], [0.7939227340691527, -0.3954518514729365], [0.7768322401803981, -0.4075848533740013], [0.7593482453756809, -0.4189206804928453], [0.7415376393986641, -0.4294645249422542], [0.7234312051733087, -0.43917633044306814], [0.705064134628845, -0.4480974501783146], [0.6864948073590625, -0.4562062936146256], [0.6677567468827389, -0.4634961629040646], [0.6488816855296917, -0.4699964056434572], [0.6299233101319794, -0.47568642538005484], [0.6109107600460605, -0.4805696742550079], [0.5918808588686519, -0.48470898820901515], [0.5728785950404724, -0.4880432475178806], [0.5539269984789256, -0.4906676163064863], [0.5350676946300881, -0.49253453011194503], [0.5163311532459858, -0.49357637071225186], [0.49773819674912345, -0.4940322652122179], [0.47933306660787195, -0.49376498314870565], [0.4611285998354018, -0.4928308092881163], [0.44315932912926065, -0.4913347518591997], [0.4254476850733872, -0.4891175241862929], [0.4080096040923348, -0.4863082497256368], [0.3908777222269456, -0.4829469700751172], [0.37405439787754124, -0.4789965744435154], [0.3575737836368038, -0.47456307703290074], [0.34143815925513366, -0.46958203525468334], [0.3256707636257218, -0.46416144069790816], [0.31027963353432836, -0.4582498364766646], [0.29527935033472164, -0.45193415045643265], [0.28067513168210884, -0.4451943605070709], [0.26647890456738466, -0.4380893792040086], [0.25268936761168936, -0.4306246469372193], [0.23932380454759788, -0.42283149436736955], [0.22637249324966888, -0.4147302870857254], [0.21384162583594854, -0.40636054651531306], [0.20172964390601206, -0.3977263749246579], [0.19004270401008846, -0.38886847357967336], [0.17878051391940514, -0.3797791829451586], [0.16794719268130187, -0.37050981375349185], [0.1575156104719489, -0.36105917021098194], [0.14751757926659972, -0.35146658922371105], [0.13791727522783742, -0.3417287941527196], [0.12873263379551803, -0.3318898962587249], [0.11993293273125566, -0.32194856962266255], [0.11152631628830112, -0.31193375629085474], [0.1035129018182118, -0.3018548344067732], [0.09586967710637402, -0.29172118538198283], [0.08861022310916078, -0.2815652950964024], [0.08169699278465405, -0.2713805684570672], [0.07515353791922992, -0.26119428841162695], [0.0689536742727614, -0.2510145000882887], [0.06308392696199935, -0.2408477975730364], [0.0575662813086175, -0.23071713950277656], [0.05235457470435836, -0.2206175141857337], [0.04745787224483998, -0.210568128140777], [0.042876780986014475, -0.20058378207747635], [0.03856735485208224, -0.19065910899054278], [0.03455089898704609, -0.1808132710703352], [0.030813599295340163, -0.17105300680166907], [0.027320880179595934, -0.161375236688796], [0.024102217770986714, -0.15179591407869095], [0.02113765490830785, -0.14231956568402285], [0.01838287969958718, -0.13294369100743667], [0.015870108077630753, -0.12368126864619768], [0.013595936204282798, -0.11453780557129871], [0.011500582795211394, -0.10550742459297964], [0.009614318272012281, -0.09659991246456354], [0.007957053891586519, -0.08782330704853379], [0.0064445289752556685, -0.07917089161949087], [0.005098087130931879, -0.07064680861546084], [0.00396431543475112, -0.062258207100183136], [0.0030004062476149847, -0.05400512757964083], [0.002125683476350713, -0.045882739179928946], [0.001409007077869603, -0.037896849780697024], [0.0009233128284636501, -0.03005224200938579], [0.0005719431369820731, -0.022344335003813873], [0.0002750881655745939, -0.01477069658801215], [7.41662246608336e-05, -0.007334963563321715], [0.0, 0.0], [7.347445324379198e-05, 0.007252611896674817], [0.0002745659257330717, 0.014683235244873173], [0.0005728883741955862, 0.02224903247250814], [0.00092888574053064, 0.029945982797076012], [0.0014135718626495971, 0.03777665537698494], [0.002122126409694201, 0.04574559215698956], [0.002991086641440035, 0.05384759271643007], [0.003950335703883144, 0.062076742716421635], [0.005078543629372844, 0.07043767696000137], [0.006419595456864862, 0.07893061415193242], [0.007924025833754341, 0.087548563081347], [0.009569149536340523, 0.09628715057146045], [0.011440070855323989, 0.1051529476558098], [0.01352107571228472, 0.11413795167113061], [0.015780697958844073, 0.12323244795107474], [0.018272094317778625, 0.13244220060624826], [0.021001590178729122, 0.1417625212927189], [0.023939614041401977, 0.15118003060948984], [0.02712533771965366, 0.16069604484578753], [0.03058370542078846, 0.17030771763782235], [0.034282621134373775, 0.17999938680277952], [0.038250043752213414, 0.18977241343674528], [0.042506169459466475, 0.19962249533533663], [0.04702849014627919, 0.20953041486422877], [0.05185734038696555, 0.2194994442798542], [0.0569971055718374, 0.22951870376683936], [0.06243435872093425, 0.23956671277975136], [0.06821537188347812, 0.24964859552216043], [0.0743257263211002, 0.2597442634918527], [0.08076670668052384, 0.2698418898118907], [0.08757095714437121, 0.27994049711580676], [0.09471580228559101, 0.29000962360221166], [0.10223139417679081, 0.3000553899215217], [0.1101157796798437, 0.3100511882893672], [0.11837331562223306, 0.31997939522976504], [0.12702402951280237, 0.3298390388299363], [0.13604234189662803, 0.33959842844845023], [0.14546864117305108, 0.3492604455213171], [0.15528494465845252, 0.3587829681182552], [0.16551112908835186, 0.3681710582651799], [0.17613934088294245, 0.3773882768662191], [0.18717687765731914, 0.3864235117978308], [0.19862630083322627, 0.39525686713693636], [0.2104861574450254, 0.4038567451745826], [0.22276407416847543, 0.4122190506206185], [0.2354400780902196, 0.4203090489617321], [0.24853083896880593, 0.42812311595611435], [0.26202139615928166, 0.43560738319454445], [0.275922264161973, 0.4427685504481824], [0.2902119763985298, 0.4495554523831977], [0.3048988924919414, 0.4559708561960908], [0.3199612214964364, 0.4619638966216653], [0.33539825377575, 0.46753317300933045], [0.3511959428693748, 0.4726349444795142], [0.3673386940107639, 0.47725206347213606], [0.3838166511021187, 0.48138502078055556], [0.4006080126231038, 0.4849517901466881], [0.4177036587735642, 0.4880306800018812], [0.43507265499822245, 0.49045773635660583], [0.45271021057379146, 0.492376417191462], [0.47057983694609773, 0.49349658001198776], [0.48866904746183576, 0.49415462050041453], [0.5069452861228687, 0.4940125776377233], [0.5253797149747718, 0.4933713024806604], [0.5439536005872413, 0.4918556497537658], [0.5626217226887857, 0.4897172072337827], [0.581366344599658, 0.48677077316982476], [0.6001470362911642, 0.4831253040200702], [0.6189295288327601, 0.4787219228681121], [0.6376880328744812, 0.47352020444549037], [0.6563716919801897, 0.46757844348681354], [0.6749507081188533, 0.46083005314765507], [0.6933911532444501, 0.453291236651978], [0.7116437134755846, 0.44498612009123784], [0.7296816422460073, 0.4358788942802349], [0.7474551985791178, 0.42597909598145167], [0.7649245875788055, 0.41531469067365273], [0.7820616618200305, 0.40386138003606425], [0.798812848987524, 0.39164888166776], [0.8151339357669349, 0.37867995890959544], [0.8310004341502942, 0.36495817685594373], [0.8463690868703138, 0.35053704946112146], [0.8611939760746471, 0.33541049830407976], [0.8754588797550087, 0.3196102269575249], [0.8890984683928713, 0.3031452164959244], [0.9020836386545227, 0.2860633390985634], [0.9143932627540562, 0.2683667571004267], [0.9259908906206432, 0.2500314310413086], [0.9368323126596996, 0.23112446983111865], [0.9469028490122432, 0.2117258711840455], [0.9561823522364571, 0.19187870465591542], [0.9646151024331149, 0.1716287150318257], [0.972199006376436, 0.15100830860478814], [0.9789264086424856, 0.1300570542579335], [0.9847409503350865, 0.10883136825772055], [0.9896477740655049, 0.08737054466842599], [0.9936826075080232, 0.06571457999407904], [0.9967768773419313, 0.04391797850773191], [0.9987746570413105, 0.02221192451065693], [1.0, 0.00030387842938652644]], [[1.0, -0.0038492654100905654], [0.9906314389460237, -0.02124358659915649], [0.980995553124424, -0.04244577814857979], [0.9710008406108143, -0.06310906534007898], [0.9607347862368819, -0.08485651608924341], [0.9501792391917762, -0.10652681256063543], [0.9391845966882083, -0.12758610905981918], [0.9277995368785148, -0.14839146457103897], [0.9159038272676024, -0.16887438898026688], [0.9035141573243257, -0.1890037103413512], [0.8904468618951541, -0.208710153716595], [0.8767805360441657, -0.2279657306584762], [0.8624805867331169, -0.24670559288775049], [0.8475002499100438, -0.26488825755621626], [0.8319554654799055, -0.2824033900682671], [0.8158100483185959, -0.2985340525300442], [0.7991269475008924, -0.31385984705471537], [0.7819419403062059, -0.3283715643196321], [0.7644682065620801, -0.34207141771900273], [0.7466978182593739, -0.3549679404068633], [0.7285739051584692, -0.3669729053145124], [0.7101536021654689, -0.37807327094489135], [0.6915143604167835, -0.3883736003485406], [0.6726384146150914, -0.39768719440107136], [0.6536412557053597, -0.4062305770385771], [0.6345131129076632, -0.4137811572647527], [0.615323229055061, -0.4205214427943107], [0.596126572356429, -0.4264829884701754], [0.5769480723498308, -0.43159065692971227], [0.5578186579572891, -0.4358329197265611], [0.5387913863253592, -0.43940857473661116], [0.5198897638790065, -0.4420677482815376], [0.5011462344316633, -0.44405256903897117], [0.48259385067647853, -0.4453220824349519], [0.4642611970179106, -0.44591203961647646], [0.44617850202456144, -0.445750259131233], [0.4283746969138166, -0.4448547889659564], [0.41084238403684853, -0.4435012838411975], [0.39363953193770973, -0.44147600071340914], [0.37676894327880944, -0.43886041796553904], [0.36024464511130966, -0.43578236543881144], [0.3441059338423623, -0.4320439150892622], [0.32832948285124114, -0.4278700026783168], [0.3129711586135177, -0.42318309006261184], [0.2980041030124043, -0.4180460343231093], [0.28346453492660506, -0.4125097566618625], [0.26936493895716, -0.4065109824384164], [0.2556723177436471, -0.4002248600725336], [0.24245317350983242, -0.39350712426247714], [0.2296601817209233, -0.3865205744767801], [0.21733188517170945, -0.3791956647649773], [0.20545654102184577, -0.37161042362860786], [0.19400623382802176, -0.36380782369123815], [0.18303065934450896, -0.3557608800302213], [0.1724619270321827, -0.347560782845731], [0.16230260093815232, -0.33923308524626017], [0.15255786993540327, -0.330770341418764], [0.14319991949640398, -0.3222315174535497], [0.13430460980079792, -0.31353360600231606], [0.12579565098828285, -0.3047849760015768], [0.11761032140899376, -0.2960136089458755], [0.10987482830100964, -0.28716335343151594], [0.10250435995139098, -0.27827298967604236], [0.09549136892073187, -0.26938727146052477], [0.08879593608379883, -0.26051098276089724], [0.0823928594350354, -0.2516791754983756], [0.07634012755417957, -0.24285989591584695], [0.07058159332805487, -0.2340776567921387], [0.06511243318139044, -0.2253579579426124], [0.059906033680536076, -0.21668948471465066], [0.05501808413281354, -0.2080686181293706], [0.05040703017899897, -0.1995086707196503], [0.0460594727365491, -0.1910133484040329], [0.04200137752342239, -0.18259204908666743], [0.038190520600419914, -0.17424252787596434], [0.03461821539846002, -0.16598095373833968], [0.031289454806718686, -0.1578180939885877], [0.028170498848183758, -0.1497435283648734], [0.025248988962446994, -0.1417761277855701], [0.022512461371877582, -0.1339188430913707], [0.019966251255758776, -0.12616101984850572], [0.017632080973324565, -0.11851094490945735], [0.015477217692402382, -0.11097103228125127], [0.013455210215236183, -0.1035412762154026], [0.011599797126485104, -0.09622671007114368], [0.009928204933218046, -0.08902653939993885], [0.00840056410254185, -0.08193507288052719], [0.0070261998710542, -0.07495955655561092], [0.005813462782772512, -0.06810569259296805], [0.0047001793171034595, -0.06136722973565946], [0.0037165290656212173, -0.05474506019366022], [0.0028990707281673442, -0.04824229266186361], [0.0022008941413638504, -0.041858831832156496], [0.0015542474400432613, -0.0355914811305357], [0.000988580836623855, -0.02944385159682524], [0.0006091360604109956, -0.02341501561864388], [0.00036597639590064723, -0.017497409334086188], [0.000165611320396738, -0.011685487338261911], [4.5666118543716746e-05, -0.0059642851265530004], [0.0, 0.0], [4.014082900951357e-05, 0.005281422899381116], [0.00016279480870046823, 0.010945239440763484], [0.00037851499417319666, 0.01672203449534614], [0.0006622704146375419, 0.022608614969762773], [0.00104709805559685, 0.028608805371302486], [0.0015688518452929335, 0.03472838241824101], [0.0021937433449480677, 0.040964099784372314], [0.0028817466864851644, 0.04731162112973881], [0.0037029097672634987, 0.05377415681354311], [0.0046995106542463486, 0.06035279465462601], [0.005809874442838592, 0.06704518628471319], [0.007008280012794275, 0.07385026468778995], [0.00836584180261431, 0.08077267721902089], [0.009892945439214583, 0.08780525497673816], [0.01157701075089403, 0.09495343785950609], [0.01343100653654625, 0.10222377683574566], [0.01543453764579356, 0.1096088166293537], [0.017575258817925734, 0.11709889762589731], [0.019901009644738878, 0.1246929162173274], [0.022443785806502765, 0.13239065360045627], [0.025163848620985106, 0.14018539077631315], [0.02805406936169285, 0.14808639292104409], [0.031127498442044772, 0.15609292868671448], [0.03440011578315609, 0.16418836221794472], [0.03791771873930052, 0.1723759661436091], [0.04166468499265604, 0.18065416284370714], [0.04565125370520231, 0.18900094869104078], [0.049922589206024506, 0.1974165704509935], [0.05446983389298282, 0.2058913226712703], [0.059291826018414456, 0.21441728945757682], [0.06441601453042958, 0.22299374661286886], [0.06981593053664034, 0.23160874284610145], [0.07548789460725183, 0.2402825353191704], [0.08146424698611672, 0.24898435468193852], [0.08775806636504947, 0.25769896101817813], [0.09436786071299282, 0.2664401621421328], [0.1012467800874717, 0.275206180039123], [0.10849002217751959, 0.28396490640097627], [0.11609447165506347, 0.2926813104590941], [0.12406510998175785, 0.30136887481049046], [0.13239547721678413, 0.3100072752201922], [0.1410865002275745, 0.31859871781531546], [0.15014768536053966, 0.32712556143120763], [0.15962181347198764, 0.3355326175753227], [0.16950261548391105, 0.3438322705678387], [0.1797528846708961, 0.35202649337321773], [0.19041852470159515, 0.36008162371812785], [0.20150073130625645, 0.36794699882477], [0.21302411645911587, 0.37561229569109705], [0.22497702790582438, 0.38303655621411475], [0.2373861191687035, 0.39019032513164387], [0.25022082763435244, 0.3970598343756056], [0.2634861570111782, 0.40362758541791155], [0.27720040533012097, 0.40982444567227433], [0.2913226974307258, 0.41568046514385326], [0.30587260591080706, 0.4211508537147743], [0.3208389075970025, 0.4261554605236767], [0.3362064282008572, 0.4307672026764393], [0.3519555372882918, 0.4348576609716632], [0.3680945114975877, 0.43848863009687317], [0.3846020319378581, 0.441417500753063], [0.4014730231986048, 0.44384580878176005], [0.418666628201559, 0.4455747667228921], [0.43616041174034154, 0.44681230742966915], [0.453941459200437, 0.44723280949710426], [0.47196777613371316, 0.44706813623183483], [0.49023145773982235, 0.4460693792812879], [0.5086858348979305, 0.4444564829983118], [0.5273095594386221, 0.4420242863041082], [0.5460733366040098, 0.43881344160405034], [0.5649381076488049, 0.4348960345284188], [0.5838649319580301, 0.43010682437603664], [0.6028359242041601, 0.4245661871759532], [0.6218018943608895, 0.41824533943083686], [0.6407371995020832, 0.41111455854241086], [0.6595897126062468, 0.403114925242496], [0.6783367399983431, 0.3943585297117821], [0.696937311976513, 0.3847552526306849], [0.7153500342062019, 0.3743477337755536], [0.7335236058593024, 0.3630973652547802], [0.7514427112318648, 0.35104695941282343], [0.7692130233527315, 0.33832286618363333], [0.7866736081435598, 0.32476727221308627], [0.8038038311219764, 0.3105699809571209], [0.8204756376716864, 0.29556698766425793], [0.8367251523607223, 0.27993982928064265], [0.8524710660361113, 0.26357207163912655], [0.8676967796274241, 0.24604959799133103], [0.882402647448648, 0.22764559018296313], [0.8965154283399627, 0.20873659595659286], [0.9100253257802211, 0.18936836958348877], [0.9229002170792276, 0.16958869848734337], [0.9351342843715338, 0.14942992424432947], [0.9466456698095422, 0.12891625384268313], [0.9574484730749383, 0.1081150859641732], [0.9675856886175663, 0.08707152450759312], [0.9769820845192789, 0.06580400971611246], [0.9856138077621519, 0.04435605363602719], [0.9932185198378127, 0.02412630736972231], [1.0, 0.002830484587919512]], [[1.0, -0.006982023820252598], [0.9808347678739969, -0.01901797966962391], [0.9618522559950746, -0.03633209758528676], [0.9431799234064913, -0.053687711825284326], [0.9248624266119182, -0.07287087626535042], [0.9068300243521396, -0.09232697786698986], [0.8888989675852842, -0.11134459500309918], [0.8714451338156342, -0.13026518299085982], [0.8540303907540221, -0.14896463561562434], [0.8365799116076857, -0.16746330024339437], [0.8187151726269655, -0.18555851734726225], [0.8005585880595272, -0.203263972652651], [0.7819906967033577, -0.22046532006342387], [0.7629002588379569, -0.23706675395467622], [0.7434892681716995, -0.2530075051114365], [0.7236219820019522, -0.26744799560364085], [0.7034014716292504, -0.28103549286716833], [0.6828709209459031, -0.29375498158119356], [0.6626594132942717, -0.30562525584483824], [0.6426034368031602, -0.31666850413180225], [0.6224455993938789, -0.3267367507146735], [0.6022379272454653, -0.3358320443904242], [0.58207404530183, -0.34413288877091675], [0.5619028162624872, -0.35131862527265906], [0.5418642928678292, -0.35776344729922754], [0.5219160871804512, -0.3631019385507439], [0.5021464538431742, -0.36761627018078524], [0.48260088561497005, -0.3713834465476635], [0.4632961557796841, -0.3742760349437542], [0.4442602953270343, -0.37624578625589944], [0.42553948148278853, -0.37767971916796633], [0.4071506299461746, -0.3781151196885583], [0.38911893084005383, -0.37794201869316396], [0.3714631729452564, -0.3771474686340873], [0.35421354839623437, -0.37570710174727795], [0.3373863231698063, -0.37353734260789184], [0.32100524297114985, -0.37073588423818893], [0.3050402551234105, -0.3675956196384267], [0.2895519865601909, -0.3638493208412111], [0.27453427484716164, -0.35959896723481494], [0.25998066114719154, -0.3549878783796773], [0.24593824531682978, -0.3497983500724409], [0.23235283018791478, -0.3443388847391759], [0.21929038182931626, -0.33841744528517526], [0.2067020322918878, -0.33220054593001497], [0.19461974541647994, -0.3256767328228881], [0.18306163750974225, -0.3187914179197124], [0.17194972085445812, -0.31178188537942], [0.16138979605462123, -0.3044149612329277], [0.1512863198708931, -0.29692739128831286], [0.1416992487544208, -0.2892017944723992], [0.1325973499451836, -0.2813329510163203], [0.12393285842490266, -0.27340525257581294], [0.11577465145339322, -0.2653292032133031], [0.10801387366334961, -0.2572726944880007], [0.10064783615164011, -0.24924659160244722], [0.0936854971186438, -0.24123285625692584], [0.08707188080966617, -0.2333105955131236], [0.08093451253020931, -0.22531608057924937], [0.07513697956067937, -0.21741969328736546], [0.06959371162551795, -0.20968427527904293], [0.06448923965905638, -0.20194628359372963], [0.05970857977223947, -0.19429284132320468], [0.05522149627392817, -0.18676834047763044], [0.050985125831038675, -0.17938576230036554], [0.04694723901459181, -0.1721870083974209], [0.04320463003862244, -0.16509328077788246], [0.039679396865029457, -0.1581468301659687], [0.03634900713875162, -0.1513643967078719], [0.03319697375496396, -0.14473042427183253], [0.0302927452406545, -0.13820502630969825], [0.027586822670489994, -0.13180744344638265], [0.025066362706665363, -0.1255378921877804], [0.02275364843963458, -0.1193892598490384], [0.02061521368271477, -0.1133628429391083], [0.018630358163189524, -0.10747024959679867], [0.016807552564789774, -0.10171677072310688], [0.0151235191285546, -0.09608665712050225], [0.01353817776520616, -0.0905976189850368], [0.01204118148163914, -0.08524781897017472], [0.010672770056620937, -0.08001786766833646], [0.009440484436401003, -0.07490635839508233], [0.008301775561705159, -0.06991322692855306], [0.007214537000819152, -0.06504135248240071], [0.006204291569485305, -0.06028590382339772], [0.005300603608578719, -0.055638436100884245], [0.0044891552547148324, -0.051093478003863754], [0.0037608645587776865, -0.04665469498761816], [0.0031114948879704236, -0.04232453811065489], [0.002509852137766974, -0.03809736723562504], [0.0019880740051367394, -0.03396987847357642], [0.0015670512483296024, -0.029939924490971038], [0.0012052778087769014, -0.026006903304232762], [0.000856579862332953, -0.022169162796216838], [0.0005086105773252692, -0.01842667793645134], [0.0002754994429219221, -0.014770325346458944], [0.0001573326667396193, -0.011186373649525202], [6.430598539356502e-05, -0.007657723029707693], [1.9293301596626775e-05, -0.004115568793796027], [0.0, 0.0], [9.295274733288345e-06, 0.0029543487771489956], [5.936644961438565e-05, 0.006280106469536732], [0.00018162034936621102, 0.00968888033557104], [0.00036770969101606075, 0.013179140691322108], [0.0006136866710648747, 0.016755616839372958], [0.0008974820526736672, 0.02042453841900087], [0.0012186332038077426, 0.02418528859462175], [0.0015712920218760409, 0.028036174286855096], [0.0020061856693502854, 0.03197894080513214], [0.002558101830692648, 0.03601558916682735], [0.0031658299639152464, 0.0401488347784168], [0.0038041887904869767, 0.04438123681180258], [0.004520966152898694, 0.048715404184728174], [0.005344434024390781, 0.05314721138205051], [0.006277285828421874, 0.05772340230440866], [0.0072967431253652655, 0.06244715589629561], [0.008366244274283976, 0.06728998608197595], [0.00949272877530388, 0.07224718857247366], [0.010724127767605675, 0.07731475200865474], [0.012098798041619717, 0.08249560185820384], [0.013581961688216748, 0.08779434868920691], [0.015134604318136827, 0.09322973629767085], [0.016764733398881997, 0.09880543709832701], [0.01852192089305424, 0.10450822784692348], [0.020452088235371556, 0.11034118538825215], [0.022526013458850764, 0.11631402319395188], [0.024765193023317117, 0.12240533824285948], [0.027208352287488965, 0.12860927003440162], [0.0298578636229339, 0.1349289077621021], [0.032709176428345164, 0.1413615350767055], [0.03578295441913553, 0.14790659496468755], [0.039057421253393856, 0.15457481443799806], [0.042504151738333384, 0.16140232532538623], [0.04618240951729052, 0.16835388152889735], [0.05011218694055444, 0.17541731458557533], [0.054275882785306435, 0.1826231202895812], [0.058618647840629784, 0.19000473470442877], [0.06327020655262171, 0.19748813243716548], [0.06824351772408657, 0.2050474195430617], [0.0735312688771196, 0.2127046954916619], [0.0791332308641262, 0.2204581263496313], [0.08504741155014664, 0.2283238173688102], [0.09128962365659636, 0.23628580637005925], [0.09793713980610144, 0.24426172873312701], [0.10497603117996618, 0.2522801707935244], [0.11236198065510394, 0.26038328397590893], [0.12016006143034333, 0.26850150438664244], [0.12838653521548518, 0.2765884107494485], [0.13707743788988175, 0.2846109394329305], [0.14623329519970152 | 3D array of the non-dimensional x and y airfoil coordinates of the airfoils interpolated along span for n_span stations.
rotorse.rc_in.web_start_nd | intermediate |  | [[0.19443410767975144, 0.1978961908795244, 0.19958140163058266, 0.2986974167831211, 0.31098566508299724, 0.3244825141878242, 0.3339999200691356, 0.3412752701900534, 0.3456625181598481, 0.34669277366432344, 0.34713246678640675, 0.35067402311339446, 0.354399191773664, 0.3656981155256709, 0.37274311816100836, 0.3823228857683756, 0.3914888470084759, 0.3989652666010856, 0.4056023534602609, 0.41086001420695, 0.41544217615171664], [0.19443410767975144, 0.1978961908795244, 0.19958140163058266, 0.24103291898514712, 0.25044233605231986, 0.260861464412477, 0.26853677228868456, 0.27407620038687786, 0.27663037150890807, 0.2759846823866674, 0.2747768621095504, 0.2759657932760544, 0.2772675456653925, 0.284397437039185, 0.2869623732517525, 0.29046479478890935, 0.2930909457841013, 0.2937625033244742, 0.29314104193186197, 0.2906767820435845, 0.28457176428889247]] | 2D array of the non-dimensional start point defined along the outer profile of a web. The TE suction side is 0, the TE pressure side is 1. The first dimension represents each web, the second dimension represents each entry along blade span.
rotorse.rc_in.web_end_nd | intermediate |  | [[0.6944435148559402, 0.6984335324442567, 0.7070219551103599, 0.6230318654664394, 0.6284217290256973, 0.631610078735017, 0.6361239156952919, 0.640394189084552, 0.6424371300571419, 0.6426573770826506, 0.6428748659448841, 0.6399042274145718, 0.6366632388859866, 0.626050099309368, 0.6202671881185161, 0.6122454654023456, 0.6045372959904954, 0.598123469740195, 0.5923054315234986, 0.5877530764230364, 0.5840496832207385], [0.6944435148559402, 0.6984335324442567, 0.7070219551103599, 0.6802576314722945, 0.688103086860494, 0.6945145346909828, 0.7013369216204749, 0.7078913964741228, 0.7119749867696943, 0.7139679520099879, 0.7158530315155636, 0.7151573369938065, 0.7142567974703925, 0.7075228543157447, 0.7060414566867756, 0.703863186233816, 0.7024866160358529, 0.70273769778644, 0.7040745532079242, 0.7072080984038756, 0.714266970848546]] | 2D array of the non-dimensional end point defined along the outer profile of a web. The TE suction side is 0, the TE pressure side is 1. The first dimension represents each web, the second dimension represents each entry along blade span.
rotorse.rc_in.layer_thickness | intermediate | m | [[0.001, 0.001, 0.001, 0.001, 0.001, 0.001, 0.001, 0.001, 0.001, 0.001, 0.001, 0.001, 0.001, 0.001, 0.001, 0.001, 0.001, 0.001, 0.001, 0.001, 0.001], [0.041, 0.033, 0.026, 0.02, 0.015, 0.011, 0.008284540718575178, 0.0065124340152886585, 0.005362077516845975, 0.004702475040252789, 0.004402630402514755, 0.004331547420637534, 0.0043582299116267645, 0.00435168169248812, 0.004307029653720184, 0.004219400685821545, 0.004083921679290805, 0.0038957195246265212, 0.0036499211123273024, 0.0033416533328917363, 0.0028649115237233047], [0.0, 0.010363863922080815, 0.018021234480601413, 0.025361659590798752, 0.03206819380434953, 0.03782389167293049, 0.042311807748218355, 0.045214996581889856, 0.046216512725621724, 0.04569526776353126, 0.04403017327973565, 0.041600140858352265, 0.038784082083498365, 0.03596090853929123, 0.03350953180984813, 0.0313580742821214, 0.02943465834306337, 0.027667406379626357, 0.025984440778762663, 0.02431388392742465, 0.0220549122718989], [0.0, 0.012478059721382662, 0.01761157401713909, 0.022745088312895515, 0.027664175500095572, 0.03215440847018287, 0.03600136011460119, 0.03899060332479406, 0.04090771099220513, 0.0415382560082781, 0.041101726495636016, 0.03981761057690187, 0.03790539637469875, 0.03558457201164968, 0.033074625610377724, 0.030595045293505926, 0.02815655274214637, 0.02576986963741116, 0.023445717660412414, 0.021194818492262218, 0.018396886548685744], [0.0, 0.0, 0.0, 0.0, 0.0, 0.0, 0.0, 0.0, 0.0, 0.0, 0.0, 0.0, 0.0, 0.0, 0.0, 0.0, 0.0, 0.0, 0.0, 0.001, 0.03442398385140485], [0.0, 0.0, 0.0, 0.0, 0.0, 0.0, 0.0, 0.0, 0.0, 0.0, 0.0, 0.0, 0.0, 0.0, 0.0, 0.0, 0.0, 0.0, 0.0, 0.001, 0.03442398385140485], [0.0, 0.0, 0.006650033728755581, 0.008148123658263425, 0.009646213587771253, 0.011144303517279089, 0.01260256197570184, 0.013981157491954431, 0.015240258594951785, 0.016340033813608823, 0.017240651676840472, 0.01790228071356164, 0.018327608985325365, 0.018519324553684678, 0.018480115480192617, 0.01821266982640221, 0.017719675653866496, 0.0170038210241385, 0.016105782583305264, 0.015066236977453804, 0.013570845372449021], [0.0, 0.0, 0.023343227487567127, 0.02514806479023719, 0.02695290209290725, 0.028757739395577298, 0.03056257669824736, 0.032367414000917416, 0.03399537923059806, 0.03526960031429983, 0.03601320517903334, 0.0360493217518092, 0.03520107795963813, 0.03329160172953063, 0.030593866909944815, 0.02738084734933888, 0.023925516896170944, 0.020500849398899176, 0.017379818705981716, 0.014835398665876708, 0.01223234944423054], [0.0, 0.0, 0.023343227487567127, 0.02514806479023719, 0.02695290209290725, 0.028757739395577298, 0.03056257669824736, 0.032367414000917416, 0.03399537923059806, 0.03526960031429983, 0.03601320517903334, 0.0360493217518092, 0.03520107795963813, 0.03329160172953063, 0.030593866909944815, 0.02738084734933888, 0.023925516896170944, 0.020500849398899176, 0.017379818705981716, 0.014835398665876708, 0.01223234944423054], [0.0, 0.0, 0.018640217490227647, 0.022904385684442738, 0.027168553878657818, 0.0312820798151019, 0.035094321236003936, 0.03845463588359295, 0.041212381500097914, 0.04321691582774788, 0.04431759660877182, 0.044631775714407025, 0.044276805015890965, 0.04337003638446096, 0.04202882169135447, 0.040370512807808824, 0.03851246160506139, 0.03646387880311415, 0.03423397512196914, 0.03183196128162837, 0.028467525364800895], [0.0, 0.0, 0.010678322708722262, 0.013027749686046041, 0.015377176663369818, 0.017726603640693592, 0.02007603061801737, 0.022343664312566913, 0.024447711441567942, 0.026306378722246202, 0.02783787287182743, 0.0289604006075374, 0.029592168646601816, 0.029791678876096843, 0.02961743318309853, 0.02912793345468304, 0.028381681577926424, 0.027437179439904813, 0.02635292892769433, 0.025110640888752044, 0.0232295708259792], [0.0, 0.0, 0.011714132383639313, 0.014764947347625046, 0.017815762311610757, 0.02086657727559648, 0.023917392239582207, 0.02696820720356794, 0.030019022167553665, 0.03295298719726778, 0.035653252358438574, 0.03800296771679428, 0.03988528333806326, 0.04118334928797394, 0.04178031563225458, 0.041727364564737766, 0.04107567827925614, 0.039876438969642325, 0.03818082882972886, 0.03604003005334837, 0.032679793711968524], [0.0, 0.0, 0.035987381471276024, 0.04397734379711533, 0.051967306122954644, 0.059630209740332625, 0.06663899594078779, 0.07266660601585875, 0.07738598125708404, 0.0804700629560023, 0.08159179240415206, 0.08099668674906287, 0.0789302631382641, 0.07563803871928527, 0.07136553063965596, 0.06635825604690564, 0.06086173208856376, 0.05503573124453716, 0.04904002599473268, 0.04303438881905716, 0.03547715954202539], [0.041, 0.033, 0.026, 0.02, 0.015315621882346286, 0.012614052419141646, 0.010089285411055738, 0.007829722085647882, 0.0059237636704776095, 0.004459811393104192, 0.003526266481086949, 0.0030162506695686785, 0.0028228856936921773, 0.002839293288600149, 0.0029585951894353707, 0.0030739131313404964, 0.0030783688494581463, 0.0029930342735692765, 0.00283898133345475, 0.002637281958895433, 0.0023387770706268904], [0.0, 0.0, 0.0, 0.0021642290748897794, 0.0022101615271658773, 0.0022560939794419753, 0.002302026431718077, 0.002347958883994179, 0.0023857856093980226, 0.0024074008810573743, 0.002404698972099977, 0.0023695741556535783, 0.0022939207048459304, 0.0021696328928047836, 0.002012922173274681, 0.0018400000000000736, 0.0016670778267254723, 0.0015103671071953555, 0.0013860792951542347, 0.001310425844346601, 0.0012739797944200206], [0.0, 0.0, 0.0, 0.03748906121529216, 0.03611723351773886, 0.03474540582018555, 0.03336309557167681, 0.03195982022125724, 0.03052509721797137, 0.02904844401086386, 0.02751937804897927, 0.02592741678136225, 0.024337449781140424, 0.022814366621441057, 0.021423056875391283, 0.020228410116118648, 0.019295315916750478, 0.018688663850414115, 0.018346790223235213, 0.018208031341339345, 0.02], [0.0, 0.0, 0.0, 0.0020723641703378447, 0.002118296622613882, 0.0021642290748899273, 0.002210161527165972, 0.0022560939794420165, 0.0023020264317180615, 0.0023479588839941056, 0.0023857856093979176, 0.0024074008810572537, 0.002404698972099874, 0.0023695741556534785, 0.0022939207048458332, 0.0021696328928047324, 0.0020129221732746467, 0.0018400000000000569, 0.0016670778267254514, 0.0015103671071953343, 0.0013589344180927612], [0.0, 0.0, 0.0, 0.002517599968446932, 0.002445129913471889, 0.002372659858496847, 0.0023001898035218114, 0.002227719748546781, 0.0021544904794845205, 0.0020797427822478514, 0.0020027174427495156, 0.0019226552469023392, 0.0018387969806191531, 0.0017503834298127764, 0.0016614674579192518, 0.0015761019283747073, 0.0014983397046152694, 0.0014322336500771126, 0.0013818366281962682, 0.0013512015024089593, 0.0013365476557123661], [0.0, 0.0, 0.0, 0.0377066146348917, 0.03634612196662573, 0.03498562929835977, 0.03361391516359078, 0.03221975809581581, 0.030791936628531906, 0.029319229295236043, 0.027790414629425268, 0.026194271164596574, 0.02459555683654566, 0.0230590295810682, 0.021649447333959928, 0.02043156803101652, 0.02, 0.02, 0.02, 0.02, 0.02], [0.0, 0.0, 0.0, 0.0026625400783972237, 0.0025900700234221716, 0.0025175999684471195, 0.0024451299134720674, 0.0023726598584970127, 0.002300189803521959, 0.002227719748546904, 0.002154490479484672, 0.0020797427822479954, 0.002002717442749689, 0.0019226552469024875, 0.0018387969806192307, 0.0017503834298126966, 0.001661467457919111, 0.0015761019283745596, 0.0014983397046151392, 0.0014322336500769564, 0.0013708383916703005]] | 2D array of the thickness of the layers of the blade structure. The first dimension represents each layer, the second dimension represents each entry along blade span.
rotorse.rc_in.layer_start_nd | intermediate |  | [[0.0, 0.0, 0.0, 0.0, 0.0, 0.0, 0.0, 0.0, 0.0, 0.0, 0.0, 0.0, 0.0, 0.0, 0.0, 0.0, 0.0, 0.0, 0.0, 0.0, 0.0], [0.0, 0.0, 0.0, 0.0, 0.0, 0.0, 0.0, 0.0, 0.0, 0.0, 0.0, 0.0, 0.0, 0.0, 0.0, 0.0, 0.0, 0.0, 0.0, 0.0, 0.0], [0.1661383603494756, 0.1694628569270011, 0.16968067888535437, 0.2375949530027449, 0.24398990006773233, 0.2519311500881011, 0.2576652264500764, 0.26174661649555087, 0.26334339770109555, 0.2621083664556708, 0.26061866422837776, 0.2616314995326834, 0.2629598544862647, 0.26995748937711933, 0.2725208985317948, 0.2758827050334076, 0.2783864708757078, 0.2789155644341235, 0.27802615853755763, 0.2750634045725415, 0.26774667347125214], [0.6661477675256644, 0.6700001984917334, 0.6771212323651317, 0.6207208564326209, 0.6272750170824042, 0.6324595900641107, 0.6392686724563994, 0.645745352503658, 0.6497799829968233, 0.6517123168547534, 0.6533345130885748, 0.651550423114974, 0.6492426796180643, 0.6395043420213119, 0.6344403669427179, 0.6271127349251724, 0.6198647907156044, 0.6135616535828007, 0.6074273211719201, 0.6019908500063249, 0.5959795702170866], [0.19443410767975144, 0.1978961908795244, 0.19958140163058266, 0.20542464311933956, 0.21272282382163815, 0.22201710404838199, 0.22991051269542517, 0.23619816233798707, 0.24018570672054076, 0.2417677397265339, 0.24321801739271495, 0.24714692440054453, 0.2514718654064332, 0.2614718519611263, 0.2671562341675582, 0.27388979239580685, 0.28019576532759827, 0.28503635054090354, 0.28909800028747185, 0.26924739897792005, 0.15010341950539766], [0.6944435148559402, 0.6984335324442567, 0.7070219551103599, 0.7160785943181758, 0.727041866331137, 0.7349028098288584, 0.7412705651127219, 0.7467993398914506, 0.7491285127869466, 0.7488060015796503, 0.7479347564119759, 0.7444243939444215, 0.7404243118117376, 0.7307665445111873, 0.7260795036816726, 0.7205897255336017, 0.7154694307822183, 0.7115076478297959, 0.708132452123774, 0.6833664940750557, 0.5617569951687705], [0.4890559543162311, 0.4889383942311296, 0.48796411049385335, 0.48706864014719237, 0.4866845505982981, 0.4857654747585992, 0.48502104276090363, 0.48531087640878967, 0.4856425830643033, 0.48579239552057807, 0.4861193594105758, 0.4862716947753552, 0.4862731663547805, 0.4857912891748808, 0.4850630282771577, 0.48383155522978366, 0.48238805281939284, 0.48077684683033073, 0.4789477388987355, 0.47684624458672537, 0.47359139036180653], [0.0, 0.0, 0.0, 0.0, 0.0, 0.0, 0.0, 0.0, 0.0, 0.0, 0.0, 0.0, 0.0, 0.0, 0.0, 0.0, 0.0, 0.0, 0.0, 0.0, 0.0], [0.9592541238444028, 0.9589529282727886, 0.956569200212556, 0.9538865630507011, 0.950563372756349, 0.9478007176483189, 0.9455854010199337, 0.9439728749705358, 0.9425686770536883, 0.9418952483531543, 0.9416519804881729, 0.9409328931423909, 0.9401221912596872, 0.9377508505883955, 0.9348865038772928, 0.9304760307735537, 0.9251900438190216, 0.9248770841258409, 0.9250240376688414, 0.9250799772802982, 0.924968790735632], [0.04074587615559723, 0.04104707172721142, 0.04343079978744407, 0.04611343694929892, 0.049436627243651, 0.05219928235168118, 0.054414598980066245, 0.05602712502946415, 0.057431322946311716, 0.05810475164684571, 0.058348019511827165, 0.05906710685760906, 0.059877808740312816, 0.06224914941160448, 0.06511349612270725, 0.06952396922644637, 0.07480995618097841, 0.07512291587415915, 0.07497596233115852, 0.07492002271970176, 0.07503120926436799], [0.2227298550100273, 0.22632952483204768, 0.22948212437581095, 0.3008019256052278, 0.3113824225094479, 0.3227278371803193, 0.3302845928426913, 0.33580146990087323, 0.3384231564347329, 0.3378333828562191, 0.33690304992777587, 0.33920465144286516, 0.3419282801246595, 0.35209392270927103, 0.3582741241440523, 0.3669720849566914, 0.375518605818145, 0.3827751215054574, 0.38964943920179285, 0.3957804603142563, 0.4027958816390277], [0.5109427148761995, 0.5109315780434064, 0.5110923195372874, 0.5115139368012026, 0.5127486086526316, 0.5131460934915146, 0.5131065827132474, 0.5139515909632981, 0.5146796797545375, 0.5150790456134902, 0.515622345579818, 0.516273111276618, 0.5168142049704297, 0.5175575547660904, 0.5182280882826983, 0.5190603729151136, 0.5199539060083804, 0.5209445305276691, 0.5221180426956284, 0.5235335658948336, 0.5258216716206937], [0.7227392621862161, 0.7268668663967799, 0.7369226778555882, 0.6839278290351037, 0.6946675395241197, 0.703256277156329, 0.7118880388490143, 0.7198002059089803, 0.7248597417304606, 0.7274373332553017, 0.729618898787973, 0.7291235750251559, 0.7282111052564589, 0.7216407753534636, 0.7201935925549754, 0.7182021148484563, 0.7169969256580416, 0.7174212106541346, 0.7190506018361553, 0.7227079057480397, 0.7310287783848622], [0.0, 0.0, 0.0, 0.0, 0.0, 0.0, 0.0, 0.0, 0.0, 0.0, 0.0, 0.0, 0.0, 0.0, 0.0, 0.05, 0.05, 0.05, 0.05, 0.05, 0.05], [0.0, 0.0, 0.0, 0.0, 0.0, 0.0, 0.0, 0.0, 0.0, 0.0, 0.0, 0.0, 0.0, 0.0, 0.0, 0.0, 0.0, 0.0, 0.0, 0.0, 0.0], [0.0, 0.0, 0.0, 0.0, 0.0, 0.0, 0.0, 0.0, 0.0, 0.0, 0.0, 0.0, 0.0, 0.0, 0.0, 0.0, 0.0, 0.0, 0.0, 0.0, 0.0], [0.0, 0.0, 0.0, 0.0, 0.0, 0.0, 0.0, 0.0, 0.0, 0.0, 0.0, 0.0, 0.0, 0.0, 0.0, 0.0, 0.0, 0.0, 0.0, 0.0, 0.0], [0.0, 0.0, 0.0, 0.0, 0.0, 0.0, 0.0, 0.0, 0.0, 0.0, 0.0, 0.0, 0.0, 0.0, 0.0, 0.0, 0.0, 0.0, 0.0, 0.0, 0.0], [0.0, 0.0, 0.0, 0.0, 0.0, 0.0, 0.0, 0.0, 0.0, 0.0, 0.0, 0.0, 0.0, 0.0, 0.0, 0.0, 0.0, 0.0, 0.0, 0.0, 0.0], [0.0, 0.0, 0.0, 0.0, 0.0, 0.0, 0.0, 0.0, 0.0, 0.0, 0.0, 0.0, 0.0, 0.0, 0.0, 0.0, 0.0, 0.0, 0.0, 0.0, 0.0]] | 2D array of the non-dimensional start point defined along the outer profile of a layer. The TE suction side is 0, the TE pressure side is 1. The first dimension represents each layer, the second dimension represents each entry along blade span.
rotorse.rc_in.layer_end_nd | intermediate |  | [[1.0, 1.0, 1.0, 1.0, 1.0, 1.0, 1.0, 1.0, 1.0, 1.0, 1.0, 1.0, 1.0, 1.0, 1.0, 1.0, 1.0, 1.0, 1.0, 1.0, 1.0], [1.0, 1.0, 1.0, 1.0, 1.0, 1.0, 1.0, 1.0, 1.0, 1.0, 1.0, 1.0, 1.0, 1.0, 1.0, 1.0, 1.0, 1.0, 1.0, 1.0, 1.0], [0.2227298550100273, 0.22632952483204768, 0.22948212437581095, 0.3008019256052278, 0.3113824225094479, 0.3227278371803193, 0.3302845928426913, 0.33580146990087323, 0.3384231564347329, 0.3378333828562191, 0.33690304992777587, 0.33920465144286516, 0.3419282801246595, 0.35209392270927103, 0.3582741241440523, 0.3669720849566914, 0.375518605818145, 0.3827751215054574, 0.38964943920179285, 0.3957804603142563, 0.4027958816390277], [0.7227392621862161, 0.7268668663967799, 0.7369226778555882, 0.6839278290351037, 0.6946675395241197, 0.703256277156329, 0.7118880388490143, 0.7198002059089803, 0.7248597417304606, 0.7274373332553017, 0.729618898787973, 0.7291235750251559, 0.7282111052564589, 0.7216407753534636, 0.7201935925549754, 0.7182021148484563, 0.7169969256580416, 0.7174212106541346, 0.7190506018361553, 0.7227079057480397, 0.7310287783848622], [0.19443410767975144, 0.1978961908795244, 0.19958140163058266, 0.20542464311933956, 0.21272282382163815, 0.22201710404838199, 0.22991051269542517, 0.23619816233798707, 0.24018570672054076, 0.2417677397265339, 0.24321801739271495, 0.24714692440054453, 0.2514718654064332, 0.2614718519611263, 0.2671562341675582, 0.27388979239580685, 0.28019576532759827, 0.28503635054090354, 0.28909800028747185, 0.31451629488106314, 0.4370829868619208], [0.6944435148559402, 0.6984335324442567, 0.7070219551103599, 0.7160785943181758, 0.727041866331137, 0.7349028098288584, 0.7412705651127219, 0.7467993398914506, 0.7491285127869466, 0.7488060015796503, 0.7479347564119759, 0.7444243939444215, 0.7404243118117376, 0.7307665445111873, 0.7260795036816726, 0.7205897255336017, 0.7154694307822183, 0.7115076478297959, 0.708132452123774, 0.7286353899781988, 0.8487365625252937], [0.5109427148761995, 0.5109315780434064, 0.5110923195372874, 0.5115139368012026, 0.5127486086526316, 0.5131460934915146, 0.5131065827132474, 0.5139515909632981, 0.5146796797545375, 0.5150790456134902, 0.515622345579818, 0.516273111276618, 0.5168142049704297, 0.5175575547660904, 0.5182280882826983, 0.5190603729151136, 0.5199539060083804, 0.5209445305276691, 0.5221180426956284, 0.5235335658948336, 0.5258216716206937], [0.04074587615559723, 0.04104707172721142, 0.04343079978744407, 0.04611343694929892, 0.049436627243651, 0.05219928235168118, 0.054414598980066245, 0.05602712502946415, 0.057431322946311716, 0.05810475164684571, 0.058348019511827165, 0.05906710685760906, 0.059877808740312816, 0.06224914941160448, 0.06511349612270725, 0.06952396922644637, 0.07480995618097841, 0.07512291587415915, 0.07497596233115852, 0.07492002271970176, 0.07503120926436799], [1.0, 1.0, 1.0, 1.0, 1.0, 1.0, 1.0, 1.0, 1.0, 1.0, 1.0, 1.0, 1.0, 1.0, 1.0, 1.0, 1.0, 1.0, 1.0, 1.0, 1.0], [0.1661383603494756, 0.1694628569270011, 0.16968067888535437, 0.2375949530027449, 0.24398990006773233, 0.2519311500881011, 0.2576652264500764, 0.26174661649555087, 0.26334339770109555, 0.2621083664556708, 0.26061866422837776, 0.2616314995326834, 0.2629598544862647, 0.26995748937711933, 0.2725208985317948, 0.2758827050334076, 0.2783864708757078, 0.2789155644341235, 0.27802615853755763, 0.2750634045725415, 0.26774667347125214], [0.4890559543162311, 0.4889383942311296, 0.48796411049385335, 0.48706864014719237, 0.4866845505982981, 0.4857654747585992, 0.48502104276090363, 0.48531087640878967, 0.4856425830643033, 0.48579239552057807, 0.4861193594105758, 0.4862716947753552, 0.4862731663547805, 0.4857912891748808, 0.4850630282771577, 0.48383155522978366, 0.48238805281939284, 0.48077684683033073, 0.4789477388987355, 0.47684624458672537, 0.47359139036180653], [0.6661477675256644, 0.6700001984917334, 0.6771212323651317, 0.6207208564326209, 0.6272750170824042, 0.6324595900641107, 0.6392686724563994, 0.645745352503658, 0.6497799829968233, 0.6517123168547534, 0.6533345130885748, 0.651550423114974, 0.6492426796180643, 0.6395043420213119, 0.6344403669427179, 0.6271127349251724, 0.6198647907156044, 0.6135616535828007, 0.6074273211719201, 0.6019908500063249, 0.5959795702170866], [0.9592541238444028, 0.9589529282727886, 0.956569200212556, 0.9538865630507011, 0.950563372756349, 0.9478007176483189, 0.9455854010199337, 0.9439728749705358, 0.9425686770536883, 0.9418952483531543, 0.9416519804881729, 0.9409328931423909, 0.9401221912596872, 0.9377508505883955, 0.9348865038772928, 0.9304760307735537, 0.9251900438190216, 0.9248770841258409, 0.9250240376688414, 0.9250799772802982, 0.924968790735632], [1.0, 1.0, 1.0, 1.0, 1.0, 1.0, 1.0, 1.0, 1.0, 1.0, 1.0, 1.0, 1.0, 1.0, 1.0, 0.95, 0.95, 0.95, 0.95, 0.95, 0.95], [0.0, 0.0, 0.0, 0.0, 0.0, 0.0, 0.0, 0.0, 0.0, 0.0, 0.0, 0.0, 0.0, 0.0, 0.0, 0.0, 0.0, 0.0, 0.0, 0.0, 0.0], [0.0, 0.0, 0.0, 0.0, 0.0, 0.0, 0.0, 0.0, 0.0, 0.0, 0.0, 0.0, 0.0, 0.0, 0.0, 0.0, 0.0, 0.0, 0.0, 0.0, 0.0], [0.0, 0.0, 0.0, 0.0, 0.0, 0.0, 0.0, 0.0, 0.0, 0.0, 0.0, 0.0, 0.0, 0.0, 0.0, 0.0, 0.0, 0.0, 0.0, 0.0, 0.0], [0.0, 0.0, 0.0, 0.0, 0.0, 0.0, 0.0, 0.0, 0.0, 0.0, 0.0, 0.0, 0.0, 0.0, 0.0, 0.0, 0.0, 0.0, 0.0, 0.0, 0.0], [0.0, 0.0, 0.0, 0.0, 0.0, 0.0, 0.0, 0.0, 0.0, 0.0, 0.0, 0.0, 0.0, 0.0, 0.0, 0.0, 0.0, 0.0, 0.0, 0.0, 0.0], [0.0, 0.0, 0.0, 0.0, 0.0, 0.0, 0.0, 0.0, 0.0, 0.0, 0.0, 0.0, 0.0, 0.0, 0.0, 0.0, 0.0, 0.0, 0.0, 0.0, 0.0]] | 2D array of the non-dimensional end point defined along the outer profile of a layer. The TE suction side is 0, the TE pressure side is 1. The first dimension represents each layer, the second dimension represents each entry along blade span.
rotorse.rc_in.ply_t | intermediate | m | [1000000.0, 1000000.0, 0.005, 0.005, 0.001, 0.001, 1000000.0, 1000000.0, 1000000.0, 1000000.0] | 1D array of the ply thicknesses of the materials. Non-composite materials are kept at 0.
rotorse.rc_in.fwf | intermediate |  | [0.0, 0.0, 0.7450682696347697, 0.7788461538461539, 0.7450682696347697, 0.7450682696347697, 0.0, 0.0, 0.0, 0.0] | 1D array of the non-dimensional fiber weight fraction of the composite materials. Non-composite materials are kept at 0.
rotorse.rc_in.fvf | intermediate |  | [0.0, 0.0, 0.57, 0.6923076923076923, 0.57, 0.57, 0.0, 0.0, 0.0, 0.0] | 1D array of the non-dimensional fiber volume fraction of the composite materials. Non-composite materials are kept at 0.
rotorse.rc_out.blade_length | intermediate | m | 30.0526 | blade length
rotorse.rc_out.s | intermediate |  | [0.0, 0.08045977011494268, 0.1954022988505747, 0.31034482758620713, 0.4252873563218391, 0.5402298850574712, 0.6551724137931035, 0.7701149425287356, 0.8850574712643676, 1.0] | blade nondimensional span location
rotorse.rc_out.chord | intermediate | m | [2.7901044270071376, 2.6178045741630256, 2.372555490428877, 2.1253660784426107, 1.873608174226736, 1.6133977045902357, 1.3455144660008225, 1.0705044824934318, 0.7881317167515849, 0.5000000000000002] | Chord distribution
rotorse.rc_out.coord_xy_interp | intermediate |  | [[[1.0, 0.002291808642755829], [0.981362427285575, 0.002414808009798383], [0.9568202729708017, 0.00287220681787454], [0.9322346846998559, 0.0035243716356562326], [0.9076577405117002, 0.004703383053417692], [0.8831585360118829, 0.004667231614596238], [0.8588102108038103, 0.003535841971454534], [0.8346707937000384, 0.0014099828313022288], [0.8107942745051582, -0.0016404157105059448], [0.7872350472991659, -0.005606626688773517], [0.7640477316302945, -0.010480152388215114], [0.7412573050686296, -0.01613426520847734], [0.7188749824290005, -0.022377790409544556], [0.6968651890253366, -0.0290574408289947], [0.6752253172639296, -0.03606484040158457], [0.6540013501690319, -0.04326966407665235], [0.6331681773138312, -0.05055162723965939], [0.6126955632929945, -0.05779036741853331], [0.5925595564140995, -0.06488626918131504], [0.572744339122185, -0.07176060155443056], [0.5532374308165187, -0.07834154404374373], [0.534030860407566, -0.08456951699405664], [0.5151211288314823, -0.09039477832621705], [0.496513602186034, -0.09578947689587063], [0.47821621009413934, -0.10072688413609736], [0.460235742315659, -0.10518176644267727], [0.44258351427286324, -0.10914745111458421], [0.42527539526322367, -0.11263874945888727], [0.4083243390150374, -0.1156627302085367], [0.3917417236462916, -0.11823059484521434], [0.37554095891685313, -0.12036734063890919], [0.3597295425877804, -0.12207300265722625], [0.3443182804923204, -0.12337831190727981], [0.3293146680675531, -0.12430439963114807], [0.3147252902154981, -0.12488210905131261], [0.30055376003648443, -0.12512909434331124], [0.286803594914494, -0.12504912649853445], [0.2734768175474118, -0.12468581185630495], [0.26057249671620203, -0.12405623488834007], [0.24809063980350995, -0.12317696741724649], [0.236028956755192, -0.12206466827973235], [0.2243834722416182, -0.12074717541040134], [0.21315124212028685, -0.11923320699875942], [0.202328514597171, -0.11753214249899846], [0.1919073102985247, -0.11567649638172088], [0.18188465536058604, -0.11366581107253408], [0.17225038683149263, -0.1115310463870297], [0.16299847996644873, -0.10928003335750738], [0.15412093089975257, -0.10692598630931358], [0.1456087190765642, -0.10448405426844924], [0.13745256385620208, -0.10196786929312487], [0.12964136310098265, -0.09939539832821728], [0.12216775385372512, -0.09677184588578322], [0.1150222773670337, -0.0941069009199536], [0.10819328031971255, -0.09141429971082154], [0.10167028243812605, -0.08870417238537052], [0.09544528603129236, -0.08597958185041392], [0.08950564157540168, -0.08325498121136488], [0.08384048593991213, -0.08053870115471688], [0.07844243342600342, -0.0778317051893583], [0.0733031441485911, -0.07513657260669082], [0.06840912377833136, -0.07246616933200205], [0.06375329632467384, -0.0698212362785986], [0.05932892746918643, -0.06720150145248767], [0.055126859817251815, -0.064610459766906], [0.051135613151913326, -0.06205577796191944], [0.04734631127389298, -0.05954137557756227], [0.043752720464523914, -0.05706660838658794], [0.04034701006674768, -0.05463286690884055], [0.0371219867549865, -0.05224109998966744], [0.034074745569843974, -0.0498878006719998], [0.03119592899698033, -0.047577282988050904], [0.02848156837973552, -0.045307512836911215], [0.025926633430886727, -0.043076887467499145], [0.02352024781851797, -0.04089213354001716], [0.021262423833138543, -0.038747455627997446], [0.0191443572235899, -0.03664609854217609], [0.017156205229088936, -0.03459260881090222], [0.015292825002239413, -0.03258635053095512], [0.013567496524837281, -0.030612513963029823], [0.01197143071635018, -0.028673666165501332], [0.010495233429263695, -0.02677465948438104], [0.009129785447743947, -0.024919590069679746], [0.00788695258555457, -0.023099631649825387], [0.006760021380054401, -0.021316217431064103], [0.005732014276580462, -0.019577736573407098], [0.004728033823560463, -0.017928043141060515], [0.0038230147987243063, -0.016315764518347254], [0.0030628167921668507, -0.014720494290891055], [0.002434540211307503, -0.013148390780135862], [0.0019123070328683795, -0.011611917759481167], [0.0015114622383369625, -0.010114217130566906], [0.001200776153831405, -0.008661813048976343], [0.0009706055623378552, -0.007259583873536886], [0.0007776931075179186, -0.005912581413532291], [0.0006041819496970496, -0.004623306337935465], [0.00044216623372980604, -0.003389366147892736], [0.0002897103096027109, -0.0022087514005141667], [0.00014319325725895585, -0.0010795802127814072], [0.0, 0.0], [0.00013387124900626307, 0.0010800488463546458], [0.0002613133295048607, 0.0022105660094323787], [0.00038594129970962956, 0.003392819443408659], [0.0005140472716031712, 0.004628308443962538], [0.0006446643148903724, 0.0059196149637128275], [0.0007886157563806083, 0.007267623394161237], [0.0009630767360074842, 0.008673582067483202], [0.001176869667795604, 0.010138440592914301], [0.0014644649711110284, 0.011654856597161194], [0.0018474856758173392, 0.013224620852628259], [0.002295295651667596, 0.014850144210805456], [0.002830883287713752, 0.016527362742138358], [0.003477049503612898, 0.018248629132793272], [0.004209056605412259, 0.020023990226697284], [0.005011306752251064, 0.02185961260606933], [0.00589635602530072, 0.023754632173602363], [0.006903367734203257, 0.025691605212830346], [0.008026236446217763, 0.027673510709801844], [0.009257168442768436, 0.02970835467464735], [0.010580730044996826, 0.03180802892528657], [0.012029299207160555, 0.03395401893787311], [0.013605865753248117, 0.03614738277743005], [0.015313140443691274, 0.03838982755359184], [0.017146741512648615, 0.0406880404306521], [0.019124808271835474, 0.043030345318956886], [0.021252455619785917, 0.04541667836665107], [0.023537957130721678, 0.04784375805425918], [0.02599031742482521, 0.050307372347441086], [0.02861354208446021, 0.0528067222212363], [0.03140794459217185, 0.05534754240151337], [0.034381441033987326, 0.05792669174232083], [0.037544002286458704, 0.06053877853199749], [0.04089976385023398, 0.06318442933167324], [0.04445779106821625, 0.0658581447480198], [0.04822669425658337, 0.0685557174785719], [0.05221341277756616, 0.07127509468859264], [0.05642503399297964, 0.07401422214488208], [0.060866725978753346, 0.07677351338195716], [0.06554955309103844, 0.07954376751116148], [0.07048232821341424, 0.08231983127426593], [0.07567311084668699, 0.08509750716495837], [0.08112988938495366, 0.08787253655948053], [0.08686094064382903, 0.09064023777123552], [0.09287574150506203, 0.09339176077459005], [0.09918471886184935, 0.09611625195946616], [0.10579565150101601, 0.09880841242153303], [0.11271646920981797, 0.10146266321387812], [0.11995640395137844, 0.10406942961122276], [0.12752285405615718, 0.1066236291065331], [0.13542566173937232, 0.10910951177593414], [0.14367566073942561, 0.11150717673578985], [0.15227889594376542, 0.11381201011131314], [0.16123861543136345, 0.11603033607296777], [0.1705679967615138, 0.11812483032396139], [0.18027148672293627, 0.12009422587774543], [0.19035504215614157, 0.12192741969620449], [0.20082515523685676, 0.12360667948931504], [0.2116867688839798, 0.12511748167126258], [0.2229441931974864, 0.12644965448757858], [0.23459933315284184, 0.12760605451600568], [0.24665608743409248, 0.1285743838900753], [0.2591175650366898, 0.12934421468783494], [0.2719863190661801, 0.12989324151589526], [0.28526437733219057, 0.13018566202220566], [0.29895138679849176, 0.1302679056106223], [0.31304754768925924, 0.13013784965621208], [0.32755270244660195, 0.12970619217829066], [0.3424666795442843, 0.1290647430270687], [0.35778707971640716, 0.12815149389319277], [0.37351331031231894, 0.1269960257974734], [0.38964274604321064, 0.12558807316153445], [0.4061739779369703, 0.12394106881811355], [0.42310082921408776, 0.12202418618112318], [0.44042289715209526, 0.11987502173307629], [0.45813290746404767, 0.11746904114707664], [0.4762291375575676, 0.11483689975307713], [0.4947007278903791, 0.11194676523357054], [0.5135434894373102, 0.10881988613639919], [0.5327532389831617, 0.10548116061863196], [0.5523211383543264, 0.10193076998072213], [0.572236246350713, 0.09816477516431214], [0.5924903250654057, 0.09419838660467816], [0.6130739041635694, 0.09004489804356779], [0.6339739816191338, 0.08570498749834733], [0.6551813568102789, 0.08120418836312979], [0.6766826294904897, 0.07655065796450461], [0.6984688123032375, 0.07177566339257094], [0.7205218276184034, 0.06687885706674637], [0.7428278424219217, 0.06187708082253653], [0.7653757053773426, 0.0568079378531838], [0.7881470505617865, 0.0516800630077076], [0.8111249181588027, 0.04651262331048253], [0.8342923716246217, 0.04132657680670632], [0.8576295603284119, 0.03613450615520361], [0.8811170844722935, 0.030955450153538552], [0.9047365864482585, 0.02581398750319117], [0.9284636628527877, 0.02071649511489773], [0.9522748184652725, 0.01564259465380235], [0.9761301998369506, 0.010587320255659949], [0.9999999999999999, 0.005565364803178693]], [[1.0, 0.0033794842604596416], [0.981907666959585, 0.0034107017945123135], [0.9573836544291662, 0.003553400840584002], [0.9328301757026497, 0.0038133056844789114], [0.9082863245594256, 0.005038889395278891], [0.8838174053072801, 0.0050786361833187925], [0.8594952479820277, 0.004058508223407478], [0.8353770434452094, 0.0020716047408410767], [0.8115156678046987, -0.0008160816655549454], [0.7879652139414274, -0.004598611558476992], [0.7647807163457027, -0.009272309622001302], [0.7419906811885931, -0.014722835264993529], [0.719606750913458, -0.020765465166169873], [0.6976011072134308, -0.02724950218199302], [0.6759733990094399, -0.03407128353274623], [0.6547592907084903, -0.041103816688513865], [0.63393598677009, -0.04822742942037555], [0.6134752335755006, -0.05532166175209249], [0.59335493945365, -0.06228814804022939], [0.5735598035892066, -0.06904754285565945], [0.5540769312861042, -0.075525928970234], [0.5348989806759035, -0.08166504874516635], [0.5160217874902615, -0.08741319772700247], [0.4974500727006749, -0.09274193418023761], [0.47919043694541597, -0.0976222084844499], [0.46124863357599316, -0.10202613847325724], [0.4436353539981562, -0.1059448691009969], [0.42636608146380534, -0.10939269936717846], [0.4094539345625268, -0.1123778644725567], [0.39291024060757546, -0.11491211394173859], [0.3767482486013204, -0.1170206433967026], [0.36097538639077087, -0.11870408828312323], [0.34560209114435675, -0.11999227399098554], [0.33063581193725416, -0.12090820592612554], [0.31608279542575884, -0.12148181756685733], [0.3019464925594372, -0.1217283162313532], [0.28823018283322827, -0.12165545313662293], [0.2749356397803771, -0.1213082296917417], [0.2620617575831806, -0.12069932822507685], [0.2496082208532622, -0.11984811270025547], [0.23757244180483328, -0.11877112272402121], [0.22595032490892947, -0.11749547124637955], [0.21473866226463, -0.11602977711689069], [0.20393348117384333, -0.1143829542099978], [0.19352661929257609, -0.11258789689556824], [0.18351508585632054, -0.1106425543515472], [0.17388841706215158, -0.10857887600954964], [0.1646407736517657, -0.10640305726978289], [0.155764167627186, -0.10412753922436471], [0.14724941244722428, -0.10176771807976709], [0.1390872864533884, -0.09933661910130422], [0.1312668944536782, -0.09685152343450111], [0.12378086273758417, -0.0943173588232262], [0.11661991272036634, -0.09174303700378104], [0.10977277135901573, -0.08914139951274298], [0.10322905286017114, -0.08652243073984954], [0.0969809778180219, -0.08388850966474311], [0.09101600900757223, -0.0812542871503947], [0.0853235671804905, -0.07862758543742962], [0.07989617774627845, -0.07600947981921206], [0.07472559421180744, -0.07340221535466677], [0.06979869100485092, -0.07081835082014953], [0.0651083710888666, -0.06825866148654257], [0.06064797054175132, -0.06572273286456597], [0.05640844682921253, -0.06321396908496299], [0.05237848137784268, -0.06074007589442664], [0.04854939810488824, -0.058304742226871285], [0.04491507085825904, -0.055907126797283796], [0.041467942850663894, -0.05354832607274906], [0.03820064735774609, -0.05122952847079131], [0.0351097586545411, -0.04894766386694218], [0.03218644884312789, -0.04670650872808074], [0.029426256391601843, -0.0445043605201918], [0.026824578579064055, -0.04233915763794103], [0.024370780411925006, -0.040217669920515696], [0.022064800784789586, -0.038134022741392125], [0.01989811656090156, -0.03609123305756889], [0.017860888686019396, -0.034094181591046366], [0.015948686598987283, -0.032141755917428856], [0.014174100670008667, -0.030218820112101898], [0.012529780041531031, -0.028327229950690227], [0.011006112413948117, -0.02647235260913767], [0.009594223928952724, -0.024658412704903987], [0.008304929626779426, -0.022876276787997127], [0.007132915415169648, -0.021126877557315127], [0.006061064504928417, -0.019419214581247936], [0.005011225262400927, -0.017801393001242876], [0.004062821156822976, -0.01621714799932157], [0.003260563622865933, -0.014645078774885707], [0.0025959116506085234, -0.013090426013663123], [0.0020427966341864602, -0.011567312094768942], [0.0016148819245064374, -0.010079373241728841], [0.0012824376577838935, -0.00863428119866635], [0.0010375727275643352, -0.007237170967221023], [0.0008311986143403465, -0.005894508570523567], [0.0006449880558831722, -0.004609353408565273], [0.0004717565453566282, -0.003379215111730653], [0.000308928970186169, -0.002202172274317802], [0.00015250297712507586, -0.0010764050547977817], [0.0, 0.0], [0.00014211322934258542, 0.0010766031115543658], [0.0002774631560388204, 0.002204200902681255], [0.00040953709197986645, 0.0033834203768116], [0.0005451423054260807, 0.004615771157209207], [0.0006838653364238368, 0.0059037989866837165], [0.0008363132788401142, 0.007248314172419027], [0.0010198430594494984, 0.00865055742124396], [0.0012433990641579078, 0.010111041660639405], [0.001545491282025989, 0.011621480586889813], [0.0019455973236784095, 0.013183893185201441], [0.0024111692491965613, 0.014800988986187513], [0.002966455516245121, 0.016467751423458465], [0.0036353669087239335, 0.018176557608770034], [0.004388692504248829, 0.01993824127258923], [0.005216764849943381, 0.021757997647862508], [0.006128421218679978, 0.023635633858954157], [0.007164332501214691, 0.02555221821286682], [0.008317269925092848, 0.02751145350891811], [0.009579119766587822, 0.029521633699653566], [0.010934312264767078, 0.03159506676356916], [0.012415662602939932, 0.03371253623105789], [0.014025633948456998, 0.035875092806441064], [0.01576669314775243, 0.03808470279000722], [0.017634978946757838, 0.040347837370000535], [0.019648293288956387, 0.04265274771090103], [0.021811353886404972, 0.044999438141785655], [0.02413220124973265, 0.04738464119435897], [0.02661965331399447, 0.049804262582780166], [0.029277552134878527, 0.05225765698122606], [0.03210529957118176, 0.05475148617839973], [0.03511088629823945, 0.057282493889410244], [0.03830434876436422, 0.05984528018887774], [0.04169021119062706, 0.06244024140871656], [0.04527734377920543, 0.06506194756806742], [0.049074110072397405, 0.06770646447866334], [0.05308748647197208, 0.07037174981144198], [0.05732427938346287, 0.07305616897425538], [0.0617895727825463, 0.07576042530635702], [0.06649422398437348, 0.07847554422078074], [0.07144689003718381, 0.0811966677593207], [0.07665573124491429, 0.08391956449700666], [0.08212881394208943, 0.08663997817196938], [0.08787428497037521, 0.08935349198929848], [0.09390147720599483, 0.09205164509377792], [0.10022042515976251, 0.09472460155463189], [0.10683924426238875, 0.0973665678510815], [0.11376578229431827, 0.09997232336708244], [0.1210088324285068, 0.10253366103973356], [0.12857618468656531, 0.1050446738118821], [0.13647762816847284, 0.10749031560018915], [0.14472368220402382, 0.1098520173309383], [0.15332068012144076, 0.1121248276068021], [0.16227250248452352, 0.11431304285281862], [0.17159133873260551, 0.11638440995458355], [0.1812823952136486, 0.11833507133779039], [0.1913518829951903, 0.1201536500608067], [0.20180631299382015, 0.12182333954247458], [0.21265076737601252, 0.12333011201161856], [0.22388958486533087, 0.12466511205355403], [0.23552540497776617, 0.12582699603328973], [0.2475622745605994, 0.12680248156104967], [0.2600033012786937, 0.12758204312300364], [0.2728511204916799, 0.12814307383864956], [0.2861078244175814, 0.12845388141811698], [0.29977319202061853, 0.1285502172052224], [0.31384749268486395, 0.12843502793314482], [0.32833046201086324, 0.12802045871789297], [0.34322188637603074, 0.12739169409074502], [0.35851939409167743, 0.1264927943995238], [0.3742223570793808, 0.12535098661173685], [0.3903280809449543, 0.12395590544469684], [0.40683522087470764, 0.12232165322960661], [0.4237379857359861, 0.1204217585580502], [0.44103517411600796, 0.1182856761767593], [0.4587202423729514, 0.11589576493441242], [0.47679092010464935, 0.11327800793512767], [0.49523683043031835, 0.11040439088867993], [0.514054163130327, 0.10729812497672048], [0.5332378866486873, 0.10397881775123083], [0.552779287329981, 0.10044754896529469], [0.5726676832103667, 0.09670165434163111], [0.5928947827349375, 0.09275608232738146], [0.6134510436814459, 0.08862379509785648], [0.63432354067985, 0.08430580983369222], [0.6555036362373572, 0.07983018085056022], [0.6769781586480513, 0.07520607884682057], [0.6987380577584145, 0.07046490821819873], [0.7207657834202827, 0.06560784037299627], [0.7430471547796033, 0.060650655219424615], [0.7655715194633891, 0.055632997418785204], [0.7883203318549722, 0.050562375650585564], [0.8112765873645396, 0.045457499899326924], [0.834423763776084, 0.04034150117230355], [0.8577411407551715, 0.03522280953003088], [0.8812090583231185, 0.030118946101156334], [0.9048092690667224, 0.025055271936026795], [0.9285169437473493, 0.02003475540936466], [0.9523085317725325, 0.01503829789399158], [0.9761455328740682, 0.010060466111770536], [0.9999999999999999, 0.005115520501748213]], [[1.0, 0.004231115137152331], [0.9823319729639053, 0.0042140620776506725], [0.9578203733474215, 0.004204227142683789], [0.9332907051242184, 0.004202820376238899], [0.9087715842065823, 0.005410376615556763], [0.884325370380973, 0.00548518643769741], [0.8600228938309715, 0.004564689843151107], [0.8359206880564086, 0.0027339560163980895], [0.8120707071164065, 5.3757872155310077e-05], [0.7885267606434814, -0.003470337896839682], [0.7653441699664835, -0.007838105227686727], [0.7425542077379961, -0.01294988046030099], [0.7201688048859128, -0.018646580750274352], [0.6981843106062602, -0.024789721844579636], [0.6766037447283868, -0.03128371216269298], [0.6554265783275621, -0.03800842329632433], [0.6346358664772684, -0.044846945432943985], [0.6142091760556437, -0.05168119187495075], [0.5941284595851006, -0.05841475301251733], [0.5743796861343177, -0.06496685025419903], [0.5549496271722484, -0.07126007921318178], [0.5358321394219668, -0.07723801770769483], [0.5170227312816214, -0.08284711768819779], [0.49852460699426665, -0.08805730852677479], [0.4803409944204218, -0.09283383604931304], [0.46247590104022274, -0.09714454217623206], [0.44493942584236823, -0.10097826074435157], [0.42774598872688185, -0.10434731205097562], [0.4109089087802223, -0.10726138681482789], [0.3944395498540263, -0.10973295080883373], [0.3783510196206036, -0.11178800258827976], [0.36265080032081964, -0.11342865529434532], [0.3473486082328774, -0.11468227902382011], [0.3324518903423879, -0.11557529114409902], [0.31796636457641975, -0.11613563113232224], [0.3038953080561355, -0.1163727606259769], [0.29024161570596935, -0.116307922004416], [0.27700669281851376, -0.11597943280671344], [0.2641892501899733, -0.11539740862241579], [0.2517884403127041, -0.11458502860023644], [0.23980127475531954, -0.11355881179489609], [0.22822363650644606, -0.11234368134325824], [0.21705182437271398, -0.11094894756946014], [0.20628145754779442, -0.10938335700216988], [0.19590434893455047, -0.10767914219898833], [0.18591726523078236, -0.10583273859467152], [0.17630970414104039, -0.10387614813490317], [0.1670757756824688, -0.10181432385157184], [0.1582074041506826, -0.09965897753814054], [0.1496954414523531, -0.09742500329350658], [0.14153075128217846, -0.09512448897922743], [0.13370258429223567, -0.09277415612348992], [0.12620346191475232, -0.09037864172734458], [0.11902447511626618, -0.08794542999534169], [0.11215479887001553, -0.08548620279106876], [0.10558421990268158, -0.08301060747737352], [0.09930526768979285, -0.0805199242947332], [0.09330568818668952, -0.07802881383287463], [0.08757530277080414, -0.07554433273452894], [0.08210649489411967, -0.07306770839105481], [0.07689112460654707, -0.07060076403779125], [0.07191682384210334, -0.06815520393927411], [0.06717638970706458, -0.06573193463962528], [0.06266314080640452, -0.06333047299520393], [0.058368227798519634, -0.06095405176216991], [0.05428070109649653, -0.05861025084125012], [0.05039225641496277, -0.0563022608843322], [0.046696898216468455, -0.05402894647823926], [0.04318749261001757, -0.051790909754099515], [0.039856575589434104, -0.04958959267081282], [0.03670004189043492, -0.047422537140834796], [0.0337097407628432, -0.04529281272861417], [0.03088072861639246, -0.043199058989984926], [0.028208782865986853, -0.04113878790130038], [0.02568381199730648, -0.03911860703981087], [0.02330535270671982, -0.03713274840839912], [0.021065503488593585, -0.03518374527388196], [0.0189544706044966, -0.03327696681135004], [0.016968622165497063, -0.031410702554686615], [0.015119254148701036, -0.02956956770435141], [0.013400841946052547, -0.02775438445054413], [0.011803233800197427, -0.025971526570782142], [0.010318412147951563, -0.02422502807441368], [0.008956113137456995, -0.022505082768934592], [0.007713395249537748, -0.020811596056398252], [0.0065725970320389465, -0.019154925135240485], [0.005453356748145345, -0.01758841284386754], [0.004437909312088657, -0.01605018964641369], [0.0035707893754948375, -0.014516441856264262], [0.0028493019828199416, -0.012991028875600125], [0.002247253697816985, -0.011490620617280591], [0.0017769979344799199, -0.01001938259996528], [0.0014108662197528075, -0.008586747292479095], [0.0011427046071430934, -0.007198350586127276], [0.0009151523851371246, -0.005863155868573968], [0.0007093215116478787, -0.0045850260812139295], [0.0005185040659981219, -0.003361410463092675], [0.00033929351300015083, -0.0021905311293505835], [0.00016721120043773705, -0.0010707179658874409], [0.0, 0.0], [0.00015553613961864204, 0.0010716368449861318], [0.0003035784306715175, 0.002193883941855423], [0.0004477097284745123, 0.0033677745180548157], [0.0005953904525197399, 0.004594674761082293], [0.0007470588598203818, 0.0058770222898054305], [0.0009132082029775948, 0.007215464793266833], [0.0011116639715045154, 0.008611221517913228], [0.0013517965800247107, 0.010063991366200285], [0.0016784359106974986, 0.011563838681963878], [0.0021078088006878004, 0.013113244829316051], [0.0026044622447658613, 0.014715311187146288], [0.003194703281895285, 0.016363466567504863], [0.0039034118192662493, 0.018050259096321245], [0.00469540587576478, 0.01978773801800537], [0.005568008345439836, 0.02158033474534364], [0.006526031800663814, 0.02342802658118938], [0.007611440607762631, 0.025310097010839222], [0.008815539944864722, 0.027231188008318696], [0.010129579360698183, 0.029200112505068647], [0.011538057123291978, 0.031229549375576374], [0.01307378745961508, 0.033299584548749275], [0.014738880068000452, 0.03541112138130832], [0.016535164019800604, 0.037566662015019715], [0.018459717567511427, 0.039772209322068514], [0.020529547271208266, 0.04201617987350538], [0.022748913384502998, 0.04429866772770636], [0.025125359457809162, 0.04661673738711863], [0.0276674370714318, 0.04896645013503714], [0.030378793841020272, 0.05134740774805588], [0.03325796122274941, 0.053767249554989176], [0.03631300352339037, 0.056222556796443966], [0.039553843867789956, 0.05870813018008472], [0.04298549897688257, 0.06122408642531605], [0.04661656346216349, 0.06376519509448206], [0.05045482289450301, 0.06632829463007399], [0.05450732278628197, 0.06891138242186459], [0.058780608969348544, 0.07151329059514688], [0.06327980766949534, 0.07413493146133228], [0.06801541528669974, 0.07676782768490589], [0.0729959015808486, 0.0794075524361838], [0.07822951858311884, 0.08204996462141963], [0.08372442039613524, 0.08469091856441048], [0.08948871571863828, 0.0873261220006549], [0.09553130676449413, 0.0899483216725908], [0.10186165482172091, 0.09254934015306479], [0.10848838081961569, 0.09512270643284491], [0.11541959414929667, 0.09766288555284267], [0.12266345608268991, 0.10016369466126225], [0.1302285303042306, 0.10261731476751022], [0.13812414002570664, 0.10501118705347849], [0.1463600662573793, 0.10733003990347609], [0.15494332401664418, 0.10956754730777274], [0.16388017610845118, 0.11171934227942334], [0.17317921106801998, 0.11376977395146323], [0.1828479058025737, 0.11570606754957675], [0.19289297141165979, 0.1175157853559108], [0.20332083994299288, 0.11918404399228923], [0.21413655917289734, 0.1206995210030906], [0.2253444500105901, 0.1220556234759041], [0.23694900026250348, 0.12323905624198926], [0.24895425406276125, 0.12423555022323701], [0.261363092977681, 0.12503826169054533], [0.27417817392290955, 0.12562592992964258], [0.2874015787510089, 0.1259765017673587], [0.301033456351135, 0.12609813945062842], [0.31507413882551555, 0.12600665268232958], [0.32952301448308513, 0.1256220519136032], [0.3443797260360801, 0.12500695307030285], [0.35964211827766257, 0.12412809120795884], [0.37530922368380765, 0.12300117302262448], [0.3913782613428653, 0.12161749711753808], [0.40784786441836945, 0.11999151090705318], [0.42471340494983195, 0.11811006824171492], [0.44197146315253827, 0.11598004739571734], [0.459617610230358, 0.11360390007175997], [0.4776476342655956, 0.1109918048773501], [0.49605291712224314, 0.108129415911867], [0.5148305116833461, 0.10504435673891244], [0.5339728971527125, 0.10174066834618496], [0.5534723414143209, 0.0982257259088384], [0.5733186108741444, 0.09449898733018978], [0.5935029736613723, 0.09057317775894637], [0.6140157835265855, 0.08646096684831354], [0.6348442141679418, 0.08216395016874546], [0.6559809376734168, 0.0777157530947528], [0.6774129451791889, 0.07312614840423914], [0.6991305497251722, 0.06842490835612715], [0.7211179835581899, 0.06361881988587302], [0.743359829928216, 0.05871976460190321], [0.7658466151974259, 0.05377170343678672], [0.7885596996335127, 0.048780976917053485], [0.8114821892675759, 0.04376600805546118], [0.8345979888849416, 0.038752474687351504], [0.8578851430072556, 0.0337429661408125], [0.8813238372785345, 0.02875329608321937], [0.9048958568747989, 0.023809732547718204], [0.9285764809965642, 0.01891152004715191], [0.9523425852332015, 0.01404419319857276], [0.9761588912038618, 0.00919923405624296], [0.9999999999999999, 0.004391658193619381]], [[1.0, 0.0033958939875023287], [0.981478127529005, 0.0035123071884891562], [0.9570364005662177, 0.003945982810058712], [0.9325938569581518, 0.004562149304180122], [0.9081659976834937, 0.0056691120506487435], [0.8838130269975532, 0.005691955449050986], [0.8596027443681469, 0.00480464028564102], [0.8355900196850744, 0.003085020537124127], [0.8118246359926662, 0.0005907872015453922], [0.788357960449488, -0.002664843536896892], [0.7652418824599334, -0.006675409689699561], [0.7425054234563017, -0.011345433846674958], [0.7201624225574167, -0.01657765247546805], [0.6982298450213585, -0.022331170832958956], [0.67671413425118, -0.0284307720335916], [0.6555885753518039, -0.034772307115219635], [0.634842751543041, -0.04124943766043361], [0.6144616829390119, -0.04775212690159574], [0.5944321591217735, -0.0541884325729201], [0.5747420508670522, -0.06047552074326775], [0.5553784681200453, -0.06653081806855007], [0.536337068904046, -0.07230169652645392], [0.5176142251403067, -0.07773508560617044], [0.49921154051206457, -0.08279818879615455], [0.48112741340883025, -0.08744388173683962], [0.46336348805463945, -0.09163314700055843], [0.4459294316549559, -0.09535534570917771], [0.4288376235032319, -0.09861747357161502], [0.41210123659204984, -0.10143021188139005], [0.3957317750648347, -0.10380848407269931], [0.37974217087653833, -0.10577972889930681], [0.3641401396929058, -0.10734966780740356], [0.3489343997288421, -0.10854208268028392], [0.3341324640925203, -0.10938935758285907], [0.31973928089002535, -0.10991349052528802], [0.30575800099406286, -0.11011065825608465], [0.292191021851306, -0.11004182115632005], [0.2790392827991073, -0.1097126495187625], [0.26630136408980737, -0.10914081161687483], [0.25397567257773557, -0.10835333152730525], [0.24205878574446338, -0.10736704838942879], [0.23054681345468472, -0.10620149500052375], [0.21943516908504881, -0.1048711523636983], [0.2087187858444201, -0.10338561708717414], [0.19838992836288866, -0.10177208801588926], [0.18844466971015766, -0.100027380323239], [0.17887318279426295, -0.0981799065603989], [0.16966877030729177, -0.09623756177264936], [0.1608229979448535, -0.09421215083741191], [0.15232735940466252, -0.09211513057234631], [0.14417281545505206, -0.08995720896840335], [0.13634838581774292, -0.08775600638296975], [0.12884619148232512, -0.0855167850761035], [0.12165801263605455, -0.08324425266032673], [0.11477329034798897, -0.08094919735724519], [0.10818206271143854, -0.07864056277651128], [0.1018772425623936, -0.07631791012421946], [0.09584714271342816, -0.07399504620416486], [0.0900819126889644, -0.07167856028203089], [0.08457363479453327, -0.06937033492822836], [0.07931411721394756, -0.06707239174688298], [0.07429242564803958, -0.06479368883869038], [0.06950107590304395, -0.06253550544238186], [0.06493308646378845, -0.06029776770791459], [0.060579849740034566, -0.058083528041001885], [0.05643109649243611, -0.05589975628237156], [0.05247913428464532, -0.05374853833538572], [0.04871804231325743, -0.05162846294236991], [0.045141236104518784, -0.0495393026470159], [0.041741441898898723, -0.047482594786850456], [0.03851378069351733, -0.04545681891365849], [0.035450654949768595, -0.04346444564934283], [0.032547091310580846, -0.04150404156743401], [0.0297986435289632, -0.03957366341448502], [0.027196321945352805, -0.03767876910251845], [0.024738564063040206, -0.03581446869315151], [0.022418928005158954, -0.03398177932844827], [0.020227553234966358, -0.03218696769974295], [0.01816115451558681, -0.030428104389113576], [0.01622860449224085, -0.02869065216845198], [0.014426020535525006, -0.02697419151166516], [0.012741567962082083, -0.025287726481575068], [0.0111695755733155, -0.023633236408593862], [0.009719306073983218, -0.02199948520493629], [0.008391580159066811, -0.020383551960239627], [0.007166879595863471, -0.018799234271243897], [0.005970908469406424, -0.017299591730650963], [0.004877558093882296, -0.015824920660287376], [0.003934919189208578, -0.014344299453798545], [0.003146492013652152, -0.01285927162636048], [0.002485967518891333, -0.011390234714591213], [0.001966425957884394, -0.009941559051746183], [0.0015627301758429153, -0.00852504539654057], [0.001268007355029913, -0.007147200213272389], [0.0010162015735057414, -0.005821378551766909], [0.0007885384014670537, -0.004551980083536485], [0.0005771383926607273, -0.0033367475986872236], [0.0003779987755206294, -0.0021740059076956245], [0.0001862632797997506, -0.0010622002047999321], [0.0, 0.0], [0.00017896031750020205, 0.0010639571878567847], [0.00034886028904223697, 0.0021765057084592444], [0.000514868312339238, 0.0033408329214797174], [0.0006844060600441366, 0.004558389387651782], [0.0008594422555687541, 0.005830991413018125], [0.0010509441672565858, 0.007158877781742827], [0.0012776083401436062, 0.00854320561537688], [0.0015507664641063994, 0.009981809080105675], [0.0019240600767082157, 0.011461454211827352], [0.0024066660728285796, 0.012985743896995553], [0.002962893962881146, 0.014557889146787401], [0.0036208178215978177, 0.016168644222476103], [0.004400711746656145, 0.01781218770747505], [0.005265535116432936, 0.019502321242752443], [0.006209134260699092, 0.021247727741910853], [0.007242701600449427, 0.023042507073305612], [0.008403149667764336, 0.024867536629675006], [0.009682871835662079, 0.026727332269026523], [0.011072137006560819, 0.028631501552390623], [0.012558535073348925, 0.030590995472974693], [0.014170989423996878, 0.03258779767574869], [0.015913053725201673, 0.034621621072196004], [0.017784809685701466, 0.03669636009148036], [0.019785682295868724, 0.038816173278370794], [0.02193030485027868, 0.040971326615738185], [0.02422301140899493, 0.04316299614260253], [0.026669320581172856, 0.04539792942684944], [0.029277792244408005, 0.047663497600513346], [0.03205249265536936, 0.04995925793155652], [0.03499254869111814, 0.05229251630767475], [0.03810600822026049, 0.05465919679985494], [0.041401989530678654, 0.05705475639065176], [0.044886070330407125, 0.059479252890378705], [0.04856655535642994, 0.061928560835348194], [0.05244980865268154, 0.06440232387804812], [0.05654311371686333, 0.0668980818 | 3D array of the non-dimensional x and y airfoil coordinates of the airfoils interpolated along span for n_span stations.
rotorse.rc_out.web_start_nd | intermediate |  | [[0.41544217615171664, 0.41686849992532654, 0.41765576865359394, 0.4178254037924655, 0.4176210466140057, 0.4160753604728791, 0.41231161575707337, 0.4052603317544656, 0.39177859992278913, 0.2452326256565541], [0.28457176428889247, 0.2799372496415655, 0.27169063497213075, 0.2619613492832529, 0.2505271298554034, 0.23573882436487986, 0.21583322763232943, 0.18757385164413623, 0.14241966748178495, 0.24523262565655413]] | 2D array of the non-dimensional start point defined along the outer profile of a web. The TE suction side is 0, the TE pressure side is 1. The first dimension represents each web, the second dimension represents each entry along blade span.
rotorse.rc_out.web_end_nd | intermediate |  | [[0.5840496832207385, 0.5831403730230964, 0.5833085305831393, 0.584182865936254, 0.5851557528462358, 0.5869658879641508, 0.5906942372414079, 0.597571429866808, 0.6108789436036907, 0.75672068587476], [0.714266970848546, 0.7195042452673338, 0.7288640886127752, 0.7397477515793972, 0.7519355663999808, 0.7667548440983365, 0.7861310555605142, 0.8134791005887387, 0.8575867502123765, 0.75672068587476]] | 2D array of the non-dimensional end point defined along the outer profile of a web. The TE suction side is 0, the TE pressure side is 1. The first dimension represents each web, the second dimension represents each entry along blade span.
rotorse.rc_out.layer_thickness | intermediate | m | [[0.001, 0.001, 0.001, 0.001, 0.001, 0.001, 0.001, 0.001, 0.001, 0.001], [0.0028649115237233047, 0.0025793559173691184, 0.0021461494036608486, 0.0016921197675737938, 0.0012276785702973474, 0.001, 0.001, 0.001, 0.001, 0.001], [0.0220549122718989, 0.0208042751114363, 0.018985046101293482, 0.01713608265938962, 0.01526729626297836, 0.013388598389313434, 0.011509900515648486, 0.009631202641983529, 0.007752504768318578, 0.005873806894653622], [0.018396886548685744, 0.016955665306955872, 0.014962350275733031, 0.01303216602522535, 0.01114932986025402, 0.009298059085640267, 0.007462571006205302, 0.005627082926770338, 0.0037915948473353817, 0.0019561067679004216], [0.03442398385140485, 0.001, -8.131516293641283e-20, 0.0, 0.0, 0.0, 0.0, 0.0, 0.0, 0.0], [0.03442398385140485, 0.001, -8.131516293641283e-20, 0.0, 0.0, 0.0, 0.0, 0.0, 0.0, 0.0], [0.013570845372449021, 0.012725330855044377, 0.011505323630660504, 0.010306515825606558, 0.009125374203327537, 0.00795836552726849, 0.0068019565608744125, 0.005652614067590332, 0.0045068048108612615, 0.003360995554132208], [0.01223234944423054, 0.01109198344222918, 0.009700784707749164, 0.008501789524206603, 0.007398896116132821, 0.006296002708059051, 0.00519310929998528, 0.004090215891911514, 0.0029873224838377426, -6.505213034913027e-19], [0.01223234944423054, 0.01109198344222918, 0.009700784707749164, 0.008501789524206603, 0.007398896116132821, 0.006296002708059051, 0.00519310929998528, 0.004090215891911514, 0.0029873224838377426, -6.505213034913027e-19], [0.028467525364800895, 0.026548446003367625, 0.023685366005451677, 0.02070188767487763, 0.01762209067817712, 0.014470054681881742, 0.01126985935252313, 0.008045584356632905, 0.0048213093607426755, 0.0015970343648524527], [0.0232295708259792, 0.02207879562049976, 0.020252660086103807, 0.01819533041480395, 0.015888517454057182, 0.01337380175210471, 0.010692763857187702, 0.007886984317547073, 0.004998043681424268, 0.0020675224970603053], [0.032679793711968524, 0.030642080913123152, 0.027516266030156573, 0.02419344792587278, 0.020739294340710836, 0.01721947301510983, 0.013699651689508844, 0.010179830363907818, 0.006660009038306791, 0.0031401877127057915], [0.03547715954202539, 0.03163240860972047, 0.026555610535872978, 0.02186996705690011, 0.017497247253826908, 0.01335922020767848, 0.009377654999479916, 0.005474320710256289, 0.0015709864210326626, 0.001], [0.0023387770706268904, 0.0021752316255659585, 0.00195702452635758, 0.0017517918895640714, 0.0015569388227024443, 0.0013698704332897418, 0.0011879918288430328, 0.0010087081168792522, 0.001, 0.001], [0.0012739797944200206, 0.0012725991189427679, 0.001294214390602067, 0.001332041116005865, 0.0013779735682819148, 0.0014239060205579876, 0.0014698384728340475, 0.0015157709251100578, 0.0015617033773860887, 1.0842021724855044e-19], [0.02, 0.02, 0.02, 0.02, 0.02, 0.02, 0.02, 0.02, 0.02, 6.938893903907228e-18], [0.0013589344180927612, 0.0013104258443465565, 0.0012753010279001407, 0.001272599118942723, 0.001294214390602057, 0.0013320411160058796, 0.001377973568281959, 0.0014239060205580112, 0.001469838472834042, 1.0842021724855044e-19], [0.0013365476557123661, 0.001336042341719111, 0.0013449310081187766, 0.001360406973216308, 0.0013791765876627789, 0.0013979462021092215, 0.0014167158165556374, 0.001435485431002038, 0.0014542550454484536, 2.168404344971009e-19], [0.02, 0.02, 0.02, 0.02, 0.02, 0.02, 0.02, 0.02, 0.02, 6.938893903907228e-18], [0.0013708383916703005, 0.0013512015024088637, 0.0013370346233662605, 0.0013360423417192616, 0.0013449310081189907, 0.0013604069732165167, 0.001379176587662875, 0.0013979462021091273, 0.0014167158165554958, 6.505213034913027e-19]] | 2D array of the thickness of the layers of the blade structure. The first dimension represents each layer, the second dimension represents each entry along blade span.
rotorse.rc_out.layer_start_nd | intermediate |  | [[0.0, 0.0, 0.0, 0.0, 0.0, 0.0, 0.0, 0.0, 0.0, 0.0], [0.0, 0.0, 0.0, 0.0, 0.0, 0.0, 0.0, 0.0, 0.0, 0.0], [0.26774667347125214, 0.26207131421706575, 0.25166728116937254, 0.23859669313117138, 0.227875469260909, 0.21289914882504438, 0.19074835516998262, 0.15633559281281478, 0.10381686391715891, 0.08009451161731798], [0.5959795702170866, 0.5931166245783371, 0.5893669387235123, 0.5862305208235664, 0.5844476893192411, 0.5818881458651411, 0.5782695778866841, 0.5727057328003304, 0.5737487939946404, 0.5968472850353708], [0.15010341950539766, 0.2666667765640185, 0.2930567897903598, 0.2921064449099263, 0.2910646146603808, 0.28898448525609133, 0.2852726377942026, 0.2791943981779224, 0.26861132553798667, 0.24523262565655413], [0.5617569951687705, 0.6787073645677476, 0.7076220245693976, 0.7099371856243094, 0.712085852509696, 0.7147034419752497, 0.7185162292704639, 0.7243480575863829, 0.7343491554404629, 0.7567206858747599], [0.47359139036180653, 0.47152323732789425, 0.46807164252978684, 0.46388290037817503, 0.4585452152866592, 0.45118660428881174, 0.4459587735889037, 0.44467842990449175, 0.4432423328295308, 0.44179699440331593], [0.0, 0.0, 0.0, 0.0, 0.0, 0.0, 0.0, 0.0, 0.0, 0.0], [0.924968790735632, 0.9248582303117606, 0.9247042142179469, 0.9247885079320827, 0.9300560916887364, 0.9302752538430316, 0.9304513929655849, 0.9306536233974412, 0.9308126540473582, 0.931124027312094], [0.07503120926436799, 0.07514176968823938, 0.07529578578205315, 0.0752114920679173, 0.06994390831126364, 0.06972474615696847, 0.06954860703441507, 0.06934637660255885, 0.0691873459526418, 0.06887597268790605], [0.4027958816390277, 0.40631466334865907, 0.4113402530067285, 0.41753853299536126, 0.4199313238915094, 0.42260813183400925, 0.4260419733187715, 0.43129105098389503, 0.4334057871588144, 0.4103707396957903], [0.5258216716206937, 0.5273093526045379, 0.5298251643878843, 0.5330886569456504, 0.5373961725885538, 0.5431032487752457, 0.5460130356861798, 0.5447154157497146, 0.5433496873716276, 0.5417782450793086], [0.7310287783848622, 0.7373599737099304, 0.7490399105608683, 0.7619290398402178, 0.7743882790965585, 0.7904088076784185, 0.812991661514389, 0.847166181144916, 0.8949495168862853, 0.9165940867141491], [0.05, 0.05, 0.05, 0.05, 0.05, 0.05, 0.04, 0.05, 0.05, 0.05], [0.0, 0.0, 0.0, 0.0, 0.0, 0.0, 0.0, 0.0, 0.0, 0.0], [0.0, 0.0, 0.0, 0.0, 0.0, 0.0, 0.0, 0.0, 0.0, 0.0], [0.0, 0.0, 0.0, 0.0, 0.0, 0.0, 0.0, 0.0, 0.0, 0.0], [0.0, 0.0, 0.0, 0.0, 0.0, 0.0, 0.0, 0.0, 0.0, 0.0], [0.0, 0.0, 0.0, 0.0, 0.0, 0.0, 0.0, 0.0, 0.0, 0.0], [0.0, 0.0, 0.0, 0.0, 0.0, 0.0, 0.0, 0.0, 0.0, 0.0]] | 2D array of the non-dimensional start point defined along the outer profile of a layer. The TE suction side is 0, the TE pressure side is 1. The first dimension represents each layer, the second dimension represents each entry along blade span.
rotorse.rc_out.layer_end_nd | intermediate |  | [[1.0, 1.0, 1.0, 1.0, 1.0, 1.0, 1.0, 1.0, 1.0, 1.0], [1.0, 1.0, 1.0, 1.0, 1.0, 1.0, 1.0, 1.0, 1.0, 1.0], [0.4027958816390277, 0.40631466334865907, 0.4113402530067285, 0.41753853299536126, 0.4199313238915094, 0.42260813183400925, 0.4260419733187715, 0.43129105098389503, 0.4334057871588144, 0.4103707396957903], [0.7310287783848622, 0.7373599737099304, 0.7490399105608683, 0.7619290398402178, 0.7743882790965585, 0.7904088076784185, 0.812991661514389, 0.847166181144916, 0.8949495168862853, 0.9165940867141491], [0.4370829868619208, 0.320758032488366, 0.2930567897903598, 0.2921064449099263, 0.2910646146603808, 0.28898448525609133, 0.2852726377942026, 0.2791943981779224, 0.26861132553798667, 0.24523262565655413], [0.8487365625252937, 0.732798620492095, 0.7076220245693976, 0.7099371856243094, 0.712085852509696, 0.7147034419752497, 0.7185162292704639, 0.7243480575863829, 0.7343491554404629, 0.7567206858747599], [0.5258216716206937, 0.5273093526045379, 0.5298251643878843, 0.5330886569456504, 0.5373961725885538, 0.5431032487752457, 0.5460130356861798, 0.5447154157497146, 0.5433496873716276, 0.5417782450793086], [0.07503120926436799, 0.07514176968823938, 0.07529578578205315, 0.0752114920679173, 0.06994390831126364, 0.06972474615696847, 0.06954860703441507, 0.06934637660255885, 0.0691873459526418, 0.06887597268790605], [1.0, 1.0, 1.0, 1.0, 1.0, 1.0, 1.0, 1.0, 1.0, 1.0], [0.26774667347125214, 0.26207131421706575, 0.25166728116937254, 0.23859669313117138, 0.227875469260909, 0.21289914882504438, 0.19074835516998262, 0.15633559281281478, 0.10381686391715891, 0.08009451161731798], [0.47359139036180653, 0.47152323732789425, 0.46807164252978684, 0.46388290037817503, 0.4585452152866592, 0.45118660428881174, 0.4459587735889037, 0.44467842990449175, 0.4432423328295308, 0.44179699440331593], [0.5959795702170866, 0.5931166245783371, 0.5893669387235123, 0.5862305208235664, 0.5844476893192411, 0.5818881458651411, 0.5782695778866841, 0.5727057328003304, 0.5737487939946404, 0.5968472850353708], [0.924968790735632, 0.9248582303117606, 0.9247042142179469, 0.9247885079320827, 0.9300560916887364, 0.9302752538430316, 0.9304513929655849, 0.9306536233974412, 0.9308126540473582, 0.931124027312094], [0.95, 0.95, 0.95, 0.95, 0.95, 0.95, 0.95, 0.95, 0.95, 0.95], [0.0, 0.0, 0.0, 0.0, 0.0, 0.0, 0.0, 0.0, 0.0, 0.0], [0.0, 0.0, 0.0, 0.0, 0.0, 0.0, 0.0, 0.0, 0.0, 0.0], [0.0, 0.0, 0.0, 0.0, 0.0, 0.0, 0.0, 0.0, 0.0, 0.0], [0.0, 0.0, 0.0, 0.0, 0.0, 0.0, 0.0, 0.0, 0.0, 0.0], [0.0, 0.0, 0.0, 0.0, 0.0, 0.0, 0.0, 0.0, 0.0, 0.0], [0.0, 0.0, 0.0, 0.0, 0.0, 0.0, 0.0, 0.0, 0.0, 0.0]] | 2D array of the non-dimensional end point defined along the outer profile of a layer. The TE suction side is 0, the TE pressure side is 1. The first dimension represents each layer, the second dimension represents each entry along blade span.
rotorse.rc_out.ply_t | intermediate | m | [1000000.0, 1000000.0, 0.005, 0.005, 0.001, 0.001, 1000000.0, 1000000.0, 1000000.0, 1000000.0] | 1D array of the ply thicknesses of the materials. Non-composite materials are kept at 0.
rotorse.rc_out.fwf | intermediate |  | [0.0, 0.0, 0.7450682696347697, 0.7788461538461539, 0.7450682696347697, 0.7450682696347697, 0.0, 0.0, 0.0, 0.0] | 1D array of the non-dimensional fiber weight fraction of the composite materials. Non-composite materials are kept at 0.
rotorse.rc_out.fvf | intermediate |  | [0.0, 0.0, 0.57, 0.6923076923076923, 0.57, 0.57, 0.0, 0.0, 0.0, 0.0] | 1D array of the non-dimensional fiber volume fraction of the composite materials. Non-composite materials are kept at 0.
rotorse.rp.aep.CDF_V | intermediate | m/s | [0.20020684760703322, 0.20970199538827405, 0.21932722661133042, 0.22907500786682922, 0.23893778504234808, 0.24890799291659038, 0.25897806464946294, 0.2691404411518038, 0.27938758031897226, 0.2897119661130192, 0.3001061174786914, 0.3105625970790834, 0.3210740198373446, 0.3316330612714642, 0.34223246560979315, 0.3528650536756276, 0.3635237305298471, 0.3742014928613081, 0.3848914361153918, 0.39558676135183424, 0.406280781823695, 0.4169669292700602, 0.42763875991582345, 0.4382899601726328, 0.44891435203584484, 0.4595058981730753, 0.47005870670068195, 0.48056703564525405, 0.49102529708792475, 0.5014280609900391, 0.5117700586994323, 0.5220461861372736, 0.5322515066661222, 0.5423812536405079, 0.5524308326420173, 0.5623958234014894, 0.5722719814115557, 0.5820552392333447, 0.5917417075017521, 0.6013276756342218, 0.6108096122485152, 0.6201841652954373, 0.629448161912972, 0.6385986080087163, 0.647632687577927, 0.6565477617648885, 0.6653413676756592, 0.6740112169506078, 0.6825551941054355, 0.6909713546496723, 0.699257922991869, 0.7074132901409378, 0.7154360112132678, 0.7233248027554173, 0.7310785398923021, 0.7386962533109164, 0.7461771260896881, 0.7535204903836271, 0.7607258239754453, 0.7677927467028246, 0.7747210167719838, 0.781510526967642, 0.7881613007694036, 0.7946734883844886, 0.8010473627066225, 0.8072833152107481, 0.8133818517930795, 0.8193435885658237, 0.825169247615719, 0.8308596527353156, 0.8364157251357046, 0.8418384791491619, 0.8471290179299176, 0.8522885291610012, 0.8573182807748336, 0.8622196166949562, 0.866993952605989, 0.8716427717586149, 0.8761676208160729, 0.8805701057483385, 0.8848518877798444, 0.8890146793962821, 0.8930602404156984, 0.8969903741287767, 0.9008069235128727, 0.9045117675240488, 0.9081068174710274, 0.9115940134746678, 0.9149753210162529, 0.918252727577556, 0.921428239375357, 0.9245038781927667, 0.9274816783094245, 0.9303636835323443, 0.9331519443288973, 0.9358485150631457, 0.9384554513364729, 0.9409748074331935, 0.9434086338715796, 0.9457589750604912, 0.9480278670615728, 0.9502173354567485, 0.9523293933205389, 0.9543660392965192, 0.9563292557770406, 0.9582210071851609, 0.9600432383575516, 0.9617978730269897, 0.9634868124028906, 0.9651119338481937, 0.9666750896507871, 0.968178105887529, 0.9696227813788194, 0.9710108867315713, 0.9723441634683373, 0.9736243232402707, 0.9748530471215242, 0.9760319849826262, 0.9771627549403215, 0.9782469428813165, 0.9792861020573344, 0.9802817527488484, 0.9812353819948527, 0.9821484433860019, 0.9830223569184546, 0.9838585089057494, 0.9846582519460519, 0.9854229049421203, 0.9861537531713584, 0.9868520484033478, 0.9875190090622779, 0.9881558204317286, 0.9887636348992992, 0.9893435722386151, 0.9898967199262951, 0.9904241334915089, 0.9909268368958076, 0.9914058229409674, 0.9918620537026415, 0.9922964609876807, 0.9927099468130408, 0.993103383904263, 0.9934776162115774, 0.9938334594417475, 0.9941717016038413, 0.9944931035671825, 0.9947983996298068, 0.9950882980958149, 0.9953634818600852, 0.9956246089988785, 0.9958723133649348, 0.9961072051857331, 0.9963298716636514, 0.9965408775768312, 0.9967407658796188, 0.9969300583015205, 0.9971092559436697, 0.9972788398718737, 0.9974392717053604, 0.9975909942004144, 0.997734431828143, 0.9978699913456734, 0.9979980623601372, 0.9981190178848508, 0.9982332148871521, 0.9983409948274057, 0.9984426841887333, 0.9985385949970768, 0.9986290253312419, 0.9987142598226152, 0.9987945701442872, 0.9988702154893533, 0.998941443038201, 0.9990084884146269, 0.9990715761306612, 0.999130920020008, 0.9991867236600389, 0.9992391807823081, 0.9992884756715796, 0.9993347835533857, 0.9993782709701552, 0.9994190961459757, 0.999457409340069, 0.9994933531890814, 0.9995270630383057, 0.9995586672619675, 0.9995882875727224, 0.999616039320525, 0.9996420317810394, 0.9996663684337754, 0.9996891472301406, 0.9997104608516079, 0.9997303969582058, 0.9997490384275444, 0.9997664635845963, 0.9997827464224537, 0.9997979568142894, 0.9998121607167505, 0.9998254203650161, 0.9998377944597517] | cumulative distribution function evaluated at each wind speed
rotorse.rp.aep.P | intermediate | W | [531485.2966770773, 573077.7505412361, 618095.9386086742, 666348.509225249, 717644.1107368182, 771791.3914892391, 828598.9998283697, 887875.5841000666, 949429.7926501879, 1013070.2738245906, 1078605.6759691327, 1145844.6474296716, 1215011.7404523834, 1288418.2935789842, 1366165.9304515594, 1447912.664602545, 1533316.5095643755, 1622035.4788694852, 1713727.5860503095, 1808050.8446392824, 1904663.268168839, 2003272.8028791412, 2105997.4625425003, 2213720.3910893835, 2325904.529808881, 2442012.819990087, 2561508.2029220928, 2683853.619893988, 2808612.3612775044, 2940738.133391408, 3079720.250055484, 3220661.7128787143, 3358665.523470082, 3489916.876205822, 3616620.288883081, 3737690.0164860697, 3850595.653969641, 3960170.199871651, 4068670.286575466, 4177060.3448563684, 4284853.358667051, 4391819.585612177, 4497729.283296402, 4602352.709324393, 4715221.629468486, 4847668.268818549, 4957673.191825073, 5000000.045034864, 5000000.668481142, 5000001.112465085, 5000001.383387972, 5000001.487651084, 5000001.487298274, 5000001.480094152, 5000001.468099611, 5000001.451771233, 5000001.431565598, 5000001.407939281, 5000001.381348867, 5000001.352250934, 5000001.321102059, 5000001.288358825, 5000001.243534929, 5000001.166229319, 5000001.062316727, 5000000.938599744, 5000000.801880961, 5000000.658962967, 5000000.516648353, 5000000.381739708, 5000000.261039624, 5000000.161350688, 5000000.089475493, 5000000.052216628, 5000000.072924531, 5000000.218180475, 5000000.47632624, 5000000.826737205, 5000001.248788746, 5000001.721856241, 5000002.225315069, 5000002.738540605, 5000003.240908228, 5000003.711793316, 5000004.130571243, 5000004.47661739, 5000004.729307134, 5000004.868015851, 5000004.884720287, 5000004.854224615, 5000004.794975467, 5000004.709974367, 5000004.602222841, 5000004.474722413, 5000004.330474607, 5000004.172480948, 5000004.00374296, 5000003.827262169, 5000003.646040098, 5000003.463078273, 5000003.281378217, 5000003.1039414555, 5000002.933769513, 5000002.7738639135, 5000002.61994479, 5000002.448607688, 5000002.260936573, 5000002.060483279, 5000001.850799632, 5000001.635437462, 5000001.417948597, 5000001.201884867, 5000000.990798101, 5000000.788240128, 5000000.597762776, 5000000.4229178745, 5000000.267257254, 5000000.134332742, 5000000.027696166, 4999999.950899358, 4999999.907494146, 4999999.899211763, 4999999.904481523, 4999999.915963444, 4999999.933504586, 4999999.956952009, 4999999.9861527765, 5000000.020953944, 5000000.061202575, 5000000.106745731, 5000000.157430469, 5000000.213103851, 5000000.273612937, 5000000.338804788, 5000000.408526463, 5000000.482625023, 5000000.56094753, 5000000.643341042, 5000000.72965262, 5000000.819729324, 5000000.959483795, 5000001.228005429, 5000001.613179079, 5000002.100760218, 5000002.676504315, 5000003.326166841, 5000004.035503266, 5000004.790269062, 5000005.5762196975, 5000006.379110645, 5000007.184697374, 5000007.978735356, 5000008.74698006, 5000009.475186958, 5000010.149111519, 5000010.754509214, 5000011.2771355165, 5000011.702745892, 5000012.017095814, 5000012.21655637, 5000012.388861591, 5000012.5563049335, 5000012.718430008, 5000012.874780425, 5000013.02489979, 5000013.168331715, 5000013.304619807, 5000013.433307675, 5000013.553938927, 5000013.666057172, 5000013.769206019, 5000013.862929078, 5000013.946769957, 5000014.020272263, 5000014.082979607, 5000014.134435598, 5000014.174183841, 5000014.201767949, 5000014.21673153, 5000014.219343378, 5000014.217459529, 5000014.21302015, 5000014.205618801, 5000014.194849038, 5000014.180304419, 5000014.161578503, 5000014.138264848, 5000014.1099570105, 5000014.076248548, 5000014.03673302, 5000013.991003983, 5000013.9386549955, 5000013.8792796135, 5000013.812471397, 5000013.737823903, 5000013.654930688, 5000013.563385312, 5000013.4627813315, 5000013.352712304, 5000013.232771789] | power curve (power)
rotorse.rp.cdf.x | intermediate | m/s | [4.0, 4.105527638190955, 4.211055276381909, 4.316582914572864, 4.422110552763819, 4.527638190954773, 4.633165829145729, 4.738693467336684, 4.844221105527638, 4.949748743718593, 5.055276381909548, 5.160804020100502, 5.266331658291457, 5.371859296482413, 5.477386934673367, 5.582914572864322, 5.688442211055277, 5.793969849246231, 5.899497487437186, 6.005025125628141, 6.110552763819095, 6.21608040201005, 6.321608040201005, 6.427135678391959, 6.532663316582914, 6.638190954773869, 6.743718592964824, 6.849246231155779, 6.954773869346734, 7.060301507537688, 7.165829145728644, 7.2713567839195985, 7.376884422110553, 7.482412060301508, 7.5879396984924625, 7.693467336683417, 7.798994974874372, 7.9045226130653266, 8.010050251256281, 8.115577889447236, 8.22110552763819, 8.326633165829145, 8.4321608040201, 8.537688442211056, 8.64321608040201, 8.748743718592966, 8.854271356783919, 8.959798994974875, 9.065326633165828, 9.170854271356784, 9.276381909547737, 9.381909547738694, 9.487437185929648, 9.592964824120603, 9.698492462311558, 9.804020100502512, 9.909547738693467, 10.015075376884422, 10.120603015075377, 10.226130653266331, 10.331658291457288, 10.43718592964824, 10.542713567839197, 10.64824120603015, 10.753768844221106, 10.85929648241206, 10.964824120603016, 11.070351758793969, 11.175879396984925, 11.28140703517588, 11.386934673366834, 11.492462311557789, 11.597989949748744, 11.703517587939698, 11.809045226130653, 11.914572864321608, 12.020100502512562, 12.125628140703517, 12.231155778894472, 12.336683417085426, 12.442211055276381, 12.547738693467336, 12.65326633165829, 12.758793969849247, 12.864321608040202, 12.969849246231156, 13.075376884422111, 13.180904522613066, 13.28643216080402, 13.391959798994975, 13.49748743718593, 13.603015075376884, 13.708542713567839, 13.814070351758794, 13.919597989949748, 14.025125628140703, 14.130653266331658, 14.236180904522612, 14.341708542713567, 14.447236180904522, 14.552763819095476, 14.658291457286433, 14.763819095477388, 14.869346733668342, 14.974874371859297, 15.080402010050252, 15.185929648241206, 15.291457286432161, 15.396984924623116, 15.50251256281407, 15.608040201005025, 15.71356783919598, 15.819095477386934, 15.924623115577889, 16.030150753768844, 16.1356783919598, 16.241206030150753, 16.346733668341706, 16.452261306532662, 16.55778894472362, 16.663316582914575, 16.768844221105528, 16.87437185929648, 16.979899497487438, 17.085427135678394, 17.190954773869347, 17.2964824120603, 17.402010050251256, 17.507537688442213, 17.613065326633166, 17.71859296482412, 17.824120603015075, 17.92964824120603, 18.035175879396984, 18.140703517587937, 18.246231155778894, 18.35175879396985, 18.457286432160803, 18.56281407035176, 18.668341708542712, 18.77386934673367, 18.879396984924625, 18.984924623115578, 19.09045226130653, 19.195979899497488, 19.301507537688444, 19.407035175879397, 19.51256281407035, 19.618090452261306, 19.723618090452263, 19.829145728643216, 19.93467336683417, 20.040201005025125, 20.14572864321608, 20.251256281407034, 20.35678391959799, 20.462311557788944, 20.5678391959799, 20.673366834170853, 20.77889447236181, 20.884422110552762, 20.98994974874372, 21.09547738693467, 21.201005025125628, 21.30653266331658, 21.412060301507537, 21.517587939698494, 21.623115577889447, 21.728643216080403, 21.834170854271356, 21.939698492462313, 22.045226130653266, 22.150753768844222, 22.256281407035175, 22.36180904522613, 22.467336683417084, 22.57286432160804, 22.678391959798994, 22.78391959798995, 22.889447236180903, 22.99497487437186, 23.100502512562812, 23.20603015075377, 23.311557788944725, 23.417085427135678, 23.522613065326635, 23.628140703517587, 23.733668341708544, 23.839195979899497, 23.944723618090453, 24.050251256281406, 24.155778894472363, 24.261306532663315, 24.366834170854272, 24.472361809045225, 24.57788944723618, 24.683417085427134, 24.78894472361809, 24.894472361809044, 25.0] | corresponding reference height
rotorse.rp.cdf.xbar | intermediate | m/s | 7.5 | mean value of distribution
rotorse.rp.gust.V_mean | intermediate | m/s | 7.5 | IEC average wind speed for turbine class
rotorse.rp.gust.V_hub | intermediate | m/s | 8.9532 | hub height wind speed
rotorse.rp.powercurve.generator_efficiency | intermediate |  | [0.95, 0.95, 0.95, 0.95, 0.95, 0.95, 0.95, 0.95, 0.95, 0.95, 0.95, 0.95, 0.95, 0.95, 0.95, 0.95, 0.95, 0.95, 0.95, 0.95] | Generator efficiency at various rpm values to support table lookup
rotorse.rp.powercurve.lss_rpm | intermediate | rpm | [0.1, 0.5095143701193218, 0.9190287402386434, 1.3285431103579652, 1.738057480477287, 2.147571850596609, 2.5570862207159304, 2.9666005908352524, 3.376114960954574, 3.7856293310738955, 4.195143701193217, 4.604658071312539, 5.01417244143186, 5.423686811551182, 5.833201181670504, 6.242715551789826, 6.652229921909147, 7.061744292028469, 7.4712586621477906, 7.880773032267112] | Low speed shaft RPM values at which the generator efficiency values are given
rotorse.rp.powercurve.V | output | m/s | [4.0, 5.214225796020938, 6.199302772114505, 6.940101288099139, 7.425243537705996, 7.647278298490988, 7.691761223009969, 8.002078626689109, 8.573464394012888, 8.953208651000654, 9.397142702102201, 10.460462807178455, 11.747093345319792, 13.237273163275134, 14.90811482686557, 16.733956145435975, 18.6867543133488, 20.736516614963797, 22.851761077974427, 25.0] | wind vector
rotorse.rp.powercurve.Omega | output | rpm | [3.8940290277084553, 5.07608665168294, 6.035066236541844, 6.756238967773721, 7.228528468407943, 7.4446809193222085, 7.487985369150778, 7.790081613583199, 7.880773032267112, 7.880773032267112, 7.880773032267112, 7.880773032267112, 7.880773032267112, 7.880773032267112, 7.880773032267112, 7.880773032267112, 7.880773032267112, 7.880773032267112, 7.880773032267112, 7.880773032267112] | rotor rotational speed
rotorse.rp.powercurve.P | output | W | [531485.2966770773, 1180471.9099510019, 1987436.9258563027, 2791060.986978332, 3419584.846242242, 3685809.2914987965, 3735824.7759124045, 4060464.6359084663, 4637489.504166659, 5000000.0, 5000001.489314365, 5000001.280967319, 5000000.0485257385, 5000004.888266956, 5000002.718292276, 4999999.898862068, 5000000.835820456, 5000012.1460965, 5000014.21947425, 5000013.232771789] | rotor electrical power
rotorse.rs.aero_gust.V_load | intermediate | m/s | 18.7756
rotorse.rs.Omega_load | intermediate | rpm | 7.8808
rotorse.rs.pitch_load | intermediate | deg | 3.2103
rotorse.rs.aero_hub_loads.V_load | intermediate | m/s | 18.7756
rotorse.rs.bjs.chord | intermediate | m | [4.5, 4.516534551546473, 4.592554552493484, 4.720268647024349, 4.75, 4.75, 4.75, 4.75, 4.75, 4.75, 4.75, 4.7, 4.64, 4.48, 4.30815493183957, 4.071095673436996, 3.830786554698718, 3.5937778702371683, 3.353572396827501, 3.1097268095527446, 2.7901044270071376, 2.6178045741630256, 2.372555490428877, 2.1253660784426107, 1.873608174226736, 1.6133977045902357, 1.3455144660008225, 1.0705044824934318, 0.7881317167515849, 0.5000000000000002] | chord length at joint station. [(n_span x 3) 1D array of float]
rotorse.rs.bjs.layer_thickness | intermediate | m | [[0.001, 0.001, 0.001, 0.001, 0.001, 0.001, 0.001, 0.001, 0.001, 0.001, 0.001, 0.001, 0.001, 0.001, 0.001, 0.001, 0.001, 0.001, 0.001, 0.001, 0.001, 0.001, 0.001, 0.001, 0.001, 0.001, 0.001, 0.001, 0.001, 0.001], [0.041, 0.033, 0.026, 0.02, 0.015, 0.011, 0.008284540718575178, 0.0065124340152886585, 0.005362077516845975, 0.004702475040252789, 0.004402630402514755, 0.004331547420637534, 0.0043582299116267645, 0.00435168169248812, 0.004307029653720184, 0.004219400685821545, 0.004083921679290805, 0.0038957195246265212, 0.0036499211123273024, 0.0033416533328917363, 0.0028649115237233047, 0.0025793559173691184, 0.0021461494036608486, 0.0016921197675737938, 0.0012276785702973474, 0.001, 0.001, 0.001, 0.001, 0.001], [0.0, 0.010363863922080815, 0.018021234480601413, 0.025361659590798752, 0.03206819380434953, 0.03782389167293049, 0.042311807748218355, 0.045214996581889856, 0.046216512725621724, 0.04569526776353126, 0.04403017327973565, 0.041600140858352265, 0.038784082083498365, 0.03596090853929123, 0.03350953180984813, 0.0313580742821214, 0.02943465834306337, 0.027667406379626357, 0.025984440778762663, 0.02431388392742465, 0.0220549122718989, 0.0208042751114363, 0.018985046101293482, 0.01713608265938962, 0.01526729626297836, 0.013388598389313434, 0.011509900515648486, 0.009631202641983529, 0.007752504768318578, 0.005873806894653622], [0.0, 0.012478059721382662, 0.01761157401713909, 0.022745088312895515, 0.027664175500095572, 0.03215440847018287, 0.03600136011460119, 0.03899060332479406, 0.04090771099220513, 0.0415382560082781, 0.041101726495636016, 0.03981761057690187, 0.03790539637469875, 0.03558457201164968, 0.033074625610377724, 0.030595045293505926, 0.02815655274214637, 0.02576986963741116, 0.023445717660412414, 0.021194818492262218, 0.018396886548685744, 0.016955665306955872, 0.014962350275733031, 0.01303216602522535, 0.01114932986025402, 0.009298059085640267, 0.007462571006205302, 0.005627082926770338, 0.0037915948473353817, 0.0019561067679004216], [0.0, 0.0, 0.0, 0.0, 0.0, 0.0, 0.0, 0.0, 0.0, 0.0, 0.0, 0.0, 0.0, 0.0, 0.0, 0.0, 0.0, 0.0, 0.0, 0.001, 0.03442398385140485, 0.001, -8.131516293641283e-20, 0.0, 0.0, 0.0, 0.0, 0.0, 0.0, 0.0], [0.0, 0.0, 0.0, 0.0, 0.0, 0.0, 0.0, 0.0, 0.0, 0.0, 0.0, 0.0, 0.0, 0.0, 0.0, 0.0, 0.0, 0.0, 0.0, 0.001, 0.03442398385140485, 0.001, -8.131516293641283e-20, 0.0, 0.0, 0.0, 0.0, 0.0, 0.0, 0.0], [0.0, 0.0, 0.006650033728755581, 0.008148123658263425, 0.009646213587771253, 0.011144303517279089, 0.01260256197570184, 0.013981157491954431, 0.015240258594951785, 0.016340033813608823, 0.017240651676840472, 0.01790228071356164, 0.018327608985325365, 0.018519324553684678, 0.018480115480192617, 0.01821266982640221, 0.017719675653866496, 0.0170038210241385, 0.016105782583305264, 0.015066236977453804, 0.013570845372449021, 0.012725330855044377, 0.011505323630660504, 0.010306515825606558, 0.009125374203327537, 0.00795836552726849, 0.0068019565608744125, 0.005652614067590332, 0.0045068048108612615, 0.003360995554132208], [0.0, 0.0, 0.023343227487567127, 0.02514806479023719, 0.02695290209290725, 0.028757739395577298, 0.03056257669824736, 0.032367414000917416, 0.03399537923059806, 0.03526960031429983, 0.03601320517903334, 0.0360493217518092, 0.03520107795963813, 0.03329160172953063, 0.030593866909944815, 0.02738084734933888, 0.023925516896170944, 0.020500849398899176, 0.017379818705981716, 0.014835398665876708, 0.01223234944423054, 0.01109198344222918, 0.009700784707749164, 0.008501789524206603, 0.007398896116132821, 0.006296002708059051, 0.00519310929998528, 0.004090215891911514, 0.0029873224838377426, -6.505213034913027e-19], [0.0, 0.0, 0.023343227487567127, 0.02514806479023719, 0.02695290209290725, 0.028757739395577298, 0.03056257669824736, 0.032367414000917416, 0.03399537923059806, 0.03526960031429983, 0.03601320517903334, 0.0360493217518092, 0.03520107795963813, 0.03329160172953063, 0.030593866909944815, 0.02738084734933888, 0.023925516896170944, 0.020500849398899176, 0.017379818705981716, 0.014835398665876708, 0.01223234944423054, 0.01109198344222918, 0.009700784707749164, 0.008501789524206603, 0.007398896116132821, 0.006296002708059051, 0.00519310929998528, 0.004090215891911514, 0.0029873224838377426, -6.505213034913027e-19], [0.0, 0.0, 0.018640217490227647, 0.022904385684442738, 0.027168553878657818, 0.0312820798151019, 0.035094321236003936, 0.03845463588359295, 0.041212381500097914, 0.04321691582774788, 0.04431759660877182, 0.044631775714407025, 0.044276805015890965, 0.04337003638446096, 0.04202882169135447, 0.040370512807808824, 0.03851246160506139, 0.03646387880311415, 0.03423397512196914, 0.03183196128162837, 0.028467525364800895, 0.026548446003367625, 0.023685366005451677, 0.02070188767487763, 0.01762209067817712, 0.014470054681881742, 0.01126985935252313, 0.008045584356632905, 0.0048213093607426755, 0.0015970343648524527], [0.0, 0.0, 0.010678322708722262, 0.013027749686046041, 0.015377176663369818, 0.017726603640693592, 0.02007603061801737, 0.022343664312566913, 0.024447711441567942, 0.026306378722246202, 0.02783787287182743, 0.0289604006075374, 0.029592168646601816, 0.029791678876096843, 0.02961743318309853, 0.02912793345468304, 0.028381681577926424, 0.027437179439904813, 0.02635292892769433, 0.025110640888752044, 0.0232295708259792, 0.02207879562049976, 0.020252660086103807, 0.01819533041480395, 0.015888517454057182, 0.01337380175210471, 0.010692763857187702, 0.007886984317547073, 0.004998043681424268, 0.0020675224970603053], [0.0, 0.0, 0.011714132383639313, 0.014764947347625046, 0.017815762311610757, 0.02086657727559648, 0.023917392239582207, 0.02696820720356794, 0.030019022167553665, 0.03295298719726778, 0.035653252358438574, 0.03800296771679428, 0.03988528333806326, 0.04118334928797394, 0.04178031563225458, 0.041727364564737766, 0.04107567827925614, 0.039876438969642325, 0.03818082882972886, 0.03604003005334837, 0.032679793711968524, 0.030642080913123152, 0.027516266030156573, 0.02419344792587278, 0.020739294340710836, 0.01721947301510983, 0.013699651689508844, 0.010179830363907818, 0.006660009038306791, 0.0031401877127057915], [0.0, 0.0, 0.035987381471276024, 0.04397734379711533, 0.051967306122954644, 0.059630209740332625, 0.06663899594078779, 0.07266660601585875, 0.07738598125708404, 0.0804700629560023, 0.08159179240415206, 0.08099668674906287, 0.0789302631382641, 0.07563803871928527, 0.07136553063965596, 0.06635825604690564, 0.06086173208856376, 0.05503573124453716, 0.04904002599473268, 0.04303438881905716, 0.03547715954202539, 0.03163240860972047, 0.026555610535872978, 0.02186996705690011, 0.017497247253826908, 0.01335922020767848, 0.009377654999479916, 0.005474320710256289, 0.0015709864210326626, 0.001], [0.041, 0.033, 0.026, 0.02, 0.015315621882346286, 0.012614052419141646, 0.010089285411055738, 0.007829722085647882, 0.0059237636704776095, 0.004459811393104192, 0.003526266481086949, 0.0030162506695686785, 0.0028228856936921773, 0.002839293288600149, 0.0029585951894353707, 0.0030739131313404964, 0.0030783688494581463, 0.0029930342735692765, 0.00283898133345475, 0.002637281958895433, 0.0023387770706268904, 0.0021752316255659585, 0.00195702452635758, 0.0017517918895640714, 0.0015569388227024443, 0.0013698704332897418, 0.0011879918288430328, 0.0010087081168792522, 0.001, 0.001], [0.0, 0.0, 0.0, 0.0021642290748897794, 0.0022101615271658773, 0.0022560939794419753, 0.002302026431718077, 0.002347958883994179, 0.0023857856093980226, 0.0024074008810573743, 0.002404698972099977, 0.0023695741556535783, 0.0022939207048459304, 0.0021696328928047836, 0.002012922173274681, 0.0018400000000000736, 0.0016670778267254723, 0.0015103671071953555, 0.0013860792951542347, 0.001310425844346601, 0.0012739797944200206, 0.0012725991189427679, 0.001294214390602067, 0.001332041116005865, 0.0013779735682819148, 0.0014239060205579876, 0.0014698384728340475, 0.0015157709251100578, 0.0015617033773860887, 1.0842021724855044e-19], [0.0, 0.0, 0.0, 0.03748906121529216, 0.03611723351773886, 0.03474540582018555, 0.03336309557167681, 0.03195982022125724, 0.03052509721797137, 0.02904844401086386, 0.02751937804897927, 0.02592741678136225, 0.024337449781140424, 0.022814366621441057, 0.021423056875391283, 0.020228410116118648, 0.019295315916750478, 0.018688663850414115, 0.018346790223235213, 0.018208031341339345, 0.02, 0.02, 0.02, 0.02, 0.02, 0.02, 0.02, 0.02, 0.02, 6.938893903907228e-18], [0.0, 0.0, 0.0, 0.0020723641703378447, 0.002118296622613882, 0.0021642290748899273, 0.002210161527165972, 0.0022560939794420165, 0.0023020264317180615, 0.0023479588839941056, 0.0023857856093979176, 0.0024074008810572537, 0.002404698972099874, 0.0023695741556534785, 0.0022939207048458332, 0.0021696328928047324, 0.0020129221732746467, 0.0018400000000000569, 0.0016670778267254514, 0.0015103671071953343, 0.0013589344180927612, 0.0013104258443465565, 0.0012753010279001407, 0.001272599118942723, 0.001294214390602057, 0.0013320411160058796, 0.001377973568281959, 0.0014239060205580112, 0.001469838472834042, 1.0842021724855044e-19], [0.0, 0.0, 0.0, 0.002517599968446932, 0.002445129913471889, 0.002372659858496847, 0.0023001898035218114, 0.002227719748546781, 0.0021544904794845205, 0.0020797427822478514, 0.0020027174427495156, 0.0019226552469023392, 0.0018387969806191531, 0.0017503834298127764, 0.0016614674579192518, 0.0015761019283747073, 0.0014983397046152694, 0.0014322336500771126, 0.0013818366281962682, 0.0013512015024089593, 0.0013365476557123661, 0.001336042341719111, 0.0013449310081187766, 0.001360406973216308, 0.0013791765876627789, 0.0013979462021092215, 0.0014167158165556374, 0.001435485431002038, 0.0014542550454484536, 2.168404344971009e-19], [0.0, 0.0, 0.0, 0.0377066146348917, 0.03634612196662573, 0.03498562929835977, 0.03361391516359078, 0.03221975809581581, 0.030791936628531906, 0.029319229295236043, 0.027790414629425268, 0.026194271164596574, 0.02459555683654566, 0.0230590295810682, 0.021649447333959928, 0.02043156803101652, 0.02, 0.02, 0.02, 0.02, 0.02, 0.02, 0.02, 0.02, 0.02, 0.02, 0.02, 0.02, 0.02, 6.938893903907228e-18], [0.0, 0.0, 0.0, 0.0026625400783972237, 0.0025900700234221716, 0.0025175999684471195, 0.0024451299134720674, 0.0023726598584970127, 0.002300189803521959, 0.002227719748546904, 0.002154490479484672, 0.0020797427822479954, 0.002002717442749689, 0.0019226552469024875, 0.0018387969806192307, 0.0017503834298126966, 0.001661467457919111, 0.0015761019283745596, 0.0014983397046151392, 0.0014322336500769564, 0.0013708383916703005, 0.0013512015024088637, 0.0013370346233662605, 0.0013360423417192616, 0.0013449310081189907, 0.0013604069732165167, 0.001379176587662875, 0.0013979462021091273, 0.0014167158165554958, 6.505213034913027e-19]] | 2D array of the thickness of the layers of the blade structure. The first dimension represents each layer, the second dimension represents each entry along blade span.
rotorse.rs.bjs.layer_width | intermediate | m | [[0.0, 0.0, 0.0, 0.0, 0.0, 0.0, 0.0, 0.0, 0.0, 0.0, 0.0, 0.0, 0.0, 0.0, 0.0, 0.0, 0.0, 0.0, 0.0, 0.0, 0.0, 0.0, 0.0, 0.0, 0.0, 0.0, 0.0, 0.0, 0.0, 0.0], [0.0, 0.0, 0.0, 0.0, 0.0, 0.0, 0.0, 0.0, 0.0, 0.0, 0.0, 0.0, 0.0, 0.0, 0.0, 0.0, 0.0, 0.0, 0.0, 0.0, 0.0, 0.0, 0.0, 0.0, 0.0, 0.0, 0.0, 0.0, 0.0, 0.0], [0.8, 0.8, 0.8, 0.8, 0.8, 0.8, 0.8, 0.8, 0.8, 0.8, 0.8, 0.8, 0.8, 0.8, 0.8, 0.8, 0.8, 0.8, 0.8, 0.8, 0.8, 0.8, 0.8, 0.8, 0.7536, 0.7059, 0.6587, 0.611, 0.5383, 0.3419], [0.8, 0.8, 0.8, 0.8, 0.8, 0.8, 0.8, 0.8, 0.8, 0.8, 0.8, 0.8, 0.8, 0.8, 0.8, 0.8, 0.8, 0.8, 0.8, 0.8, 0.8, 0.8, 0.8, 0.7855, 0.7453, 0.7019, 0.6571, 0.6099, 0.5246, 0.331], [0.0, 0.0, 0.0, 0.0, 0.0, 0.0, 0.0, 0.0, 0.0, 0.0, 0.0, 0.0, 0.0, 0.0, 0.0, 0.0, 0.0, 0.0, 0.0, 0.3, 1.981317608474543, 0.3, 1.3877787807814457e-17, 0.0, 0.0, 0.0, 0.0, 0.0, 0.0, 0.0], [0.0, 0.0, 0.0, 0.0, 0.0, 0.0, 0.0, 0.0, 0.0, 0.0, 0.0, 0.0, 0.0, 0.0, 0.0, 0.0, 0.0, 0.0, 0.0, 0.3, 1.981317608474543, 0.3, 1.3877787807814457e-17, 0.0, 0.0, 0.0, 0.0, 0.0, 0.0, 0.0], [0.3094, 0.3094, 0.3094, 0.3094, 0.3094, 0.3094, 0.3094, 0.3094, 0.3094, 0.3094, 0.3094, 0.3094, 0.3094, 0.3094, 0.3094, 0.3094, 0.3094, 0.3094, 0.3094, 0.3094, 0.3094, 0.3094, 0.3094, 0.3094, 0.3094, 0.3094, 0.2801, 0.2223, 0.1635, 0.1035], [0.576, 0.57745, 0.581, 0.58365, 0.58685, 0.58985, 0.59945, 0.60525, 0.61195, 0.61385, 0.6119, 0.60915, 0.6066, 0.6063, 0.60745, 0.6106, 0.61615, 0.57865, 0.53735, 0.4965, 0.4444673776755774, 0.41675, 0.37725, 0.33625, 0.27445, 0.2347, 0.1947, 0.1541, 0.113, 0.0713], [0.576, 0.57745, 0.581, 0.58365, 0.58685, 0.58985, 0.59945, 0.60525, 0.61195, 0.61385, 0.6119, 0.60915, 0.6066, 0.6063, 0.60745, 0.6106, 0.61615, 0.57865, 0.53735, 0.4965, 0.4444673776755774, 0.41675, 0.37725, 0.33625, 0.27445, 0.2347, 0.1947, 0.1541, 0.113, 0.0713], [0.0, 0.0, 0.0, 0.0, 0.0, 0.0, 0.0, 0.0, 0.0, 0.0, 0.0, 0.0, 0.0, 0.0, 0.0, 0.0, 0.0, 0.0, 0.0, 0.0, 0.0, 0.0, 0.0, 0.0, 0.0, 0.0, 0.0, 0.0, 0.0, 0.0], [0.0, 0.0, 0.0, 0.0, 0.0, 0.0, 0.0, 0.0, 0.0, 0.0, 0.0, 0.0, 0.0, 0.0, 0.0, 0.0, 0.0, 0.0, 0.0, 0.0, 0.0, 0.0, 0.0, 0.0, 0.0, 0.0, 0.0, 0.0, 0.0, 0.0], [0.0, 0.0, 0.0, 0.0, 0.0, 0.0, 0.0, 0.0, 0.0, 0.0, 0.0, 0.0, 0.0, 0.0, 0.0, 0.0, 0.0, 0.0, 0.0, 0.0, 0.0, 0.0, 0.0, 0.0, 0.0, 0.0, 0.0, 0.0, 0.0, 0.0], [0.0, 0.0, 0.0, 0.0, 0.0, 0.0, 0.0, 0.0, 0.0, 0.0, 0.0, 0.0, 0.0, 0.0, 0.0, 0.0, 0.0, 0.0, 0.0, 0.0, 0.0, 0.0, 0.0, 0.0, 0.0, 0.0, 0.0, 0.0, 0.0, 0.0], [0.0, 0.0, 0.0, 0.0, 0.0, 0.0, 0.0, 0.0, 0.0, 0.0, 0.0, 0.0, 0.0, 0.0, 0.0, 0.0, 0.0, 0.0, 0.0, 0.0, 0.0, 0.0, 0.0, 0.0, 0.0, 0.0, 0.0, 0.0, 0.0, 0.0], [0.0, 0.0, 0.0, 0.0, 0.0, 0.0, 0.0, 0.0, 0.0, 0.0, 0.0, 0.0, 0.0, 0.0, 0.0, 0.0, 0.0, 0.0, 0.0, 0.0, 0.0, 0.0, 0.0, 0.0, 0.0, 0.0, 0.0, 0.0, 0.0, 0.0], [0.0, 0.0, 0.0, 0.0, 0.0, 0.0, 0.0, 0.0, 0.0, 0.0, 0.0, 0.0, 0.0, 0.0, 0.0, 0.0, 0.0, 0.0, 0.0, 0.0, 0.0, 0.0, 0.0, 0.0, 0.0, 0.0, 0.0, 0.0, 0.0, 0.0], [0.0, 0.0, 0.0, 0.0, 0.0, 0.0, 0.0, 0.0, 0.0, 0.0, 0.0, 0.0, 0.0, 0.0, 0.0, 0.0, 0.0, 0.0, 0.0, 0.0, 0.0, 0.0, 0.0, 0.0, 0.0, 0.0, 0.0, 0.0, 0.0, 0.0], [0.0, 0.0, 0.0, 0.0, 0.0, 0.0, 0.0, 0.0, 0.0, 0.0, 0.0, 0.0, 0.0, 0.0, 0.0, 0.0, 0.0, 0.0, 0.0, 0.0, 0.0, 0.0, 0.0, 0.0, 0.0, 0.0, 0.0, 0.0, 0.0, 0.0], [0.0, 0.0, 0.0, 0.0, 0.0, 0.0, 0.0, 0.0, 0.0, 0.0, 0.0, 0.0, 0.0, 0.0, 0.0, 0.0, 0.0, 0.0, 0.0, 0.0, 0.0, 0.0, 0.0, 0.0, 0.0, 0.0, 0.0, 0.0, 0.0, 0.0], [0.0, 0.0, 0.0, 0.0, 0.0, 0.0, 0.0, 0.0, 0.0, 0.0, 0.0, 0.0, 0.0, 0.0, 0.0, 0.0, 0.0, 0.0, 0.0, 0.0, 0.0, 0.0, 0.0, 0.0, 0.0, 0.0, 0.0, 0.0, 0.0, 0.0]] | 2D array of the width of the layers of the blade structure. The first dimension represents each layer, the second dimension represents each entry along blade span.
rotorse.rs.bjs.layer_start_nd | intermediate |  | [[0.0, 0.0, 0.0, 0.0, 0.0, 0.0, 0.0, 0.0, 0.0, 0.0, 0.0, 0.0, 0.0, 0.0, 0.0, 0.0, 0.0, 0.0, 0.0, 0.0, 0.0, 0.0, 0.0, 0.0, 0.0, 0.0, 0.0, 0.0, 0.0, 0.0], [0.0, 0.0, 0.0, 0.0, 0.0, 0.0, 0.0, 0.0, 0.0, 0.0, 0.0, 0.0, 0.0, 0.0, 0.0, 0.0, 0.0, 0.0, 0.0, 0.0, 0.0, 0.0, 0.0, 0.0, 0.0, 0.0, 0.0, 0.0, 0.0, 0.0], [0.1661383603494756, 0.1694628569270011, 0.16968067888535437, 0.2375949530027449, 0.24398990006773233, 0.2519311500881011, 0.2576652264500764, 0.26174661649555087, 0.26334339770109555, 0.2621083664556708, 0.26061866422837776, 0.2616314995326834, 0.2629598544862647, 0.26995748937711933, 0.2725208985317948, 0.2758827050334076, 0.2783864708757078, 0.2789155644341235, 0.27802615853755763, 0.2750634045725415, 0.26774667347125214, 0.26207131421706575, 0.25166728116937254, 0.23859669313117138, 0.227875469260909, 0.21289914882504438, 0.19074835516998262, 0.15633559281281478, 0.10381686391715891, 0.08009451161731798], [0.6661477675256644, 0.6700001984917334, 0.6771212323651317, 0.6207208564326209, 0.6272750170824042, 0.6324595900641107, 0.6392686724563994, 0.645745352503658, 0.6497799829968233, 0.6517123168547534, 0.6533345130885748, 0.651550423114974, 0.6492426796180643, 0.6395043420213119, 0.6344403669427179, 0.6271127349251724, 0.6198647907156044, 0.6135616535828007, 0.6074273211719201, 0.6019908500063249, 0.5959795702170866, 0.5931166245783371, 0.5893669387235123, 0.5862305208235664, 0.5844476893192411, 0.5818881458651411, 0.5782695778866841, 0.5727057328003304, 0.5737487939946404, 0.5968472850353708], [0.19443410767975144, 0.1978961908795244, 0.19958140163058266, 0.20542464311933956, 0.21272282382163815, 0.22201710404838199, 0.22991051269542517, 0.23619816233798707, 0.24018570672054076, 0.2417677397265339, 0.24321801739271495, 0.24714692440054453, 0.2514718654064332, 0.2614718519611263, 0.2671562341675582, 0.27388979239580685, 0.28019576532759827, 0.28503635054090354, 0.28909800028747185, 0.26924739897792005, 0.10589280399319753, 0.2666667765640185, 0.2930567897903598, 0.2921064449099263, 0.2910646146603808, 0.28898448525609133, 0.2852726377942026, 0.2791943981779224, 0.26861132553798667, 0.24523262565655413], [0.6944435148559402, 0.6984335324442567, 0.7070219551103599, 0.7160785943181758, 0.727041866331137, 0.7349028098288584, 0.7412705651127219, 0.7467993398914506, 0.7491285127869466, 0.7488060015796503, 0.7479347564119759, 0.7444243939444215, 0.7404243118117376, 0.7307665445111873, 0.7260795036816726, 0.7205897255336017, 0.7154694307822183, 0.7115076478297959, 0.708132452123774, 0.6833664940750557, 0.5584567666401614, 0.6787073645677476, 0.7076220245693976, 0.7099371856243094, 0.712085852509696, 0.7147034419752497, 0.7185162292704639, 0.7243480575863829, 0.7343491554404629, 0.7567206858747599], [0.4890559543162311, 0.4889383942311296, 0.48796411049385335, 0.48706864014719237, 0.4866845505982981, 0.4857654747585992, 0.48502104276090363, 0.48531087640878967, 0.4856425830643033, 0.48579239552057807, 0.4861193594105758, 0.4862716947753552, 0.4862731663547805, 0.4857912891748808, 0.4850630282771577, 0.48383155522978366, 0.48238805281939284, 0.48077684683033073, 0.4789477388987355, 0.47684624458672537, 0.47359139036180653, 0.47152323732789425, 0.46807164252978684, 0.46388290037817503, 0.4585452152866592, 0.45118660428881174, 0.4459587735889037, 0.44467842990449175, 0.4432423328295308, 0.44179699440331593], [0.0, 0.0, 0.0, 0.0, 0.0, 0.0, 0.0, 0.0, 0.0, 0.0, 0.0, 0.0, 0.0, 0.0, 0.0, 0.0, 0.0, 0.0, 0.0, 0.0, 0.0, 0.0, 0.0, 0.0, 0.0, 0.0, 0.0, 0.0, 0.0, 0.0], [0.9592541238444028, 0.9589529282727886, 0.956569200212556, 0.9538865630507011, 0.950563372756349, 0.9478007176483189, 0.9455854010199337, 0.9439728749705358, 0.9425686770536883, 0.9418952483531543, 0.9416519804881729, 0.9409328931423909, 0.9401221912596872, 0.9377508505883955, 0.9348865038772928, 0.9304760307735537, 0.9251900438190216, 0.9248770841258409, 0.9250240376688414, 0.9250799772802982, 0.924968790735632, 0.9248582303117606, 0.9247042142179469, 0.9247885079320827, 0.9300560916887364, 0.9302752538430316, 0.9304513929655849, 0.9306536233974412, 0.9308126540473582, 0.931124027312094], [0.04074587615559723, 0.04104707172721142, 0.04343079978744407, 0.04611343694929892, 0.049436627243651, 0.05219928235168118, 0.054414598980066245, 0.05602712502946415, 0.057431322946311716, 0.05810475164684571, 0.058348019511827165, 0.05906710685760906, 0.059877808740312816, 0.06224914941160448, 0.06511349612270725, 0.06952396922644637, 0.07480995618097841, 0.07512291587415915, 0.07497596233115852, 0.07492002271970176, 0.07503120926436799, 0.07514176968823938, 0.07529578578205315, 0.0752114920679173, 0.06994390831126364, 0.06972474615696847, 0.06954860703441507, 0.06934637660255885, 0.0691873459526418, 0.06887597268790605], [0.2227298550100273, 0.22632952483204768, 0.22948212437581095, 0.3008019256052278, 0.3113824225094479, 0.3227278371803193, 0.3302845928426913, 0.33580146990087323, 0.3384231564347329, 0.3378333828562191, 0.33690304992777587, 0.33920465144286516, 0.3419282801246595, 0.35209392270927103, 0.3582741241440523, 0.3669720849566914, 0.375518605818145, 0.3827751215054574, 0.38964943920179285, 0.3957804603142563, 0.4027958816390277, 0.40631466334865907, 0.4113402530067285, 0.41753853299536126, 0.4199313238915094, 0.42260813183400925, 0.4260419733187715, 0.43129105098389503, 0.4334057871588144, 0.4103707396957903], [0.5109427148761995, 0.5109315780434064, 0.5110923195372874, 0.5115139368012026, 0.5127486086526316, 0.5131460934915146, 0.5131065827132474, 0.5139515909632981, 0.5146796797545375, 0.5150790456134902, 0.515622345579818, 0.516273111276618, 0.5168142049704297, 0.5175575547660904, 0.5182280882826983, 0.5190603729151136, 0.5199539060083804, 0.5209445305276691, 0.5221180426956284, 0.5235335658948336, 0.5258216716206937, 0.5273093526045379, 0.5298251643878843, 0.5330886569456504, 0.5373961725885538, 0.5431032487752457, 0.5460130356861798, 0.5447154157497146, 0.5433496873716276, 0.5417782450793086], [0.7227392621862161, 0.7268668663967799, 0.7369226778555882, 0.6839278290351037, 0.6946675395241197, 0.703256277156329, 0.7118880388490143, 0.7198002059089803, 0.7248597417304606, 0.7274373332553017, 0.729618898787973, 0.7291235750251559, 0.7282111052564589, 0.7216407753534636, 0.7201935925549754, 0.7182021148484563, 0.7169969256580416, 0.7174212106541346, 0.7190506018361553, 0.7227079057480397, 0.7310287783848622, 0.7373599737099304, 0.7490399105608683, 0.7619290398402178, 0.7743882790965585, 0.7904088076784185, 0.812991661514389, 0.847166181144916, 0.8949495168862853, 0.9165940867141491], [0.0, 0.0, 0.0, 0.0, 0.0, 0.0, 0.0, 0.0, 0.0, 0.0, 0.0, 0.0, 0.0, 0.0, 0.0, 0.05, 0.05, 0.05, 0.05, 0.05, 0.05, 0.05, 0.05, 0.05, 0.05, 0.05, 0.04, 0.05, 0.05, 0.05], [0.0, 0.0, 0.0, 0.0, 0.0, 0.0, 0.0, 0.0, 0.0, 0.0, 0.0, 0.0, 0.0, 0.0, 0.0, 0.0, 0.0, 0.0, 0.0, 0.0, 0.0, 0.0, 0.0, 0.0, 0.0, 0.0, 0.0, 0.0, 0.0, 0.0], [0.0, 0.0, 0.0, 0.0, 0.0, 0.0, 0.0, 0.0, 0.0, 0.0, 0.0, 0.0, 0.0, 0.0, 0.0, 0.0, 0.0, 0.0, 0.0, 0.0, 0.0, 0.0, 0.0, 0.0, 0.0, 0.0, 0.0, 0.0, 0.0, 0.0], [0.0, 0.0, 0.0, 0.0, 0.0, 0.0, 0.0, 0.0, 0.0, 0.0, 0.0, 0.0, 0.0, 0.0, 0.0, 0.0, 0.0, 0.0, 0.0, 0.0, 0.0, 0.0, 0.0, 0.0, 0.0, 0.0, 0.0, 0.0, 0.0, 0.0], [0.0, 0.0, 0.0, 0.0, 0.0, 0.0, 0.0, 0.0, 0.0, 0.0, 0.0, 0.0, 0.0, 0.0, 0.0, 0.0, 0.0, 0.0, 0.0, 0.0, 0.0, 0.0, 0.0, 0.0, 0.0, 0.0, 0.0, 0.0, 0.0, 0.0], [0.0, 0.0, 0.0, 0.0, 0.0, 0.0, 0.0, 0.0, 0.0, 0.0, 0.0, 0.0, 0.0, 0.0, 0.0, 0.0, 0.0, 0.0, 0.0, 0.0, 0.0, 0.0, 0.0, 0.0, 0.0, 0.0, 0.0, 0.0, 0.0, 0.0], [0.0, 0.0, 0.0, 0.0, 0.0, 0.0, 0.0, 0.0, 0.0, 0.0, 0.0, 0.0, 0.0, 0.0, 0.0, 0.0, 0.0, 0.0, 0.0, 0.0, 0.0, 0.0, 0.0, 0.0, 0.0, 0.0, 0.0, 0.0, 0.0, 0.0]] | 2D array of the non-dimensional start point defined along the outer profile of a layer. The TE suction side is 0, the TE pressure side is 1. The first dimension represents each layer, the second dimension represents each entry along blade span.
rotorse.rs.bjs.layer_end_nd | intermediate |  | [[1.0, 1.0, 1.0, 1.0, 1.0, 1.0, 1.0, 1.0, 1.0, 1.0, 1.0, 1.0, 1.0, 1.0, 1.0, 1.0, 1.0, 1.0, 1.0, 1.0, 1.0, 1.0, 1.0, 1.0, 1.0, 1.0, 1.0, 1.0, 1.0, 1.0], [1.0, 1.0, 1.0, 1.0, 1.0, 1.0, 1.0, 1.0, 1.0, 1.0, 1.0, 1.0, 1.0, 1.0, 1.0, 1.0, 1.0, 1.0, 1.0, 1.0, 1.0, 1.0, 1.0, 1.0, 1.0, 1.0, 1.0, 1.0, 1.0, 1.0], [0.2227298550100273, 0.22632952483204768, 0.22948212437581095, 0.3008019256052278, 0.3113824225094479, 0.3227278371803193, 0.3302845928426913, 0.33580146990087323, 0.3384231564347329, 0.3378333828562191, 0.33690304992777587, 0.33920465144286516, 0.3419282801246595, 0.35209392270927103, 0.3582741241440523, 0.3669720849566914, 0.375518605818145, 0.3827751215054574, 0.38964943920179285, 0.3957804603142563, 0.4027958816390277, 0.40631466334865907, 0.4113402530067285, 0.41753853299536126, 0.4199313238915094, 0.42260813183400925, 0.4260419733187715, 0.43129105098389503, 0.4334057871588144, 0.4103707396957903], [0.7227392621862161, 0.7268668663967799, 0.7369226778555882, 0.6839278290351037, 0.6946675395241197, 0.703256277156329, 0.7118880388490143, 0.7198002059089803, 0.7248597417304606, 0.7274373332553017, 0.729618898787973, 0.7291235750251559, 0.7282111052564589, 0.7216407753534636, 0.7201935925549754, 0.7182021148484563, 0.7169969256580416, 0.7174212106541346, 0.7190506018361553, 0.7227079057480397, 0.7310287783848622, 0.7373599737099304, 0.7490399105608683, 0.7619290398402178, 0.7743882790965585, 0.7904088076784185, 0.812991661514389, 0.847166181144916, 0.8949495168862853, 0.9165940867141491], [0.19443410767975144, 0.1978961908795244, 0.19958140163058266, 0.20542464311933956, 0.21272282382163815, 0.22201710404838199, 0.22991051269542517, 0.23619816233798707, 0.24018570672054076, 0.2417677397265339, 0.24321801739271495, 0.24714692440054453, 0.2514718654064332, 0.2614718519611263, 0.2671562341675582, 0.27388979239580685, 0.28019576532759827, 0.28503635054090354, 0.28909800028747185, 0.31451629488106314, 0.4403620216848948, 0.320758032488366, 0.2930567897903598, 0.2921064449099263, 0.2910646146603808, 0.28898448525609133, 0.2852726377942026, 0.2791943981779224, 0.26861132553798667, 0.24523262565655413], [0.6944435148559402, 0.6984335324442567, 0.7070219551103599, 0.7160785943181758, 0.727041866331137, 0.7349028098288584, 0.7412705651127219, 0.7467993398914506, 0.7491285127869466, 0.7488060015796503, 0.7479347564119759, 0.7444243939444215, 0.7404243118117376, 0.7307665445111873, 0.7260795036816726, 0.7205897255336017, 0.7154694307822183, 0.7115076478297959, 0.708132452123774, 0.7286353899781988, 0.8929259843318587, 0.732798620492095, 0.7076220245693976, 0.7099371856243094, 0.712085852509696, 0.7147034419752497, 0.7185162292704639, 0.7243480575863829, 0.7343491554404629, 0.7567206858747599], [0.5109427148761995, 0.5109315780434064, 0.5110923195372874, 0.5115139368012026, 0.5127486086526316, 0.5131460934915146, 0.5131065827132474, 0.5139515909632981, 0.5146796797545375, 0.5150790456134902, 0.515622345579818, 0.516273111276618, 0.5168142049704297, 0.5175575547660904, 0.5182280882826983, 0.5190603729151136, 0.5199539060083804, 0.5209445305276691, 0.5221180426956284, 0.5235335658948336, 0.5258216716206937, 0.5273093526045379, 0.5298251643878843, 0.5330886569456504, 0.5373961725885538, 0.5431032487752457, 0.5460130356861798, 0.5447154157497146, 0.5433496873716276, 0.5417782450793086], [0.04074587615559723, 0.04104707172721142, 0.04343079978744407, 0.04611343694929892, 0.049436627243651, 0.05219928235168118, 0.054414598980066245, 0.05602712502946415, 0.057431322946311716, 0.05810475164684571, 0.058348019511827165, 0.05906710685760906, 0.059877808740312816, 0.06224914941160448, 0.06511349612270725, 0.06952396922644637, 0.07480995618097841, 0.07512291587415915, 0.07497596233115852, 0.07492002271970176, 0.07503120926436799, 0.07514176968823938, 0.07529578578205315, 0.0752114920679173, 0.06994390831126364, 0.06972474615696847, 0.06954860703441507, 0.06934637660255885, 0.0691873459526418, 0.06887597268790605], [1.0, 1.0, 1.0, 1.0, 1.0, 1.0, 1.0, 1.0, 1.0, 1.0, 1.0, 1.0, 1.0, 1.0, 1.0, 1.0, 1.0, 1.0, 1.0, 1.0, 1.0, 1.0, 1.0, 1.0, 1.0, 1.0, 1.0, 1.0, 1.0, 1.0], [0.1661383603494756, 0.1694628569270011, 0.16968067888535437, 0.2375949530027449, 0.24398990006773233, 0.2519311500881011, 0.2576652264500764, 0.26174661649555087, 0.26334339770109555, 0.2621083664556708, 0.26061866422837776, 0.2616314995326834, 0.2629598544862647, 0.26995748937711933, 0.2725208985317948, 0.2758827050334076, 0.2783864708757078, 0.2789155644341235, 0.27802615853755763, 0.2750634045725415, 0.26774667347125214, 0.26207131421706575, 0.25166728116937254, 0.23859669313117138, 0.227875469260909, 0.21289914882504438, 0.19074835516998262, 0.15633559281281478, 0.10381686391715891, 0.08009451161731798], [0.4890559543162311, 0.4889383942311296, 0.48796411049385335, 0.48706864014719237, 0.4866845505982981, 0.4857654747585992, 0.48502104276090363, 0.48531087640878967, 0.4856425830643033, 0.48579239552057807, 0.4861193594105758, 0.4862716947753552, 0.4862731663547805, 0.4857912891748808, 0.4850630282771577, 0.48383155522978366, 0.48238805281939284, 0.48077684683033073, 0.4789477388987355, 0.47684624458672537, 0.47359139036180653, 0.47152323732789425, 0.46807164252978684, 0.46388290037817503, 0.4585452152866592, 0.45118660428881174, 0.4459587735889037, 0.44467842990449175, 0.4432423328295308, 0.44179699440331593], [0.6661477675256644, 0.6700001984917334, 0.6771212323651317, 0.6207208564326209, 0.6272750170824042, 0.6324595900641107, 0.6392686724563994, 0.645745352503658, 0.6497799829968233, 0.6517123168547534, 0.6533345130885748, 0.651550423114974, 0.6492426796180643, 0.6395043420213119, 0.6344403669427179, 0.6271127349251724, 0.6198647907156044, 0.6135616535828007, 0.6074273211719201, 0.6019908500063249, 0.5959795702170866, 0.5931166245783371, 0.5893669387235123, 0.5862305208235664, 0.5844476893192411, 0.5818881458651411, 0.5782695778866841, 0.5727057328003304, 0.5737487939946404, 0.5968472850353708], [0.9592541238444028, 0.9589529282727886, 0.956569200212556, 0.9538865630507011, 0.950563372756349, 0.9478007176483189, 0.9455854010199337, 0.9439728749705358, 0.9425686770536883, 0.9418952483531543, 0.9416519804881729, 0.9409328931423909, 0.9401221912596872, 0.9377508505883955, 0.9348865038772928, 0.9304760307735537, 0.9251900438190216, 0.9248770841258409, 0.9250240376688414, 0.9250799772802982, 0.924968790735632, 0.9248582303117606, 0.9247042142179469, 0.9247885079320827, 0.9300560916887364, 0.9302752538430316, 0.9304513929655849, 0.9306536233974412, 0.9308126540473582, 0.931124027312094], [1.0, 1.0, 1.0, 1.0, 1.0, 1.0, 1.0, 1.0, 1.0, 1.0, 1.0, 1.0, 1.0, 1.0, 1.0, 0.95, 0.95, 0.95, 0.95, 0.95, 0.95, 0.95, 0.95, 0.95, 0.95, 0.95, 0.95, 0.95, 0.95, 0.95], [0.0, 0.0, 0.0, 0.0, 0.0, 0.0, 0.0, 0.0, 0.0, 0.0, 0.0, 0.0, 0.0, 0.0, 0.0, 0.0, 0.0, 0.0, 0.0, 0.0, 0.0, 0.0, 0.0, 0.0, 0.0, 0.0, 0.0, 0.0, 0.0, 0.0], [0.0, 0.0, 0.0, 0.0, 0.0, 0.0, 0.0, 0.0, 0.0, 0.0, 0.0, 0.0, 0.0, 0.0, 0.0, 0.0, 0.0, 0.0, 0.0, 0.0, 0.0, 0.0, 0.0, 0.0, 0.0, 0.0, 0.0, 0.0, 0.0, 0.0], [0.0, 0.0, 0.0, 0.0, 0.0, 0.0, 0.0, 0.0, 0.0, 0.0, 0.0, 0.0, 0.0, 0.0, 0.0, 0.0, 0.0, 0.0, 0.0, 0.0, 0.0, 0.0, 0.0, 0.0, 0.0, 0.0, 0.0, 0.0, 0.0, 0.0], [0.0, 0.0, 0.0, 0.0, 0.0, 0.0, 0.0, 0.0, 0.0, 0.0, 0.0, 0.0, 0.0, 0.0, 0.0, 0.0, 0.0, 0.0, 0.0, 0.0, 0.0, 0.0, 0.0, 0.0, 0.0, 0.0, 0.0, 0.0, 0.0, 0.0], [0.0, 0.0, 0.0, 0.0, 0.0, 0.0, 0.0, 0.0, 0.0, 0.0, 0.0, 0.0, 0.0, 0.0, 0.0, 0.0, 0.0, 0.0, 0.0, 0.0, 0.0, 0.0, 0.0, 0.0, 0.0, 0.0, 0.0, 0.0, 0.0, 0.0], [0.0, 0.0, 0.0, 0.0, 0.0, 0.0, 0.0, 0.0, 0.0, 0.0, 0.0, 0.0, 0.0, 0.0, 0.0, 0.0, 0.0, 0.0, 0.0, 0.0, 0.0, 0.0, 0.0, 0.0, 0.0, 0.0, 0.0, 0.0, 0.0, 0.0]] | 2D array of the non-dimensional end point defined along the outer profile of a layer. The TE suction side is 0, the TE pressure side is 1. The first dimension represents each layer, the second dimension represents each entry along blade span.
rotorse.rs.bjs.blade_length | intermediate | m | [3.0, 6.448147165807186, 9.896294331614373, 13.34444149742156, 16.792588663228745, 20.240735829035934, 23.68888299484312, 27.13703016065031, 30.58517732645749, 34.03332449226468, 37.48147165807187, 40.929618823879046, 44.37776598968624, 47.825913155493424, 51.2740603213006, 54.722207487107795, 58.17035465291498, 61.618501818722166, 65.06664898452937, 68.51479615033654, 72.99738746588586, 75.41109048195092, 78.8592376477581, 82.30738481356529, 85.75553197937248, 89.20367914517963, 92.65182631098685, 96.09997347679402, 99.5481206426012, 102.9962678084084] | 1D array of cumulative blade length at each station. n_span long
rotorse.rs.bjs.coord_xy_interp | intermediate |  | [[[1.0, -5.228022875725102e-16], [0.9994296839925829, -0.022259740711558177], [0.998063017832965, -0.04445803489546769], [0.9955739142666737, -0.0665618134473914], [0.9920863097495596, -0.08851982053258164], [0.9876861486750572, -0.11027527223126012], [0.9823305251706395, -0.1317843709197388], [0.9760119083356917, -0.15300661763508847], [0.9687874672983805, -0.17388680280547386], [0.9606748602592399, -0.19437934848935778], [0.9516753587636768, -0.2144496858898974], [0.9418276527462444, -0.23405837873056085], [0.9311752953551308, -0.25315297586530683], [0.9197303974311781, -0.2717058715241765], [0.9075245591947199, -0.2896910384273745], [0.8946104080703081, -0.3070575403137143], [0.8810096964994353, -0.3237794960574165], [0.866747905197194, -0.339839087916958], [0.8518902581712055, -0.355200475411866], [0.8364694626214207, -0.3698431374689817], [0.820513485943698, -0.3837614939542973], [0.8040738322175812, -0.39691489811790015], [0.7871915298856534, -0.4092893400643106], [0.7698979191015535, -0.4208940017028426], [0.7522523412351593, -0.4317036404757956], [0.7342913491785575, -0.44170411642042817], [0.7160449249557642, -0.4509162950105447], [0.6975716400331089, -0.4593111923915063], [0.6789061864336874, -0.46689183369931203], [0.6600803126205398, -0.4736931268620854], [0.6411475171372123, -0.4796641292900073], [0.6221376509688521, -0.48484343347152115], [0.6030879981944149, -0.48926892453206955], [0.5840450421189749, -0.49287710440089977], [0.5650308976870032, -0.4957710179013429], [0.5460886027795995, -0.49790677272002765], [0.5272486739168989, -0.4992052309653694], [0.508535950506088, -0.4999001471231513], [0.48999235547038833, -0.49986512233616714], [0.4716321145068305, -0.49915299052333634], [0.4534925037443476, -0.4978655748478763], [0.43559330289767306, -0.49584922139645754], [0.41795606561694243, -0.49322020425743757], [0.40060974844257646, -0.4900340177148858], [0.38356093160600935, -0.48624065438121056], [0.3668432157337161, -0.4819531220757106], [0.35045731632050314, -0.4771070365916879], [0.33443448400863013, -0.4718016171476336], [0.3187741003293152, -0.4659975031053569], [0.3034996231212948, -0.45977183363997315], [0.2886112935656476, -0.45311101277459814], [0.27412438666566624, -0.4460714726760404], [0.26004145552371905, -0.4386539965865653], [0.2463748720159175, -0.4308972880761414], [0.23312344393883352, -0.4228128921543159], [0.22029377781042306, -0.41444216059030164], [0.20788328296533118, -0.4057907314202666], [0.19590295639164576, -0.39689711005990247], [0.18434125306662855, -0.38776302893280623], [0.17321393095416077, -0.37843278185751145], [0.16249917612963843, -0.3689016855353163], [0.15221460277725932, -0.35922081920480586], [0.14233175939897136, -0.3493817949754996], [0.13287211153919, -0.33942867829019185], [0.12380643962975978, -0.3293594524047539], [0.11514762338607656, -0.3192023645100907], [0.10688720880274838, -0.30897183476900875], [0.09900711152156343, -0.2986754406431281], [0.09152340438534401, -0.28834653723959136], [0.08439704281722242, -0.2779791205220024], [0.0776464790199521, -0.26760420577043886], [0.0712479082120208, -0.2572292124527742], [0.06518786629737473, -0.24686109008276283], [0.05948747212742032, -0.23652443301269652], [0.05410024641809, -0.22621390127387142], [0.049037878670187655, -0.21594907486257175], [0.044300349757333976, -0.2057452464738149], [0.039842359734680484, -0.19559765442820762], [0.035689975243613004, -0.1855255033033041], [0.031829235005065896, -0.1755359887530568], [0.028220007205789974, -0.16562693673246215], [0.024892524779269766, -0.15581522149021937], [0.021828668303003517, -0.1461056218157035], [0.018984694713133153, -0.13649533799824295], [0.016392191702033498, -0.1269983005811027], [0.014044634634199048, -0.11762077059006065], [0.011879824984634942, -0.10835684703907963], [0.00993094518736226, -0.09921662146203765], [0.008219407957347494, -0.0902084101294225], [0.0066583862213787865, -0.08132543510984099], [0.005267741928506431, -0.07257222340427001], [0.004095157538529609, -0.06395640173157158], [0.0030987885971364196, -0.055478013021100045], [0.0021966077355110324, -0.04713200469997591], [0.0014626417630186888, -0.03892440526041703], [0.0009644846082979224, -0.030860610171394718], [0.0005993738679828514, -0.022936235945969063], [0.0002900866455990823, -0.015148765877396714], [7.807077883024657e-05, -0.007502222076493378], [0.0, 0.0], [7.804120611659719e-05, 0.007500736220690077], [0.0002898787241920041, 0.015142758486887441], [0.000598775316682048, 0.02292258456141937], [0.0009633263516348351, 0.03083611939777482], [0.0014596682128281925, 0.03888574897117924], [0.002190976364499905, 0.047075815990683056], [0.0030899784195977838, 0.05540088812816734], [0.0040827111247031585, 0.06385488643689734], [0.005248531243836643, 0.07244263446468859], [0.006631282230012606, 0.08116423659691048], [0.008183684298590573, 0.09001209900857182], [0.009883614168490653, 0.09898142028662286], [0.011817640154723611, 0.10807902374749315], [0.01396619932168302, 0.1172968915532844], [0.016295142079104163, 0.1266248185078847], [0.018863193778115264, 0.13606823481979585], [0.02168071375327755, 0.1456217410739376], [0.02471591629586298, 0.15527150565279574], [0.028006440010586352, 0.16501912653915243], [0.031576255891496444, 0.17486145042023293], [0.03539483961687758, 0.18478174850035556], [0.03949498254800754, 0.19478045115068363], [0.04389792827815823, 0.20485282604936875], [0.04857580757377652, 0.21497933573681455], [0.053567991613811754, 0.2251632488767036], [0.058881821148870805, 0.23539257539832661], [0.06450016290273135, 0.24564586185495754], [0.07046920463911448, 0.2559288096954281], [0.07677403099247092, 0.2662200889663396], [0.08341621271683673, 0.2765073937902718], [0.09042901951906561, 0.28678971177956086], [0.0977906533229447, 0.29703436159541413], [0.10553618719874776, 0.30724577033016703], [0.11365876004177941, 0.31739779819794195], [0.12216148331893956, 0.32747251411893785], [0.1310674986027348, 0.3374671550918847], [0.14035464992188373, 0.3473464005305412], [0.15005511078613856, 0.35711729389225577], [0.16014896266156226, 0.36673682914626515], [0.17065818789963985, 0.3762090161783657], [0.181574957422924, 0.3854954202777727], [0.19290757140963555, 0.39458324766597075], [0.20465763457781186, 0.4034522528592034], [0.21681735306942437, 0.4120736546751029], [0.22939648396347811, 0.4204412604055216], [0.24237780069407988, 0.4285157291249229], [0.25577362426833844, 0.43629701405132887], [0.2695667856328992, 0.4437307842367116], [0.2837657972261352, 0.4508257189736273], [0.29834798288780395, 0.457529313046837], [0.3133189787852679, 0.46384827499917675], [0.3286584618928104, 0.4697270339484696], [0.3443649416455463, 0.4751660894880115], [0.3604197737256814, 0.480124895665173], [0.37681123376695697, 0.48458015694873546], [0.3935252510207292, 0.48853802379954264], [0.41053864255357086, 0.49191628687198], [0.4278432324908231, 0.4947936897726825], [0.4454066634681981, 0.49700186546594965], [0.46322225410302975, 0.4986945279258362], [0.4812515456557157, 0.4995759574617022], [0.49948102667173666, 0.49999959595885196], [0.5178795830856975, 0.49960989996393285], [0.53641763136701, 0.49871925440459125], [0.5550757049095608, 0.4969470954598008], [0.5738084272426077, 0.494546807361687], [0.5925967311050585, 0.49134249558479953], [0.6114013775535108, 0.48742771367820337], [0.6301864306052414, 0.48276379079159115], [0.648926781663159, 0.4772994360273941], [0.6675702064249728, 0.4710909063826163], [0.6860884295909518, 0.46408556444857973], [0.7044453890439168, 0.45628515353038346], [0.722592093722966, 0.4477211541323308], [0.7405018004535244, 0.43835712852367326], [0.7581254571228347, 0.4282123442390851], [0.7754210143761534, 0.4173028842750689], [0.7923623735876, 0.40561397611120953], [0.8088945461516955, 0.3931735469910263], [0.8249746330148909, 0.37999039194943635], [0.840576952273409, 0.36606263907410247], [0.8556527588088183, 0.3514331465234179], [0.8701628988827119, 0.3361178636958033], [0.8840850330712717, 0.32012561483558377], [0.8973612142623708, 0.3034905059583089], [0.9099546800766618, 0.28624096866093407], [0.9218514714025469, 0.26839650792968384], [0.9330128366584267, 0.2500014055184513], [0.9433892789690503, 0.23108884233257734], [0.9529731538505595, 0.2116848082416565], [0.9617431308270605, 0.19183234032607036], [0.9696406906754642, 0.17157715881862903], [0.976664215898664, 0.15095167052848085], [0.9828150771120139, 0.12999562103203396], [0.9880284400451029, 0.1087652991581767], [0.9923048366037509, 0.08729993375043676], [0.9956935187759139, 0.06563977190440677], [0.9981204893400154, 0.043839458141428], [0.9994430379087047, 0.021949651396883253], [1.0, -5.262717345244639e-16]], [[1.0, -0.0004638118459895953], [0.9984671733845202, -0.022176073806829073], [0.9962010189226616, -0.044351395222738545], [0.9929026769529263, -0.06634546047691313], [0.9886921791534908, -0.08835128540674543], [0.9836417003030666, -0.11016186981181435], [0.9776935270191353, -0.13166614881679514], [0.9708332396137559, -0.15288392077035748], [0.9631054519385788, -0.1737598287607129], [0.954532118302001, -0.1942484639483162], [0.9450948827272965, -0.21431485989644075], [0.9348365135795949, -0.2339197139318746], [0.9237922165624115, -0.2530104348178591], [0.9119678731501509, -0.2715592588317117], [0.8994040293865623, -0.2895255546496477], [0.8861439850623914, -0.30676257525251216], [0.8722139273132252, -0.3233331078794496], [0.8576405013890981, -0.3392208212500267], [0.8424918463138651, -0.35439498446765005], [0.8268017658276134, -0.36883894361410424], [0.8105945479290707, -0.38253690406162383], [0.7939227340691527, -0.3954518514729365], [0.7768322401803981, -0.4075848533740013], [0.7593482453756809, -0.4189206804928453], [0.7415376393986641, -0.4294645249422542], [0.7234312051733087, -0.43917633044306814], [0.705064134628845, -0.4480974501783146], [0.6864948073590625, -0.4562062936146256], [0.6677567468827389, -0.4634961629040646], [0.6488816855296917, -0.4699964056434572], [0.6299233101319794, -0.47568642538005484], [0.6109107600460605, -0.4805696742550079], [0.5918808588686519, -0.48470898820901515], [0.5728785950404724, -0.4880432475178806], [0.5539269984789256, -0.4906676163064863], [0.5350676946300881, -0.49253453011194503], [0.5163311532459858, -0.49357637071225186], [0.49773819674912345, -0.4940322652122179], [0.47933306660787195, -0.49376498314870565], [0.4611285998354018, -0.4928308092881163], [0.44315932912926065, -0.4913347518591997], [0.4254476850733872, -0.4891175241862929], [0.4080096040923348, -0.4863082497256368], [0.3908777222269456, -0.4829469700751172], [0.37405439787754124, -0.4789965744435154], [0.3575737836368038, -0.47456307703290074], [0.34143815925513366, -0.46958203525468334], [0.3256707636257218, -0.46416144069790816], [0.31027963353432836, -0.4582498364766646], [0.29527935033472164, -0.45193415045643265], [0.28067513168210884, -0.4451943605070709], [0.26647890456738466, -0.4380893792040086], [0.25268936761168936, -0.4306246469372193], [0.23932380454759788, -0.42283149436736955], [0.22637249324966888, -0.4147302870857254], [0.21384162583594854, -0.40636054651531306], [0.20172964390601206, -0.3977263749246579], [0.19004270401008846, -0.38886847357967336], [0.17878051391940514, -0.3797791829451586], [0.16794719268130187, -0.37050981375349185], [0.1575156104719489, -0.36105917021098194], [0.14751757926659972, -0.35146658922371105], [0.13791727522783742, -0.3417287941527196], [0.12873263379551803, -0.3318898962587249], [0.11993293273125566, -0.32194856962266255], [0.11152631628830112, -0.31193375629085474], [0.1035129018182118, -0.3018548344067732], [0.09586967710637402, -0.29172118538198283], [0.08861022310916078, -0.2815652950964024], [0.08169699278465405, -0.2713805684570672], [0.07515353791922992, -0.26119428841162695], [0.0689536742727614, -0.2510145000882887], [0.06308392696199935, -0.2408477975730364], [0.0575662813086175, -0.23071713950277656], [0.05235457470435836, -0.2206175141857337], [0.04745787224483998, -0.210568128140777], [0.042876780986014475, -0.20058378207747635], [0.03856735485208224, -0.19065910899054278], [0.03455089898704609, -0.1808132710703352], [0.030813599295340163, -0.17105300680166907], [0.027320880179595934, -0.161375236688796], [0.024102217770986714, -0.15179591407869095], [0.02113765490830785, -0.14231956568402285], [0.01838287969958718, -0.13294369100743667], [0.015870108077630753, -0.12368126864619768], [0.013595936204282798, -0.11453780557129871], [0.011500582795211394, -0.10550742459297964], [0.009614318272012281, -0.09659991246456354], [0.007957053891586519, -0.08782330704853379], [0.0064445289752556685, -0.07917089161949087], [0.005098087130931879, -0.07064680861546084], [0.00396431543475112, -0.062258207100183136], [0.0030004062476149847, -0.05400512757964083], [0.002125683476350713, -0.045882739179928946], [0.001409007077869603, -0.037896849780697024], [0.0009233128284636501, -0.03005224200938579], [0.0005719431369820731, -0.022344335003813873], [0.0002750881655745939, -0.01477069658801215], [7.41662246608336e-05, -0.007334963563321715], [0.0, 0.0], [7.347445324379198e-05, 0.007252611896674817], [0.0002745659257330717, 0.014683235244873173], [0.0005728883741955862, 0.02224903247250814], [0.00092888574053064, 0.029945982797076012], [0.0014135718626495971, 0.03777665537698494], [0.002122126409694201, 0.04574559215698956], [0.002991086641440035, 0.05384759271643007], [0.003950335703883144, 0.062076742716421635], [0.005078543629372844, 0.07043767696000137], [0.006419595456864862, 0.07893061415193242], [0.007924025833754341, 0.087548563081347], [0.009569149536340523, 0.09628715057146045], [0.011440070855323989, 0.1051529476558098], [0.01352107571228472, 0.11413795167113061], [0.015780697958844073, 0.12323244795107474], [0.018272094317778625, 0.13244220060624826], [0.021001590178729122, 0.1417625212927189], [0.023939614041401977, 0.15118003060948984], [0.02712533771965366, 0.16069604484578753], [0.03058370542078846, 0.17030771763782235], [0.034282621134373775, 0.17999938680277952], [0.038250043752213414, 0.18977241343674528], [0.042506169459466475, 0.19962249533533663], [0.04702849014627919, 0.20953041486422877], [0.05185734038696555, 0.2194994442798542], [0.0569971055718374, 0.22951870376683936], [0.06243435872093425, 0.23956671277975136], [0.06821537188347812, 0.24964859552216043], [0.0743257263211002, 0.2597442634918527], [0.08076670668052384, 0.2698418898118907], [0.08757095714437121, 0.27994049711580676], [0.09471580228559101, 0.29000962360221166], [0.10223139417679081, 0.3000553899215217], [0.1101157796798437, 0.3100511882893672], [0.11837331562223306, 0.31997939522976504], [0.12702402951280237, 0.3298390388299363], [0.13604234189662803, 0.33959842844845023], [0.14546864117305108, 0.3492604455213171], [0.15528494465845252, 0.3587829681182552], [0.16551112908835186, 0.3681710582651799], [0.17613934088294245, 0.3773882768662191], [0.18717687765731914, 0.3864235117978308], [0.19862630083322627, 0.39525686713693636], [0.2104861574450254, 0.4038567451745826], [0.22276407416847543, 0.4122190506206185], [0.2354400780902196, 0.4203090489617321], [0.24853083896880593, 0.42812311595611435], [0.26202139615928166, 0.43560738319454445], [0.275922264161973, 0.4427685504481824], [0.2902119763985298, 0.4495554523831977], [0.3048988924919414, 0.4559708561960908], [0.3199612214964364, 0.4619638966216653], [0.33539825377575, 0.46753317300933045], [0.3511959428693748, 0.4726349444795142], [0.3673386940107639, 0.47725206347213606], [0.3838166511021187, 0.48138502078055556], [0.4006080126231038, 0.4849517901466881], [0.4177036587735642, 0.4880306800018812], [0.43507265499822245, 0.49045773635660583], [0.45271021057379146, 0.492376417191462], [0.47057983694609773, 0.49349658001198776], [0.48866904746183576, 0.49415462050041453], [0.5069452861228687, 0.4940125776377233], [0.5253797149747718, 0.4933713024806604], [0.5439536005872413, 0.4918556497537658], [0.5626217226887857, 0.4897172072337827], [0.581366344599658, 0.48677077316982476], [0.6001470362911642, 0.4831253040200702], [0.6189295288327601, 0.4787219228681121], [0.6376880328744812, 0.47352020444549037], [0.6563716919801897, 0.46757844348681354], [0.6749507081188533, 0.46083005314765507], [0.6933911532444501, 0.453291236651978], [0.7116437134755846, 0.44498612009123784], [0.7296816422460073, 0.4358788942802349], [0.7474551985791178, 0.42597909598145167], [0.7649245875788055, 0.41531469067365273], [0.7820616618200305, 0.40386138003606425], [0.798812848987524, 0.39164888166776], [0.8151339357669349, 0.37867995890959544], [0.8310004341502942, 0.36495817685594373], [0.8463690868703138, 0.35053704946112146], [0.8611939760746471, 0.33541049830407976], [0.8754588797550087, 0.3196102269575249], [0.8890984683928713, 0.3031452164959244], [0.9020836386545227, 0.2860633390985634], [0.9143932627540562, 0.2683667571004267], [0.9259908906206432, 0.2500314310413086], [0.9368323126596996, 0.23112446983111865], [0.9469028490122432, 0.2117258711840455], [0.9561823522364571, 0.19187870465591542], [0.9646151024331149, 0.1716287150318257], [0.972199006376436, 0.15100830860478814], [0.9789264086424856, 0.1300570542579335], [0.9847409503350865, 0.10883136825772055], [0.9896477740655049, 0.08737054466842599], [0.9936826075080232, 0.06571457999407904], [0.9967768773419313, 0.04391797850773191], [0.9987746570413105, 0.02221192451065693], [1.0, 0.00030387842938652644]], [[1.0, -0.0038492654100905654], [0.9906314389460237, -0.02124358659915649], [0.980995553124424, -0.04244577814857979], [0.9710008406108143, -0.06310906534007898], [0.9607347862368819, -0.08485651608924341], [0.9501792391917762, -0.10652681256063543], [0.9391845966882083, -0.12758610905981918], [0.9277995368785148, -0.14839146457103897], [0.9159038272676024, -0.16887438898026688], [0.9035141573243257, -0.1890037103413512], [0.8904468618951541, -0.208710153716595], [0.8767805360441657, -0.2279657306584762], [0.8624805867331169, -0.24670559288775049], [0.8475002499100438, -0.26488825755621626], [0.8319554654799055, -0.2824033900682671], [0.8158100483185959, -0.2985340525300442], [0.7991269475008924, -0.31385984705471537], [0.7819419403062059, -0.3283715643196321], [0.7644682065620801, -0.34207141771900273], [0.7466978182593739, -0.3549679404068633], [0.7285739051584692, -0.3669729053145124], [0.7101536021654689, -0.37807327094489135], [0.6915143604167835, -0.3883736003485406], [0.6726384146150914, -0.39768719440107136], [0.6536412557053597, -0.4062305770385771], [0.6345131129076632, -0.4137811572647527], [0.615323229055061, -0.4205214427943107], [0.596126572356429, -0.4264829884701754], [0.5769480723498308, -0.43159065692971227], [0.5578186579572891, -0.4358329197265611], [0.5387913863253592, -0.43940857473661116], [0.5198897638790065, -0.4420677482815376], [0.5011462344316633, -0.44405256903897117], [0.48259385067647853, -0.4453220824349519], [0.4642611970179106, -0.44591203961647646], [0.44617850202456144, -0.445750259131233], [0.4283746969138166, -0.4448547889659564], [0.41084238403684853, -0.4435012838411975], [0.39363953193770973, -0.44147600071340914], [0.37676894327880944, -0.43886041796553904], [0.36024464511130966, -0.43578236543881144], [0.3441059338423623, -0.4320439150892622], [0.32832948285124114, -0.4278700026783168], [0.3129711586135177, -0.42318309006261184], [0.2980041030124043, -0.4180460343231093], [0.28346453492660506, -0.4125097566618625], [0.26936493895716, -0.4065109824384164], [0.2556723177436471, -0.4002248600725336], [0.24245317350983242, -0.39350712426247714], [0.2296601817209233, -0.3865205744767801], [0.21733188517170945, -0.3791956647649773], [0.20545654102184577, -0.37161042362860786], [0.19400623382802176, -0.36380782369123815], [0.18303065934450896, -0.3557608800302213], [0.1724619270321827, -0.347560782845731], [0.16230260093815232, -0.33923308524626017], [0.15255786993540327, -0.330770341418764], [0.14319991949640398, -0.3222315174535497], [0.13430460980079792, -0.31353360600231606], [0.12579565098828285, -0.3047849760015768], [0.11761032140899376, -0.2960136089458755], [0.10987482830100964, -0.28716335343151594], [0.10250435995139098, -0.27827298967604236], [0.09549136892073187, -0.26938727146052477], [0.08879593608379883, -0.26051098276089724], [0.0823928594350354, -0.2516791754983756], [0.07634012755417957, -0.24285989591584695], [0.07058159332805487, -0.2340776567921387], [0.06511243318139044, -0.2253579579426124], [0.059906033680536076, -0.21668948471465066], [0.05501808413281354, -0.2080686181293706], [0.05040703017899897, -0.1995086707196503], [0.0460594727365491, -0.1910133484040329], [0.04200137752342239, -0.18259204908666743], [0.038190520600419914, -0.17424252787596434], [0.03461821539846002, -0.16598095373833968], [0.031289454806718686, -0.1578180939885877], [0.028170498848183758, -0.1497435283648734], [0.025248988962446994, -0.1417761277855701], [0.022512461371877582, -0.1339188430913707], [0.019966251255758776, -0.12616101984850572], [0.017632080973324565, -0.11851094490945735], [0.015477217692402382, -0.11097103228125127], [0.013455210215236183, -0.1035412762154026], [0.011599797126485104, -0.09622671007114368], [0.009928204933218046, -0.08902653939993885], [0.00840056410254185, -0.08193507288052719], [0.0070261998710542, -0.07495955655561092], [0.005813462782772512, -0.06810569259296805], [0.0047001793171034595, -0.06136722973565946], [0.0037165290656212173, -0.05474506019366022], [0.0028990707281673442, -0.04824229266186361], [0.0022008941413638504, -0.041858831832156496], [0.0015542474400432613, -0.0355914811305357], [0.000988580836623855, -0.02944385159682524], [0.0006091360604109956, -0.02341501561864388], [0.00036597639590064723, -0.017497409334086188], [0.000165611320396738, -0.011685487338261911], [4.5666118543716746e-05, -0.0059642851265530004], [0.0, 0.0], [4.014082900951357e-05, 0.005281422899381116], [0.00016279480870046823, 0.010945239440763484], [0.00037851499417319666, 0.01672203449534614], [0.0006622704146375419, 0.022608614969762773], [0.00104709805559685, 0.028608805371302486], [0.0015688518452929335, 0.03472838241824101], [0.0021937433449480677, 0.040964099784372314], [0.0028817466864851644, 0.04731162112973881], [0.0037029097672634987, 0.05377415681354311], [0.0046995106542463486, 0.06035279465462601], [0.005809874442838592, 0.06704518628471319], [0.007008280012794275, 0.07385026468778995], [0.00836584180261431, 0.08077267721902089], [0.009892945439214583, 0.08780525497673816], [0.01157701075089403, 0.09495343785950609], [0.01343100653654625, 0.10222377683574566], [0.01543453764579356, 0.1096088166293537], [0.017575258817925734, 0.11709889762589731], [0.019901009644738878, 0.1246929162173274], [0.022443785806502765, 0.13239065360045627], [0.025163848620985106, 0.14018539077631315], [0.02805406936169285, 0.14808639292104409], [0.031127498442044772, 0.15609292868671448], [0.03440011578315609, 0.16418836221794472], [0.03791771873930052, 0.1723759661436091], [0.04166468499265604, 0.18065416284370714], [0.04565125370520231, 0.18900094869104078], [0.049922589206024506, 0.1974165704509935], [0.05446983389298282, 0.2058913226712703], [0.059291826018414456, 0.21441728945757682], [0.06441601453042958, 0.22299374661286886], [0.06981593053664034, 0.23160874284610145], [0.07548789460725183, 0.2402825353191704], [0.08146424698611672, 0.24898435468193852], [0.08775806636504947, 0.25769896101817813], [0.09436786071299282, 0.2664401621421328], [0.1012467800874717, 0.275206180039123], [0.10849002217751959, 0.28396490640097627], [0.11609447165506347, 0.2926813104590941], [0.12406510998175785, 0.30136887481049046], [0.13239547721678413, 0.3100072752201922], [0.1410865002275745, 0.31859871781531546], [0.15014768536053966, 0.32712556143120763], [0.15962181347198764, 0.3355326175753227], [0.16950261548391105, 0.3438322705678387], [0.1797528846708961, 0.35202649337321773], [0.19041852470159515, 0.36008162371812785], [0.20150073130625645, 0.36794699882477], [0.21302411645911587, 0.37561229569109705], [0.22497702790582438, 0.38303655621411475], [0.2373861191687035, 0.39019032513164387], [0.25022082763435244, 0.3970598343756056], [0.2634861570111782, 0.40362758541791155], [0.27720040533012097, 0.40982444567227433], [0.2913226974307258, 0.41568046514385326], [0.30587260591080706, 0.4211508537147743], [0.3208389075970025, 0.4261554605236767], [0.3362064282008572, 0.4307672026764393], [0.3519555372882918, 0.4348576609716632], [0.3680945114975877, 0.43848863009687317], [0.3846020319378581, 0.441417500753063], [0.4014730231986048, 0.44384580878176005], [0.418666628201559, 0.4455747667228921], [0.43616041174034154, 0.44681230742966915], [0.453941459200437, 0.44723280949710426], [0.47196777613371316, 0.44706813623183483], [0.49023145773982235, 0.4460693792812879], [0.5086858348979305, 0.4444564829983118], [0.5273095594386221, 0.4420242863041082], [0.5460733366040098, 0.43881344160405034], [0.5649381076488049, 0.4348960345284188], [0.5838649319580301, 0.43010682437603664], [0.6028359242041601, 0.4245661871759532], [0.6218018943608895, 0.41824533943083686], [0.6407371995020832, 0.41111455854241086], [0.6595897126062468, 0.403114925242496], [0.6783367399983431, 0.3943585297117821], [0.696937311976513, 0.3847552526306849], [0.7153500342062019, 0.3743477337755536], [0.7335236058593024, 0.3630973652547802], [0.7514427112318648, 0.35104695941282343], [0.7692130233527315, 0.33832286618363333], [0.7866736081435598, 0.32476727221308627], [0.8038038311219764, 0.3105699809571209], [0.8204756376716864, 0.29556698766425793], [0.8367251523607223, 0.27993982928064265], [0.8524710660361113, 0.26357207163912655], [0.8676967796274241, 0.24604959799133103], [0.882402647448648, 0.22764559018296313], [0.8965154283399627, 0.20873659595659286], [0.9100253257802211, 0.18936836958348877], [0.9229002170792276, 0.16958869848734337], [0.9351342843715338, 0.14942992424432947], [0.9466456698095422, 0.12891625384268313], [0.9574484730749383, 0.1081150859641732], [0.9675856886175663, 0.08707152450759312], [0.9769820845192789, 0.06580400971611246], [0.9856138077621519, 0.04435605363602719], [0.9932185198378127, 0.02412630736972231], [1.0, 0.002830484587919512]], [[1.0, -0.006982023820252598], [0.9808347678739969, -0.01901797966962391], [0.9618522559950746, -0.03633209758528676], [0.9431799234064913, -0.053687711825284326], [0.9248624266119182, -0.07287087626535042], [0.9068300243521396, -0.09232697786698986], [0.8888989675852842, -0.11134459500309918], [0.8714451338156342, -0.13026518299085982], [0.8540303907540221, -0.14896463561562434], [0.8365799116076857, -0.16746330024339437], [0.8187151726269655, -0.18555851734726225], [0.8005585880595272, -0.203263972652651], [0.7819906967033577, -0.22046532006342387], [0.7629002588379569, -0.23706675395467622], [0.7434892681716995, -0.2530075051114365], [0.7236219820019522, -0.26744799560364085], [0.7034014716292504, -0.28103549286716833], [0.6828709209459031, -0.29375498158119356], [0.6626594132942717, -0.30562525584483824], [0.6426034368031602, -0.31666850413180225], [0.6224455993938789, -0.3267367507146735], [0.6022379272454653, -0.3358320443904242], [0.58207404530183, -0.34413288877091675], [0.5619028162624872, -0.35131862527265906], [0.5418642928678292, -0.35776344729922754], [0.5219160871804512, -0.3631019385507439], [0.5021464538431742, -0.36761627018078524], [0.48260088561497005, -0.3713834465476635], [0.4632961557796841, -0.3742760349437542], [0.4442602953270343, -0.37624578625589944], [0.42553948148278853, -0.37767971916796633], [0.4071506299461746, -0.3781151196885583], [0.38911893084005383, -0.37794201869316396], [0.3714631729452564, -0.3771474686340873], [0.35421354839623437, -0.37570710174727795], [0.3373863231698063, -0.37353734260789184], [0.32100524297114985, -0.37073588423818893], [0.3050402551234105, -0.3675956196384267], [0.2895519865601909, -0.3638493208412111], [0.27453427484716164, -0.35959896723481494], [0.25998066114719154, -0.3549878783796773], [0.24593824531682978, -0.3497983500724409], [0.23235283018791478, -0.3443388847391759], [0.21929038182931626, -0.33841744528517526], [0.2067020322918878, -0.33220054593001497], [0.19461974541647994, -0.3256767328228881], [0.18306163750974225, -0.3187914179197124], [0.17194972085445812, -0.31178188537942], [0.16138979605462123, -0.3044149612329277], [0.1512863198708931, -0.29692739128831286], [0.1416992487544208, -0.2892017944723992], [0.1325973499451836, -0.2813329510163203], [0.12393285842490266, -0.27340525257581294], [0.11577465145339322, -0.2653292032133031], [0.10801387366334961, -0.2572726944880007], [0.10064783615164011, -0.24924659160244722], [0.0936854971186438, -0.24123285625692584], [0.08707188080966617, -0.2333105955131236], [0.08093451253020931, -0.22531608057924937], [0.07513697956067937, -0.21741969328736546], [0.06959371162551795, -0.20968427527904293], [0.06448923965905638, -0.20194628359372963], [0.05970857977223947, -0.19429284132320468], [0.05522149627392817, -0.18676834047763044], [0.050985125831038675, -0.17938576230036554], [0.04694723901459181, -0.1721870083974209], [0.04320463003862244, -0.16509328077788246], [0.039679396865029457, -0.1581468301659687], [0.03634900713875162, -0.1513643967078719], [0.03319697375496396, -0.14473042427183253], [0.0302927452406545, -0.13820502630969825], [0.027586822670489994, -0.13180744344638265], [0.025066362706665363, -0.1255378921877804], [0.02275364843963458, -0.1193892598490384], [0.02061521368271477, -0.1133628429391083], [0.018630358163189524, -0.10747024959679867], [0.016807552564789774, -0.10171677072310688], [0.0151235191285546, -0.09608665712050225], [0.01353817776520616, -0.0905976189850368], [0.01204118148163914, -0.08524781897017472], [0.010672770056620937, -0.08001786766833646], [0.009440484436401003, -0.07490635839508233], [0.008301775561705159, -0.06991322692855306], [0.007214537000819152, -0.06504135248240071], [0.006204291569485305, -0.06028590382339772], [0.005300603608578719, -0.055638436100884245], [0.0044891552547148324, -0.051093478003863754], [0.0037608645587776865, -0.04665469498761816], [0.0031114948879704236, -0.04232453811065489], [0.002509852137766974, -0.03809736723562504], [0.0019880740051367394, -0.03396987847357642], [0.0015670512483296024, -0.029939924490971038], [0.0012052778087769014, -0.026006903304232762], [0.000856579862332953, -0.022169162796216838], [0.0005086105773252692, -0.01842667793645134], [0.0002754994429219221, -0.014770325346458944], [0.0001573326667396193, -0.011186373649525202], [6.430598539356502e-05, -0.007657723029707693], [1.9293301596626775e-05, -0.004115568793796027], [0.0, 0.0], [9.295274733288345e-06, 0.0029543487771489956], [5.936644961438565e-05, 0.006280106469536732], [0.00018162034936621102, 0.00968888033557104], [0.00036770969101606075, 0.013179140691322108], [0.0006136866710648747, 0.016755616839372958], [0.0008974820526736672, 0.02042453841900087], [0.0012186332038077426, 0.02418528859462175], [0.0015712920218760409, 0.028036174286855096], [0.0020061856693502854, 0.03197894080513214], [0.002558101830692648, 0.03601558916682735], [0.0031658299639152464, 0.0401488347784168], [0.0038041887904869767, 0.04438123681180258], [0.004520966152898694, 0.048715404184728174], [0.005344434024390781, 0.05314721138205051], [0.006277285828421874, 0.05772340230440866], [0.0072967431253652655, 0.06244715589629561], [0.008366244274283976, 0.06728998608197595], [0.00949272877530388, 0.07224718857247366], [0.010724127767605675, 0.07731475200865474], [0.012098798041619717, 0.08249560185820384], [0.013581961688216748, 0.08779434868920691], [0.015134604318136827, 0.09322973629767085], [0.016764733398881997, 0.09880543709832701], [0.01852192089305424, 0.10450822784692348], [0.020452088235371556, 0.11034118538825215], [0.022526013458850764, 0.11631402319395188], [0.024765193023317117, 0.12240533824285948], [0.027208352287488965, 0.12860927003440162], [0.0298578636229339, 0.1349289077621021], [0.032709176428345164, 0.1413615350767055], [0.03578295441913553, 0.14790659496468755], [0.039057421253393856, 0.15457481443799806], [0.042504151738333384, 0.16140232532538623], [0.04618240951729052, 0.16835388152889735], [0.05011218694055444, 0.17541731458557533], [0.054275882785306435, 0.1826231202895812], [0.058618647840629784, 0.19000473470442877], [0.06327020655262171, 0.19748813243716548], [0.06824351772408657, 0.2050474195430617], [0.0735312688771196, 0.2127046954916619], [0.0791332308641262, 0.2204581263496313], [0.08504741155014664, 0.2283238173688102], [0.09128962365659636, 0.23628580637005925], [0.09793713980610144, 0.24426172873312701], [0.10497603117996618, 0.2522801707935244], [0.11236198065510394, 0.26038328397590893], [0.12016006143034333, 0.26850150438664244], [0.12838653521548518, 0.2765884107494485], [0.13707743788988175, 0.2846109394329305], [0.14623329519970152 | 3D array of the non-dimensional x and y airfoil coordinates of the airfoils interpolated along span for n_span stations.
rotorse.rs.bjs.rthick | intermediate |  | [1.0, 0.9904761955070918, 0.9058355221451091, 0.7692063747146259, 0.6243318537689522, 0.5149550598613979, 0.4565247668788405, 0.4089803671230991, 0.37373472220540643, 0.3529975776954834, 0.3385438805507016, 0.3271695421630018, 0.3178133888750906, 0.30941424702967435, 0.30091105322857653, 0.2925054880595256, 0.2849006144977736, 0.2778530148241121, 0.271119271319333, 0.264455966264228, 0.2554986747356164, 0.25036700062620737, 0.2424545046048751, 0.23345852449310675, 0.2235312610322791, 0.21373557166468143, 0.2047799151588242, 0.19617537435258997, 0.18790426085675252, 0.18] | 1D array of the relative thicknesses of the blade defined along span. n_span long
rotorse.rs.bjs.layer_offset_y_pa | intermediate | m | [[0.0, 0.0, 0.0, 0.0, 0.0, 0.0, 0.0, 0.0, 0.0, 0.0, 0.0, 0.0, 0.0, 0.0, 0.0, 0.0, 0.0, 0.0, 0.0, 0.0, 0.0, 0.0, 0.0, 0.0, 0.0, 0.0, 0.0, 0.0, 0.0, 0.0], [0.0, 0.0, 0.0, 0.0, 0.0, 0.0, 0.0, 0.0, 0.0, 0.0, 0.0, 0.0, 0.0, 0.0, 0.0, 0.0, 0.0, 0.0, 0.0, 0.0, 0.0, 0.0, 0.0, 0.0, 0.0, 0.0, 0.0, 0.0, 0.0, 0.0], [0.0, 0.0, 0.0, -0.8, -0.768, -0.736, -0.7040000000000001, -0.672, -0.64, -0.608, -0.576, -0.544, -0.512, -0.48, -0.448, -0.4159999999999999, -0.38399999999999995, -0.352, -0.31999999999999995, -0.2879999999999999, -0.24639999999999998, -0.22399999999999998, -0.19199999999999995, -0.15999999999999992, -0.1279999999999999, -0.09599999999999997, -0.06399999999999995, -0.03199999999999992, 0.0, 0.0], [0.0, 0.0, 0.0, -0.8, -0.768, -0.736, -0.7040000000000001, -0.672, -0.64, -0.608, -0.576, -0.544, -0.512, -0.48, -0.448, -0.4159999999999999, -0.38399999999999995, -0.352, -0.31999999999999995, -0.2879999999999999, -0.24639999999999998, -0.22399999999999998, -0.19199999999999995, -0.15999999999999992, -0.1279999999999999, -0.09599999999999997, -0.06399999999999995, -0.03199999999999992, 0.0, 0.0], [0.0, 0.0, 0.0, 0.0, 0.0, 0.0, 0.0, 0.0, 0.0, 0.0, 0.0, 0.0, 0.0, 0.0, 0.0, 0.0, 0.0, 0.0, 0.0, 0.0, 0.11995792427657181, 0.0, 0.0, 0.0, 0.0, 0.0, 0.0, 0.0, 0.0, 0.0], [0.0, 0.0, 0.0, 0.0, 0.0, 0.0, 0.0, 0.0, 0.0, 0.0, 0.0, 0.0, 0.0, 0.0, 0.0, 0.0, 0.0, 0.0, 0.0, 0.0, 0.11995792427657181, 0.0, 0.0, 0.0, 0.0, 0.0, 0.0, 0.0, 0.0, 0.0], [0.0, 0.0, 0.0, 0.0, 0.0, 0.0, 0.0, 0.0, 0.0, 0.0, 0.0, 0.0, 0.0, 0.0, 0.0, 0.0, 0.0, 0.0, 0.0, 0.0, 0.0, 0.0, 0.0, 0.0, 0.0, 0.0, 0.0, 0.0, 0.0, 0.0], [0.0, 0.0, 0.0, 0.0, 0.0, 0.0, 0.0, 0.0, 0.0, 0.0, 0.0, 0.0, 0.0, 0.0, 0.0, 0.0, 0.0, 0.0, 0.0, 0.0, 0.0, 0.0, 0.0, 0.0, 0.0, 0.0, 0.0, 0.0, 0.0, 0.0], [0.0, 0.0, 0.0, 0.0, 0.0, 0.0, 0.0, 0.0, 0.0, 0.0, 0.0, 0.0, 0.0, 0.0, 0.0, 0.0, 0.0, 0.0, 0.0, 0.0, 0.0, 0.0, 0.0, 0.0, 0.0, 0.0, 0.0, 0.0, 0.0, 0.0], [0.0, 0.0, 0.0, 0.0, 0.0, 0.0, 0.0, 0.0, 0.0, 0.0, 0.0, 0.0, 0.0, 0.0, 0.0, 0.0, 0.0, 0.0, 0.0, 0.0, 0.0, 0.0, 0.0, 0.0, 0.0, 0.0, 0.0, 0.0, 0.0, 0.0], [0.0, 0.0, 0.0, 0.0, 0.0, 0.0, 0.0, 0.0, 0.0, 0.0, 0.0, 0.0, 0.0, 0.0, 0.0, 0.0, 0.0, 0.0, 0.0, 0.0, 0.0, 0.0, 0.0, 0.0, 0.0, 0.0, 0.0, 0.0, 0.0, 0.0], [0.0, 0.0, 0.0, 0.0, 0.0, 0.0, 0.0, 0.0, 0.0, 0.0, 0.0, 0.0, 0.0, 0.0, 0.0, 0.0, 0.0, 0.0, 0.0, 0.0, 0.0, 0.0, 0.0, 0.0, 0.0, 0.0, 0.0, 0.0, 0.0, 0.0], [0.0, 0.0, 0.0, 0.0, 0.0, 0.0, 0.0, 0.0, 0.0, 0.0, 0.0, 0.0, 0.0, 0.0, 0.0, 0.0, 0.0, 0.0, 0.0, 0.0, 0.0, 0.0, 0.0, 0.0, 0.0, 0.0, 0.0, 0.0, 0.0, 0.0], [0.0, 0.0, 0.0, 0.0, 0.0, 0.0, 0.0, 0.0, 0.0, 0.0, 0.0, 0.0, 0.0, 0.0, 0.0, 0.0, 0.0, 0.0, 0.0, 0.0, 0.0, 0.0, 0.0, 0.0, 0.0, 0.0, 0.0, 0.0, 0.0, 0.0], [0.0, 0.0, 0.0, 0.0, 0.0, 0.0, 0.0, 0.0, 0.0, 0.0, 0.0, 0.0, 0.0, 0.0, 0.0, 0.0, 0.0, 0.0, 0.0, 0.0, 0.0, 0.0, 0.0, 0.0, 0.0, 0.0, 0.0, 0.0, 0.0, 0.0], [0.0, 0.0, 0.0, 0.0, 0.0, 0.0, 0.0, 0.0, 0.0, 0.0, 0.0, 0.0, 0.0, 0.0, 0.0, 0.0, 0.0, 0.0, 0.0, 0.0, 0.0, 0.0, 0.0, 0.0, 0.0, 0.0, 0.0, 0.0, 0.0, 0.0], [0.0, 0.0, 0.0, 0.0, 0.0, 0.0, 0.0, 0.0, 0.0, 0.0, 0.0, 0.0, 0.0, 0.0, 0.0, 0.0, 0.0, 0.0, 0.0, 0.0, 0.0, 0.0, 0.0, 0.0, 0.0, 0.0, 0.0, 0.0, 0.0, 0.0], [0.0, 0.0, 0.0, 0.0, 0.0, 0.0, 0.0, 0.0, 0.0, 0.0, 0.0, 0.0, 0.0, 0.0, 0.0, 0.0, 0.0, 0.0, 0.0, 0.0, 0.0, 0.0, 0.0, 0.0, 0.0, 0.0, 0.0, 0.0, 0.0, 0.0], [0.0, 0.0, 0.0, 0.0, 0.0, 0.0, 0.0, 0.0, 0.0, 0.0, 0.0, 0.0, 0.0, 0.0, 0.0, 0.0, 0.0, 0.0, 0.0, 0.0, 0.0, 0.0, 0.0, 0.0, 0.0, 0.0, 0.0, 0.0, 0.0, 0.0], [0.0, 0.0, 0.0, 0.0, 0.0, 0.0, 0.0, 0.0, 0.0, 0.0, 0.0, 0.0, 0.0, 0.0, 0.0, 0.0, 0.0, 0.0, 0.0, 0.0, 0.0, 0.0, 0.0, 0.0, 0.0, 0.0, 0.0, 0.0, 0.0, 0.0]] | 2D array of the offset along the y axis to set the position of a layer. Positive values move the layer towards the trailing edge, negative values towards the leading edge. The first dimension represents each layer, the second dimension represents each entry along blade span.
rotorse.rs.bjs.coord_xy_dim | intermediate | m | [[[2.25, -2.352610294076296e-15], [2.247433577966623, -0.1001688332020118], [2.241283580248343, -0.20006115702960459], [2.2300826142000316, -0.2995281605132613], [2.2143883938730182, -0.3983391923966174], [2.1945876690377575, -0.4962387250406705], [2.1704873632678776, -0.5930296691388246], [2.142053587510613, -0.688529779357898], [2.109543602842712, -0.7824906126246324], [2.0730368711665794, -0.8747070682021101], [2.0325391144365454, -0.9650235865045383], [1.9882244373580997, -1.0532627042875238], [1.9402888290980884, -1.1391883913938807], [1.8887867884403016, -1.2226764218587944], [1.8338605163762394, -1.3036096729231852], [1.7757468363163866, -1.3817589314117142], [1.7145436342474587, -1.4570077322583743], [1.650365573387373, -1.529275895626311], [1.5835061617704245, -1.598402139353397], [1.5141125817963934, -1.6642941186104174], [1.4423106867466409, -1.726926722794338], [1.3683322449791155, -1.7861170415305507], [1.2923618844854405, -1.8418020302893978], [1.2145406359569906, -1.8940230076627915], [1.1351355355582167, -1.9426663821410803], [1.0543110713035089, -1.9876685238919267], [0.9722021623009389, -2.029123327547451], [0.88907238014899, -2.0669003657617786], [0.8050778389515932, -2.1010132516469042], [0.7203614067924291, -2.1316190708793843], [0.6351638271174553, -2.158488581805033], [0.5496194293598344, -2.1817954506218453], [0.46389599187486724, -2.2017101603943128], [0.37820268953538705, -2.217946969804049], [0.29263903959151444, -2.230969580556043], [0.20739871250819764, -2.2405804772401243], [0.12261903262604501, -2.2464235393441623], [0.038411777277396086, -2.249550662054181], [-0.045034400383252515, -2.249393050512752], [-0.1276554847192627, -2.2461884573550135], [-0.2092837331504359, -2.240395086815443], [-0.2898301369604712, -2.231321496284059], [-0.36919770472375907, -2.219490919158469], [-0.4472561320084059, -2.205153079716986], [-0.5239758077729579, -2.1880829447154477], [-0.5992055291982776, -2.1687890493406976], [-0.6729420765577359, -2.1469816646625954], [-0.7450448219611644, -2.123107277164351], [-0.8155165485180816, -2.0969887639741063], [-0.8842516959541734, -2.0689732513798793], [-0.9512491789545859, -2.038999557485692], [-1.016440260004502, -2.007321627042182], [-1.0798134501432644, -1.9739429846395438], [-1.1413130759283712, -1.9390377963426364], [-1.200944502275249, -1.9026580146944214], [-1.2586779998530964, -1.8649897226563574], [-1.3145252266560097, -1.8260582913911998], [-1.368436696237594, -1.7860369952695612], [-1.4204643612001717, -1.744933630197628], [-1.4705373107062765, -1.7029475183588014], [-1.518753707416627, -1.6600575849089234], [-1.5650342875023333, -1.6164936864216264], [-1.609507082704629, -1.5722180773897483], [-1.652075498073645, -1.5274290523058633], [-1.692871021666081, -1.4821175358213925], [-1.7318356947626556, -1.4364106402954082], [-1.7690075603876323, -1.3903732564605393], [-1.8044679981529645, -1.3440394828940765], [-1.838144680265952, -1.297559417578161], [-1.8702133073224991, -1.2509060423490108], [-1.9005908444102155, -1.2042189259669749], [-1.9293844130459064, -1.1575314560374839], [-1.9566546016618138, -1.1108749053724327], [-1.9823063754266084, -1.0643599485571342], [-2.0065488911185954, -1.0179625557324214], [-2.0293295459841554, -0.971770836881573], [-2.050648426091997, -0.9258536091321671], [-2.0707093811939377, -0.8801894449269343], [-2.0893951114037415, -0.8348647648648685], [-2.1067684424772035, -0.7899119493887555], [-2.123009967573945, -0.7453212152960796], [-2.137983638493286, -0.7011684967059871], [-2.151770992636484, -0.6574752981706657], [-2.164568873790901, -0.6142290209920933], [-2.1762351373408495, -0.5714923526149621], [-2.1867991441461045, -0.529293467655273], [-2.1965407875691425, -0.48760581167585837], [-2.20531074665687, -0.44647479657916944], [-2.213012664191936, -0.40593784558240126], [-2.2200372620037956, -0.36596445799428445], [-2.2262951613217212, -0.3265750053192151], [-2.231571791076617, -0.2878038077920721], [-2.236055451312886, -0.2496510585949502], [-2.2401152651902003, -0.2120940211498916], [-2.243418112066416, -0.17515982367187663], [-2.2456598192626593, -0.13887274577127623], [-2.2473028175940772, -0.10321306175686078], [-2.248694610094804, -0.06816944644828521], [-2.249648681495264, -0.0337599993442202], [-2.25, 0.0], [-2.2496488145724753, 0.03375331299310535], [-2.248695545741136, 0.06814241319099348], [-2.2473055110749307, 0.10315163052638716], [-2.2456650314176434, 0.1387625372899867], [-2.2434314930422734, 0.17498587037030658], [-2.2401406063597507, 0.21184117195807375], [-2.23609509711181, 0.24930399657675303], [-2.2316277999388356, 0.287346988966038], [-2.2263816094027353, 0.3259918550910986], [-2.2201592299649433, 0.3652390646860972], [-2.2131734206563425, 0.40505444553857317], [-2.205523736241792, 0.44541639128980287], [-2.196820619303744, 0.48635560686371915], [-2.1871521030524264, 0.5278360119897798], [-2.1766718606440314, 0.5698116832854812], [-2.1651156279984813, 0.6123070566890814], [-2.152436788110251, 0.6552978348327192], [-2.1387783766686166, 0.6987217754375808], [-2.1239710199523616, 0.742586069426186], [-2.107906848488266, 0.7868765268910483], [-2.090723221724051, 0.8315178682516], [-2.072272578533966, 0.8765120301780763], [-2.052459322748288, 0.9218377172221593], [-2.0314088659180056, 0.9674070108156655], [-2.008944037737847, 1.0132346199451663], [-1.9850318048300815, 1.0592665892924698], [-1.9597492669377088, 1.105406378347309], [-1.9328885791239847, 1.1516796436294263], [-1.9045168605338807, 1.1979904003485282], [-1.8746270427742346, 1.2442832720562231], [-1.8430694121642046, 1.2905537030080239], [-1.8099420600467488, 1.3366546271793636], [-1.775087157605635, 1.3826059664857517], [-1.7385355798119926, 1.4282900918907389], [-1.700273325064772, 1.4736263135352203], [-1.6601962562876933, 1.5186021979134812], [-1.6184040753515232, 1.5630588023874354], [-1.5747520014623766, 1.607027822515151], [-1.5293296680229698, 1.650315731158193], [-1.4820381544516208, 1.6929405728026456], [-1.432912691596842, 1.7347293912499773], [-1.38191592865664, 1.7756246144968684], [-1.3290406443998468, 1.8155351378664153], [-1.2743219111875903, 1.854331446037963], [-1.2177158221643485, 1.8919856718248471], [-1.1592998968766406, 1.9283207810621532], [-1.099018690792477, 1.9633365632309798], [-1.0369494646519535, 1.996788529065202], [-0.9730539124823916, 2.0287157353813225], [-0.9074340770048822, 2.0588819087107666], [-0.8400645954662945, 2.087317237496295], [-0.7710369214823533, 2.113771652768113], [-0.7003577625950416, 2.138247402696052], [-0.6281110182344337, 2.1605620304932787], [-0.5543494480486937, 2.1806107062693094], [-0.4791363704067185, 2.198421107097942], [-0.4025761085089311, 2.21362329092391], [-0.32470545379129595, 2.2265716039770713], [-0.24567001439310843, 2.2365083945967736], [-0.16549985653636612, 2.244125375666263], [-0.08436804454927932, 2.24809180857766], [-0.002335379977185026, 2.249998181814834], [0.08045812388563867, 2.2482445498376977], [0.16387934115154518, 2.2442366448206608], [0.24784067209302368, 2.2362619295691037], [0.33213792259173475, 2.2254606331275912], [0.4166852899727633, 2.211041230131598], [0.5013061989907984, 2.193424711551915], [0.5858389377235862, 2.17243705856216], [0.6701705174842154, 2.1478474621232735], [0.7540659289123774, 2.1199090787217734], [0.8373979331592833, 2.0883850400186086], [0.9200042506976258, 2.0532831908867255], [1.0016644217533468, 2.0147451935954885], [1.08225810204086, 1.9726070783565297], [1.1615645570527564, 1.926955549075883], [1.2393945646926903, 1.87786297923781], [1.3156306811441998, 1.8252628925004428], [1.3900254576826299, 1.7692809614596183], [1.4623858485670092, 1.7099567637724635], [1.5325962852303405, 1.647281875833461], [1.6004374146396825, 1.5814491593553806], [1.6657330449722036, 1.512530386631115], [1.7283826488207228, 1.440565266760127], [1.7881254641806685, 1.3657072768123901], [1.844796060344978, 1.2880843589742033], [1.898331621311461, 1.2077842856835772], [1.9485577649629202, 1.1250063248330309], [1.9952517553607265, 1.039899790496598], [2.0383791923275174, 0.9525816370874542], [2.0778440887217724, 0.8632455314673166], [2.113383108039589, 0.7720972146838306], [2.144988971543988, 0.6792825173781638], [2.1726678470040626, 0.5849802946441528], [2.196127980202963, 0.48944384621179515], [2.215371764716879, 0.39284970187696544], [2.2306208344916127, 0.29537897356983045], [2.2415422020300695, 0.19727756163642599], [2.2474936705891713, 0.09877343128597464], [2.25, -2.3682228053600873e-15]], [[2.2665345664431147, -0.0020948222278285586], [2.2596115020727705, -0.10015900356618825], [2.2493763371466446, -0.20031460893279185], [2.2344792616775195, -0.2996515645822391], [2.215462402887159, -0.3990416332131095], [2.192651740657363, -0.4975498912680239], [2.1657866105019012, -0.5946747104001151], [2.1348018854019664, -0.6905055105352131], [2.099899065360014, -0.7847922702685584], [2.061177307768475, -0.8773298990073997], [2.018553707224238, -0.9679604696321163], [1.9722214285261257, -1.0565064702611786], [1.9223394794504753, -1.1427303707566576], [1.8689344238796495, -1.226506775305778], [1.8121893894211698, -1.3076521711307905], [1.7522999410760145, -1.3855037702493462], [1.6893843539468676, -1.4603451533964373], [1.6235629722261442, -1.532102559779716], [1.5551435481693945, -1.6006371922429172], [1.4842787575366938, -1.6658738327890033], [1.4110782979134833, -1.7277411444359425], [1.3357794745782121, -1.7860719506505418], [1.258589668426658, -1.84087107295068], [1.1796226017920939, -1.8920697278032965], [1.0991803845129176, -1.9396913655651833], [1.0174020487287962, -1.9835550706675087], [0.9344465400040342, -2.023847616190232], [0.8505775317910876, -2.060471487743412], [0.7659464342208046, -2.0933964342654208], [0.6806965674572074, -2.122755005191326], [0.5950704099322514, -2.148454175930651], [0.5091995705561905, -2.170509538198177], [0.42325036437590985, -2.189204892691149], [0.33742598323833545, -2.2042641900634554], [0.2518304425611396, -2.216117242373193], [0.1666517451097517, -2.224549223080307], [0.08202750857197326, -2.2292547321487963], [-0.0019482218615058998, -2.231313795409753], [-0.08507562807017774, -2.2301066067348914], [-0.167296731240519, -2.2258873782163877], [-0.2484555632508973, -2.2191303831475886], [-0.3284508155939424, -2.20911619775426], [-0.4072105108575311, -2.1964280125879294], [-0.4845872472355737, -2.181246676908948], [-0.5605703729315317, -2.16340457854654], [-0.6350056365805311, -2.143380534307307], [-0.7078827416111201, -2.1208834870132915], [-0.7790967287592616, -2.0964011844076915], [-0.8486112996043867, -2.0697012196873774], [-0.9163605969583926, -2.0411762055602805], [-0.9823210551012578, -2.0107357113838225], [-1.0464388053665103, -1.9786458178404498], [-1.1087197254767351, -1.9449310966394522], [-1.1690857528565777, -1.9097330537922526], [-1.2275807978215083, -1.873143671195467], [-1.2841768934564242, -1.8353414487217192], [-1.3388810783306886, -1.7963449144085444], [-1.3916655461724745, -1.7563378969297316], [-1.44253161684313, -1.715285801729898], [-1.4914606865230255, -1.6734203755046946], [-1.538575287998866, -1.630736217410599], [-1.5837317413852652, -1.5874109939430823], [-1.6270918462816863, -1.5434299060490706], [-1.6685745966543222, -1.4989921837617057], [-1.7083187505543433, -1.4540918385217207], [-1.7462875241805462, -1.4088595880813226], [-1.7824803875105673, -1.3633377891495304], [-1.8170012760068164, -1.3175688131958194], [-1.8497888508105922, -1.2716993838192803], [-1.8810126944340257, -1.225699714054667], [-1.9105664344201987, -1.1796930282777078], [-1.9385683327943506, -1.1337156625879212], [-1.9650792493322544, -1.0877973994024897], [-1.9899998865689437, -1.0420419321982581], [-2.013538739519603, -0.9964266254961605], [-2.03565486536666, -0.9510382262022846], [-2.056345522320933, -0.9059435822327901], [-2.0758091943521757, -0.8611184533228513], [-2.0939496560413726, -0.8166493861673073], [-2.1108292992284468, -0.7725668153656523], [-2.1266042857935523, -0.7288568322689373], [-2.1411414857718, -0.6855914907199874], [-2.15453103637132, -0.642791235772977], [-2.1669730737832507, -0.6004447738452059], [-2.1783220936339625, -0.5586107232196533], [-2.1885934694760936, -0.5173139563210828], [-2.1980572055458656, -0.47652792861887666], [-2.2065765844382508, -0.43629684232256605], [-2.2140616762734906, -0.3966570007157778], [-2.220893047318174, -0.35757806747617166], [-2.22697429842971, -0.31907875206821995], [-2.232095017469076, -0.2811913434853131], [-2.2364485466173294, -0.24391602467412318], [-2.240399262236769, -0.20723097682574418], [-2.243636155952787, -0.1711624314292845], [-2.2458298108117165, -0.13573198938682735], [-2.247416784163659, -0.10091896107605466], [-2.2487575398988193, -0.06671236149016647], [-2.2496650107871203, -0.033128616368076964], [-2.2499999851033587, 0.0], [-2.249668135196627, 0.03275667222028881], [-2.248759898613108, 0.06631733931195463], [-2.2474125149671247, 0.10048852390056247], [-2.245804640561813, 0.13525206598301012], [-2.2436155389446077, 0.17061956925201635], [-2.2404153278512253, 0.2066115475579967], [-2.2364906389406256, 0.24320451302135862], [-2.2321581574065625, 0.2803717533261792], [-2.22706256732976, 0.31813420172051515], [-2.2210056604154778, 0.35649284599198583], [-2.21421084863786, 0.3954161100951497], [-2.206780590593562, 0.4348842424259589], [-2.198330509813148, 0.4749269212844227], [-2.188931579474749, 0.515508002365403], [-2.1787259175247202, 0.5565836090426814], [-2.1674734397879956, 0.5981797751209695], [-2.1551455774237094, 0.6402753255329076], [-2.141875891134679, 0.6828098317516144], [-2.127487460070176, 0.725789238842861], [-2.1118676228560482, 0.7692006911062453], [-2.095161342232382, 0.812973449751932], [-2.0772423408983225, 0.8571136622174222], [-2.058019402085789, 0.9016018974479726], [-2.037594184450626, 0.9463513583341561], [-2.0157845154943224, 0.9913768241352114], [-1.992570588450013, 1.0366291557890897], [-1.9680130467366121, 1.082011335670157], [-1.941902901045038, 1.1275465074208877], [-1.9143052741053224, 1.173143940626944], [-1.8852143637661534, 1.2187502187900008], [-1.8544827314488106, 1.2643609276006371], [-1.8222127915030424, 1.3098384852803766], [-1.788268361051116, 1.3552105359583022], [-1.7526582615088653, 1.4003569046569682], [-1.715362815114427, 1.4451979943381785], [-1.6762915669321277, 1.4897294153242862], [-1.6355600474539396, 1.5338080357383084], [-1.5929858410787574, 1.5774468696855433], [-1.5486501672184758, 1.6204556720124965], [-1.502463251910349, 1.6628573055341147], [-1.4544605661189267, 1.7044871918148654], [-1.4046091499134896, 1.745295142564829], [-1.3528974345442282, 1.7851912971599868], [-1.2993319823806504, 1.8240329434561018], [-1.243878347278178, 1.8618015849337082], [-1.1866267375900819, 1.8983403419633014], [-1.1275018637759138, 1.9336328455315277], [-1.0665712961055165, 1.9674357971069045], [-1.0037875454748741, 1.9997794564373637], [-0.9392475664268091, 2.030432733524818], [-0.8729136024352515, 2.0594081265078725], [-0.8048840730596892, 2.0864759006587947], [-0.7351621833968313, 2.111629729890796], [-0.663811374770886, 2.134672057009975], [-0.5909020814837858, 2.155525434468753], [-0.5164788189417816, 2.1741920789522964], [-0.4406400544647444, 2.1903015160318313], [-0.36342697794517764, 2.204207428443217], [-0.28497930637082836, 2.2151693123278813], [-0.20531867720894978, 2.223835100611899], [-0.12460989227520244, 2.2288943546941615], [-0.04290934797067383, 2.2318664172964575], [0.039635915414190946, 2.2312248757993123], [0.12289565026183626, 2.228328534395389], [0.20678524638702683, 2.221483036486224], [0.2911004648711407, 2.211824686958224], [0.3757611973872702, 2.1985170157045046], [0.46058484031389973, 2.182052128333041], [0.5454166168421817, 2.1621641052165943], [0.630140048481939, 2.1386703642334073], [0.7145254403821877, 2.1118341955665136], [0.7984382087062011, 2.0813548574323817], [0.881725116261856, 2.047305532251888], [0.9641634351999582, 2.009795186350684], [1.0456323637299063, 1.9686620863065534], [1.1259072450122576, 1.923949305236758], [1.2048083440237531, 1.8757831501923885], [1.2822085319466625, 1.8240538769681254], [1.3578658475680692, 1.7688957061269743], [1.431580599926067, 1.7103211183933866], [1.5032421880865654, 1.6483462156392783], [1.5726552391072521, 1.5832126954883101], [1.639612363421472, 1.5148931045417962], [1.7040402937683077, 1.4435306330812712], [1.765643967120095, 1.3691658444398787], [1.824291937264557, 1.2920149549694169], [1.8798887798266493, 1.2120877309305569], [1.9322698668020677, 1.1292755972706796], [1.9812355240293633, 1.0438816537001079], [2.0267194494182315, 0.9562672126590194], [2.0686306463515804, 0.8666267992844232], [2.1067174539793454, 0.7751670214787644], [2.1409704181749647, 0.6820342433841183], [2.17135496295173, 0.5874071792283111], [2.1976165414077693, 0.491540635028073], [2.219778380324552, 0.3946120837823805], [2.2380018449774215, 0.2968021710836226], [2.251977221594075, 0.1983570673642466], [2.2610002626326993, 0.10032092450872403], [2.2665345664431147, 0.0013724774257939218]], [[2.342554565524852, -0.017677961382867122], [2.2995289378061003, -0.09756233034724571], [2.255275606508805, -0.19493455167038856], [2.209374344053563, -0.28983182533118845], [2.1622269293024146, -0.3897081792743914], [2.113750003666355, -0.48923019798796624], [2.063256508183556, -0.5859461659976026], [2.0109699999241375, -0.6814958961669005], [1.9563383045954013, -0.7755648439108801], [1.8994380694935142, -0.8680098503663322], [1.8394258023814947, -0.9585127666027631], [1.7766624553786787, -1.0469450541480882], [1.7109891580697953, -1.1330088937422425], [1.6421911439951051, -1.2165137731418674], [1.5708008734929437, -1.2969529746976132], [1.496652164406865, -1.3710339220211833], [1.420034113796813, -1.4414184694360415], [1.341111030770222, -1.5080643226255332], [1.2608619553145786, -1.5709816467233062], [1.1792504776154078, -1.6302096307047758], [1.0960154179948518, -1.6853430869439239], [1.0114191716260388, -1.7363221216540632], [0.9258174370780872, -1.7836269463489751], [0.839128626253906, -1.8264001351150014], [0.7518831376185754, -1.8656360859405723], [0.664036098332269, -1.900312537532262], [0.5759055098831793, -1.9312676665261397], [0.4877438167692224, -1.95864639025973], [0.39966550925392375, -1.9821036362962035], [0.3118126300989221, -2.001586459616745], [0.224428847144172, -2.018007850311297], [0.13762211492866222, -2.030220249880919], [0.051541433435470296, -2.039335647486354], [-0.0336614010390096, -2.0451659570125167], [-0.11785511305795218, -2.0478753675523036], [-0.20090087627100886, -2.0471323818482943], [-0.28266582248406696, -2.043019886264131], [-0.3631839258029267, -2.036803840141596], [-0.44218896252669865, -2.0275026168929835], [-0.5196680612753761, -2.015490410436829], [-0.5955568020512869, -2.0013542862923925], [-0.669674713960869, -1.9841852491202994], [-0.7421289257823329, -1.965016328675703], [-0.8126628676789607, -1.9434914268053078], [-0.881399887017277, -1.9198992180824426], [-0.9481736466210033, -1.8944735609054157], [-1.012926810278797, -1.8669238630361478], [-1.0758109201684845, -1.8380545031471818], [-1.1365205611995581, -1.8072029349702583], [-1.1952730738797244, -1.7751168239457331], [-1.2518914483213062, -1.7414767765021892], [-1.3064296141591893, -1.7066411427895951], [-1.3590157745896347, -1.6708072769259423], [-1.409421699150123, -1.633851249181881], [-1.4579591788451818, -1.596191855526361], [-1.5046164381485867, -1.5579464500041222], [-1.5493696468780864, -1.5190808373125684], [-1.592346544768721, -1.479865822438183], [-1.6331987398071162, -1.4399201896056348], [-1.6722765973385116, -1.3997416290676585], [-1.7098681699615355, -1.3594586473644061], [-1.7453938440503898, -1.3188133661112038], [-1.77924312202344, -1.2779838855726806], [-1.8114506659078895, -1.2371757399298309], [-1.8421998064640608, -1.19641089985311], [-1.871606285277304, -1.1558503432028713], [-1.8994037866317508, -1.1153473206064164], [-1.9258501692076295, -1.0750144083377438], [-1.9509675855375093, -1.0349687156899796], [-1.9748782592672576, -0.995158279503736], [-1.9973264342150092, -0.9555664794210692], [-2.0185029510423935, -0.9162544539754535], [-2.0384693457669436, -0.8772392227999651], [-2.0571063694124407, -0.8385639462820882], [-2.074607937723077, -0.8002183146347327], [-2.091013944241234, -0.7622765847182222], [-2.1063014588509965, -0.724788206013133], [-2.1206254342373927, -0.6877053228985364], [-2.134042627763288, -0.6511146010965179], [-2.1466102800073816, -0.615029592503935], [-2.158303888867768, -0.5794013660524757], [-2.169023693224656, -0.5442679795642328], [-2.178920020395456, -0.5096405194981618], [-2.188206200039892, -0.4755189594540325], [-2.1967272858673916, -0.4419264154087015], [-2.2044041642044925, -0.40885923881392966], [-2.2114199380559896, -0.3762912919663505], [-2.2177317807640926, -0.34425585271236364], [-2.2233013419998584, -0.3127791085685571], [-2.228414157048332, -0.28183235029641635], [-2.2329316244888386, -0.251419675418924], [-2.236685846497986, -0.22155536078696472], [-2.2398922605601546, -0.19223896869282947], [-2.2428620208121592, -0.16345581869602765], [-2.245459875546887, -0.1352224946939423], [-2.247202496381303, -0.10753473657610897], [-2.248319220405533, -0.08035780689409949], [-2.249239407945199, -0.053666238073439704], [-2.249790262828019, -0.027391304810320156], [-2.2499999869686316, 0.0], [-2.249815638021623, 0.024255222780196078], [-2.249252342928812, 0.05026660922180957], [-2.2482616362089543, 0.07679685564855498], [-2.246958473960906, 0.10383129760495635], [-2.2451911320264935, 0.13138749934937527], [-2.2427949492843435, 0.15949199077562742], [-2.2399251009827883, 0.1881298629535164], [-2.236765408104481, 0.21728120100522885], [-2.232994171859513, 0.24696074868053589], [-2.228417227918981, 0.27717350184680706], [-2.2233178216467575, 0.30790867549463324], [-2.217814078690724, 0.3391613692947585], [-2.211579402112595, 0.37095292647930106], [-2.204566095354197, 0.40325042347626994], [-2.1968319335403472, 0.4360788433165818], [-2.1883173567546463, 0.46946827168008165], [-2.17911603083781, 0.5033844698045619], [-2.1692846520731157, 0.5377830753837831], [-2.158603514525469, 0.5726590200375755], [-2.146925676287789, 0.6080112989003632], [-2.1344336394260695, 0.643809054602835], [-2.121160143005621, 0.6800948379718798], [-2.107045252290885, 0.7168652902522112], [-2.092015578622395, 0.7540440103704711], [-2.0758607951522894, 0.7916460280532945], [-2.0586526482274023, 0.8296640979947664], [-2.0403441139377696, 0.8679971673366267], [-2.0207277726382418, 0.9066463693623608], [-1.9998443033498494, 0.9455671312528472], [-1.9776990414621105, 0.9847230988317075], [-1.9541659261834206, 1.0241109461845093], [-1.9293665173460153, 1.0636757863551558], [-1.9033177129319487, 1.1035106514647324], [-1.8758709886070877, 1.143474231594189], [-1.8469662797657984, 1.1834965365968748], [-1.8166104386421056, 1.223640979612954], [-1.7850186261526066, 1.2638993950130157], [-1.751753641717145, 1.3041243236401896], [-1.7168297926498441, 1.3441548847786713], [-1.6802242013163047, 1.3840529979907568], [-1.6419665353471422, 1.4237253231185942], [-1.6020525380531114, 1.4631819919213138], [-1.560438551019726, 1.5023419863878793], [-1.516928100830589, 1.5409518503556034], [-1.4715499785684434, 1.579068459490499], [-1.4244750581494716, 1.6167008747394882], [-1.375492524471228, 1.6536945002759336], [-1.3245968860773172, 1.689816664529012], [-1.271675111133417, 1.7250199585486763], [-1.2167807132532844, 1.7591162800125588], [-1.1597912846816416, 1.7919703540222436], [-1.100847185887799, 1.823518949973996], [-1.039925437067932, 1.8536817049229821], [-0.9769420035167455, 1.8821411236953218], [-0.91208460663847, 1.9090352125790122], [-0.8452633582099093, 1.934158270514304], [-0.7765298012669816, 1.9571422002979686], [-0.7059536245572111, 1.9783218777165645], [-0.6336249819199969, 1.9971075305820796], [-0.5595058624425201, 2.013782954368026], [-0.4836941742941772, 2.0272339526337753], [-0.40621322657455716, 2.0383860897258246], [-0.32725065764446515, 2.04632642338944], [-0.24690950241309373, 2.052009896596245], [-0.16524907195212965, 2.053941075280377], [-0.08246222805552182, 2.05318480432629], [0.0014147260499064525, 2.0485979585462215], [0.08616745988080783, 2.0411906443791397], [0.1716979308045457, 2.030020648378615], [0.2578716010474202, 2.0152746689340146], [0.34450909119094125, 1.997283763234853], [0.4314315643365178, 1.9752890543466823], [0.5185568811418005, 1.9498433757497242], [0.6056591337275438, 1.920814537662272], [0.6926205555565861, 1.8880660374302978], [0.7792017504390556, 1.8513272851004952], [0.8652984964343476, 1.8111130609424815], [0.9507226379516744, 1.7670094870648323], [1.0352840692514302, 1.7192123889665372], [1.1187471884819435, 1.66754445779923], [1.2010416574373153, 1.6122023115903574], [1.2826527852672316, 1.553766219304289], [1.362841473437549, 1.4915114145030999], [1.4415129569623044, 1.4263095799124401], [1.518079138030466, 1.357407514764273], [1.5927059206914074, 1.285638937387064], [1.6650198882244847, 1.2104691175164093], [1.73494480849323, 1.1299962013942788], [1.8024823087039594, 1.0454747915498332], [1.8672960248347095, 0.9586342040324434], [1.9293409658276885, 0.8696845678289199], [1.9884696064757996, 0.7788453492894936], [2.0446552279145918, 0.6862650788670517], [2.097521893513425, 0.5920549284756199], [2.147134356829611, 0.496524430237988], [2.193690072219515, 0.3998807262698947], [2.2368435329949565, 0.3022085043940577], [2.2764851928698766, 0.2037075960567818], [2.3114102479333543, 0.11080138274567529], [2.342554565524852, 0.012999154880012397]], [[2.470268670043649, -0.032957028131515506], [2.379803625726333, -0.08976997316427222], [2.2902010700624884, -0.17149726111245814], [2.2020626439777873, -0.25342042285936794], [2.115599138166395, -0.3439701125165244], [2.030481355149031, -0.4358081389000632], [1.94584195008443, -0.525576400808753], [1.863455165771176, -0.6148866590706451], [1.7812529001014639, -0.7031530990118382], [1.69888195051146, -0.7904717656661194], [1.6145555832134926, -0.8758860516226057], [1.5288516263427674, -0.9594605571819231], [1.4412061909328864, -1.0406555380515679], [1.3510941956188682, -1.1190187659440938], [1.2594691049692512, -1.1942633938393663], [1.1656901769607324, -1.2624263883573719], [1.0702439358216376, -1.3265630256819296], [0.973334221124889, -1.386602429464923], [0.8779304752478008, -1.442633312903185], [0.7832608782313499, -1.4947604115534465], [0.6881104703165046, -1.5422852402290839], [0.5927248290450009, -1.5852174698022086], [0.49754588930415894, -1.6243996852752758], [0.4023322692978017, -1.6583182919902286], [0.3077450555853338, -1.6887395833378918], [0.21358416571481076, -1.7139386962148382], [0.12026618530969482, -1.7352475542703927], [0.028005852413827335, -1.753029638762779], [-0.06311765856694856, -1.7666834330775927], [-0.15297203383072197, -1.7759811884387466], [-0.24133930446649474, -1.7827497370055123], [-0.32813962382955886, -1.7848049444317609], [-0.4132540877727578, -1.783987861230432], [-0.49659400820302285, -1.7802373714980813], [-0.5780168701347129, -1.773438452842063], [-0.6574458937874385, -1.7631966068048242], [-0.734768993053548, -1.7499729706963716], [-0.8101280246413569, -1.7351500781627534], [-0.8832368131370152, -1.7174665414078716], [-0.9541244468860774, -1.697403730540833], [-1.0228214133349505, -1.6756381523892836], [-1.0891053885074853, -1.6511421846277903], [-1.153232197597313, -1.625372041585663], [-1.2148904630377804, -1.5974212565856907], [-1.2743108546770876, -1.5680758214778217], [-1.3313424945994288, -1.5372816710092043], [-1.385899868970527, -1.5047811349468545], [-1.4383511007668122, -1.4716942582666153], [-1.4881967827144174, -1.4369203971929212], [-1.5358879045704261, -1.401577055540954], [-1.5811414557783032, -1.3651101631112454], [-1.624104863355934, -1.3279671080571736], [-1.6650035910215244, -1.2905462416653828], [-1.7035125196050758, -1.2524251190677067], [-1.7401454756839418, -1.2143962335271838], [-1.7749151516032693, -1.1765108717187138], [-1.8077792622506754, -1.1386838880216985], [-1.8389973079573916, -1.101288689019177], [-1.8679673350221535, -1.0635524308286426], [-1.8953332481283156, -1.0262793614700014], [-1.9214989619647134, -0.9897661103736891], [-1.9455934409476168, -0.9532407108305696], [-1.9681594399234457, -0.9171144072391998], [-1.989339679477105, -0.8815967418133275], [-2.0093364860558567, -0.8467489895089779], [-2.0283963965957637, -0.8127689371632641], [-2.046062516403104, -0.7792846370902261], [-2.062702564025865, -0.7464955240587066], [-2.0784228982331863, -0.7144806160559233], [-2.0933013425890534, -0.6831664839608629], [-2.107010081388942, -0.6523648525508439], [-2.1197827628581654, -0.622166542744395], [-2.131680011001487, -0.5925725765075027], [-2.1425966436456783, -0.563549380056859], [-2.152690630182474, -0.5351030732630184], [-2.1620596814601623, -0.5072884496596499], [-2.170663813575909, -0.4801304837208456], [-2.1786129038055106, -0.4535548350032857], [-2.186096140937755, -0.42764510039012715], [-2.1931623655597883, -0.4023926071121232], [-2.1996216351055318, -0.3777058319565919], [-2.205438354282835, -0.35357813499507623], [-2.2108133660821503, -0.3300092130831474], [-2.215945424172936, -0.3070126568827354], [-2.2207140540082606, -0.28456566167510955], [-2.2249797039568215, -0.26262836549647156], [-2.228809958180245, -0.24117494228906627], [-2.2322476859181966, -0.22022269398653802], [-2.2353128852156368, -0.19978319024351143], [-2.238152800626131, -0.17982980809649357], [-2.2406157335862886, -0.16034695230205012], [-2.242603074104929, -0.14132448686900703], [-2.244310741928976, -0.12275957027316384], [-2.245956689912857, -0.10464440407776097], [-2.2475991984190062, -0.08697887013224657], [-2.2486995455980026, -0.0697199036392392], [-2.249257324526736, -0.05280268881175315], [-2.2496964354540303, -0.036146509924725526], [-2.249908907414076, -0.019426590342027202], [-2.2499999769806998, 0.0], [-2.2499561007868105, 0.013945319905151129], [-2.2497197513899, 0.02964378966812901], [-2.249142680139925, 0.045734118072766734], [-2.2482642884549895, 0.06220908459997054], [-2.2471032110281755, 0.07909101282844538], [-2.2457636205861973, 0.09640930832915408], [-2.2442477008765436, 0.11416105947242862], [-2.2425830565145186, 0.13233827446875235], [-2.240530241665556, 0.1509491916475128], [-2.2379250491133855, 0.17000325634828492], [-2.2350564090602205, 0.18951328601912157], [-2.2320431839056027, 0.20949136063891458], [-2.2286598021949136, 0.22994979500029114], [-2.224772812619278, 0.25086911556346864], [-2.22036950149639, 0.27246996609707325], [-2.2155573891806477, 0.2947673520731259], [-2.2105090564394505, 0.3176268115614559], [-2.205191746967927, 0.34102613905430323], [-2.1993792129125875, 0.36494639985891575], [-2.192890399918163, 0.3894014029686832], [-2.1858894690587243, 0.4144129115035866], [-2.178560578732679, 0.4400694012162436], [-2.170865931542235, 0.46638820689076943], [-2.1625715345065504, 0.4933069112619099], [-2.1534606261171, 0.5208400378636678], [-2.143671141908438, 0.5490334368916739], [-2.1331016128152296, 0.5777860803361801], [-2.1215692447408725, 0.6070703050600741], [-2.109062839454236, 0.6369006928866908], [-2.095603877015994, 0.6672644219178058], [-2.081094819138153, 0.6981588628999441], [-2.0656384560046823, 0.7296346502112888], [-2.0493689621618794, 0.7618623357902446], [-2.0320065972921943, 0.7946755485857058], [-2.0134569921313776, 0.8280168501834982], [-1.9938032291796493, 0.8620301889246663], [-1.9733042114476136, 0.8968733920114943], [-1.951347604699605, 0.9321970397025445], [-1.9278722399050436, 0.9678789056223618], [-1.902912633924115, 1.004023305204153], [-1.8764698683950254, 1.040621581789897], [-1.8485533467299664, 1.0777497564949081], [-1.8190884286358158, 1.1153324835454568], [-1.787710366574719, 1.152980979806946], [-1.754484908312855, 1.190830180462621], [-1.7196212425768562, 1.2290790515607204], [-1.6828122063865307, 1.267399232835139], [-1.6439810401029578, 1.3055716033909142], [-1.6029576446946636, 1.3434400940054076], [-1.5597395384984925, 1.3808643428129364], [-1.5141445143787946, 1.4175312285772668], [-1.4663263314000206, 1.4535672371071449], [-1.4162362194694855, 1.488794354048295], [-1.363664566806872, 1.5227637622940855], [-1.3088706801359677, 1.555834820077095], [-1.251653427957736, 1.5875608176677642], [-1.1920122369451664, 1.61759015944951], [-1.1300327883788535, 1.6462017770945243], [-1.0657447400778897, 1.6730018633961725], [-0.9990628177298297, 1.6978375130766032], [-0.930009690878097, 1.7198924729548], [-0.858577968119981, 1.7393792018927798], [-0.7849637792366486, 1.7561194010780583], [-0.7092308090237742, 1.7705510434375593], [-0.6314076716849679, 1.7815352831299751], [-0.551647566 | 3D array of the dimensional x and y airfoil coordinates of the airfoils interpolated along span for n_span stations. The origin is placed at the pitch axis.
rotorse.rs.bjs.twist | intermediate | rad | [0.3491, 0.32625117093725764, 0.30085552622478245, 0.2731956053054779, 0.24355394762224736, 0.20577589884786782, 0.1576145108901439, 0.1136986486334804, 0.08888556174463991, 0.08740227021440287, 0.08747036236925905, 0.08755245976654401, 0.08760934772745713, 0.08649735156799883, 0.08026523138581591, 0.0709071911194134, 0.06112252537717545, 0.05334185864146969, 0.0468397267304825, 0.04037517185557232, 0.030440134476388537, 0.023562445954621404, 0.00966270163050956, -0.007145978052090492, -0.02406407624641657, -0.038338165876185194, -0.050562117073935514, -0.06194147336869993, -0.07234987147859483, -0.0816609481217366] | 1D array of the twist values defined along blade span. The twist is defined positive for negative rotations around the z axis (the same as in BeamDyn).
rotorse.rs.bjs.pitch_axis | intermediate |  | [0.5, 0.49816955, 0.48992341, 0.47666778, 0.47368421, 0.47368421, 0.47368421, 0.47368421, 0.47368421, 0.47368421, 0.47368421, 0.46808511, 0.4612069, 0.44196429, 0.43251806, 0.42095775, 0.41010371, 0.40195138, 0.39522149, 0.39116278, 0.3900843600747744, 0.39134099, 0.39523274, 0.40007425, 0.40504215, 0.41113787, 0.41946139, 0.43201533, 0.45321411, 0.49999999999999994] | 1D array of the chordwise position of the pitch axis (0-LE, 1-TE), defined along blade span.
rotorse.rs.bjs.M1 | intermediate | N*m | [-33774615.36730006, -31720943.14715239, -18287424.85517919, -30667619.97318992, -35152759.72040399, -34294986.64489604, -32233894.841868583, -29718758.267850544, -27048414.01728091, -24429997.340287875, -21923952.871805493, -19516604.087131217, -17219980.094037782, -15049654.97390503, -13016382.214415219, -11128954.549506301, -9394150.35914197, -7816755.793161283, -6398756.930810358, -5138474.538901543, -3740823.8455944145, -3078981.1984888683, -2250178.9463812993, -1563255.872937715, -1015550.2991587672, -600639.3403368515, -307313.8889600723, -121181.67339521227, -25420.00859775741, 4.770722336716972] | distribution along blade span of ultimate bending moment w.r.t principal axis 1. [(n_mat) 1D array of float]
rotorse.rs.bjs.M2 | intermediate | N*m | [36678921.47228555, 34534523.9794214, 39956628.97792122, 27239317.71950022, 14758800.932671713, 8254013.700845313, 3946107.5804084577, 959635.2025901212, -845231.1816797858, -1319760.717041376, -1188510.9810227756, -1038413.1798674767, -906205.0826383946, -803662.6692761568, -764574.447501359, -763367.7793394505, -755578.4090741018, -717658.8535997788, -648722.8114398527, -568242.8523870377, -448248.5448249214, -408247.9632206094, -336324.58670211694, -267984.81098001066, -197864.87172188575, -128786.30834262537, -70264.12969210002, -29038.408482642488, -6498.54894238113, 0.11206934432721027] | distribution along blade span of ultimate bending moment w.r.t principal axis 2. [(n_mat) 1D array of float]
rotorse.rs.bjs.F2 | intermediate | N | [597171.9436924396, 595528.4649519473, 375485.62997220765, 650155.0404793711, 784243.5312261644, 812524.1988603201, 814438.419988567, 803759.420700954, 785832.2229005771, 765236.020529468, 742504.7418424024, 715683.6514880741, 683558.391514346, 646230.8530896988, 604983.0997559117, 561177.4229595627, 515824.1558471479, 469517.7415566356, 422882.05283290154, 376347.5658246718, 310269.39435359393, 277744.6494635639, 234872.88016643297, 191145.86804943773, 149092.86046818848, 109910.07534248853, 74385.31895790818, 43321.28686618499, 17740.14081704024, -813.2702043643512] | distribution along blade span of ultimate force w.r.t principal axis 2. [(n_mat) 1D array of float]
rotorse.rs.brs.rootD | intermediate | m | 4.5 | Blade root outer diameter / Chord at blade span station 0
rotorse.rs.brs.layer_thickness | intermediate | m | [[0.001, 0.001, 0.001, 0.001, 0.001, 0.001, 0.001, 0.001, 0.001, 0.001, 0.001, 0.001, 0.001, 0.001, 0.001, 0.001, 0.001, 0.001, 0.001, 0.001, 0.001, 0.001, 0.001, 0.001, 0.001, 0.001, 0.001, 0.001, 0.001, 0.001], [0.041, 0.033, 0.026, 0.02, 0.015, 0.011, 0.008284540718575178, 0.0065124340152886585, 0.005362077516845975, 0.004702475040252789, 0.004402630402514755, 0.004331547420637534, 0.0043582299116267645, 0.00435168169248812, 0.004307029653720184, 0.004219400685821545, 0.004083921679290805, 0.0038957195246265212, 0.0036499211123273024, 0.0033416533328917363, 0.0028649115237233047, 0.0025793559173691184, 0.0021461494036608486, 0.0016921197675737938, 0.0012276785702973474, 0.001, 0.001, 0.001, 0.001, 0.001], [0.0, 0.010363863922080815, 0.018021234480601413, 0.025361659590798752, 0.03206819380434953, 0.03782389167293049, 0.042311807748218355, 0.045214996581889856, 0.046216512725621724, 0.04569526776353126, 0.04403017327973565, 0.041600140858352265, 0.038784082083498365, 0.03596090853929123, 0.03350953180984813, 0.0313580742821214, 0.02943465834306337, 0.027667406379626357, 0.025984440778762663, 0.02431388392742465, 0.0220549122718989, 0.0208042751114363, 0.018985046101293482, 0.01713608265938962, 0.01526729626297836, 0.013388598389313434, 0.011509900515648486, 0.009631202641983529, 0.007752504768318578, 0.005873806894653622], [0.0, 0.012478059721382662, 0.01761157401713909, 0.022745088312895515, 0.027664175500095572, 0.03215440847018287, 0.03600136011460119, 0.03899060332479406, 0.04090771099220513, 0.0415382560082781, 0.041101726495636016, 0.03981761057690187, 0.03790539637469875, 0.03558457201164968, 0.033074625610377724, 0.030595045293505926, 0.02815655274214637, 0.02576986963741116, 0.023445717660412414, 0.021194818492262218, 0.018396886548685744, 0.016955665306955872, 0.014962350275733031, 0.01303216602522535, 0.01114932986025402, 0.009298059085640267, 0.007462571006205302, 0.005627082926770338, 0.0037915948473353817, 0.0019561067679004216], [0.0, 0.0, 0.0, 0.0, 0.0, 0.0, 0.0, 0.0, 0.0, 0.0, 0.0, 0.0, 0.0, 0.0, 0.0, 0.0, 0.0, 0.0, 0.0, 0.001, 0.03442398385140485, 0.001, -8.131516293641283e-20, 0.0, 0.0, 0.0, 0.0, 0.0, 0.0, 0.0], [0.0, 0.0, 0.0, 0.0, 0.0, 0.0, 0.0, 0.0, 0.0, 0.0, 0.0, 0.0, 0.0, 0.0, 0.0, 0.0, 0.0, 0.0, 0.0, 0.001, 0.03442398385140485, 0.001, -8.131516293641283e-20, 0.0, 0.0, 0.0, 0.0, 0.0, 0.0, 0.0], [0.0, 0.0, 0.006650033728755581, 0.008148123658263425, 0.009646213587771253, 0.011144303517279089, 0.01260256197570184, 0.013981157491954431, 0.015240258594951785, 0.016340033813608823, 0.017240651676840472, 0.01790228071356164, 0.018327608985325365, 0.018519324553684678, 0.018480115480192617, 0.01821266982640221, 0.017719675653866496, 0.0170038210241385, 0.016105782583305264, 0.015066236977453804, 0.013570845372449021, 0.012725330855044377, 0.011505323630660504, 0.010306515825606558, 0.009125374203327537, 0.00795836552726849, 0.0068019565608744125, 0.005652614067590332, 0.0045068048108612615, 0.003360995554132208], [0.0, 0.0, 0.023343227487567127, 0.02514806479023719, 0.02695290209290725, 0.028757739395577298, 0.03056257669824736, 0.032367414000917416, 0.03399537923059806, 0.03526960031429983, 0.03601320517903334, 0.0360493217518092, 0.03520107795963813, 0.03329160172953063, 0.030593866909944815, 0.02738084734933888, 0.023925516896170944, 0.020500849398899176, 0.017379818705981716, 0.014835398665876708, 0.01223234944423054, 0.01109198344222918, 0.009700784707749164, 0.008501789524206603, 0.007398896116132821, 0.006296002708059051, 0.00519310929998528, 0.004090215891911514, 0.0029873224838377426, -6.505213034913027e-19], [0.0, 0.0, 0.023343227487567127, 0.02514806479023719, 0.02695290209290725, 0.028757739395577298, 0.03056257669824736, 0.032367414000917416, 0.03399537923059806, 0.03526960031429983, 0.03601320517903334, 0.0360493217518092, 0.03520107795963813, 0.03329160172953063, 0.030593866909944815, 0.02738084734933888, 0.023925516896170944, 0.020500849398899176, 0.017379818705981716, 0.014835398665876708, 0.01223234944423054, 0.01109198344222918, 0.009700784707749164, 0.008501789524206603, 0.007398896116132821, 0.006296002708059051, 0.00519310929998528, 0.004090215891911514, 0.0029873224838377426, -6.505213034913027e-19], [0.0, 0.0, 0.018640217490227647, 0.022904385684442738, 0.027168553878657818, 0.0312820798151019, 0.035094321236003936, 0.03845463588359295, 0.041212381500097914, 0.04321691582774788, 0.04431759660877182, 0.044631775714407025, 0.044276805015890965, 0.04337003638446096, 0.04202882169135447, 0.040370512807808824, 0.03851246160506139, 0.03646387880311415, 0.03423397512196914, 0.03183196128162837, 0.028467525364800895, 0.026548446003367625, 0.023685366005451677, 0.02070188767487763, 0.01762209067817712, 0.014470054681881742, 0.01126985935252313, 0.008045584356632905, 0.0048213093607426755, 0.0015970343648524527], [0.0, 0.0, 0.010678322708722262, 0.013027749686046041, 0.015377176663369818, 0.017726603640693592, 0.02007603061801737, 0.022343664312566913, 0.024447711441567942, 0.026306378722246202, 0.02783787287182743, 0.0289604006075374, 0.029592168646601816, 0.029791678876096843, 0.02961743318309853, 0.02912793345468304, 0.028381681577926424, 0.027437179439904813, 0.02635292892769433, 0.025110640888752044, 0.0232295708259792, 0.02207879562049976, 0.020252660086103807, 0.01819533041480395, 0.015888517454057182, 0.01337380175210471, 0.010692763857187702, 0.007886984317547073, 0.004998043681424268, 0.0020675224970603053], [0.0, 0.0, 0.011714132383639313, 0.014764947347625046, 0.017815762311610757, 0.02086657727559648, 0.023917392239582207, 0.02696820720356794, 0.030019022167553665, 0.03295298719726778, 0.035653252358438574, 0.03800296771679428, 0.03988528333806326, 0.04118334928797394, 0.04178031563225458, 0.041727364564737766, 0.04107567827925614, 0.039876438969642325, 0.03818082882972886, 0.03604003005334837, 0.032679793711968524, 0.030642080913123152, 0.027516266030156573, 0.02419344792587278, 0.020739294340710836, 0.01721947301510983, 0.013699651689508844, 0.010179830363907818, 0.006660009038306791, 0.0031401877127057915], [0.0, 0.0, 0.035987381471276024, 0.04397734379711533, 0.051967306122954644, 0.059630209740332625, 0.06663899594078779, 0.07266660601585875, 0.07738598125708404, 0.0804700629560023, 0.08159179240415206, 0.08099668674906287, 0.0789302631382641, 0.07563803871928527, 0.07136553063965596, 0.06635825604690564, 0.06086173208856376, 0.05503573124453716, 0.04904002599473268, 0.04303438881905716, 0.03547715954202539, 0.03163240860972047, 0.026555610535872978, 0.02186996705690011, 0.017497247253826908, 0.01335922020767848, 0.009377654999479916, 0.005474320710256289, 0.0015709864210326626, 0.001], [0.041, 0.033, 0.026, 0.02, 0.015315621882346286, 0.012614052419141646, 0.010089285411055738, 0.007829722085647882, 0.0059237636704776095, 0.004459811393104192, 0.003526266481086949, 0.0030162506695686785, 0.0028228856936921773, 0.002839293288600149, 0.0029585951894353707, 0.0030739131313404964, 0.0030783688494581463, 0.0029930342735692765, 0.00283898133345475, 0.002637281958895433, 0.0023387770706268904, 0.0021752316255659585, 0.00195702452635758, 0.0017517918895640714, 0.0015569388227024443, 0.0013698704332897418, 0.0011879918288430328, 0.0010087081168792522, 0.001, 0.001], [0.0, 0.0, 0.0, 0.0021642290748897794, 0.0022101615271658773, 0.0022560939794419753, 0.002302026431718077, 0.002347958883994179, 0.0023857856093980226, 0.0024074008810573743, 0.002404698972099977, 0.0023695741556535783, 0.0022939207048459304, 0.0021696328928047836, 0.002012922173274681, 0.0018400000000000736, 0.0016670778267254723, 0.0015103671071953555, 0.0013860792951542347, 0.001310425844346601, 0.0012739797944200206, 0.0012725991189427679, 0.001294214390602067, 0.001332041116005865, 0.0013779735682819148, 0.0014239060205579876, 0.0014698384728340475, 0.0015157709251100578, 0.0015617033773860887, 1.0842021724855044e-19], [0.0, 0.0, 0.0, 0.03748906121529216, 0.03611723351773886, 0.03474540582018555, 0.03336309557167681, 0.03195982022125724, 0.03052509721797137, 0.02904844401086386, 0.02751937804897927, 0.02592741678136225, 0.024337449781140424, 0.022814366621441057, 0.021423056875391283, 0.020228410116118648, 0.019295315916750478, 0.018688663850414115, 0.018346790223235213, 0.018208031341339345, 0.02, 0.02, 0.02, 0.02, 0.02, 0.02, 0.02, 0.02, 0.02, 6.938893903907228e-18], [0.0, 0.0, 0.0, 0.0020723641703378447, 0.002118296622613882, 0.0021642290748899273, 0.002210161527165972, 0.0022560939794420165, 0.0023020264317180615, 0.0023479588839941056, 0.0023857856093979176, 0.0024074008810572537, 0.002404698972099874, 0.0023695741556534785, 0.0022939207048458332, 0.0021696328928047324, 0.0020129221732746467, 0.0018400000000000569, 0.0016670778267254514, 0.0015103671071953343, 0.0013589344180927612, 0.0013104258443465565, 0.0012753010279001407, 0.001272599118942723, 0.001294214390602057, 0.0013320411160058796, 0.001377973568281959, 0.0014239060205580112, 0.001469838472834042, 1.0842021724855044e-19], [0.0, 0.0, 0.0, 0.002517599968446932, 0.002445129913471889, 0.002372659858496847, 0.0023001898035218114, 0.002227719748546781, 0.0021544904794845205, 0.0020797427822478514, 0.0020027174427495156, 0.0019226552469023392, 0.0018387969806191531, 0.0017503834298127764, 0.0016614674579192518, 0.0015761019283747073, 0.0014983397046152694, 0.0014322336500771126, 0.0013818366281962682, 0.0013512015024089593, 0.0013365476557123661, 0.001336042341719111, 0.0013449310081187766, 0.001360406973216308, 0.0013791765876627789, 0.0013979462021092215, 0.0014167158165556374, 0.001435485431002038, 0.0014542550454484536, 2.168404344971009e-19], [0.0, 0.0, 0.0, 0.0377066146348917, 0.03634612196662573, 0.03498562929835977, 0.03361391516359078, 0.03221975809581581, 0.030791936628531906, 0.029319229295236043, 0.027790414629425268, 0.026194271164596574, 0.02459555683654566, 0.0230590295810682, 0.021649447333959928, 0.02043156803101652, 0.02, 0.02, 0.02, 0.02, 0.02, 0.02, 0.02, 0.02, 0.02, 0.02, 0.02, 0.02, 0.02, 6.938893903907228e-18], [0.0, 0.0, 0.0, 0.0026625400783972237, 0.0025900700234221716, 0.0025175999684471195, 0.0024451299134720674, 0.0023726598584970127, 0.002300189803521959, 0.002227719748546904, 0.002154490479484672, 0.0020797427822479954, 0.002002717442749689, 0.0019226552469024875, 0.0018387969806192307, 0.0017503834298126966, 0.001661467457919111, 0.0015761019283745596, 0.0014983397046151392, 0.0014322336500769564, 0.0013708383916703005, 0.0013512015024088637, 0.0013370346233662605, 0.0013360423417192616, 0.0013449310081189907, 0.0013604069732165167, 0.001379176587662875, 0.0013979462021091273, 0.0014167158165554958, 6.505213034913027e-19]] | 2D array of the thickness of the layers of the blade structure. The first dimension represents each layer, the second dimension represents each entry along blade span.
rotorse.rs.brs.layer_start_nd | intermediate |  | [[0.0, 0.0, 0.0, 0.0, 0.0, 0.0, 0.0, 0.0, 0.0, 0.0, 0.0, 0.0, 0.0, 0.0, 0.0, 0.0, 0.0, 0.0, 0.0, 0.0, 0.0, 0.0, 0.0, 0.0, 0.0, 0.0, 0.0, 0.0, 0.0, 0.0], [0.0, 0.0, 0.0, 0.0, 0.0, 0.0, 0.0, 0.0, 0.0, 0.0, 0.0, 0.0, 0.0, 0.0, 0.0, 0.0, 0.0, 0.0, 0.0, 0.0, 0.0, 0.0, 0.0, 0.0, 0.0, 0.0, 0.0, 0.0, 0.0, 0.0], [0.1661383603494756, 0.1694628569270011, 0.16968067888535437, 0.2375949530027449, 0.24398990006773233, 0.2519311500881011, 0.2576652264500764, 0.26174661649555087, 0.26334339770109555, 0.2621083664556708, 0.26061866422837776, 0.2616314995326834, 0.2629598544862647, 0.26995748937711933, 0.2725208985317948, 0.2758827050334076, 0.2783864708757078, 0.2789155644341235, 0.27802615853755763, 0.2750634045725415, 0.26774667347125214, 0.26207131421706575, 0.25166728116937254, 0.23859669313117138, 0.227875469260909, 0.21289914882504438, 0.19074835516998262, 0.15633559281281478, 0.10381686391715891, 0.08009451161731798], [0.6661477675256644, 0.6700001984917334, 0.6771212323651317, 0.6207208564326209, 0.6272750170824042, 0.6324595900641107, 0.6392686724563994, 0.645745352503658, 0.6497799829968233, 0.6517123168547534, 0.6533345130885748, 0.651550423114974, 0.6492426796180643, 0.6395043420213119, 0.6344403669427179, 0.6271127349251724, 0.6198647907156044, 0.6135616535828007, 0.6074273211719201, 0.6019908500063249, 0.5959795702170866, 0.5931166245783371, 0.5893669387235123, 0.5862305208235664, 0.5844476893192411, 0.5818881458651411, 0.5782695778866841, 0.5727057328003304, 0.5737487939946404, 0.5968472850353708], [0.19443410767975144, 0.1978961908795244, 0.19958140163058266, 0.20542464311933956, 0.21272282382163815, 0.22201710404838199, 0.22991051269542517, 0.23619816233798707, 0.24018570672054076, 0.2417677397265339, 0.24321801739271495, 0.24714692440054453, 0.2514718654064332, 0.2614718519611263, 0.2671562341675582, 0.27388979239580685, 0.28019576532759827, 0.28503635054090354, 0.28909800028747185, 0.26924739897792005, 0.15010341950539766, 0.2666667765640185, 0.2930567897903598, 0.2921064449099263, 0.2910646146603808, 0.28898448525609133, 0.2852726377942026, 0.2791943981779224, 0.26861132553798667, 0.24523262565655413], [0.6944435148559402, 0.6984335324442567, 0.7070219551103599, 0.7160785943181758, 0.727041866331137, 0.7349028098288584, 0.7412705651127219, 0.7467993398914506, 0.7491285127869466, 0.7488060015796503, 0.7479347564119759, 0.7444243939444215, 0.7404243118117376, 0.7307665445111873, 0.7260795036816726, 0.7205897255336017, 0.7154694307822183, 0.7115076478297959, 0.708132452123774, 0.6833664940750557, 0.5617569951687705, 0.6787073645677476, 0.7076220245693976, 0.7099371856243094, 0.712085852509696, 0.7147034419752497, 0.7185162292704639, 0.7243480575863829, 0.7343491554404629, 0.7567206858747599], [0.4890559543162311, 0.4889383942311296, 0.48796411049385335, 0.48706864014719237, 0.4866845505982981, 0.4857654747585992, 0.48502104276090363, 0.48531087640878967, 0.4856425830643033, 0.48579239552057807, 0.4861193594105758, 0.4862716947753552, 0.4862731663547805, 0.4857912891748808, 0.4850630282771577, 0.48383155522978366, 0.48238805281939284, 0.48077684683033073, 0.4789477388987355, 0.47684624458672537, 0.47359139036180653, 0.47152323732789425, 0.46807164252978684, 0.46388290037817503, 0.4585452152866592, 0.45118660428881174, 0.4459587735889037, 0.44467842990449175, 0.4432423328295308, 0.44179699440331593], [0.0, 0.0, 0.0, 0.0, 0.0, 0.0, 0.0, 0.0, 0.0, 0.0, 0.0, 0.0, 0.0, 0.0, 0.0, 0.0, 0.0, 0.0, 0.0, 0.0, 0.0, 0.0, 0.0, 0.0, 0.0, 0.0, 0.0, 0.0, 0.0, 0.0], [0.9592541238444028, 0.9589529282727886, 0.956569200212556, 0.9538865630507011, 0.950563372756349, 0.9478007176483189, 0.9455854010199337, 0.9439728749705358, 0.9425686770536883, 0.9418952483531543, 0.9416519804881729, 0.9409328931423909, 0.9401221912596872, 0.9377508505883955, 0.9348865038772928, 0.9304760307735537, 0.9251900438190216, 0.9248770841258409, 0.9250240376688414, 0.9250799772802982, 0.924968790735632, 0.9248582303117606, 0.9247042142179469, 0.9247885079320827, 0.9300560916887364, 0.9302752538430316, 0.9304513929655849, 0.9306536233974412, 0.9308126540473582, 0.931124027312094], [0.04074587615559723, 0.04104707172721142, 0.04343079978744407, 0.04611343694929892, 0.049436627243651, 0.05219928235168118, 0.054414598980066245, 0.05602712502946415, 0.057431322946311716, 0.05810475164684571, 0.058348019511827165, 0.05906710685760906, 0.059877808740312816, 0.06224914941160448, 0.06511349612270725, 0.06952396922644637, 0.07480995618097841, 0.07512291587415915, 0.07497596233115852, 0.07492002271970176, 0.07503120926436799, 0.07514176968823938, 0.07529578578205315, 0.0752114920679173, 0.06994390831126364, 0.06972474615696847, 0.06954860703441507, 0.06934637660255885, 0.0691873459526418, 0.06887597268790605], [0.2227298550100273, 0.22632952483204768, 0.22948212437581095, 0.3008019256052278, 0.3113824225094479, 0.3227278371803193, 0.3302845928426913, 0.33580146990087323, 0.3384231564347329, 0.3378333828562191, 0.33690304992777587, 0.33920465144286516, 0.3419282801246595, 0.35209392270927103, 0.3582741241440523, 0.3669720849566914, 0.375518605818145, 0.3827751215054574, 0.38964943920179285, 0.3957804603142563, 0.4027958816390277, 0.40631466334865907, 0.4113402530067285, 0.41753853299536126, 0.4199313238915094, 0.42260813183400925, 0.4260419733187715, 0.43129105098389503, 0.4334057871588144, 0.4103707396957903], [0.5109427148761995, 0.5109315780434064, 0.5110923195372874, 0.5115139368012026, 0.5127486086526316, 0.5131460934915146, 0.5131065827132474, 0.5139515909632981, 0.5146796797545375, 0.5150790456134902, 0.515622345579818, 0.516273111276618, 0.5168142049704297, 0.5175575547660904, 0.5182280882826983, 0.5190603729151136, 0.5199539060083804, 0.5209445305276691, 0.5221180426956284, 0.5235335658948336, 0.5258216716206937, 0.5273093526045379, 0.5298251643878843, 0.5330886569456504, 0.5373961725885538, 0.5431032487752457, 0.5460130356861798, 0.5447154157497146, 0.5433496873716276, 0.5417782450793086], [0.7227392621862161, 0.7268668663967799, 0.7369226778555882, 0.6839278290351037, 0.6946675395241197, 0.703256277156329, 0.7118880388490143, 0.7198002059089803, 0.7248597417304606, 0.7274373332553017, 0.729618898787973, 0.7291235750251559, 0.7282111052564589, 0.7216407753534636, 0.7201935925549754, 0.7182021148484563, 0.7169969256580416, 0.7174212106541346, 0.7190506018361553, 0.7227079057480397, 0.7310287783848622, 0.7373599737099304, 0.7490399105608683, 0.7619290398402178, 0.7743882790965585, 0.7904088076784185, 0.812991661514389, 0.847166181144916, 0.8949495168862853, 0.9165940867141491], [0.0, 0.0, 0.0, 0.0, 0.0, 0.0, 0.0, 0.0, 0.0, 0.0, 0.0, 0.0, 0.0, 0.0, 0.0, 0.05, 0.05, 0.05, 0.05, 0.05, 0.05, 0.05, 0.05, 0.05, 0.05, 0.05, 0.04, 0.05, 0.05, 0.05], [0.0, 0.0, 0.0, 0.0, 0.0, 0.0, 0.0, 0.0, 0.0, 0.0, 0.0, 0.0, 0.0, 0.0, 0.0, 0.0, 0.0, 0.0, 0.0, 0.0, 0.0, 0.0, 0.0, 0.0, 0.0, 0.0, 0.0, 0.0, 0.0, 0.0], [0.0, 0.0, 0.0, 0.0, 0.0, 0.0, 0.0, 0.0, 0.0, 0.0, 0.0, 0.0, 0.0, 0.0, 0.0, 0.0, 0.0, 0.0, 0.0, 0.0, 0.0, 0.0, 0.0, 0.0, 0.0, 0.0, 0.0, 0.0, 0.0, 0.0], [0.0, 0.0, 0.0, 0.0, 0.0, 0.0, 0.0, 0.0, 0.0, 0.0, 0.0, 0.0, 0.0, 0.0, 0.0, 0.0, 0.0, 0.0, 0.0, 0.0, 0.0, 0.0, 0.0, 0.0, 0.0, 0.0, 0.0, 0.0, 0.0, 0.0], [0.0, 0.0, 0.0, 0.0, 0.0, 0.0, 0.0, 0.0, 0.0, 0.0, 0.0, 0.0, 0.0, 0.0, 0.0, 0.0, 0.0, 0.0, 0.0, 0.0, 0.0, 0.0, 0.0, 0.0, 0.0, 0.0, 0.0, 0.0, 0.0, 0.0], [0.0, 0.0, 0.0, 0.0, 0.0, 0.0, 0.0, 0.0, 0.0, 0.0, 0.0, 0.0, 0.0, 0.0, 0.0, 0.0, 0.0, 0.0, 0.0, 0.0, 0.0, 0.0, 0.0, 0.0, 0.0, 0.0, 0.0, 0.0, 0.0, 0.0], [0.0, 0.0, 0.0, 0.0, 0.0, 0.0, 0.0, 0.0, 0.0, 0.0, 0.0, 0.0, 0.0, 0.0, 0.0, 0.0, 0.0, 0.0, 0.0, 0.0, 0.0, 0.0, 0.0, 0.0, 0.0, 0.0, 0.0, 0.0, 0.0, 0.0]] | 2D array of the non-dimensional start point defined along the outer profile of a layer. The TE suction side is 0, the TE pressure side is 1. The first dimension represents each layer, the second dimension represents each entry along blade span.
rotorse.rs.brs.layer_end_nd | intermediate |  | [[1.0, 1.0, 1.0, 1.0, 1.0, 1.0, 1.0, 1.0, 1.0, 1.0, 1.0, 1.0, 1.0, 1.0, 1.0, 1.0, 1.0, 1.0, 1.0, 1.0, 1.0, 1.0, 1.0, 1.0, 1.0, 1.0, 1.0, 1.0, 1.0, 1.0], [1.0, 1.0, 1.0, 1.0, 1.0, 1.0, 1.0, 1.0, 1.0, 1.0, 1.0, 1.0, 1.0, 1.0, 1.0, 1.0, 1.0, 1.0, 1.0, 1.0, 1.0, 1.0, 1.0, 1.0, 1.0, 1.0, 1.0, 1.0, 1.0, 1.0], [0.2227298550100273, 0.22632952483204768, 0.22948212437581095, 0.3008019256052278, 0.3113824225094479, 0.3227278371803193, 0.3302845928426913, 0.33580146990087323, 0.3384231564347329, 0.3378333828562191, 0.33690304992777587, 0.33920465144286516, 0.3419282801246595, 0.35209392270927103, 0.3582741241440523, 0.3669720849566914, 0.375518605818145, 0.3827751215054574, 0.38964943920179285, 0.3957804603142563, 0.4027958816390277, 0.40631466334865907, 0.4113402530067285, 0.41753853299536126, 0.4199313238915094, 0.42260813183400925, 0.4260419733187715, 0.43129105098389503, 0.4334057871588144, 0.4103707396957903], [0.7227392621862161, 0.7268668663967799, 0.7369226778555882, 0.6839278290351037, 0.6946675395241197, 0.703256277156329, 0.7118880388490143, 0.7198002059089803, 0.7248597417304606, 0.7274373332553017, 0.729618898787973, 0.7291235750251559, 0.7282111052564589, 0.7216407753534636, 0.7201935925549754, 0.7182021148484563, 0.7169969256580416, 0.7174212106541346, 0.7190506018361553, 0.7227079057480397, 0.7310287783848622, 0.7373599737099304, 0.7490399105608683, 0.7619290398402178, 0.7743882790965585, 0.7904088076784185, 0.812991661514389, 0.847166181144916, 0.8949495168862853, 0.9165940867141491], [0.19443410767975144, 0.1978961908795244, 0.19958140163058266, 0.20542464311933956, 0.21272282382163815, 0.22201710404838199, 0.22991051269542517, 0.23619816233798707, 0.24018570672054076, 0.2417677397265339, 0.24321801739271495, 0.24714692440054453, 0.2514718654064332, 0.2614718519611263, 0.2671562341675582, 0.27388979239580685, 0.28019576532759827, 0.28503635054090354, 0.28909800028747185, 0.31451629488106314, 0.4370829868619208, 0.320758032488366, 0.2930567897903598, 0.2921064449099263, 0.2910646146603808, 0.28898448525609133, 0.2852726377942026, 0.2791943981779224, 0.26861132553798667, 0.24523262565655413], [0.6944435148559402, 0.6984335324442567, 0.7070219551103599, 0.7160785943181758, 0.727041866331137, 0.7349028098288584, 0.7412705651127219, 0.7467993398914506, 0.7491285127869466, 0.7488060015796503, 0.7479347564119759, 0.7444243939444215, 0.7404243118117376, 0.7307665445111873, 0.7260795036816726, 0.7205897255336017, 0.7154694307822183, 0.7115076478297959, 0.708132452123774, 0.7286353899781988, 0.8487365625252937, 0.732798620492095, 0.7076220245693976, 0.7099371856243094, 0.712085852509696, 0.7147034419752497, 0.7185162292704639, 0.7243480575863829, 0.7343491554404629, 0.7567206858747599], [0.5109427148761995, 0.5109315780434064, 0.5110923195372874, 0.5115139368012026, 0.5127486086526316, 0.5131460934915146, 0.5131065827132474, 0.5139515909632981, 0.5146796797545375, 0.5150790456134902, 0.515622345579818, 0.516273111276618, 0.5168142049704297, 0.5175575547660904, 0.5182280882826983, 0.5190603729151136, 0.5199539060083804, 0.5209445305276691, 0.5221180426956284, 0.5235335658948336, 0.5258216716206937, 0.5273093526045379, 0.5298251643878843, 0.5330886569456504, 0.5373961725885538, 0.5431032487752457, 0.5460130356861798, 0.5447154157497146, 0.5433496873716276, 0.5417782450793086], [0.04074587615559723, 0.04104707172721142, 0.04343079978744407, 0.04611343694929892, 0.049436627243651, 0.05219928235168118, 0.054414598980066245, 0.05602712502946415, 0.057431322946311716, 0.05810475164684571, 0.058348019511827165, 0.05906710685760906, 0.059877808740312816, 0.06224914941160448, 0.06511349612270725, 0.06952396922644637, 0.07480995618097841, 0.07512291587415915, 0.07497596233115852, 0.07492002271970176, 0.07503120926436799, 0.07514176968823938, 0.07529578578205315, 0.0752114920679173, 0.06994390831126364, 0.06972474615696847, 0.06954860703441507, 0.06934637660255885, 0.0691873459526418, 0.06887597268790605], [1.0, 1.0, 1.0, 1.0, 1.0, 1.0, 1.0, 1.0, 1.0, 1.0, 1.0, 1.0, 1.0, 1.0, 1.0, 1.0, 1.0, 1.0, 1.0, 1.0, 1.0, 1.0, 1.0, 1.0, 1.0, 1.0, 1.0, 1.0, 1.0, 1.0], [0.1661383603494756, 0.1694628569270011, 0.16968067888535437, 0.2375949530027449, 0.24398990006773233, 0.2519311500881011, 0.2576652264500764, 0.26174661649555087, 0.26334339770109555, 0.2621083664556708, 0.26061866422837776, 0.2616314995326834, 0.2629598544862647, 0.26995748937711933, 0.2725208985317948, 0.2758827050334076, 0.2783864708757078, 0.2789155644341235, 0.27802615853755763, 0.2750634045725415, 0.26774667347125214, 0.26207131421706575, 0.25166728116937254, 0.23859669313117138, 0.227875469260909, 0.21289914882504438, 0.19074835516998262, 0.15633559281281478, 0.10381686391715891, 0.08009451161731798], [0.4890559543162311, 0.4889383942311296, 0.48796411049385335, 0.48706864014719237, 0.4866845505982981, 0.4857654747585992, 0.48502104276090363, 0.48531087640878967, 0.4856425830643033, 0.48579239552057807, 0.4861193594105758, 0.4862716947753552, 0.4862731663547805, 0.4857912891748808, 0.4850630282771577, 0.48383155522978366, 0.48238805281939284, 0.48077684683033073, 0.4789477388987355, 0.47684624458672537, 0.47359139036180653, 0.47152323732789425, 0.46807164252978684, 0.46388290037817503, 0.4585452152866592, 0.45118660428881174, 0.4459587735889037, 0.44467842990449175, 0.4432423328295308, 0.44179699440331593], [0.6661477675256644, 0.6700001984917334, 0.6771212323651317, 0.6207208564326209, 0.6272750170824042, 0.6324595900641107, 0.6392686724563994, 0.645745352503658, 0.6497799829968233, 0.6517123168547534, 0.6533345130885748, 0.651550423114974, 0.6492426796180643, 0.6395043420213119, 0.6344403669427179, 0.6271127349251724, 0.6198647907156044, 0.6135616535828007, 0.6074273211719201, 0.6019908500063249, 0.5959795702170866, 0.5931166245783371, 0.5893669387235123, 0.5862305208235664, 0.5844476893192411, 0.5818881458651411, 0.5782695778866841, 0.5727057328003304, 0.5737487939946404, 0.5968472850353708], [0.9592541238444028, 0.9589529282727886, 0.956569200212556, 0.9538865630507011, 0.950563372756349, 0.9478007176483189, 0.9455854010199337, 0.9439728749705358, 0.9425686770536883, 0.9418952483531543, 0.9416519804881729, 0.9409328931423909, 0.9401221912596872, 0.9377508505883955, 0.9348865038772928, 0.9304760307735537, 0.9251900438190216, 0.9248770841258409, 0.9250240376688414, 0.9250799772802982, 0.924968790735632, 0.9248582303117606, 0.9247042142179469, 0.9247885079320827, 0.9300560916887364, 0.9302752538430316, 0.9304513929655849, 0.9306536233974412, 0.9308126540473582, 0.931124027312094], [1.0, 1.0, 1.0, 1.0, 1.0, 1.0, 1.0, 1.0, 1.0, 1.0, 1.0, 1.0, 1.0, 1.0, 1.0, 0.95, 0.95, 0.95, 0.95, 0.95, 0.95, 0.95, 0.95, 0.95, 0.95, 0.95, 0.95, 0.95, 0.95, 0.95], [0.0, 0.0, 0.0, 0.0, 0.0, 0.0, 0.0, 0.0, 0.0, 0.0, 0.0, 0.0, 0.0, 0.0, 0.0, 0.0, 0.0, 0.0, 0.0, 0.0, 0.0, 0.0, 0.0, 0.0, 0.0, 0.0, 0.0, 0.0, 0.0, 0.0], [0.0, 0.0, 0.0, 0.0, 0.0, 0.0, 0.0, 0.0, 0.0, 0.0, 0.0, 0.0, 0.0, 0.0, 0.0, 0.0, 0.0, 0.0, 0.0, 0.0, 0.0, 0.0, 0.0, 0.0, 0.0, 0.0, 0.0, 0.0, 0.0, 0.0], [0.0, 0.0, 0.0, 0.0, 0.0, 0.0, 0.0, 0.0, 0.0, 0.0, 0.0, 0.0, 0.0, 0.0, 0.0, 0.0, 0.0, 0.0, 0.0, 0.0, 0.0, 0.0, 0.0, 0.0, 0.0, 0.0, 0.0, 0.0, 0.0, 0.0], [0.0, 0.0, 0.0, 0.0, 0.0, 0.0, 0.0, 0.0, 0.0, 0.0, 0.0, 0.0, 0.0, 0.0, 0.0, 0.0, 0.0, 0.0, 0.0, 0.0, 0.0, 0.0, 0.0, 0.0, 0.0, 0.0, 0.0, 0.0, 0.0, 0.0], [0.0, 0.0, 0.0, 0.0, 0.0, 0.0, 0.0, 0.0, 0.0, 0.0, 0.0, 0.0, 0.0, 0.0, 0.0, 0.0, 0.0, 0.0, 0.0, 0.0, 0.0, 0.0, 0.0, 0.0, 0.0, 0.0, 0.0, 0.0, 0.0, 0.0], [0.0, 0.0, 0.0, 0.0, 0.0, 0.0, 0.0, 0.0, 0.0, 0.0, 0.0, 0.0, 0.0, 0.0, 0.0, 0.0, 0.0, 0.0, 0.0, 0.0, 0.0, 0.0, 0.0, 0.0, 0.0, 0.0, 0.0, 0.0, 0.0, 0.0]] | 2D array of the non-dimensional end point defined along the outer profile of a layer. The TE suction side is 0, the TE pressure side is 1. The first dimension represents each layer, the second dimension represents each entry along blade span.
rotorse.rs.brs.root_M | intermediate | N*m | [11253585.496571062, -48573893.07915874, -0.0] | Blade root moment in blade c.s.
rotorse.rs.constr.strainU_spar | intermediate |  | [0.0007972324834274101, -0.0010546408448849308, -0.0015144702024738675, -0.001720033230712295, -0.0021446127868779375, -0.0024125470516724317, -0.002499010464576021, -0.0025784333701208487, -0.002636009192764909, -0.0026227055782009233, -0.0025781946170495566, -0.0025414365237649236, -0.00249034582070041, -0.0024708528782560898, -0.0024401620131350686, -0.0024306018954531527, -0.002404024041020152, -0.002356958037382843, -0.0022964002833238163, -0.0020593219073939753, -0.0015605775088589505, -0.0018946060664530192, -0.0019349353452392318, -0.0018066741523665053, -0.0017260523073331757, -0.0015893191846214926, -0.0013571353031956177, -0.0010018827741342916, -0.0004910598962318442, 3.519115250036956e-07] | strain in spar cap on upper surface at location xu,yu_strain with loads P_strain
rotorse.rs.constr.strainL_spar | intermediate |  | [0.0007972324834274101, 0.0010044964469320557, 0.0015489991035537505, 0.0018065584722041202, 0.002158754229079409, 0.002461233035425887, 0.0025578871620279206, 0.002646016937992037, 0.002660210938840732, 0.0025906811155326417, 0.0025059368923080975, 0.0024334834235051, 0.00235810342248719, 0.0023276678922972624, 0.0023146994660642193, 0.002335302846309086, 0.0023505111111118675, 0.002356673494939113, 0.00235719093838598, 0.002322447812196347, 0.0016396098003535061, 0.002263922980834427, 0.0022447083035644355, 0.0021822549267128655, 0.002136080307991026, 0.0020182942667439636, 0.0017795876097652576, 0.0013729306448122724, 0.0007054696432213635, -5.786006638815845e-07] | strain in spar cap on lower surface at location xl,yl_strain with loads P_strain
rotorse.rs.constr.strainU_te | intermediate |  | [0.0007972324834274101, -0.0007256906998995306, -0.000565492528922481, -0.0006430302974372717, -0.0002533931277850659, -9.580181249200427e-05, 4.146483322723856e-05, 0.00014188800972422778, 0.00023043979181832446, 0.00026810063362633745, 0.00022895887968663373, 0.00018194777103192278, 0.00014163780235099948, 0.0001111637835836855, 8.915400093532297e-05, 0.00019720536782254314, 0.0002224925846536947, 0.0002608357449189004, 0.00030309302042214693, 0.0003426986507142936, 0.00028935087595207554, 0.00041228523361666093, 0.0004291475417403261, 0.0004469311410889544, 0.0004909294808329779, 0.0005151156743781323, 0.0005301673430563136, 0.00042514055399417954, 0.00022129110608494812, -3.807257812043927e-07] | strain in trailing edge on upper surface at location xu,yu_strain with loads P_strain
rotorse.rs.constr.strainL_te | intermediate |  | [0.0007972324834274101, -0.0007256906998995306, -0.0001270857209689397, -0.00016893095127898042, 0.00032336443261222775, 0.0005653912107602237, 0.0007133169682341735, 0.000759498487790504, 0.0007902957712970423, 0.0007912231315248856, 0.0007207309982430648, 0.0006484943827915078, 0.0005836939940337763, 0.0005385620802714261, 0.0005032167374234946, 0.0005463743152009927, 0.0005549128126119265, 0.0005749235831162485, 0.0005971172599418802, 0.0006140893035823675, 0.00046181969952916705, 0.000630676369575733, 0.0006179460163705573, 0.0006086863758055398, 0.0006175161475241346, 0.0006130040962858585, 0.0005821355909212896, 0.0004974653244747979, 0.0002669941360170313, -3.807257812043927e-07] | strain in trailing edge on lower surface at location xl,yl_strain with loads P_strain
rotorse.s | intermediate |  | [0.0, 0.034482758620689655, 0.06896551724137931, 0.10344827586206896, 0.13793103448275862, 0.1724137931034483, 0.20689655172413793, 0.24137931034482757, 0.27586206896551724, 0.3103448275862069, 0.3448275862068966, 0.3793103448275862, 0.41379310344827586, 0.4482758620689655, 0.48275862068965514, 0.5172413793103449, 0.5517241379310345, 0.5862068965517241, 0.6206896551724138, 0.6551724137931034, 0.7, 0.7241379310344828, 0.7586206896551724, 0.7931034482758621, 0.8275862068965517, 0.8620689655172413, 0.896551724137931, 0.9310344827586207, 0.9655172413793103, 1.0] | 1D array of the non-dimensional spanwise grid defined along blade axis (0-blade root, 1-blade tip)
rotorse.rs.constr.rated_Omega | intermediate | rpm | 7.8808 | rotor rotation speed at rated
rotorse.rs.constr.flap_mode_freqs | intermediate | Hz | [0.6101081382948805, 1.6242891981946954, 3.1306982682247684, 4.953110219905299, 7.561404870633882] | Frequencies associated with mode shapes in the flap direction
rotorse.rs.constr.edge_mode_freqs | intermediate | Hz | [0.8897745888326419, 2.7879267912357384, 5.53795752447339, 9.567665566724783, 14.072020405739286] | Frequencies associated with mode shapes in the edge direction
rotorse.rs.constr.tors_mode_freqs | intermediate | Hz | [22.41685861870911, 0.0, 0.0, 0.0, 0.0] | Frequencies associated with mode shapes in the torsional direction
rotorse.blade_span_cg | output | m | 28.5139 | Distance along the blade span for its center of gravity
rotorse.rs.x_az | output | m | [0.0, 0.01458960863306122, 0.05222307680765803, 0.10814189079154829, 0.17425050028042421, 0.24113677336298817, 0.3000855814876169, 0.34265121339954685, 0.35982107219826126, 0.34758647247479363, 0.3145081037342804, 0.2668581446781227, 0.2108704900449745, 0.14047729704289402, 0.038047053391842355, -0.09075291861109813, -0.23512381066742405, -0.3941373321774326, -0.585777112144827, -0.8052918056877612, -1.1155553024383709, -1.2912172307106229, -1.5637296993685719, -1.8590358827384128, -2.1706742111500468, -2.4983777867013965, -2.8433553645576635, -3.2095215196586184, -3.5968444286312473, -3.999999999999999] | location of blade in azimuth x-coordinate system (prebend)
rotorse.rs.y_az | output | m | [0.0, 0.0, 0.0, 0.0, 0.0, 0.0, 0.0, 0.0, 0.0, 0.0, 0.0, 0.0, 0.0, 0.0, 0.0, 0.0, 0.0, 0.0, 0.0, 0.0, 0.0, 0.0, 0.0, 0.0, 0.0, 0.0, 0.0, 0.0, 0.0, 0.0] | location of blade in azimuth y-coordinate system (sweep)
rotorse.rs.z_az | output | m | [3.0, 6.448147165807186, 9.896294331614373, 13.34444149742156, 16.792588663228745, 20.240735829035934, 23.68888299484312, 27.13703016065031, 30.58517732645749, 34.03332449226468, 37.48147165807187, 40.929618823879046, 44.37776598968624, 47.825913155493424, 51.2740603213006, 54.722207487107795, 58.17035465291498, 61.618501818722166, 65.06664898452937, 68.51479615033654, 72.99738746588586, 75.41109048195092, 78.8592376477581, 82.30738481356529, 85.75553197937248, 89.20367914517963, 92.65182631098685, 96.09997347679402, 99.5481206426012, 102.9962678084084] | location of blade in azimuth z-coordinate system (from root to tip)
rotorse.rs.frame.Px_af | intermediate | N/m | [1269.6446083458293, 1330.1552555270027, 1581.3419442002896, 2071.2115746416007, 2703.9884225136198, 3252.20290967264, 3715.362901412714, 4281.700486560943, 4972.15253043114, 5867.450854850933, 6894.595303083001, 8240.351968450708, 9918.810154916964, 11203.020343037258, 12080.427872777913, 12591.020661927803, 12964.198383167797, 13196.48055263364, 13282.603769106776, 13221.03577920143, 14633.995491066607, 12787.725843770275, 12587.22707550965, 12300.370282354912, 11704.429810528658, 10836.587260739509, 9741.133119282968, 8361.930101616546, 6631.640549147141, 4381.642466117775] | distributed load (force per unit length) in airfoil x-direction
rotorse.rs.frame.Py_af | intermediate | N/m | [620.5950640436425, 651.7113461113404, 477.97425751349516, 102.2535593502829, -446.725668585927, -800.6606725000112, -1008.4947585590327, -1196.2649531494221, -1388.2218252694706, -1614.7703304880831, -1838.2201274149843, -2132.7328089519197, -2450.8318584753915, -2578.2474875520265, -2610.864978707938, -2627.8854195895183, -2643.3881537625102, -2618.3255832405107, -2559.49597333379, -2490.1522384843947, -2265.643449291427, -2389.9032496696273, -2422.4555235142275, -2478.4420475413194, -2478.5321249745666, -2375.612973150457, -2186.6235267601055, -1911.2668798266782, -1528.179092437511, -1017.1009630253662] | distributed load (force per unit length) in airfoil y-direction
rotorse.rs.frame.Pz_af | intermediate | N/m | [-17576.86641259515, -9993.885044411694, -4580.217912620115, -889.7545624867344, 1613.6078243730335, 3220.427940335173, 4382.393928355058, 5258.6526786662325, 5987.541371190024, 6678.872917574233, 7398.5072699632, 8106.521446534432, 8791.043852496583, 9268.210527494914, 9579.89404166385, 9468.180365319038, 9288.826752979687, 8838.728195251682, 8251.818214632174, 7629.952237679117, 20440.849390073694, 6186.795138101945, 5394.256873321521, 4638.394158762211, 3797.478569418794, 3092.062346716882, 2470.7578281858473, 1853.4535489924579, 1283.07640144625, 600.2622705713994] | distributed load (force per unit length) in airfoil z-direction
rotorse.A | output | m**2 | [1.1733211924915896, 0.9608292042035984, 0.966868856513577, 1.1357869652055625, 0.9668670608876835, 0.8584590106581863, 0.7969248968060797, 0.7517807449249653, 0.7199082192899555, 0.699073176572569, 0.6815234572464154, 0.6579051950991885, 0.6317243885982039, 0.5898414315785436, 0.5410990650059232, 0.4796112046699246, 0.42081539568211046, 0.366283023009128, 0.3140054764123419, 0.265284985447963, 0.3247876787446879, 0.1800354503592122, 0.1430326376548941, 0.11139250955282647, 0.08430230855223636, 0.061472306281301646, 0.04338115290637517, 0.028738507618638665, 0.017725513694672252, 0.00628551441820712] | airfoil cross section material area
rotorse.EA | output | N | [32747799541.270332, 29126764011.727085, 25538763912.147587, 22331364187.597378, 19774500058.853333, 18520706758.870186, 17842367127.67124, 17309274640.895096, 16782817393.86087, 16211568030.114332, 15607642393.412151, 14933194145.58767, 14197355811.33586, 13349928455.933496, 12486757864.868898, 11502859630.744375, 10588598837.813606, 9602939918.046124, 8653516080.740686, 7775641835.068436, 9969721763.479706, 6130910783.485552, 5362942370.539282, 4621528977.123377, 3753513724.6213555, 2998459646.6600595, 2328908297.770295, 1717652003.951624, 1135664592.618355, 494767163.5887636] | axial stiffness
rotorse.EIxx | output | N*m**2 | [79810952879.11343, 65798597828.06753, 54316612602.92088, 45542070795.89867, 36454703429.7032, 30801542746.541904, 27094980406.08981, 24276072538.021893, 22382576998.716408, 21136842020.347996, 20275092284.754665, 19366536619.079163, 18367498174.624073, 16802936949.007853, 14659908597.125656, 11745940497.381207, 9393654214.94121, 7120568192.807219, 5236296050.5254, 3767007457.742631, 3150666986.6011405, 1836546755.0056002, 1246587364.7577057, 825346401.6548926, 497654797.6902962, 293665789.6314471, 164106107.01332185, 83196109.95258881, 35113486.06018196, 5892984.22442226] | edgewise stiffness (bending about :ref:`x-axis of airfoil aligned coordinate system <blade_airfoil_coord>`)
rotorse.EIyy | output | N*m**2 | [79807894663.14128, 75609572202.052, 56450548218.45905, 38645258091.23928, 25157595978.512947, 17344403628.562237, 13750313305.513378, 10891974371.094702, 8881787641.881737, 7667103788.321698, 6750846310.649759, 5883952773.579787, 5122470235.831207, 4294239387.135568, 3518643730.0609627, 2768605142.2165074, 2152061653.7371907, 1653452515.8371842, 1248324353.0730236, 923920522.5941831, 831528442.9859287, 462861809.93062586, 309116855.18893874, 193992582.18770653, 109541374.04814838, 56893026.14443908, 26557960.82616057, 10328513.43465127, 2899429.8550843457, 409179.9777073755] | flapwise stiffness (bending about y-axis of airfoil aligned coordinate system)
rotorse.EIxy | output | N*m**2 | [685673.8109397413, 4104954131.824803, 5379382268.131664, 4187915071.8071074, 3521867659.118649, 2552231555.8018317, 1794451885.0506554, 1210926737.6223247, 923259797.0597004, 877987672.8687321, 857348910.274944, 817966109.0513924, 766147904.0947645, 670798316.1973692, 536677644.1794861, 390502233.32661575, 275281161.31796795, 180858454.12551937, 113160254.26765954, 66658633.95435938, 49321343.96823374, 16240131.940181425, 3909560.014471624, -3130433.269834155, -4631066.846579143, -3695082.916246313, -2232268.3771542427, -1067752.1055970164, -639427.8816424996, -137288.07496019683] | coupled flap-edge stiffness
rotorse.GJ | output | N*m**2 | [46698592364.55509, 37646145692.61654, 54687843522.363106, 40485419906.45359, 24624173378.098167, 15670405891.71185, 11222596393.439203, 7824552830.354816, 5783052533.879361, 4784002994.32793, 4191547051.170479, 3621639990.5270653, 3148116508.6432533, 2509094891.872326, 1949262338.9322126, 1326275750.1553714, 903759376.2450465, 644224538.0339538, 438918581.64369845, 289162810.66181475, 201627138.22592372, 113563660.17255805, 65336890.13282836, 35219446.45801529, 17834480.812995493, 8304021.025492179, 3681464.1283743302, 1369786.2957746962, 399178.514936389, 68694.28913796142] | torsional stiffness (about axial z-direction of airfoil aligned coordinate system)
rotorse.rhoA | output | kg/m | [2266.0655163629867, 1848.1686078946375, 1498.6497590101978, 1261.0795129142027, 981.7048378320527, 806.9099999096635, 691.6265543741115, 605.9080994517462, 543.4073809831381, 500.0311215366323, 471.3544240370286, 449.43849390474395, 431.42435785430763, 408.13592341490204, 382.68387699120075, 346.0550850687359, 312.8680294295655, 276.1440181492952, 240.47703009333839, 208.33627979495728, 515.6779038173416, 149.9891873621123, 123.87460273845477, 101.17891537344236, 78.8793657150325, 61.30489323052204, 46.86381229636164, 33.70111621667651, 22.4029659804276, 10.07607403019921] | mass per unit length
rotorse.rhoJ | output | kg*m | [11047.821857503124, 8983.561592573951, 6555.606767764633, 4623.047564400246, 3091.2367440406833, 2269.852135390293, 1828.2118976096936, 1516.7579440741986, 1313.2649220886587, 1188.697019773296, 1110.5667433727797, 1037.5407474098347, 973.0755189193699, 868.8750891779896, 752.7517411779747, 597.2399363681083, 473.4265852047852, 361.7137503282636, 268.4300138317682, 194.28432506702748, 192.33208854298573, 93.6037241632739, 61.96836063777535, 39.37793224217714, 23.040171078023338, 12.93301787878313, 6.7400590650314784, 3.0109661915997954, 1.0989541112365115, 0.18457355544405618] | polar mass moment of inertia per unit length
rotorse.x_ec | output | m | [-3.1273218742281297e-16, 4.122025529771506e-06, -1.9622480949134206e-05, -0.0016293007154249278, -0.0017387258494468288, -0.0015801538386559788, -0.0013223635844786669, -0.0009012532274761328, -0.0005911059245500075, -0.0003995063070110494, -0.0002750507407023109, -0.00019162963538551375, -0.0001380001005357942, -0.0001404618614065916, -0.00017882561512988504, -0.00019836340605706472, -0.00011817540127342582, -0.00020254861842827418, -0.0001942185283191067, -0.00014064587967299938, -7.068217948566144e-05, -0.0001421365486344861, -0.00014003657769959266, -0.00014280974842055538, -0.00013580461731670102, -0.00012720782039012113, -0.00011939611943345696, -0.00011139875415928924, -0.00010079436978586293, 1.0408340855860843e-17] | x-distance to elastic center from point about which above structural properties are computed (airfoil aligned coordinate system)
rotorse.y_ec | output | m | [1.599198204416119e-18, 0.0005091116447660977, 0.006901103620627402, 0.012398707765042122, 0.018612262700748006, 0.021896460774838533, 0.02078735526799061, 0.01648413344885416, 0.014397688747931764, 0.015054854803072004, 0.017828831541290974, 0.02036917268666616, 0.021946203915425636, 0.021715177254508194, 0.019890247225475166, 0.015238070327471744, -0.003281222711715416, 0.007421263961728826, 0.004444317289176707, -0.0017292088007790918, -0.0009711830215976894, -0.001098263112905784, -0.000871662349486671, -0.0006814748658136305, -0.0005275201937078033, -0.0004164052364905371, -0.00035255015602160544, -0.00032490857336050366, -0.000364278887812557, 0.0] | y-distance to elastic center from point about which above structural properties are computed
rotorse.rs.strains.EI11 | intermediate | N*m**2 | [79807747966.9001, 64307637736.3732, 49898675660.84771, 36667686879.18478, 24148682808.06039, 16876056622.249226, 13512935811.97336, 10783200813.481304, 8818901243.956621, 7610085089.845124, 6696682153.360709, 5834479301.288354, 5078272453.043434, 4258347080.888808, 3492835488.665046, 2751642337.0771017, 2141612221.5678082, 1647474120.5414982, 1245115081.164096, 922358433.496663, 830479970.2252468, 462669738.596893, 309100451.5445519, 193976962.2184009, 109486047.08088799, 56835321.015722126, 26521706.43982815, 10312847.50987349, 2886729.3811957208, 405745.09632417443] | stiffness w.r.t principal axis 1
rotorse.rs.strains.EI22 | intermediate | N*m**2 | [79811099575.35461, 77100524743.74956, 60867268861.1633, 47516149771.71682, 37456706608.931854, 31260963663.402107, 27324616760.54597, 24380128644.740887, 22441978564.64885, 21190183801.313225, 20324294103.161304, 19409813713.018494, 18404857731.27168, 16832533847.478617, 14680776403.908018, 11760231899.848822, 9403989497.907705, 7126017310.692407, 5239334072.146144, 3768546142.5910187, 3151706006.147098, 1836731307.4843743, 1246599588.4953415, 825359781.0948555, 497709010.9132794, 293722926.3267251, 164142038.7362896, 83211573.23691887, 35126024.294601955, 5896419.105805461] | stiffness w.r.t principal axis 2
rotorse.rs.strains.alpha | intermediate | deg | [12.07607196435951, 70.0385687662728, 50.61244597338085, 25.27405709541375, 15.981821123439428, 10.394810794983746, 7.532555773620774, 5.131171301077448, 3.8956308546382665, 3.7151327064800173, 3.6145323742233537, 3.4609497320536553, 3.301432729241773, 3.0625881266299446, 2.752900448855435, 2.486987819138153, 2.1738556498768955, 1.8929847004639486, 1.6242244181499688, 1.3423386998705644, 1.2177688871862695, 0.6772060765029414, 0.23889768882171547, -0.284121328520294, -0.6835792805923755, -0.8939096537051257, -0.9295691915647729, -0.8393837540422282, -1.1367657048189659, -1.4332137510064333] | Angle between blade c.s. and principal axes
rotorse.rs.strains.M1 | intermediate | N*m | [-33774615.36730006, -31720943.14715239, -18287424.85517919, -30667619.97318992, -35152759.72040399, -34294986.64489604, -32233894.841868583, -29718758.267850544, -27048414.01728091, -24429997.340287875, -21923952.871805493, -19516604.087131217, -17219980.094037782, -15049654.97390503, -13016382.214415219, -11128954.549506301, -9394150.35914197, -7816755.793161283, -6398756.930810358, -5138474.538901543, -3740823.8455944145, -3078981.1984888683, -2250178.9463812993, -1563255.872937715, -1015550.2991587672, -600639.3403368515, -307313.8889600723, -121181.67339521227, -25420.00859775741, 4.770722336716972] | distribution along blade span of bending moment w.r.t principal axis 1
rotorse.rs.strains.M2 | intermediate | N*m | [36678921.47228555, 34534523.9794214, 39956628.97792122, 27239317.71950022, 14758800.932671713, 8254013.700845313, 3946107.5804084577, 959635.2025901212, -845231.1816797858, -1319760.717041376, -1188510.9810227756, -1038413.1798674767, -906205.0826383946, -803662.6692761568, -764574.447501359, -763367.7793394505, -755578.4090741018, -717658.8535997788, -648722.8114398527, -568242.8523870377, -448248.5448249214, -408247.9632206094, -336324.58670211694, -267984.81098001066, -197864.87172188575, -128786.30834262537, -70264.12969210002, -29038.408482642488, -6498.54894238113, 0.11206934432721027] | distribution along blade span of bending moment w.r.t principal axis 2
rotorse.rs.strains.F3 | intermediate | N | [479928.90259195614, 527462.8930689177, 552589.7105195216, 562020.342131729, 560772.3663176954, 552438.1357285872, 539330.3147381878, 522708.4456240138, 503319.18502729974, 481481.36187152314, 457210.9288834147, 430479.1256959031, 401346.4868036409, 370211.01379731164, 337715.50306972757, 304875.2316089458, 272536.7798956394, 241283.55135289876, 211818.2000348245, 184436.86747780332, 121521.91925452811, 89386.31967644935, 69419.74042228048, 52122.71823959006, 37578.656845951926, 25700.58483746482, 16109.87624130519, 8654.619849208526, 3247.013368551106, 6.139089236967266e-12] | axial resultant along blade span
rotorse.xu_spar | output |  | [6.976928845133099e-06, 2.1338584066284274, 1.9231342036606174, 1.7264354930377994, 1.3997561749687533, 1.1486979710983758, 1.012205948279099, 0.9006899449374719, 0.8232901175899083, 0.7800765459924822, 0.7514477104083942, 0.7245537234380157, 0.7002011509634872, 0.6662314179260295, 0.6246090589850704, 0.574212330022043, 0.5243450988010128, 0.47658560449666526, 0.43001620666801366, 0.3692842608054888, 0.33471987245570756, 0.2869354746661702, 0.2599133920913433, 0.21997893860458617, 0.18315803812351097, 0.1484368232613374, 0.11589196257642896, 0.0845696098289607, 0.055423438436266924, 0.029767187286791886] | x-position of midpoint of spar cap on upper surface for strain calculation
rotorse.xl_spar | output |  | [6.976928845133099e-06, -2.1022543811650967, -2.0013181004423557, -1.6481325639222046, -1.4643090431726034, -1.2588667667309423, -1.1332589265581157, -1.0165196700124746, -0.9213083840447422, -0.8613739349887922, -0.8173315714302696, -0.7767621569540745, -0.7421940418715689, -0.702270637169218, -0.6599513923356634, -0.6110113526264096, -0.5647749920402217, -0.5209401320468086, -0.4786783642667853, -0.41956678247824913, -0.37746697366864734, -0.33888854293479187, -0.31449972456345476, -0.2747154029234307, -0.23267090825430298, -0.19236792837485603, -0.15436670353188026, -0.11725907620638872, -0.08041462272361702, -0.049527228248960456] | x-position of midpoint of spar cap on lower surface for strain calculation
rotorse.yu_spar | output |  | [-2.2498541653567083, 0.711788933517504, 0.5241355769187903, -0.20706386319729453, -0.25253394605410473, -0.29879000802917854, -0.3299078786081, -0.3506739361562634, -0.36125122602800297, -0.35980273705019217, -0.3642412720959072, -0.3748157540950994, -0.3832573765110123, -0.39586196693716924, -0.38830561734269264, -0.3557888053449385, -0.33041948708029434, -0.285175949461582, -0.23912609146354225, 0.070462980016188, -0.17663150720238374, 0.09500811880512894, -0.10058877450012915, -0.07817580823221038, -0.05713453919178302, -0.04106787486716679, -0.027995096851395507, -0.015716930731053458, -0.004359529500184811, 0.007293635910775503] | y-position of midpoint of spar cap on upper surface for strain calculation
rotorse.yl_spar | output |  | [-2.2498541653567083, -0.696658014806889, -0.6738144825134158, -1.1273479116625347, -0.9510405096066818, -0.7961175220959151, -0.6683018366976481, -0.5677640154264831, -0.5149520073615106, -0.5016523242853035, -0.4995395950808972, -0.5042270634822938, -0.5075446863693838, -0.5124732015357305, -0.4897635723673681, -0.4383847130900078, -0.39575438000145247, -0.3373100122106476, -0.28071548099049615, 0.03867515971128288, -0.19730368491073358, 0.08078909787621835, -0.104809714390659, -0.07307857582628541, -0.04540023812804661, -0.026174340670050644, -0.01257634350162884, -0.0019313379752968207, 0.005509907292445049, 0.013008224346614444] | y-position of midpoint of spar cap on lower surface for strain calculation
rotorse.xu_te | output |  | [6.976928845133099e-06, 0.018919758463430764, 0.3470769560659956, 0.23381062466871166, 0.18444880540210817, 0.15877907906384192, 0.14230102228618582, 0.11996745268999354, 0.1081324938301289, 0.10761015582905223, 0.11101161069796445, 0.11326890087499945, 0.11370586228216614, 0.10998862094484181, 0.10255686546887284, 0.07316893767215704, 0.060296727178123975, 0.048218160056987466, 0.03641968306602547, 0.025244575899255547, 0.018268386878071134, 0.00564999438291567, -0.00305611095822389, -0.01277319738703359, -0.020177227697188518, -0.025504304472317895, -0.030404167304659765, -0.02793825676190856, -0.024993735600093225, -0.026768893402319787] | x-position of midpoint of trailing-edge panel on upper surface for strain calculation
rotorse.xl_te | output |  | [6.976928845133099e-06, 0.018919758463430764, -0.24836752235094636, -0.24462129984549727, -0.19757419670309445, -0.1628243411437808, -0.13783871057355784, -0.1034243137760993, -0.0739515682440108, -0.05498963181317304, -0.038872409042008504, -0.02590686019773815, -0.01639800578841678, -0.010712476253792468, -0.008341754002131867, -0.013046821499464097, -0.015358795534601372, -0.01784133730091154, -0.02065067814034219, -0.023330074038502603, -0.01988625428055585, -0.02705052146301229, -0.028891716488711118, -0.032771518515595024, -0.033772418408020526, -0.034731563363633214, -0.035155483864496656, -0.03407685717281546, -0.03018166034229364, -0.026768893402319787] | x-position of midpoint of trailing-edge panel on lower surface for strain calculation
rotorse.yu_te | output |  | [-2.2498541653567083, -2.2413314752139115, 2.153208801077722, 2.379387304967439, 2.413220653529212, 2.4210568157061894, 2.4237417340510063, 2.420906776182355, 2.403069212201789, 2.3767148306358927, 2.343874304438229, 2.3052243485120876, 2.268544538621546, 2.22743063511804, 2.15447174578167, 2.159997648410548, 2.0770057238328326, 1.998781718358625, 1.9096920869059955, 1.8024037965818152, 1.6129433090724328, 1.5434861953805457, 1.398818601080397, 1.2477151898143441, 1.0935698032869892, 0.9286321935071893, 0.7691533361644585, 0.5757080386882821, 0.3905481304981261, -0.24016097107534287] | y-position of midpoint of trailing-edge panel on upper surface for strain calculation
rotorse.yl_te | output |  | [-2.2498541653567083, -2.2413314752139115, 2.1695066637425744, 2.409392076806787, 2.445194647860161, 2.449532331941858, 2.4477320741194086, 2.438362544028284, 2.415848194933541, 2.387432888167297, 2.3537042759225972, 2.314215634578117, 2.2766709745383276, 2.2347845046054617, 2.1611506964590217, 2.164335313327813, 2.081172327222211, 2.0028485442066337, 1.913599253484858, 1.806052827505877, 1.61613237470958, 1.546398651876708, 1.4013240960322153, 1.249678540386844, 1.0950597942738718, 0.9298126738082426, 0.756187224973617, 0.5766649287968618, 0.3914308921617382, -0.24016097107534287] | y-position of midpoint of trailing-edge panel on lower surface for strain calculation
rotorse.rs.tip_pos.dx_tip | intermediate | m | 15.3823 | deflection at tip in blade x-direction
rotorse.rs.tip_pos.dy_tip | intermediate | m | -2.1812 | deflection at tip in blade y-direction
rotorse.rs.tip_pos.dz_tip | intermediate | m | -0.0020744 | deflection at tip in blade z-direction
rotorse.rs.tip_pos.3d_curv_tip | intermediate | deg | 8.6687 | total coning angle including precone and curvature
rotorse.rs.tot_loads_gust.aeroloads_Px | intermediate | N/m | [399.9733119178683, 485.77386056742137, 721.0578011815303, 1145.574592390273, 1754.8768583244978, 2328.4390706854538, 2855.379685120263, 3465.4459336891596, 4142.825601167361, 4956.859923112558, 5892.9553859502785, 7137.436562423756, 8701.905624871908, 9887.105597849837, 10694.745402432995, 11212.997754929136, 11617.539989359118, 11882.821946418182, 12002.569490351403, 12001.545729230269, 11858.511233941514, 11766.522752166115, 11681.395621139858, 11522.87387543071, 11078.596690161665, 10339.577120841755, 9354.372700451757, 8081.534510649304, 6447.551921766599, 4307.779714930882] | distributed loads in blade-aligned x-direction
rotorse.rs.tot_loads_gust.aeroloads_Py | intermediate | N/m | [69.94294079902521, 108.46969378331441, -104.59737827302718, -572.8825137255602, -1224.8369363433799, -1615.1303626716963, -1773.3089721995675, -1902.3189394841645, -2091.6942098410223, -2436.888478037581, -2805.3116237831014, -3289.8962908733097, -3845.430672371798, -4143.442153023164, -4228.06555564138, -4200.72389116082, -4140.587473676276, -4043.130171350369, -3909.936305008986, -3751.1940433687023, -3521.007635730414, -3399.071016929075, -3243.5262760991677, -3076.5350521957057, -2851.3466466402915, -2566.9517175450455, -2239.8552259902654, -1861.803544332844, -1419.7537467491218, -904.4741148645612] | distributed loads in blade-aligned y-direction
rotorse.rs.tot_loads_gust.aeroloads_Pz | intermediate | N/m | [0.0, 0.0, 0.0, 0.0, 0.0, 0.0, 0.0, 0.0, 0.0, 0.0, 0.0, 0.0, 0.0, 0.0, 0.0, 0.0, 0.0, 0.0, 0.0, 0.0, 0.0, 0.0, 0.0, 0.0, 0.0, 0.0, 0.0, 0.0, 0.0, 0.0] | distributed loads in blade-aligned z-direction
rotorse.rs.tot_loads_gust.aeroloads_Omega | intermediate | rpm | 7.8808 | rotor rotation speed
rotorse.rs.tot_loads_gust.aeroloads_pitch | intermediate | deg | 3.2103 | pitch angle
rotorse.rs.3d_curv | output | deg | [1.757574729010649, 1.5661334692743782, 1.222802241351864, 0.9862799933323934, 0.8951891323426127, 0.9546546044008082, 1.1566635881925533, 1.5037248499946956, 1.9589976423157254, 2.3764602623701023, 2.67067331313172, 2.8609757570741516, 3.049875021031475, 3.43551993353674, 3.9203589742158527, 4.268360220583438, 4.518942327008742, 4.910725454894328, 5.411858680407266, 5.801026024963401, 6.060948906604039, 6.340627962505496, 6.706881527621683, 7.029627871240359, 7.296610999923362, 7.571109563838414, 7.8874586330874745, 8.235345159574692, 8.538880385436997, 8.66871521918658] | total cone angle from precone and curvature
rotorse.split.blade_length | intermediate | m | 100.1755 | blade length
rotorse.split.s | intermediate |  | [0.0, 0.034482758620689655, 0.06896551724137931, 0.10344827586206896, 0.13793103448275862, 0.1724137931034483, 0.20689655172413793, 0.24137931034482757, 0.27586206896551724, 0.3103448275862069, 0.3448275862068966, 0.3793103448275862, 0.41379310344827586, 0.4482758620689655, 0.48275862068965514, 0.5172413793103449, 0.5517241379310345, 0.5862068965517241, 0.6206896551724138, 0.6551724137931034, 0.7, 0.7241379310344828, 0.7586206896551724, 0.7931034482758621, 0.8275862068965517, 0.8620689655172413, 0.896551724137931, 0.9310344827586207, 0.9655172413793103, 1.0] | blade nondimensional span location
rotorse.split.chord | intermediate | m | [4.5, 4.516534551546473, 4.592554552493484, 4.720268647024349, 4.75, 4.75, 4.75, 4.75, 4.75, 4.75, 4.75, 4.7, 4.64, 4.48, 4.30815493183957, 4.071095673436996, 3.830786554698718, 3.5937778702371683, 3.353572396827501, 3.1097268095527446, 2.7901044270071376, 2.6178045741630256, 2.372555490428877, 2.1253660784426107, 1.873608174226736, 1.6133977045902357, 1.3455144660008225, 1.0705044824934318, 0.7881317167515849, 0.5000000000000002] | Chord distribution
rotorse.split.coord_xy_interp | intermediate |  | [[[1.0, -5.228022875725102e-16], [0.9994296839925829, -0.022259740711558177], [0.998063017832965, -0.04445803489546769], [0.9955739142666737, -0.0665618134473914], [0.9920863097495596, -0.08851982053258164], [0.9876861486750572, -0.11027527223126012], [0.9823305251706395, -0.1317843709197388], [0.9760119083356917, -0.15300661763508847], [0.9687874672983805, -0.17388680280547386], [0.9606748602592399, -0.19437934848935778], [0.9516753587636768, -0.2144496858898974], [0.9418276527462444, -0.23405837873056085], [0.9311752953551308, -0.25315297586530683], [0.9197303974311781, -0.2717058715241765], [0.9075245591947199, -0.2896910384273745], [0.8946104080703081, -0.3070575403137143], [0.8810096964994353, -0.3237794960574165], [0.866747905197194, -0.339839087916958], [0.8518902581712055, -0.355200475411866], [0.8364694626214207, -0.3698431374689817], [0.820513485943698, -0.3837614939542973], [0.8040738322175812, -0.39691489811790015], [0.7871915298856534, -0.4092893400643106], [0.7698979191015535, -0.4208940017028426], [0.7522523412351593, -0.4317036404757956], [0.7342913491785575, -0.44170411642042817], [0.7160449249557642, -0.4509162950105447], [0.6975716400331089, -0.4593111923915063], [0.6789061864336874, -0.46689183369931203], [0.6600803126205398, -0.4736931268620854], [0.6411475171372123, -0.4796641292900073], [0.6221376509688521, -0.48484343347152115], [0.6030879981944149, -0.48926892453206955], [0.5840450421189749, -0.49287710440089977], [0.5650308976870032, -0.4957710179013429], [0.5460886027795995, -0.49790677272002765], [0.5272486739168989, -0.4992052309653694], [0.508535950506088, -0.4999001471231513], [0.48999235547038833, -0.49986512233616714], [0.4716321145068305, -0.49915299052333634], [0.4534925037443476, -0.4978655748478763], [0.43559330289767306, -0.49584922139645754], [0.41795606561694243, -0.49322020425743757], [0.40060974844257646, -0.4900340177148858], [0.38356093160600935, -0.48624065438121056], [0.3668432157337161, -0.4819531220757106], [0.35045731632050314, -0.4771070365916879], [0.33443448400863013, -0.4718016171476336], [0.3187741003293152, -0.4659975031053569], [0.3034996231212948, -0.45977183363997315], [0.2886112935656476, -0.45311101277459814], [0.27412438666566624, -0.4460714726760404], [0.26004145552371905, -0.4386539965865653], [0.2463748720159175, -0.4308972880761414], [0.23312344393883352, -0.4228128921543159], [0.22029377781042306, -0.41444216059030164], [0.20788328296533118, -0.4057907314202666], [0.19590295639164576, -0.39689711005990247], [0.18434125306662855, -0.38776302893280623], [0.17321393095416077, -0.37843278185751145], [0.16249917612963843, -0.3689016855353163], [0.15221460277725932, -0.35922081920480586], [0.14233175939897136, -0.3493817949754996], [0.13287211153919, -0.33942867829019185], [0.12380643962975978, -0.3293594524047539], [0.11514762338607656, -0.3192023645100907], [0.10688720880274838, -0.30897183476900875], [0.09900711152156343, -0.2986754406431281], [0.09152340438534401, -0.28834653723959136], [0.08439704281722242, -0.2779791205220024], [0.0776464790199521, -0.26760420577043886], [0.0712479082120208, -0.2572292124527742], [0.06518786629737473, -0.24686109008276283], [0.05948747212742032, -0.23652443301269652], [0.05410024641809, -0.22621390127387142], [0.049037878670187655, -0.21594907486257175], [0.044300349757333976, -0.2057452464738149], [0.039842359734680484, -0.19559765442820762], [0.035689975243613004, -0.1855255033033041], [0.031829235005065896, -0.1755359887530568], [0.028220007205789974, -0.16562693673246215], [0.024892524779269766, -0.15581522149021937], [0.021828668303003517, -0.1461056218157035], [0.018984694713133153, -0.13649533799824295], [0.016392191702033498, -0.1269983005811027], [0.014044634634199048, -0.11762077059006065], [0.011879824984634942, -0.10835684703907963], [0.00993094518736226, -0.09921662146203765], [0.008219407957347494, -0.0902084101294225], [0.0066583862213787865, -0.08132543510984099], [0.005267741928506431, -0.07257222340427001], [0.004095157538529609, -0.06395640173157158], [0.0030987885971364196, -0.055478013021100045], [0.0021966077355110324, -0.04713200469997591], [0.0014626417630186888, -0.03892440526041703], [0.0009644846082979224, -0.030860610171394718], [0.0005993738679828514, -0.022936235945969063], [0.0002900866455990823, -0.015148765877396714], [7.807077883024657e-05, -0.007502222076493378], [0.0, 0.0], [7.804120611659719e-05, 0.007500736220690077], [0.0002898787241920041, 0.015142758486887441], [0.000598775316682048, 0.02292258456141937], [0.0009633263516348351, 0.03083611939777482], [0.0014596682128281925, 0.03888574897117924], [0.002190976364499905, 0.047075815990683056], [0.0030899784195977838, 0.05540088812816734], [0.0040827111247031585, 0.06385488643689734], [0.005248531243836643, 0.07244263446468859], [0.006631282230012606, 0.08116423659691048], [0.008183684298590573, 0.09001209900857182], [0.009883614168490653, 0.09898142028662286], [0.011817640154723611, 0.10807902374749315], [0.01396619932168302, 0.1172968915532844], [0.016295142079104163, 0.1266248185078847], [0.018863193778115264, 0.13606823481979585], [0.02168071375327755, 0.1456217410739376], [0.02471591629586298, 0.15527150565279574], [0.028006440010586352, 0.16501912653915243], [0.031576255891496444, 0.17486145042023293], [0.03539483961687758, 0.18478174850035556], [0.03949498254800754, 0.19478045115068363], [0.04389792827815823, 0.20485282604936875], [0.04857580757377652, 0.21497933573681455], [0.053567991613811754, 0.2251632488767036], [0.058881821148870805, 0.23539257539832661], [0.06450016290273135, 0.24564586185495754], [0.07046920463911448, 0.2559288096954281], [0.07677403099247092, 0.2662200889663396], [0.08341621271683673, 0.2765073937902718], [0.09042901951906561, 0.28678971177956086], [0.0977906533229447, 0.29703436159541413], [0.10553618719874776, 0.30724577033016703], [0.11365876004177941, 0.31739779819794195], [0.12216148331893956, 0.32747251411893785], [0.1310674986027348, 0.3374671550918847], [0.14035464992188373, 0.3473464005305412], [0.15005511078613856, 0.35711729389225577], [0.16014896266156226, 0.36673682914626515], [0.17065818789963985, 0.3762090161783657], [0.181574957422924, 0.3854954202777727], [0.19290757140963555, 0.39458324766597075], [0.20465763457781186, 0.4034522528592034], [0.21681735306942437, 0.4120736546751029], [0.22939648396347811, 0.4204412604055216], [0.24237780069407988, 0.4285157291249229], [0.25577362426833844, 0.43629701405132887], [0.2695667856328992, 0.4437307842367116], [0.2837657972261352, 0.4508257189736273], [0.29834798288780395, 0.457529313046837], [0.3133189787852679, 0.46384827499917675], [0.3286584618928104, 0.4697270339484696], [0.3443649416455463, 0.4751660894880115], [0.3604197737256814, 0.480124895665173], [0.37681123376695697, 0.48458015694873546], [0.3935252510207292, 0.48853802379954264], [0.41053864255357086, 0.49191628687198], [0.4278432324908231, 0.4947936897726825], [0.4454066634681981, 0.49700186546594965], [0.46322225410302975, 0.4986945279258362], [0.4812515456557157, 0.4995759574617022], [0.49948102667173666, 0.49999959595885196], [0.5178795830856975, 0.49960989996393285], [0.53641763136701, 0.49871925440459125], [0.5550757049095608, 0.4969470954598008], [0.5738084272426077, 0.494546807361687], [0.5925967311050585, 0.49134249558479953], [0.6114013775535108, 0.48742771367820337], [0.6301864306052414, 0.48276379079159115], [0.648926781663159, 0.4772994360273941], [0.6675702064249728, 0.4710909063826163], [0.6860884295909518, 0.46408556444857973], [0.7044453890439168, 0.45628515353038346], [0.722592093722966, 0.4477211541323308], [0.7405018004535244, 0.43835712852367326], [0.7581254571228347, 0.4282123442390851], [0.7754210143761534, 0.4173028842750689], [0.7923623735876, 0.40561397611120953], [0.8088945461516955, 0.3931735469910263], [0.8249746330148909, 0.37999039194943635], [0.840576952273409, 0.36606263907410247], [0.8556527588088183, 0.3514331465234179], [0.8701628988827119, 0.3361178636958033], [0.8840850330712717, 0.32012561483558377], [0.8973612142623708, 0.3034905059583089], [0.9099546800766618, 0.28624096866093407], [0.9218514714025469, 0.26839650792968384], [0.9330128366584267, 0.2500014055184513], [0.9433892789690503, 0.23108884233257734], [0.9529731538505595, 0.2116848082416565], [0.9617431308270605, 0.19183234032607036], [0.9696406906754642, 0.17157715881862903], [0.976664215898664, 0.15095167052848085], [0.9828150771120139, 0.12999562103203396], [0.9880284400451029, 0.1087652991581767], [0.9923048366037509, 0.08729993375043676], [0.9956935187759139, 0.06563977190440677], [0.9981204893400154, 0.043839458141428], [0.9994430379087047, 0.021949651396883253], [1.0, -5.262717345244639e-16]], [[1.0, -0.0004638118459895953], [0.9984671733845202, -0.022176073806829073], [0.9962010189226616, -0.044351395222738545], [0.9929026769529263, -0.06634546047691313], [0.9886921791534908, -0.08835128540674543], [0.9836417003030666, -0.11016186981181435], [0.9776935270191353, -0.13166614881679514], [0.9708332396137559, -0.15288392077035748], [0.9631054519385788, -0.1737598287607129], [0.954532118302001, -0.1942484639483162], [0.9450948827272965, -0.21431485989644075], [0.9348365135795949, -0.2339197139318746], [0.9237922165624115, -0.2530104348178591], [0.9119678731501509, -0.2715592588317117], [0.8994040293865623, -0.2895255546496477], [0.8861439850623914, -0.30676257525251216], [0.8722139273132252, -0.3233331078794496], [0.8576405013890981, -0.3392208212500267], [0.8424918463138651, -0.35439498446765005], [0.8268017658276134, -0.36883894361410424], [0.8105945479290707, -0.38253690406162383], [0.7939227340691527, -0.3954518514729365], [0.7768322401803981, -0.4075848533740013], [0.7593482453756809, -0.4189206804928453], [0.7415376393986641, -0.4294645249422542], [0.7234312051733087, -0.43917633044306814], [0.705064134628845, -0.4480974501783146], [0.6864948073590625, -0.4562062936146256], [0.6677567468827389, -0.4634961629040646], [0.6488816855296917, -0.4699964056434572], [0.6299233101319794, -0.47568642538005484], [0.6109107600460605, -0.4805696742550079], [0.5918808588686519, -0.48470898820901515], [0.5728785950404724, -0.4880432475178806], [0.5539269984789256, -0.4906676163064863], [0.5350676946300881, -0.49253453011194503], [0.5163311532459858, -0.49357637071225186], [0.49773819674912345, -0.4940322652122179], [0.47933306660787195, -0.49376498314870565], [0.4611285998354018, -0.4928308092881163], [0.44315932912926065, -0.4913347518591997], [0.4254476850733872, -0.4891175241862929], [0.4080096040923348, -0.4863082497256368], [0.3908777222269456, -0.4829469700751172], [0.37405439787754124, -0.4789965744435154], [0.3575737836368038, -0.47456307703290074], [0.34143815925513366, -0.46958203525468334], [0.3256707636257218, -0.46416144069790816], [0.31027963353432836, -0.4582498364766646], [0.29527935033472164, -0.45193415045643265], [0.28067513168210884, -0.4451943605070709], [0.26647890456738466, -0.4380893792040086], [0.25268936761168936, -0.4306246469372193], [0.23932380454759788, -0.42283149436736955], [0.22637249324966888, -0.4147302870857254], [0.21384162583594854, -0.40636054651531306], [0.20172964390601206, -0.3977263749246579], [0.19004270401008846, -0.38886847357967336], [0.17878051391940514, -0.3797791829451586], [0.16794719268130187, -0.37050981375349185], [0.1575156104719489, -0.36105917021098194], [0.14751757926659972, -0.35146658922371105], [0.13791727522783742, -0.3417287941527196], [0.12873263379551803, -0.3318898962587249], [0.11993293273125566, -0.32194856962266255], [0.11152631628830112, -0.31193375629085474], [0.1035129018182118, -0.3018548344067732], [0.09586967710637402, -0.29172118538198283], [0.08861022310916078, -0.2815652950964024], [0.08169699278465405, -0.2713805684570672], [0.07515353791922992, -0.26119428841162695], [0.0689536742727614, -0.2510145000882887], [0.06308392696199935, -0.2408477975730364], [0.0575662813086175, -0.23071713950277656], [0.05235457470435836, -0.2206175141857337], [0.04745787224483998, -0.210568128140777], [0.042876780986014475, -0.20058378207747635], [0.03856735485208224, -0.19065910899054278], [0.03455089898704609, -0.1808132710703352], [0.030813599295340163, -0.17105300680166907], [0.027320880179595934, -0.161375236688796], [0.024102217770986714, -0.15179591407869095], [0.02113765490830785, -0.14231956568402285], [0.01838287969958718, -0.13294369100743667], [0.015870108077630753, -0.12368126864619768], [0.013595936204282798, -0.11453780557129871], [0.011500582795211394, -0.10550742459297964], [0.009614318272012281, -0.09659991246456354], [0.007957053891586519, -0.08782330704853379], [0.0064445289752556685, -0.07917089161949087], [0.005098087130931879, -0.07064680861546084], [0.00396431543475112, -0.062258207100183136], [0.0030004062476149847, -0.05400512757964083], [0.002125683476350713, -0.045882739179928946], [0.001409007077869603, -0.037896849780697024], [0.0009233128284636501, -0.03005224200938579], [0.0005719431369820731, -0.022344335003813873], [0.0002750881655745939, -0.01477069658801215], [7.41662246608336e-05, -0.007334963563321715], [0.0, 0.0], [7.347445324379198e-05, 0.007252611896674817], [0.0002745659257330717, 0.014683235244873173], [0.0005728883741955862, 0.02224903247250814], [0.00092888574053064, 0.029945982797076012], [0.0014135718626495971, 0.03777665537698494], [0.002122126409694201, 0.04574559215698956], [0.002991086641440035, 0.05384759271643007], [0.003950335703883144, 0.062076742716421635], [0.005078543629372844, 0.07043767696000137], [0.006419595456864862, 0.07893061415193242], [0.007924025833754341, 0.087548563081347], [0.009569149536340523, 0.09628715057146045], [0.011440070855323989, 0.1051529476558098], [0.01352107571228472, 0.11413795167113061], [0.015780697958844073, 0.12323244795107474], [0.018272094317778625, 0.13244220060624826], [0.021001590178729122, 0.1417625212927189], [0.023939614041401977, 0.15118003060948984], [0.02712533771965366, 0.16069604484578753], [0.03058370542078846, 0.17030771763782235], [0.034282621134373775, 0.17999938680277952], [0.038250043752213414, 0.18977241343674528], [0.042506169459466475, 0.19962249533533663], [0.04702849014627919, 0.20953041486422877], [0.05185734038696555, 0.2194994442798542], [0.0569971055718374, 0.22951870376683936], [0.06243435872093425, 0.23956671277975136], [0.06821537188347812, 0.24964859552216043], [0.0743257263211002, 0.2597442634918527], [0.08076670668052384, 0.2698418898118907], [0.08757095714437121, 0.27994049711580676], [0.09471580228559101, 0.29000962360221166], [0.10223139417679081, 0.3000553899215217], [0.1101157796798437, 0.3100511882893672], [0.11837331562223306, 0.31997939522976504], [0.12702402951280237, 0.3298390388299363], [0.13604234189662803, 0.33959842844845023], [0.14546864117305108, 0.3492604455213171], [0.15528494465845252, 0.3587829681182552], [0.16551112908835186, 0.3681710582651799], [0.17613934088294245, 0.3773882768662191], [0.18717687765731914, 0.3864235117978308], [0.19862630083322627, 0.39525686713693636], [0.2104861574450254, 0.4038567451745826], [0.22276407416847543, 0.4122190506206185], [0.2354400780902196, 0.4203090489617321], [0.24853083896880593, 0.42812311595611435], [0.26202139615928166, 0.43560738319454445], [0.275922264161973, 0.4427685504481824], [0.2902119763985298, 0.4495554523831977], [0.3048988924919414, 0.4559708561960908], [0.3199612214964364, 0.4619638966216653], [0.33539825377575, 0.46753317300933045], [0.3511959428693748, 0.4726349444795142], [0.3673386940107639, 0.47725206347213606], [0.3838166511021187, 0.48138502078055556], [0.4006080126231038, 0.4849517901466881], [0.4177036587735642, 0.4880306800018812], [0.43507265499822245, 0.49045773635660583], [0.45271021057379146, 0.492376417191462], [0.47057983694609773, 0.49349658001198776], [0.48866904746183576, 0.49415462050041453], [0.5069452861228687, 0.4940125776377233], [0.5253797149747718, 0.4933713024806604], [0.5439536005872413, 0.4918556497537658], [0.5626217226887857, 0.4897172072337827], [0.581366344599658, 0.48677077316982476], [0.6001470362911642, 0.4831253040200702], [0.6189295288327601, 0.4787219228681121], [0.6376880328744812, 0.47352020444549037], [0.6563716919801897, 0.46757844348681354], [0.6749507081188533, 0.46083005314765507], [0.6933911532444501, 0.453291236651978], [0.7116437134755846, 0.44498612009123784], [0.7296816422460073, 0.4358788942802349], [0.7474551985791178, 0.42597909598145167], [0.7649245875788055, 0.41531469067365273], [0.7820616618200305, 0.40386138003606425], [0.798812848987524, 0.39164888166776], [0.8151339357669349, 0.37867995890959544], [0.8310004341502942, 0.36495817685594373], [0.8463690868703138, 0.35053704946112146], [0.8611939760746471, 0.33541049830407976], [0.8754588797550087, 0.3196102269575249], [0.8890984683928713, 0.3031452164959244], [0.9020836386545227, 0.2860633390985634], [0.9143932627540562, 0.2683667571004267], [0.9259908906206432, 0.2500314310413086], [0.9368323126596996, 0.23112446983111865], [0.9469028490122432, 0.2117258711840455], [0.9561823522364571, 0.19187870465591542], [0.9646151024331149, 0.1716287150318257], [0.972199006376436, 0.15100830860478814], [0.9789264086424856, 0.1300570542579335], [0.9847409503350865, 0.10883136825772055], [0.9896477740655049, 0.08737054466842599], [0.9936826075080232, 0.06571457999407904], [0.9967768773419313, 0.04391797850773191], [0.9987746570413105, 0.02221192451065693], [1.0, 0.00030387842938652644]], [[1.0, -0.0038492654100905654], [0.9906314389460237, -0.02124358659915649], [0.980995553124424, -0.04244577814857979], [0.9710008406108143, -0.06310906534007898], [0.9607347862368819, -0.08485651608924341], [0.9501792391917762, -0.10652681256063543], [0.9391845966882083, -0.12758610905981918], [0.9277995368785148, -0.14839146457103897], [0.9159038272676024, -0.16887438898026688], [0.9035141573243257, -0.1890037103413512], [0.8904468618951541, -0.208710153716595], [0.8767805360441657, -0.2279657306584762], [0.8624805867331169, -0.24670559288775049], [0.8475002499100438, -0.26488825755621626], [0.8319554654799055, -0.2824033900682671], [0.8158100483185959, -0.2985340525300442], [0.7991269475008924, -0.31385984705471537], [0.7819419403062059, -0.3283715643196321], [0.7644682065620801, -0.34207141771900273], [0.7466978182593739, -0.3549679404068633], [0.7285739051584692, -0.3669729053145124], [0.7101536021654689, -0.37807327094489135], [0.6915143604167835, -0.3883736003485406], [0.6726384146150914, -0.39768719440107136], [0.6536412557053597, -0.4062305770385771], [0.6345131129076632, -0.4137811572647527], [0.615323229055061, -0.4205214427943107], [0.596126572356429, -0.4264829884701754], [0.5769480723498308, -0.43159065692971227], [0.5578186579572891, -0.4358329197265611], [0.5387913863253592, -0.43940857473661116], [0.5198897638790065, -0.4420677482815376], [0.5011462344316633, -0.44405256903897117], [0.48259385067647853, -0.4453220824349519], [0.4642611970179106, -0.44591203961647646], [0.44617850202456144, -0.445750259131233], [0.4283746969138166, -0.4448547889659564], [0.41084238403684853, -0.4435012838411975], [0.39363953193770973, -0.44147600071340914], [0.37676894327880944, -0.43886041796553904], [0.36024464511130966, -0.43578236543881144], [0.3441059338423623, -0.4320439150892622], [0.32832948285124114, -0.4278700026783168], [0.3129711586135177, -0.42318309006261184], [0.2980041030124043, -0.4180460343231093], [0.28346453492660506, -0.4125097566618625], [0.26936493895716, -0.4065109824384164], [0.2556723177436471, -0.4002248600725336], [0.24245317350983242, -0.39350712426247714], [0.2296601817209233, -0.3865205744767801], [0.21733188517170945, -0.3791956647649773], [0.20545654102184577, -0.37161042362860786], [0.19400623382802176, -0.36380782369123815], [0.18303065934450896, -0.3557608800302213], [0.1724619270321827, -0.347560782845731], [0.16230260093815232, -0.33923308524626017], [0.15255786993540327, -0.330770341418764], [0.14319991949640398, -0.3222315174535497], [0.13430460980079792, -0.31353360600231606], [0.12579565098828285, -0.3047849760015768], [0.11761032140899376, -0.2960136089458755], [0.10987482830100964, -0.28716335343151594], [0.10250435995139098, -0.27827298967604236], [0.09549136892073187, -0.26938727146052477], [0.08879593608379883, -0.26051098276089724], [0.0823928594350354, -0.2516791754983756], [0.07634012755417957, -0.24285989591584695], [0.07058159332805487, -0.2340776567921387], [0.06511243318139044, -0.2253579579426124], [0.059906033680536076, -0.21668948471465066], [0.05501808413281354, -0.2080686181293706], [0.05040703017899897, -0.1995086707196503], [0.0460594727365491, -0.1910133484040329], [0.04200137752342239, -0.18259204908666743], [0.038190520600419914, -0.17424252787596434], [0.03461821539846002, -0.16598095373833968], [0.031289454806718686, -0.1578180939885877], [0.028170498848183758, -0.1497435283648734], [0.025248988962446994, -0.1417761277855701], [0.022512461371877582, -0.1339188430913707], [0.019966251255758776, -0.12616101984850572], [0.017632080973324565, -0.11851094490945735], [0.015477217692402382, -0.11097103228125127], [0.013455210215236183, -0.1035412762154026], [0.011599797126485104, -0.09622671007114368], [0.009928204933218046, -0.08902653939993885], [0.00840056410254185, -0.08193507288052719], [0.0070261998710542, -0.07495955655561092], [0.005813462782772512, -0.06810569259296805], [0.0047001793171034595, -0.06136722973565946], [0.0037165290656212173, -0.05474506019366022], [0.0028990707281673442, -0.04824229266186361], [0.0022008941413638504, -0.041858831832156496], [0.0015542474400432613, -0.0355914811305357], [0.000988580836623855, -0.02944385159682524], [0.0006091360604109956, -0.02341501561864388], [0.00036597639590064723, -0.017497409334086188], [0.000165611320396738, -0.011685487338261911], [4.5666118543716746e-05, -0.0059642851265530004], [0.0, 0.0], [4.014082900951357e-05, 0.005281422899381116], [0.00016279480870046823, 0.010945239440763484], [0.00037851499417319666, 0.01672203449534614], [0.0006622704146375419, 0.022608614969762773], [0.00104709805559685, 0.028608805371302486], [0.0015688518452929335, 0.03472838241824101], [0.0021937433449480677, 0.040964099784372314], [0.0028817466864851644, 0.04731162112973881], [0.0037029097672634987, 0.05377415681354311], [0.0046995106542463486, 0.06035279465462601], [0.005809874442838592, 0.06704518628471319], [0.007008280012794275, 0.07385026468778995], [0.00836584180261431, 0.08077267721902089], [0.009892945439214583, 0.08780525497673816], [0.01157701075089403, 0.09495343785950609], [0.01343100653654625, 0.10222377683574566], [0.01543453764579356, 0.1096088166293537], [0.017575258817925734, 0.11709889762589731], [0.019901009644738878, 0.1246929162173274], [0.022443785806502765, 0.13239065360045627], [0.025163848620985106, 0.14018539077631315], [0.02805406936169285, 0.14808639292104409], [0.031127498442044772, 0.15609292868671448], [0.03440011578315609, 0.16418836221794472], [0.03791771873930052, 0.1723759661436091], [0.04166468499265604, 0.18065416284370714], [0.04565125370520231, 0.18900094869104078], [0.049922589206024506, 0.1974165704509935], [0.05446983389298282, 0.2058913226712703], [0.059291826018414456, 0.21441728945757682], [0.06441601453042958, 0.22299374661286886], [0.06981593053664034, 0.23160874284610145], [0.07548789460725183, 0.2402825353191704], [0.08146424698611672, 0.24898435468193852], [0.08775806636504947, 0.25769896101817813], [0.09436786071299282, 0.2664401621421328], [0.1012467800874717, 0.275206180039123], [0.10849002217751959, 0.28396490640097627], [0.11609447165506347, 0.2926813104590941], [0.12406510998175785, 0.30136887481049046], [0.13239547721678413, 0.3100072752201922], [0.1410865002275745, 0.31859871781531546], [0.15014768536053966, 0.32712556143120763], [0.15962181347198764, 0.3355326175753227], [0.16950261548391105, 0.3438322705678387], [0.1797528846708961, 0.35202649337321773], [0.19041852470159515, 0.36008162371812785], [0.20150073130625645, 0.36794699882477], [0.21302411645911587, 0.37561229569109705], [0.22497702790582438, 0.38303655621411475], [0.2373861191687035, 0.39019032513164387], [0.25022082763435244, 0.3970598343756056], [0.2634861570111782, 0.40362758541791155], [0.27720040533012097, 0.40982444567227433], [0.2913226974307258, 0.41568046514385326], [0.30587260591080706, 0.4211508537147743], [0.3208389075970025, 0.4261554605236767], [0.3362064282008572, 0.4307672026764393], [0.3519555372882918, 0.4348576609716632], [0.3680945114975877, 0.43848863009687317], [0.3846020319378581, 0.441417500753063], [0.4014730231986048, 0.44384580878176005], [0.418666628201559, 0.4455747667228921], [0.43616041174034154, 0.44681230742966915], [0.453941459200437, 0.44723280949710426], [0.47196777613371316, 0.44706813623183483], [0.49023145773982235, 0.4460693792812879], [0.5086858348979305, 0.4444564829983118], [0.5273095594386221, 0.4420242863041082], [0.5460733366040098, 0.43881344160405034], [0.5649381076488049, 0.4348960345284188], [0.5838649319580301, 0.43010682437603664], [0.6028359242041601, 0.4245661871759532], [0.6218018943608895, 0.41824533943083686], [0.6407371995020832, 0.41111455854241086], [0.6595897126062468, 0.403114925242496], [0.6783367399983431, 0.3943585297117821], [0.696937311976513, 0.3847552526306849], [0.7153500342062019, 0.3743477337755536], [0.7335236058593024, 0.3630973652547802], [0.7514427112318648, 0.35104695941282343], [0.7692130233527315, 0.33832286618363333], [0.7866736081435598, 0.32476727221308627], [0.8038038311219764, 0.3105699809571209], [0.8204756376716864, 0.29556698766425793], [0.8367251523607223, 0.27993982928064265], [0.8524710660361113, 0.26357207163912655], [0.8676967796274241, 0.24604959799133103], [0.882402647448648, 0.22764559018296313], [0.8965154283399627, 0.20873659595659286], [0.9100253257802211, 0.18936836958348877], [0.9229002170792276, 0.16958869848734337], [0.9351342843715338, 0.14942992424432947], [0.9466456698095422, 0.12891625384268313], [0.9574484730749383, 0.1081150859641732], [0.9675856886175663, 0.08707152450759312], [0.9769820845192789, 0.06580400971611246], [0.9856138077621519, 0.04435605363602719], [0.9932185198378127, 0.02412630736972231], [1.0, 0.002830484587919512]], [[1.0, -0.006982023820252598], [0.9808347678739969, -0.01901797966962391], [0.9618522559950746, -0.03633209758528676], [0.9431799234064913, -0.053687711825284326], [0.9248624266119182, -0.07287087626535042], [0.9068300243521396, -0.09232697786698986], [0.8888989675852842, -0.11134459500309918], [0.8714451338156342, -0.13026518299085982], [0.8540303907540221, -0.14896463561562434], [0.8365799116076857, -0.16746330024339437], [0.8187151726269655, -0.18555851734726225], [0.8005585880595272, -0.203263972652651], [0.7819906967033577, -0.22046532006342387], [0.7629002588379569, -0.23706675395467622], [0.7434892681716995, -0.2530075051114365], [0.7236219820019522, -0.26744799560364085], [0.7034014716292504, -0.28103549286716833], [0.6828709209459031, -0.29375498158119356], [0.6626594132942717, -0.30562525584483824], [0.6426034368031602, -0.31666850413180225], [0.6224455993938789, -0.3267367507146735], [0.6022379272454653, -0.3358320443904242], [0.58207404530183, -0.34413288877091675], [0.5619028162624872, -0.35131862527265906], [0.5418642928678292, -0.35776344729922754], [0.5219160871804512, -0.3631019385507439], [0.5021464538431742, -0.36761627018078524], [0.48260088561497005, -0.3713834465476635], [0.4632961557796841, -0.3742760349437542], [0.4442602953270343, -0.37624578625589944], [0.42553948148278853, -0.37767971916796633], [0.4071506299461746, -0.3781151196885583], [0.38911893084005383, -0.37794201869316396], [0.3714631729452564, -0.3771474686340873], [0.35421354839623437, -0.37570710174727795], [0.3373863231698063, -0.37353734260789184], [0.32100524297114985, -0.37073588423818893], [0.3050402551234105, -0.3675956196384267], [0.2895519865601909, -0.3638493208412111], [0.27453427484716164, -0.35959896723481494], [0.25998066114719154, -0.3549878783796773], [0.24593824531682978, -0.3497983500724409], [0.23235283018791478, -0.3443388847391759], [0.21929038182931626, -0.33841744528517526], [0.2067020322918878, -0.33220054593001497], [0.19461974541647994, -0.3256767328228881], [0.18306163750974225, -0.3187914179197124], [0.17194972085445812, -0.31178188537942], [0.16138979605462123, -0.3044149612329277], [0.1512863198708931, -0.29692739128831286], [0.1416992487544208, -0.2892017944723992], [0.1325973499451836, -0.2813329510163203], [0.12393285842490266, -0.27340525257581294], [0.11577465145339322, -0.2653292032133031], [0.10801387366334961, -0.2572726944880007], [0.10064783615164011, -0.24924659160244722], [0.0936854971186438, -0.24123285625692584], [0.08707188080966617, -0.2333105955131236], [0.08093451253020931, -0.22531608057924937], [0.07513697956067937, -0.21741969328736546], [0.06959371162551795, -0.20968427527904293], [0.06448923965905638, -0.20194628359372963], [0.05970857977223947, -0.19429284132320468], [0.05522149627392817, -0.18676834047763044], [0.050985125831038675, -0.17938576230036554], [0.04694723901459181, -0.1721870083974209], [0.04320463003862244, -0.16509328077788246], [0.039679396865029457, -0.1581468301659687], [0.03634900713875162, -0.1513643967078719], [0.03319697375496396, -0.14473042427183253], [0.0302927452406545, -0.13820502630969825], [0.027586822670489994, -0.13180744344638265], [0.025066362706665363, -0.1255378921877804], [0.02275364843963458, -0.1193892598490384], [0.02061521368271477, -0.1133628429391083], [0.018630358163189524, -0.10747024959679867], [0.016807552564789774, -0.10171677072310688], [0.0151235191285546, -0.09608665712050225], [0.01353817776520616, -0.0905976189850368], [0.01204118148163914, -0.08524781897017472], [0.010672770056620937, -0.08001786766833646], [0.009440484436401003, -0.07490635839508233], [0.008301775561705159, -0.06991322692855306], [0.007214537000819152, -0.06504135248240071], [0.006204291569485305, -0.06028590382339772], [0.005300603608578719, -0.055638436100884245], [0.0044891552547148324, -0.051093478003863754], [0.0037608645587776865, -0.04665469498761816], [0.0031114948879704236, -0.04232453811065489], [0.002509852137766974, -0.03809736723562504], [0.0019880740051367394, -0.03396987847357642], [0.0015670512483296024, -0.029939924490971038], [0.0012052778087769014, -0.026006903304232762], [0.000856579862332953, -0.022169162796216838], [0.0005086105773252692, -0.01842667793645134], [0.0002754994429219221, -0.014770325346458944], [0.0001573326667396193, -0.011186373649525202], [6.430598539356502e-05, -0.007657723029707693], [1.9293301596626775e-05, -0.004115568793796027], [0.0, 0.0], [9.295274733288345e-06, 0.0029543487771489956], [5.936644961438565e-05, 0.006280106469536732], [0.00018162034936621102, 0.00968888033557104], [0.00036770969101606075, 0.013179140691322108], [0.0006136866710648747, 0.016755616839372958], [0.0008974820526736672, 0.02042453841900087], [0.0012186332038077426, 0.02418528859462175], [0.0015712920218760409, 0.028036174286855096], [0.0020061856693502854, 0.03197894080513214], [0.002558101830692648, 0.03601558916682735], [0.0031658299639152464, 0.0401488347784168], [0.0038041887904869767, 0.04438123681180258], [0.004520966152898694, 0.048715404184728174], [0.005344434024390781, 0.05314721138205051], [0.006277285828421874, 0.05772340230440866], [0.0072967431253652655, 0.06244715589629561], [0.008366244274283976, 0.06728998608197595], [0.00949272877530388, 0.07224718857247366], [0.010724127767605675, 0.07731475200865474], [0.012098798041619717, 0.08249560185820384], [0.013581961688216748, 0.08779434868920691], [0.015134604318136827, 0.09322973629767085], [0.016764733398881997, 0.09880543709832701], [0.01852192089305424, 0.10450822784692348], [0.020452088235371556, 0.11034118538825215], [0.022526013458850764, 0.11631402319395188], [0.024765193023317117, 0.12240533824285948], [0.027208352287488965, 0.12860927003440162], [0.0298578636229339, 0.1349289077621021], [0.032709176428345164, 0.1413615350767055], [0.03578295441913553, 0.14790659496468755], [0.039057421253393856, 0.15457481443799806], [0.042504151738333384, 0.16140232532538623], [0.04618240951729052, 0.16835388152889735], [0.05011218694055444, 0.17541731458557533], [0.054275882785306435, 0.1826231202895812], [0.058618647840629784, 0.19000473470442877], [0.06327020655262171, 0.19748813243716548], [0.06824351772408657, 0.2050474195430617], [0.0735312688771196, 0.2127046954916619], [0.0791332308641262, 0.2204581263496313], [0.08504741155014664, 0.2283238173688102], [0.09128962365659636, 0.23628580637005925], [0.09793713980610144, 0.24426172873312701], [0.10497603117996618, 0.2522801707935244], [0.11236198065510394, 0.26038328397590893], [0.12016006143034333, 0.26850150438664244], [0.12838653521548518, 0.2765884107494485], [0.13707743788988175, 0.2846109394329305], [0.14623329519970152 | 3D array of the non-dimensional x and y airfoil coordinates of the airfoils interpolated along span for n_span stations.
rotorse.split.web_start_nd | intermediate |  | [[0.19443410767975144, 0.1978961908795244, 0.19958140163058266, 0.2986974167831211, 0.31098566508299724, 0.3244825141878242, 0.3339999200691356, 0.3412752701900534, 0.3456625181598481, 0.34669277366432344, 0.34713246678640675, 0.35067402311339446, 0.354399191773664, 0.3656981155256709, 0.37274311816100836, 0.3823228857683756, 0.3914888470084759, 0.3989652666010856, 0.4056023534602609, 0.41086001420695, 0.41544217615171664, 0.41686849992532654, 0.41765576865359394, 0.4178254037924655, 0.4176210466140057, 0.4160753604728791, 0.41231161575707337, 0.4052603317544656, 0.39177859992278913, 0.2452326256565541], [0.19443410767975144, 0.1978961908795244, 0.19958140163058266, 0.24103291898514712, 0.25044233605231986, 0.260861464412477, 0.26853677228868456, 0.27407620038687786, 0.27663037150890807, 0.2759846823866674, 0.2747768621095504, 0.2759657932760544, 0.2772675456653925, 0.284397437039185, 0.2869623732517525, 0.29046479478890935, 0.2930909457841013, 0.2937625033244742, 0.29314104193186197, 0.2906767820435845, 0.28457176428889247, 0.2799372496415655, 0.27169063497213075, 0.2619613492832529, 0.2505271298554034, 0.23573882436487986, 0.21583322763232943, 0.18757385164413623, 0.14241966748178495, 0.24523262565655413]] | 2D array of the non-dimensional start point defined along the outer profile of a web. The TE suction side is 0, the TE pressure side is 1. The first dimension represents each web, the second dimension represents each entry along blade span.
rotorse.split.web_end_nd | intermediate |  | [[0.6944435148559402, 0.6984335324442567, 0.7070219551103599, 0.6230318654664394, 0.6284217290256973, 0.631610078735017, 0.6361239156952919, 0.640394189084552, 0.6424371300571419, 0.6426573770826506, 0.6428748659448841, 0.6399042274145718, 0.6366632388859866, 0.626050099309368, 0.6202671881185161, 0.6122454654023456, 0.6045372959904954, 0.598123469740195, 0.5923054315234986, 0.5877530764230364, 0.5840496832207385, 0.5831403730230964, 0.5833085305831393, 0.584182865936254, 0.5851557528462358, 0.5869658879641508, 0.5906942372414079, 0.597571429866808, 0.6108789436036907, 0.75672068587476], [0.6944435148559402, 0.6984335324442567, 0.7070219551103599, 0.6802576314722945, 0.688103086860494, 0.6945145346909828, 0.7013369216204749, 0.7078913964741228, 0.7119749867696943, 0.7139679520099879, 0.7158530315155636, 0.7151573369938065, 0.7142567974703925, 0.7075228543157447, 0.7060414566867756, 0.703863186233816, 0.7024866160358529, 0.70273769778644, 0.7040745532079242, 0.7072080984038756, 0.714266970848546, 0.7195042452673338, 0.7288640886127752, 0.7397477515793972, 0.7519355663999808, 0.7667548440983365, 0.7861310555605142, 0.8134791005887387, 0.8575867502123765, 0.75672068587476]] | 2D array of the non-dimensional end point defined along the outer profile of a web. The TE suction side is 0, the TE pressure side is 1. The first dimension represents each web, the second dimension represents each entry along blade span.
rotorse.split.layer_thickness | intermediate | m | [[0.001, 0.001, 0.001, 0.001, 0.001, 0.001, 0.001, 0.001, 0.001, 0.001, 0.001, 0.001, 0.001, 0.001, 0.001, 0.001, 0.001, 0.001, 0.001, 0.001, 0.001, 0.001, 0.001, 0.001, 0.001, 0.001, 0.001, 0.001, 0.001, 0.001], [0.041, 0.033, 0.026, 0.02, 0.015, 0.011, 0.008284540718575178, 0.0065124340152886585, 0.005362077516845975, 0.004702475040252789, 0.004402630402514755, 0.004331547420637534, 0.0043582299116267645, 0.00435168169248812, 0.004307029653720184, 0.004219400685821545, 0.004083921679290805, 0.0038957195246265212, 0.0036499211123273024, 0.0033416533328917363, 0.0028649115237233047, 0.0025793559173691184, 0.0021461494036608486, 0.0016921197675737938, 0.0012276785702973474, 0.001, 0.001, 0.001, 0.001, 0.001], [0.0, 0.010363863922080815, 0.018021234480601413, 0.025361659590798752, 0.03206819380434953, 0.03782389167293049, 0.042311807748218355, 0.045214996581889856, 0.046216512725621724, 0.04569526776353126, 0.04403017327973565, 0.041600140858352265, 0.038784082083498365, 0.03596090853929123, 0.03350953180984813, 0.0313580742821214, 0.02943465834306337, 0.027667406379626357, 0.025984440778762663, 0.02431388392742465, 0.0220549122718989, 0.0208042751114363, 0.018985046101293482, 0.01713608265938962, 0.01526729626297836, 0.013388598389313434, 0.011509900515648486, 0.009631202641983529, 0.007752504768318578, 0.005873806894653622], [0.0, 0.012478059721382662, 0.01761157401713909, 0.022745088312895515, 0.027664175500095572, 0.03215440847018287, 0.03600136011460119, 0.03899060332479406, 0.04090771099220513, 0.0415382560082781, 0.041101726495636016, 0.03981761057690187, 0.03790539637469875, 0.03558457201164968, 0.033074625610377724, 0.030595045293505926, 0.02815655274214637, 0.02576986963741116, 0.023445717660412414, 0.021194818492262218, 0.018396886548685744, 0.016955665306955872, 0.014962350275733031, 0.01303216602522535, 0.01114932986025402, 0.009298059085640267, 0.007462571006205302, 0.005627082926770338, 0.0037915948473353817, 0.0019561067679004216], [0.0, 0.0, 0.0, 0.0, 0.0, 0.0, 0.0, 0.0, 0.0, 0.0, 0.0, 0.0, 0.0, 0.0, 0.0, 0.0, 0.0, 0.0, 0.0, 0.001, 0.03442398385140485, 0.001, -8.131516293641283e-20, 0.0, 0.0, 0.0, 0.0, 0.0, 0.0, 0.0], [0.0, 0.0, 0.0, 0.0, 0.0, 0.0, 0.0, 0.0, 0.0, 0.0, 0.0, 0.0, 0.0, 0.0, 0.0, 0.0, 0.0, 0.0, 0.0, 0.001, 0.03442398385140485, 0.001, -8.131516293641283e-20, 0.0, 0.0, 0.0, 0.0, 0.0, 0.0, 0.0], [0.0, 0.0, 0.006650033728755581, 0.008148123658263425, 0.009646213587771253, 0.011144303517279089, 0.01260256197570184, 0.013981157491954431, 0.015240258594951785, 0.016340033813608823, 0.017240651676840472, 0.01790228071356164, 0.018327608985325365, 0.018519324553684678, 0.018480115480192617, 0.01821266982640221, 0.017719675653866496, 0.0170038210241385, 0.016105782583305264, 0.015066236977453804, 0.013570845372449021, 0.012725330855044377, 0.011505323630660504, 0.010306515825606558, 0.009125374203327537, 0.00795836552726849, 0.0068019565608744125, 0.005652614067590332, 0.0045068048108612615, 0.003360995554132208], [0.0, 0.0, 0.023343227487567127, 0.02514806479023719, 0.02695290209290725, 0.028757739395577298, 0.03056257669824736, 0.032367414000917416, 0.03399537923059806, 0.03526960031429983, 0.03601320517903334, 0.0360493217518092, 0.03520107795963813, 0.03329160172953063, 0.030593866909944815, 0.02738084734933888, 0.023925516896170944, 0.020500849398899176, 0.017379818705981716, 0.014835398665876708, 0.01223234944423054, 0.01109198344222918, 0.009700784707749164, 0.008501789524206603, 0.007398896116132821, 0.006296002708059051, 0.00519310929998528, 0.004090215891911514, 0.0029873224838377426, -6.505213034913027e-19], [0.0, 0.0, 0.023343227487567127, 0.02514806479023719, 0.02695290209290725, 0.028757739395577298, 0.03056257669824736, 0.032367414000917416, 0.03399537923059806, 0.03526960031429983, 0.03601320517903334, 0.0360493217518092, 0.03520107795963813, 0.03329160172953063, 0.030593866909944815, 0.02738084734933888, 0.023925516896170944, 0.020500849398899176, 0.017379818705981716, 0.014835398665876708, 0.01223234944423054, 0.01109198344222918, 0.009700784707749164, 0.008501789524206603, 0.007398896116132821, 0.006296002708059051, 0.00519310929998528, 0.004090215891911514, 0.0029873224838377426, -6.505213034913027e-19], [0.0, 0.0, 0.018640217490227647, 0.022904385684442738, 0.027168553878657818, 0.0312820798151019, 0.035094321236003936, 0.03845463588359295, 0.041212381500097914, 0.04321691582774788, 0.04431759660877182, 0.044631775714407025, 0.044276805015890965, 0.04337003638446096, 0.04202882169135447, 0.040370512807808824, 0.03851246160506139, 0.03646387880311415, 0.03423397512196914, 0.03183196128162837, 0.028467525364800895, 0.026548446003367625, 0.023685366005451677, 0.02070188767487763, 0.01762209067817712, 0.014470054681881742, 0.01126985935252313, 0.008045584356632905, 0.0048213093607426755, 0.0015970343648524527], [0.0, 0.0, 0.010678322708722262, 0.013027749686046041, 0.015377176663369818, 0.017726603640693592, 0.02007603061801737, 0.022343664312566913, 0.024447711441567942, 0.026306378722246202, 0.02783787287182743, 0.0289604006075374, 0.029592168646601816, 0.029791678876096843, 0.02961743318309853, 0.02912793345468304, 0.028381681577926424, 0.027437179439904813, 0.02635292892769433, 0.025110640888752044, 0.0232295708259792, 0.02207879562049976, 0.020252660086103807, 0.01819533041480395, 0.015888517454057182, 0.01337380175210471, 0.010692763857187702, 0.007886984317547073, 0.004998043681424268, 0.0020675224970603053], [0.0, 0.0, 0.011714132383639313, 0.014764947347625046, 0.017815762311610757, 0.02086657727559648, 0.023917392239582207, 0.02696820720356794, 0.030019022167553665, 0.03295298719726778, 0.035653252358438574, 0.03800296771679428, 0.03988528333806326, 0.04118334928797394, 0.04178031563225458, 0.041727364564737766, 0.04107567827925614, 0.039876438969642325, 0.03818082882972886, 0.03604003005334837, 0.032679793711968524, 0.030642080913123152, 0.027516266030156573, 0.02419344792587278, 0.020739294340710836, 0.01721947301510983, 0.013699651689508844, 0.010179830363907818, 0.006660009038306791, 0.0031401877127057915], [0.0, 0.0, 0.035987381471276024, 0.04397734379711533, 0.051967306122954644, 0.059630209740332625, 0.06663899594078779, 0.07266660601585875, 0.07738598125708404, 0.0804700629560023, 0.08159179240415206, 0.08099668674906287, 0.0789302631382641, 0.07563803871928527, 0.07136553063965596, 0.06635825604690564, 0.06086173208856376, 0.05503573124453716, 0.04904002599473268, 0.04303438881905716, 0.03547715954202539, 0.03163240860972047, 0.026555610535872978, 0.02186996705690011, 0.017497247253826908, 0.01335922020767848, 0.009377654999479916, 0.005474320710256289, 0.0015709864210326626, 0.001], [0.041, 0.033, 0.026, 0.02, 0.015315621882346286, 0.012614052419141646, 0.010089285411055738, 0.007829722085647882, 0.0059237636704776095, 0.004459811393104192, 0.003526266481086949, 0.0030162506695686785, 0.0028228856936921773, 0.002839293288600149, 0.0029585951894353707, 0.0030739131313404964, 0.0030783688494581463, 0.0029930342735692765, 0.00283898133345475, 0.002637281958895433, 0.0023387770706268904, 0.0021752316255659585, 0.00195702452635758, 0.0017517918895640714, 0.0015569388227024443, 0.0013698704332897418, 0.0011879918288430328, 0.0010087081168792522, 0.001, 0.001], [0.0, 0.0, 0.0, 0.0021642290748897794, 0.0022101615271658773, 0.0022560939794419753, 0.002302026431718077, 0.002347958883994179, 0.0023857856093980226, 0.0024074008810573743, 0.002404698972099977, 0.0023695741556535783, 0.0022939207048459304, 0.0021696328928047836, 0.002012922173274681, 0.0018400000000000736, 0.0016670778267254723, 0.0015103671071953555, 0.0013860792951542347, 0.001310425844346601, 0.0012739797944200206, 0.0012725991189427679, 0.001294214390602067, 0.001332041116005865, 0.0013779735682819148, 0.0014239060205579876, 0.0014698384728340475, 0.0015157709251100578, 0.0015617033773860887, 1.0842021724855044e-19], [0.0, 0.0, 0.0, 0.03748906121529216, 0.03611723351773886, 0.03474540582018555, 0.03336309557167681, 0.03195982022125724, 0.03052509721797137, 0.02904844401086386, 0.02751937804897927, 0.02592741678136225, 0.024337449781140424, 0.022814366621441057, 0.021423056875391283, 0.020228410116118648, 0.019295315916750478, 0.018688663850414115, 0.018346790223235213, 0.018208031341339345, 0.02, 0.02, 0.02, 0.02, 0.02, 0.02, 0.02, 0.02, 0.02, 6.938893903907228e-18], [0.0, 0.0, 0.0, 0.0020723641703378447, 0.002118296622613882, 0.0021642290748899273, 0.002210161527165972, 0.0022560939794420165, 0.0023020264317180615, 0.0023479588839941056, 0.0023857856093979176, 0.0024074008810572537, 0.002404698972099874, 0.0023695741556534785, 0.0022939207048458332, 0.0021696328928047324, 0.0020129221732746467, 0.0018400000000000569, 0.0016670778267254514, 0.0015103671071953343, 0.0013589344180927612, 0.0013104258443465565, 0.0012753010279001407, 0.001272599118942723, 0.001294214390602057, 0.0013320411160058796, 0.001377973568281959, 0.0014239060205580112, 0.001469838472834042, 1.0842021724855044e-19], [0.0, 0.0, 0.0, 0.002517599968446932, 0.002445129913471889, 0.002372659858496847, 0.0023001898035218114, 0.002227719748546781, 0.0021544904794845205, 0.0020797427822478514, 0.0020027174427495156, 0.0019226552469023392, 0.0018387969806191531, 0.0017503834298127764, 0.0016614674579192518, 0.0015761019283747073, 0.0014983397046152694, 0.0014322336500771126, 0.0013818366281962682, 0.0013512015024089593, 0.0013365476557123661, 0.001336042341719111, 0.0013449310081187766, 0.001360406973216308, 0.0013791765876627789, 0.0013979462021092215, 0.0014167158165556374, 0.001435485431002038, 0.0014542550454484536, 2.168404344971009e-19], [0.0, 0.0, 0.0, 0.0377066146348917, 0.03634612196662573, 0.03498562929835977, 0.03361391516359078, 0.03221975809581581, 0.030791936628531906, 0.029319229295236043, 0.027790414629425268, 0.026194271164596574, 0.02459555683654566, 0.0230590295810682, 0.021649447333959928, 0.02043156803101652, 0.02, 0.02, 0.02, 0.02, 0.02, 0.02, 0.02, 0.02, 0.02, 0.02, 0.02, 0.02, 0.02, 6.938893903907228e-18], [0.0, 0.0, 0.0, 0.0026625400783972237, 0.0025900700234221716, 0.0025175999684471195, 0.0024451299134720674, 0.0023726598584970127, 0.002300189803521959, 0.002227719748546904, 0.002154490479484672, 0.0020797427822479954, 0.002002717442749689, 0.0019226552469024875, 0.0018387969806192307, 0.0017503834298126966, 0.001661467457919111, 0.0015761019283745596, 0.0014983397046151392, 0.0014322336500769564, 0.0013708383916703005, 0.0013512015024088637, 0.0013370346233662605, 0.0013360423417192616, 0.0013449310081189907, 0.0013604069732165167, 0.001379176587662875, 0.0013979462021091273, 0.0014167158165554958, 6.505213034913027e-19]] | 2D array of the thickness of the layers of the blade structure. The first dimension represents each layer, the second dimension represents each entry along blade span.
rotorse.split.layer_start_nd | intermediate |  | [[0.0, 0.0, 0.0, 0.0, 0.0, 0.0, 0.0, 0.0, 0.0, 0.0, 0.0, 0.0, 0.0, 0.0, 0.0, 0.0, 0.0, 0.0, 0.0, 0.0, 0.0, 0.0, 0.0, 0.0, 0.0, 0.0, 0.0, 0.0, 0.0, 0.0], [0.0, 0.0, 0.0, 0.0, 0.0, 0.0, 0.0, 0.0, 0.0, 0.0, 0.0, 0.0, 0.0, 0.0, 0.0, 0.0, 0.0, 0.0, 0.0, 0.0, 0.0, 0.0, 0.0, 0.0, 0.0, 0.0, 0.0, 0.0, 0.0, 0.0], [0.1661383603494756, 0.1694628569270011, 0.16968067888535437, 0.2375949530027449, 0.24398990006773233, 0.2519311500881011, 0.2576652264500764, 0.26174661649555087, 0.26334339770109555, 0.2621083664556708, 0.26061866422837776, 0.2616314995326834, 0.2629598544862647, 0.26995748937711933, 0.2725208985317948, 0.2758827050334076, 0.2783864708757078, 0.2789155644341235, 0.27802615853755763, 0.2750634045725415, 0.26774667347125214, 0.26207131421706575, 0.25166728116937254, 0.23859669313117138, 0.227875469260909, 0.21289914882504438, 0.19074835516998262, 0.15633559281281478, 0.10381686391715891, 0.08009451161731798], [0.6661477675256644, 0.6700001984917334, 0.6771212323651317, 0.6207208564326209, 0.6272750170824042, 0.6324595900641107, 0.6392686724563994, 0.645745352503658, 0.6497799829968233, 0.6517123168547534, 0.6533345130885748, 0.651550423114974, 0.6492426796180643, 0.6395043420213119, 0.6344403669427179, 0.6271127349251724, 0.6198647907156044, 0.6135616535828007, 0.6074273211719201, 0.6019908500063249, 0.5959795702170866, 0.5931166245783371, 0.5893669387235123, 0.5862305208235664, 0.5844476893192411, 0.5818881458651411, 0.5782695778866841, 0.5727057328003304, 0.5737487939946404, 0.5968472850353708], [0.19443410767975144, 0.1978961908795244, 0.19958140163058266, 0.20542464311933956, 0.21272282382163815, 0.22201710404838199, 0.22991051269542517, 0.23619816233798707, 0.24018570672054076, 0.2417677397265339, 0.24321801739271495, 0.24714692440054453, 0.2514718654064332, 0.2614718519611263, 0.2671562341675582, 0.27388979239580685, 0.28019576532759827, 0.28503635054090354, 0.28909800028747185, 0.26924739897792005, 0.15010341950539766, 0.2666667765640185, 0.2930567897903598, 0.2921064449099263, 0.2910646146603808, 0.28898448525609133, 0.2852726377942026, 0.2791943981779224, 0.26861132553798667, 0.24523262565655413], [0.6944435148559402, 0.6984335324442567, 0.7070219551103599, 0.7160785943181758, 0.727041866331137, 0.7349028098288584, 0.7412705651127219, 0.7467993398914506, 0.7491285127869466, 0.7488060015796503, 0.7479347564119759, 0.7444243939444215, 0.7404243118117376, 0.7307665445111873, 0.7260795036816726, 0.7205897255336017, 0.7154694307822183, 0.7115076478297959, 0.708132452123774, 0.6833664940750557, 0.5617569951687705, 0.6787073645677476, 0.7076220245693976, 0.7099371856243094, 0.712085852509696, 0.7147034419752497, 0.7185162292704639, 0.7243480575863829, 0.7343491554404629, 0.7567206858747599], [0.4890559543162311, 0.4889383942311296, 0.48796411049385335, 0.48706864014719237, 0.4866845505982981, 0.4857654747585992, 0.48502104276090363, 0.48531087640878967, 0.4856425830643033, 0.48579239552057807, 0.4861193594105758, 0.4862716947753552, 0.4862731663547805, 0.4857912891748808, 0.4850630282771577, 0.48383155522978366, 0.48238805281939284, 0.48077684683033073, 0.4789477388987355, 0.47684624458672537, 0.47359139036180653, 0.47152323732789425, 0.46807164252978684, 0.46388290037817503, 0.4585452152866592, 0.45118660428881174, 0.4459587735889037, 0.44467842990449175, 0.4432423328295308, 0.44179699440331593], [0.0, 0.0, 0.0, 0.0, 0.0, 0.0, 0.0, 0.0, 0.0, 0.0, 0.0, 0.0, 0.0, 0.0, 0.0, 0.0, 0.0, 0.0, 0.0, 0.0, 0.0, 0.0, 0.0, 0.0, 0.0, 0.0, 0.0, 0.0, 0.0, 0.0], [0.9592541238444028, 0.9589529282727886, 0.956569200212556, 0.9538865630507011, 0.950563372756349, 0.9478007176483189, 0.9455854010199337, 0.9439728749705358, 0.9425686770536883, 0.9418952483531543, 0.9416519804881729, 0.9409328931423909, 0.9401221912596872, 0.9377508505883955, 0.9348865038772928, 0.9304760307735537, 0.9251900438190216, 0.9248770841258409, 0.9250240376688414, 0.9250799772802982, 0.924968790735632, 0.9248582303117606, 0.9247042142179469, 0.9247885079320827, 0.9300560916887364, 0.9302752538430316, 0.9304513929655849, 0.9306536233974412, 0.9308126540473582, 0.931124027312094], [0.04074587615559723, 0.04104707172721142, 0.04343079978744407, 0.04611343694929892, 0.049436627243651, 0.05219928235168118, 0.054414598980066245, 0.05602712502946415, 0.057431322946311716, 0.05810475164684571, 0.058348019511827165, 0.05906710685760906, 0.059877808740312816, 0.06224914941160448, 0.06511349612270725, 0.06952396922644637, 0.07480995618097841, 0.07512291587415915, 0.07497596233115852, 0.07492002271970176, 0.07503120926436799, 0.07514176968823938, 0.07529578578205315, 0.0752114920679173, 0.06994390831126364, 0.06972474615696847, 0.06954860703441507, 0.06934637660255885, 0.0691873459526418, 0.06887597268790605], [0.2227298550100273, 0.22632952483204768, 0.22948212437581095, 0.3008019256052278, 0.3113824225094479, 0.3227278371803193, 0.3302845928426913, 0.33580146990087323, 0.3384231564347329, 0.3378333828562191, 0.33690304992777587, 0.33920465144286516, 0.3419282801246595, 0.35209392270927103, 0.3582741241440523, 0.3669720849566914, 0.375518605818145, 0.3827751215054574, 0.38964943920179285, 0.3957804603142563, 0.4027958816390277, 0.40631466334865907, 0.4113402530067285, 0.41753853299536126, 0.4199313238915094, 0.42260813183400925, 0.4260419733187715, 0.43129105098389503, 0.4334057871588144, 0.4103707396957903], [0.5109427148761995, 0.5109315780434064, 0.5110923195372874, 0.5115139368012026, 0.5127486086526316, 0.5131460934915146, 0.5131065827132474, 0.5139515909632981, 0.5146796797545375, 0.5150790456134902, 0.515622345579818, 0.516273111276618, 0.5168142049704297, 0.5175575547660904, 0.5182280882826983, 0.5190603729151136, 0.5199539060083804, 0.5209445305276691, 0.5221180426956284, 0.5235335658948336, 0.5258216716206937, 0.5273093526045379, 0.5298251643878843, 0.5330886569456504, 0.5373961725885538, 0.5431032487752457, 0.5460130356861798, 0.5447154157497146, 0.5433496873716276, 0.5417782450793086], [0.7227392621862161, 0.7268668663967799, 0.7369226778555882, 0.6839278290351037, 0.6946675395241197, 0.703256277156329, 0.7118880388490143, 0.7198002059089803, 0.7248597417304606, 0.7274373332553017, 0.729618898787973, 0.7291235750251559, 0.7282111052564589, 0.7216407753534636, 0.7201935925549754, 0.7182021148484563, 0.7169969256580416, 0.7174212106541346, 0.7190506018361553, 0.7227079057480397, 0.7310287783848622, 0.7373599737099304, 0.7490399105608683, 0.7619290398402178, 0.7743882790965585, 0.7904088076784185, 0.812991661514389, 0.847166181144916, 0.8949495168862853, 0.9165940867141491], [0.0, 0.0, 0.0, 0.0, 0.0, 0.0, 0.0, 0.0, 0.0, 0.0, 0.0, 0.0, 0.0, 0.0, 0.0, 0.05, 0.05, 0.05, 0.05, 0.05, 0.05, 0.05, 0.05, 0.05, 0.05, 0.05, 0.04, 0.05, 0.05, 0.05], [0.0, 0.0, 0.0, 0.0, 0.0, 0.0, 0.0, 0.0, 0.0, 0.0, 0.0, 0.0, 0.0, 0.0, 0.0, 0.0, 0.0, 0.0, 0.0, 0.0, 0.0, 0.0, 0.0, 0.0, 0.0, 0.0, 0.0, 0.0, 0.0, 0.0], [0.0, 0.0, 0.0, 0.0, 0.0, 0.0, 0.0, 0.0, 0.0, 0.0, 0.0, 0.0, 0.0, 0.0, 0.0, 0.0, 0.0, 0.0, 0.0, 0.0, 0.0, 0.0, 0.0, 0.0, 0.0, 0.0, 0.0, 0.0, 0.0, 0.0], [0.0, 0.0, 0.0, 0.0, 0.0, 0.0, 0.0, 0.0, 0.0, 0.0, 0.0, 0.0, 0.0, 0.0, 0.0, 0.0, 0.0, 0.0, 0.0, 0.0, 0.0, 0.0, 0.0, 0.0, 0.0, 0.0, 0.0, 0.0, 0.0, 0.0], [0.0, 0.0, 0.0, 0.0, 0.0, 0.0, 0.0, 0.0, 0.0, 0.0, 0.0, 0.0, 0.0, 0.0, 0.0, 0.0, 0.0, 0.0, 0.0, 0.0, 0.0, 0.0, 0.0, 0.0, 0.0, 0.0, 0.0, 0.0, 0.0, 0.0], [0.0, 0.0, 0.0, 0.0, 0.0, 0.0, 0.0, 0.0, 0.0, 0.0, 0.0, 0.0, 0.0, 0.0, 0.0, 0.0, 0.0, 0.0, 0.0, 0.0, 0.0, 0.0, 0.0, 0.0, 0.0, 0.0, 0.0, 0.0, 0.0, 0.0], [0.0, 0.0, 0.0, 0.0, 0.0, 0.0, 0.0, 0.0, 0.0, 0.0, 0.0, 0.0, 0.0, 0.0, 0.0, 0.0, 0.0, 0.0, 0.0, 0.0, 0.0, 0.0, 0.0, 0.0, 0.0, 0.0, 0.0, 0.0, 0.0, 0.0]] | 2D array of the non-dimensional start point defined along the outer profile of a layer. The TE suction side is 0, the TE pressure side is 1. The first dimension represents each layer, the second dimension represents each entry along blade span.
rotorse.split.layer_end_nd | intermediate |  | [[1.0, 1.0, 1.0, 1.0, 1.0, 1.0, 1.0, 1.0, 1.0, 1.0, 1.0, 1.0, 1.0, 1.0, 1.0, 1.0, 1.0, 1.0, 1.0, 1.0, 1.0, 1.0, 1.0, 1.0, 1.0, 1.0, 1.0, 1.0, 1.0, 1.0], [1.0, 1.0, 1.0, 1.0, 1.0, 1.0, 1.0, 1.0, 1.0, 1.0, 1.0, 1.0, 1.0, 1.0, 1.0, 1.0, 1.0, 1.0, 1.0, 1.0, 1.0, 1.0, 1.0, 1.0, 1.0, 1.0, 1.0, 1.0, 1.0, 1.0], [0.2227298550100273, 0.22632952483204768, 0.22948212437581095, 0.3008019256052278, 0.3113824225094479, 0.3227278371803193, 0.3302845928426913, 0.33580146990087323, 0.3384231564347329, 0.3378333828562191, 0.33690304992777587, 0.33920465144286516, 0.3419282801246595, 0.35209392270927103, 0.3582741241440523, 0.3669720849566914, 0.375518605818145, 0.3827751215054574, 0.38964943920179285, 0.3957804603142563, 0.4027958816390277, 0.40631466334865907, 0.4113402530067285, 0.41753853299536126, 0.4199313238915094, 0.42260813183400925, 0.4260419733187715, 0.43129105098389503, 0.4334057871588144, 0.4103707396957903], [0.7227392621862161, 0.7268668663967799, 0.7369226778555882, 0.6839278290351037, 0.6946675395241197, 0.703256277156329, 0.7118880388490143, 0.7198002059089803, 0.7248597417304606, 0.7274373332553017, 0.729618898787973, 0.7291235750251559, 0.7282111052564589, 0.7216407753534636, 0.7201935925549754, 0.7182021148484563, 0.7169969256580416, 0.7174212106541346, 0.7190506018361553, 0.7227079057480397, 0.7310287783848622, 0.7373599737099304, 0.7490399105608683, 0.7619290398402178, 0.7743882790965585, 0.7904088076784185, 0.812991661514389, 0.847166181144916, 0.8949495168862853, 0.9165940867141491], [0.19443410767975144, 0.1978961908795244, 0.19958140163058266, 0.20542464311933956, 0.21272282382163815, 0.22201710404838199, 0.22991051269542517, 0.23619816233798707, 0.24018570672054076, 0.2417677397265339, 0.24321801739271495, 0.24714692440054453, 0.2514718654064332, 0.2614718519611263, 0.2671562341675582, 0.27388979239580685, 0.28019576532759827, 0.28503635054090354, 0.28909800028747185, 0.31451629488106314, 0.4370829868619208, 0.320758032488366, 0.2930567897903598, 0.2921064449099263, 0.2910646146603808, 0.28898448525609133, 0.2852726377942026, 0.2791943981779224, 0.26861132553798667, 0.24523262565655413], [0.6944435148559402, 0.6984335324442567, 0.7070219551103599, 0.7160785943181758, 0.727041866331137, 0.7349028098288584, 0.7412705651127219, 0.7467993398914506, 0.7491285127869466, 0.7488060015796503, 0.7479347564119759, 0.7444243939444215, 0.7404243118117376, 0.7307665445111873, 0.7260795036816726, 0.7205897255336017, 0.7154694307822183, 0.7115076478297959, 0.708132452123774, 0.7286353899781988, 0.8487365625252937, 0.732798620492095, 0.7076220245693976, 0.7099371856243094, 0.712085852509696, 0.7147034419752497, 0.7185162292704639, 0.7243480575863829, 0.7343491554404629, 0.7567206858747599], [0.5109427148761995, 0.5109315780434064, 0.5110923195372874, 0.5115139368012026, 0.5127486086526316, 0.5131460934915146, 0.5131065827132474, 0.5139515909632981, 0.5146796797545375, 0.5150790456134902, 0.515622345579818, 0.516273111276618, 0.5168142049704297, 0.5175575547660904, 0.5182280882826983, 0.5190603729151136, 0.5199539060083804, 0.5209445305276691, 0.5221180426956284, 0.5235335658948336, 0.5258216716206937, 0.5273093526045379, 0.5298251643878843, 0.5330886569456504, 0.5373961725885538, 0.5431032487752457, 0.5460130356861798, 0.5447154157497146, 0.5433496873716276, 0.5417782450793086], [0.04074587615559723, 0.04104707172721142, 0.04343079978744407, 0.04611343694929892, 0.049436627243651, 0.05219928235168118, 0.054414598980066245, 0.05602712502946415, 0.057431322946311716, 0.05810475164684571, 0.058348019511827165, 0.05906710685760906, 0.059877808740312816, 0.06224914941160448, 0.06511349612270725, 0.06952396922644637, 0.07480995618097841, 0.07512291587415915, 0.07497596233115852, 0.07492002271970176, 0.07503120926436799, 0.07514176968823938, 0.07529578578205315, 0.0752114920679173, 0.06994390831126364, 0.06972474615696847, 0.06954860703441507, 0.06934637660255885, 0.0691873459526418, 0.06887597268790605], [1.0, 1.0, 1.0, 1.0, 1.0, 1.0, 1.0, 1.0, 1.0, 1.0, 1.0, 1.0, 1.0, 1.0, 1.0, 1.0, 1.0, 1.0, 1.0, 1.0, 1.0, 1.0, 1.0, 1.0, 1.0, 1.0, 1.0, 1.0, 1.0, 1.0], [0.1661383603494756, 0.1694628569270011, 0.16968067888535437, 0.2375949530027449, 0.24398990006773233, 0.2519311500881011, 0.2576652264500764, 0.26174661649555087, 0.26334339770109555, 0.2621083664556708, 0.26061866422837776, 0.2616314995326834, 0.2629598544862647, 0.26995748937711933, 0.2725208985317948, 0.2758827050334076, 0.2783864708757078, 0.2789155644341235, 0.27802615853755763, 0.2750634045725415, 0.26774667347125214, 0.26207131421706575, 0.25166728116937254, 0.23859669313117138, 0.227875469260909, 0.21289914882504438, 0.19074835516998262, 0.15633559281281478, 0.10381686391715891, 0.08009451161731798], [0.4890559543162311, 0.4889383942311296, 0.48796411049385335, 0.48706864014719237, 0.4866845505982981, 0.4857654747585992, 0.48502104276090363, 0.48531087640878967, 0.4856425830643033, 0.48579239552057807, 0.4861193594105758, 0.4862716947753552, 0.4862731663547805, 0.4857912891748808, 0.4850630282771577, 0.48383155522978366, 0.48238805281939284, 0.48077684683033073, 0.4789477388987355, 0.47684624458672537, 0.47359139036180653, 0.47152323732789425, 0.46807164252978684, 0.46388290037817503, 0.4585452152866592, 0.45118660428881174, 0.4459587735889037, 0.44467842990449175, 0.4432423328295308, 0.44179699440331593], [0.6661477675256644, 0.6700001984917334, 0.6771212323651317, 0.6207208564326209, 0.6272750170824042, 0.6324595900641107, 0.6392686724563994, 0.645745352503658, 0.6497799829968233, 0.6517123168547534, 0.6533345130885748, 0.651550423114974, 0.6492426796180643, 0.6395043420213119, 0.6344403669427179, 0.6271127349251724, 0.6198647907156044, 0.6135616535828007, 0.6074273211719201, 0.6019908500063249, 0.5959795702170866, 0.5931166245783371, 0.5893669387235123, 0.5862305208235664, 0.5844476893192411, 0.5818881458651411, 0.5782695778866841, 0.5727057328003304, 0.5737487939946404, 0.5968472850353708], [0.9592541238444028, 0.9589529282727886, 0.956569200212556, 0.9538865630507011, 0.950563372756349, 0.9478007176483189, 0.9455854010199337, 0.9439728749705358, 0.9425686770536883, 0.9418952483531543, 0.9416519804881729, 0.9409328931423909, 0.9401221912596872, 0.9377508505883955, 0.9348865038772928, 0.9304760307735537, 0.9251900438190216, 0.9248770841258409, 0.9250240376688414, 0.9250799772802982, 0.924968790735632, 0.9248582303117606, 0.9247042142179469, 0.9247885079320827, 0.9300560916887364, 0.9302752538430316, 0.9304513929655849, 0.9306536233974412, 0.9308126540473582, 0.931124027312094], [1.0, 1.0, 1.0, 1.0, 1.0, 1.0, 1.0, 1.0, 1.0, 1.0, 1.0, 1.0, 1.0, 1.0, 1.0, 0.95, 0.95, 0.95, 0.95, 0.95, 0.95, 0.95, 0.95, 0.95, 0.95, 0.95, 0.95, 0.95, 0.95, 0.95], [0.0, 0.0, 0.0, 0.0, 0.0, 0.0, 0.0, 0.0, 0.0, 0.0, 0.0, 0.0, 0.0, 0.0, 0.0, 0.0, 0.0, 0.0, 0.0, 0.0, 0.0, 0.0, 0.0, 0.0, 0.0, 0.0, 0.0, 0.0, 0.0, 0.0], [0.0, 0.0, 0.0, 0.0, 0.0, 0.0, 0.0, 0.0, 0.0, 0.0, 0.0, 0.0, 0.0, 0.0, 0.0, 0.0, 0.0, 0.0, 0.0, 0.0, 0.0, 0.0, 0.0, 0.0, 0.0, 0.0, 0.0, 0.0, 0.0, 0.0], [0.0, 0.0, 0.0, 0.0, 0.0, 0.0, 0.0, 0.0, 0.0, 0.0, 0.0, 0.0, 0.0, 0.0, 0.0, 0.0, 0.0, 0.0, 0.0, 0.0, 0.0, 0.0, 0.0, 0.0, 0.0, 0.0, 0.0, 0.0, 0.0, 0.0], [0.0, 0.0, 0.0, 0.0, 0.0, 0.0, 0.0, 0.0, 0.0, 0.0, 0.0, 0.0, 0.0, 0.0, 0.0, 0.0, 0.0, 0.0, 0.0, 0.0, 0.0, 0.0, 0.0, 0.0, 0.0, 0.0, 0.0, 0.0, 0.0, 0.0], [0.0, 0.0, 0.0, 0.0, 0.0, 0.0, 0.0, 0.0, 0.0, 0.0, 0.0, 0.0, 0.0, 0.0, 0.0, 0.0, 0.0, 0.0, 0.0, 0.0, 0.0, 0.0, 0.0, 0.0, 0.0, 0.0, 0.0, 0.0, 0.0, 0.0], [0.0, 0.0, 0.0, 0.0, 0.0, 0.0, 0.0, 0.0, 0.0, 0.0, 0.0, 0.0, 0.0, 0.0, 0.0, 0.0, 0.0, 0.0, 0.0, 0.0, 0.0, 0.0, 0.0, 0.0, 0.0, 0.0, 0.0, 0.0, 0.0, 0.0]] | 2D array of the non-dimensional end point defined along the outer profile of a layer. The TE suction side is 0, the TE pressure side is 1. The first dimension represents each layer, the second dimension represents each entry along blade span.
rotorse.stall_check.aoa_along_span | intermediate | deg | [47.921556490870806, 38.02399183917876, 25.713198938868178, 18.327113599304468, 13.740249254118492, 10.870109174682668, 9.866124048776275, 9.040411342333389, 8.030618135243271, 6.777121603878138, 5.691785496281289, 4.813643535294212, 4.114666905630764, 3.648684620647626, 3.459867102689341, 3.5098449945826435, 3.634684613011988, 3.7421896666538315, 3.853491761776271, 4.000944199832261, 4.300106674440406, 4.547723542559533, 5.1026544067393464, 5.837082960421782, 6.619238417591553, 7.337285209429743, 7.959541099050438, 8.500675755027348, 8.889926388565641, 9.004973345774957] | Angle of attack along blade span
rotorse.total_bc.joint_cost | intermediate | USD | 20391.0268 | Total blade joint cost
rotorse.total_bc.inner_blade_cost | intermediate | USD | 498224.2066 | Total cost (variable and fixed) for the blade inner portion.
rotorse.total_bc.outer_blade_cost | intermediate | USD | 64642.6689 | Total cost (variable and fixed) for the blade outer portion.
financese.plant_aep | output | USD/kW/h | 2487473285.6323
financese.capacity_factor | output |  | 0.47326 | Capacity factor of the wind farm
financese.lcoe | output | USD/kW/h | 0.036447 | Levelized cost of energy: LCOE is the cost that, if assigned to every unit of electricity by an asset over an evaluation period, will equal the total costs during that same period when discounted to the base year.
financese.lvoe | output | USD/kW/h | 0.068945 | Levelized value of energy: LVOE is the discounted sum of total value divided by the discounted sum of electrical energy generated.
financese.value_factor | output |  | 0.97106 | Value factor is the LVOE divided by a benchmark price.
financese.nvoc | output | USD/kW/year | 134.731 | Net value of capacity: NVOC is the difference in an asset’s total annualized value and annualized cost, divided by the installed capacity of the asset. NVOC ≥ 0 for economic viability.
financese.nvoe | output | USD/kW/h | 0.032498 | Net value of energy: NVOE is the difference between LVOE and LCOE. NVOE ≥ 0 for economic viability.
financese.slcoe | output | USD/kW/h | 0.038502 | System LCOE: SLCOE is the negative of NVOE but further adjusted by a benchmark price. System LCOE ≤ benchmark price for economic viability.
financese.bcr | output |  | 1.8917 | Benefit cost ratio: BCR is the discounted sum of total value divided by the discounted sum of total cost. A higher BCR is more competitive. BCR ≥ 1 for economic viability
financese.cbr | output |  | 0.52864 | Cost benefit ratio: CBR is the inverse of BCR. CBR ≤ 1 for economic viability. A lower CBR is more competitive.
financese.roi | output |  | 0.89166 | Return on investment: ROI can also be expressed as BCR – 1. A higher ROI is more competitive. ROI ≥ 0 for economic viability.
financese.pm | output |  | 0.47136 | Profit margin: PM can also be expressed as 1 - CBR. A higher PM is more competitive. PM ≥ 0 for economic viability.
financese.plcoe | output | USD/kW/h | 0.037533 | Profitability adjusted PLCOE is the product of a benchmark price and CBR, which is equal to LCOE divided by value factor. A lower PLCOE is more competitive. PLCOE ≤ benchmark price for economic viability.
landbosse.bos_capex | output | USD | 206051735.9483 | Total BOS CAPEX not including commissioning or decommissioning.
landbosse.bos_capex_kW | output | USD/kW | 343.4196 | Total BOS CAPEX per kW not including commissioning or decommissioning.
landbosse.total_capex | output | USD | 267251735.9483 | Total BOS CAPEX including commissioning and decommissioning.
landbosse.total_capex_kW | output | USD/kW | 445.4196 | Total BOS CAPEX per kW including commissioning and decommissioning.
landbosse.installation_capex | output | USD | 48918151.1497 | Total foundation and erection installation cost.
landbosse.installation_capex_kW | output | USD | 81.5303 | Total foundation and erection installation cost per kW.
landbosse.installation_time_months | output |  | 11.5 | Total balance of system installation time (months).
landbosse.landbosse_costs_by_module_type_operation | output | n/a | [{'Module': 'FoundationCost', 'Type of cost': 'Equipment rental', 'Cost / kW': 1.320473592466838, 'Cost / project': 792284.155321646, 'Cost / turbine': 6602.367961013717, 'Number of turbines': 120, 'Rotor diameter (m)': 205.9925356168168, 'Turbine rating (MW)': 4.999999999, 'Project ID with serial': 'WISDEM'}, {'Module': 'FoundationCost', 'Type of cost': 'Labor', 'Cost / kW': 14.070804686269637, 'Cost / project': 8442482.810073286, 'Cost / turbine': 70354.02341727739, 'Number of turbines': 120, 'Rotor diameter (m)': 205.9925356168168, 'Turbine rating (MW)': 4.999999999, 'Project ID with serial': 'WISDEM'}, {'Module': 'FoundationCost', 'Type of cost': 'Materials', 'Cost / kW': 24.43744767643968, 'Cost / project': 14662468.602931315, 'Cost / turbine': 122187.23835776096, 'Number of turbines': 120, 'Rotor diameter (m)': 205.9925356168168, 'Turbine rating (MW)': 4.999999999, 'Project ID with serial': 'WISDEM'}, {'Module': 'FoundationCost', 'Type of cost': 'Mobilization', 'Cost / kW': 1.991436297758808, 'Cost / project': 1194861.7784163125, 'Cost / turbine': 9957.181486802605, 'Number of turbines': 120, 'Rotor diameter (m)': 205.9925356168168, 'Turbine rating (MW)': 4.999999999, 'Project ID with serial': 'WISDEM'}, {'Module': 'SitePreparationCost', 'Type of cost': 'Materials', 'Cost / kW': 5.476390058343316, 'Cost / project': 3285834.034348823, 'Cost / turbine': 27381.950286240193, 'Number of turbines': 120, 'Rotor diameter (m)': 205.9925356168168, 'Turbine rating (MW)': 4.999999999, 'Project ID with serial': 'WISDEM'}, {'Module': 'SitePreparationCost', 'Type of cost': 'Equipment rental', 'Cost / kW': 3.0248295991223335, 'Cost / project': 1814897.7591104205, 'Cost / turbine': 15124.147992586837, 'Number of turbines': 120, 'Rotor diameter (m)': 205.9925356168168, 'Turbine rating (MW)': 4.999999999, 'Project ID with serial': 'WISDEM'}, {'Module': 'SitePreparationCost', 'Type of cost': 'Labor', 'Cost / kW': 3.2720801350693205, 'Cost / project': 1963248.0806489426, 'Cost / turbine': 16360.400672074522, 'Number of turbines': 120, 'Rotor diameter (m)': 205.9925356168168, 'Turbine rating (MW)': 4.999999999, 'Project ID with serial': 'WISDEM'}, {'Module': 'SitePreparationCost', 'Type of cost': 'Other', 'Cost / kW': 2.8645802011790633, 'Cost / project': 1718748.1203636883, 'Cost / turbine': 14322.901003030736, 'Number of turbines': 120, 'Rotor diameter (m)': 205.9925356168168, 'Turbine rating (MW)': 4.999999999, 'Project ID with serial': 'WISDEM'}, {'Module': 'SitePreparationCost', 'Type of cost': 'Mobilization', 'Cost / kW': 0.38863571383310763, 'Cost / project': 233181.4282532283, 'Cost / turbine': 1943.1785687769027, 'Number of turbines': 120, 'Rotor diameter (m)': 205.9925356168168, 'Turbine rating (MW)': 4.999999999, 'Project ID with serial': 'WISDEM'}, {'Module': 'SubstationCost', 'Type of cost': 'Other', 'Cost / kW': 16.91159900184317, 'Cost / project': 10146959.399076512, 'Cost / turbine': 84557.99499230427, 'Number of turbines': 120, 'Rotor diameter (m)': 205.9925356168168, 'Turbine rating (MW)': 4.999999999, 'Project ID with serial': 'WISDEM'}, {'Module': 'TransportCost', 'Type of cost': 'Other', 'Cost / kW': 116.6444756219515, 'Cost / project': 69986685.35917357, 'Cost / turbine': 583222.377993113, 'Number of turbines': 120, 'Rotor diameter (m)': 205.9925356168168, 'Turbine rating (MW)': 4.999999999, 'Project ID with serial': 'WISDEM'}, {'Module': 'GridConnectionCost', 'Type of cost': 'Other', 'Cost / kW': 6.794429689558114, 'Cost / project': 4076657.812919537, 'Cost / turbine': 33972.14844099614, 'Number of turbines': 120, 'Rotor diameter (m)': 205.9925356168168, 'Turbine rating (MW)': 4.999999999, 'Project ID with serial': 'WISDEM'}, {'Module': 'CollectionCost', 'Type of cost': 'Equipment rental', 'Cost / kW': 4.499516471671635, 'Cost / project': 2699709.882463039, 'Cost / turbine': 22497.58235385866, 'Number of turbines': 120, 'Rotor diameter (m)': 205.9925356168168, 'Turbine rating (MW)': 4.999999999, 'Project ID with serial': 'WISDEM'}, {'Module': 'CollectionCost', 'Type of cost': 'Labor', 'Cost / kW': 8.39677460070064, 'Cost / project': 5038064.759412771, 'Cost / turbine': 41983.87299510642, 'Number of turbines': 120, 'Rotor diameter (m)': 205.9925356168168, 'Turbine rating (MW)': 4.999999999, 'Project ID with serial': 'WISDEM'}, {'Module': 'CollectionCost', 'Type of cost': 'Materials', 'Cost / kW': 31.878686660714035, 'Cost / project': 19127211.992602978, 'Cost / turbine': 159393.4332716915, 'Number of turbines': 120, 'Rotor diameter (m)': 205.9925356168168, 'Turbine rating (MW)': 4.999999999, 'Project ID with serial': 'WISDEM'}, {'Module': 'CollectionCost', 'Type of cost': 'Mobilization', 'Cost / kW': 2.238748886654316, 'Cost / project': 1343249.3317239396, 'Cost / turbine': 11193.74443103283, 'Number of turbines': 120, 'Rotor diameter (m)': 205.9925356168168, 'Turbine rating (MW)': 4.999999999, 'Project ID with serial': 'WISDEM'}, {'Module': 'DevelopmentCost', 'Type of cost': 'Equipment rental', 'Cost / kW': 0.0, 'Cost / project': 0.0, 'Cost / turbine': 0.0, 'Number of turbines': 120, 'Rotor diameter (m)': 205.9925356168168, 'Turbine rating (MW)': 4.999999999, 'Project ID with serial': 'WISDEM'}, {'Module': 'DevelopmentCost', 'Type of cost': 'Labor', 'Cost / kW': 1.6666666669999999, 'Cost / project': 1000000.0, 'Cost / turbine': 8333.333333333334, 'Number of turbines': 120, 'Rotor diameter (m)': 205.9925356168168, 'Turbine rating (MW)': 4.999999999, 'Project ID with serial': 'WISDEM'}, {'Module': 'DevelopmentCost', 'Type of cost': 'Materials', 'Cost / kW': 0.0, 'Cost / project': 0.0, 'Cost / turbine': 0.0, 'Number of turbines': 120, 'Rotor diameter (m)': 205.9925356168168, 'Turbine rating (MW)': 4.999999999, 'Project ID with serial': 'WISDEM'}, {'Module': 'DevelopmentCost', 'Type of cost': 'Mobilization', 'Cost / kW': 0.0, 'Cost / project': 0.0, 'Cost / turbine': 0.0, 'Number of turbines': 120, 'Rotor diameter (m)': 205.9925356168168, 'Turbine rating (MW)': 4.999999999, 'Project ID with serial': 'WISDEM'}, {'Module': 'DevelopmentCost', 'Type of cost': 'Other', 'Cost / kW': 0.0, 'Cost / project': 0.0, 'Cost / turbine': 0.0, 'Number of turbines': 120, 'Rotor diameter (m)': 205.9925356168168, 'Turbine rating (MW)': 4.999999999, 'Project ID with serial': 'WISDEM'}, {'Module': 'ErectionCost', 'Type of cost': 'Equipment rental', 'Cost / kW': 8.187916328120318, 'Cost / project': 4912749.795889641, 'Cost / turbine': 40939.581632413676, 'Number of turbines': 120, 'Rotor diameter (m)': 205.9925356168168, 'Turbine rating (MW)': 4.999999999, 'Project ID with serial': 'WISDEM'}, {'Module': 'ErectionCost', 'Type of cost': 'Fuel', 'Cost / kW': 0.2492525000498505, 'Cost / project': 149551.5, 'Cost / turbine': 1246.2625, 'Number of turbines': 120, 'Rotor diameter (m)': 205.9925356168168, 'Turbine rating (MW)': 4.999999999, 'Project ID with serial': 'WISDEM'}, {'Module': 'ErectionCost', 'Type of cost': 'Labor', 'Cost / kW': 25.722061279409395, 'Cost / project': 15433236.76455899, 'Cost / turbine': 128610.30637132491, 'Number of turbines': 120, 'Rotor diameter (m)': 205.9925356168168, 'Turbine rating (MW)': 4.999999999, 'Project ID with serial': 'WISDEM'}, {'Module': 'ErectionCost', 'Type of cost': 'Mobilization', 'Cost / kW': 5.550856667776838, 'Cost / project': 3330514.0, 'Cost / turbine': 27754.283333333333, 'Number of turbines': 120, 'Rotor diameter (m)': 205.9925356168168, 'Turbine rating (MW)': 4.999999999, 'Project ID with serial': 'WISDEM'}, {'Module': 'ErectionCost', 'Type of cost': 'Other', 'Cost / kW': 0.0, 'Cost / project': 0.0, 'Cost / turbine': 0.0, 'Number of turbines': 120, 'Rotor diameter (m)': 205.9925356168168, 'Turbine rating (MW)': 4.999999999, 'Project ID with serial': 'WISDEM'}, {'Module': 'ErectionCost', 'Type of cost': 'Materials', 'Cost / kW': 0.0, 'Cost / project': 0.0, 'Cost / turbine': 0.0, 'Number of turbines': 120, 'Rotor diameter (m)': 205.9925356168168, 'Turbine rating (MW)': 4.999999999, 'Project ID with serial': 'WISDEM'}, {'Module': 'ManagementCost', 'Type of cost': 'insurance', 'Cost / kW': 1.5992909090812188, 'Cost / project': 959574.5452568164, 'Cost / turbine': 7996.4545438068035, 'Number of turbines': 120, 'Rotor diameter (m)': 205.9925356168168, 'Turbine rating (MW)': 4.999999999, 'Project ID with serial': 'WISDEM'}, {'Module': 'ManagementCost', 'Type of cost': 'Construction Permitting', 'Cost / kW': 1.1697365784586995, 'Cost / project': 701841.9469348514, 'Cost / turbine': 5848.682891123762, 'Number of turbines': 120, 'Rotor diameter (m)': 205.9925356168168, 'Turbine rating (MW)': 4.999999999, 'Project ID with serial': 'WISDEM'}, {'Module': 'ManagementCost', 'Type of cost': 'Project Management', 'Cost / kW': 3.982776508921555, 'Cost / project': 2389665.904875, 'Cost / turbine': 19913.882540625, 'Number of turbines': 120, 'Rotor diameter (m)': 205.9925356168168, 'Turbine rating (MW)': 4.999999999, 'Project ID with serial': 'WISDEM'}, {'Module': 'ManagementCost', 'Type of cost': 'Bonding', 'Cost / kW': 2.8558766233593196, 'Cost / project': 1713525.9736728866, 'Cost / turbine': 14279.383113940721, 'Number of turbines': 120, 'Rotor diameter (m)': 205.9925356168168, 'Turbine rating (MW)': 4.999999999, 'Project ID with serial': 'WISDEM'}, {'Module': 'ManagementCost', 'Type of cost': 'Markup Contingency', 'Cost / kW': 37.18351363613833, 'Cost / project': 22310108.177220978, 'Cost / turbine': 185917.56814350814, 'Number of turbines': 120, 'Rotor diameter (m)': 205.9925356168168, 'Turbine rating (MW)': 4.999999999, 'Project ID with serial': 'WISDEM'}, {'Module': 'ManagementCost', 'Type of cost': 'Engineering Foundation and Collections System (includes met mast)', 'Cost / kW': 7.80445000156089, 'Cost / project': 4682670.0, 'Cost / turbine': 39022.25, 'Number of turbines': 120, 'Rotor diameter (m)': 205.9925356168168, 'Turbine rating (MW)': 4.999999999, 'Project ID with serial': 'WISDEM'}, {'Module': 'ManagementCost', 'Type of cost': 'Site Facility', 'Cost / kW': 3.2362500006352497, 'Cost / project': 1941749.9999928, 'Cost / turbine': 16181.249999939999, 'Number of turbines': 120, 'Rotor diameter (m)': 205.9925356168168, 'Turbine rating (MW)': 4.999999999, 'Project ID with serial': 'WISDEM'}] | The costs by module, type and operation
landbosse.landbosse_details_by_module | output | n/a | [{'unit': '', 'type': 'variable', 'variable_df_key_col_name': 'wind_multiplier', 'value': 1.0, 'project_id_with_serial': 'WISDEM', 'module': 'FoundationCost'}, {'unit': 'kN', 'type': 'variable', 'variable_df_key_col_name': 'F_dead', 'value': 9951.623108279022, 'project_id_with_serial': 'WISDEM', 'module': 'FoundationCost'}, {'unit': 'kN', 'type': 'variable', 'variable_df_key_col_name': 'F_horiz', 'value': 1413.4618976097315, 'project_id_with_serial': 'WISDEM', 'module': 'FoundationCost'}, {'unit': 'kN_m', 'type': 'variable', 'variable_df_key_col_name': 'M_tot_kN', 'value': 152122.73662300923, 'project_id_with_serial': 'WISDEM', 'module': 'FoundationCost'}, {'unit': 'm', 'type': 'variable', 'variable_df_key_col_name': 'Radius_o', 'value': 9.707855519675393, 'project_id_with_serial': 'WISDEM', 'module': 'FoundationCost'}, {'unit': 'm', 'type': 'variable', 'variable_df_key_col_name': 'Radius_g', 'value': 0.0, 'project_id_with_serial': 'WISDEM', 'module': 'FoundationCost'}, {'unit': 'm', 'type': 'variable', 'variable_df_key_col_name': 'Radius_b', 'value': 10.905924567990773, 'project_id_with_serial': 'WISDEM', 'module': 'FoundationCost'}, {'unit': 'm', 'type': 'variable', 'variable_df_key_col_name': 'Radius', 'value': 10.905924567990773, 'project_id_with_serial': 'WISDEM', 'module': 'FoundationCost'}, {'unit': 'short_ton', 'type': 'variable', 'variable_df_key_col_name': 'steel_mass_short_ton_per_turbine', 'value': 45.19046674788953, 'project_id_with_serial': 'WISDEM', 'module': 'FoundationCost'}, {'unit': 'm^3', 'type': 'variable', 'variable_df_key_col_name': 'foundation_volume_concrete_m3_per_turbine', 'value': 396.8253139084082, 'project_id_with_serial': 'WISDEM', 'module': 'FoundationCost'}, {'unit': '', 'type': 'dataframe', 'variable_df_key_col_name': 'operation_data: Operation ID-Number of days-Number of crews-Number of workers', 'value': 'Backfill-93-2.0-1.0', 'project_id_with_serial': 'WISDEM', 'module': 'FoundationCost'}, {'unit': '', 'type': 'dataframe', 'variable_df_key_col_name': 'operation_data: Operation ID-Number of days-Number of crews-Number of workers', 'value': 'Concrete placement-307-4.0-3.0', 'project_id_with_serial': 'WISDEM', 'module': 'FoundationCost'}, {'unit': '', 'type': 'dataframe', 'variable_df_key_col_name': 'operation_data: Operation ID-Number of days-Number of crews-Number of workers', 'value': 'Excavation-152-2.0-nan', 'project_id_with_serial': 'WISDEM', 'module': 'FoundationCost'}, {'unit': '', 'type': 'dataframe', 'variable_df_key_col_name': 'operation_data: Operation ID-Number of days-Number of crews-Number of workers', 'value': 'Rebar installation-4339-49.0-1.0', 'project_id_with_serial': 'WISDEM', 'module': 'FoundationCost'}, {'unit': 'ton (short)', 'type': 'dataframe', 'variable_df_key_col_name': 'material_needs_per_turbine: Material type ID-Quantity of material', 'value': '0-Steel - rebar-4.52e+01', 'project_id_with_serial': 'WISDEM', 'module': 'FoundationCost'}, {'unit': 'cubic yards', 'type': 'dataframe', 'variable_df_key_col_name': 'material_needs_per_turbine: Material type ID-Quantity of material', 'value': '1-Concrete 5000 psi-5.11e+02', 'project_id_with_serial': 'WISDEM', 'module': 'FoundationCost'}, {'unit': 'cubic_yards', 'type': 'dataframe', 'variable_df_key_col_name': 'material_needs_per_turbine: Material type ID-Quantity of material', 'value': '2-Excavated dirt-1.26e+03', 'project_id_with_serial': 'WISDEM', 'module': 'FoundationCost'}, {'unit': 'cubic_yards', 'type': 'dataframe', 'variable_df_key_col_name': 'material_needs_per_turbine: Material type ID-Quantity of material', 'value': '3-Backfill-1.26e+03', 'project_id_with_serial': 'WISDEM', 'module': 'FoundationCost'}, {'unit': '', 'type': 'dataframe', 'variable_df_key_col_name': 'Type of Cost <--> Phase of Construction <--> Cost in USD ', 'value': 'Equipment rental <--> Foundation <--> 792285', 'last_number': 792284.155321646, 'project_id_with_serial': 'WISDEM', 'module': 'FoundationCost'}, {'unit': '', 'type': 'dataframe', 'variable_df_key_col_name': 'Type of Cost <--> Phase of Construction <--> Cost in USD ', 'value': 'Labor <--> Foundation <--> 8442483', 'last_number': 8442482.810073286, 'project_id_with_serial': 'WISDEM', 'module': 'FoundationCost'}, {'unit': '', 'type': 'dataframe', 'variable_df_key_col_name': 'Type of Cost <--> Phase of Construction <--> Cost in USD ', 'value': 'Materials <--> Foundation <--> 14662469', 'last_number': 14662468.602931315, 'project_id_with_serial': 'WISDEM', 'module': 'FoundationCost'}, {'unit': '', 'type': 'dataframe', 'variable_df_key_col_name': 'Type of Cost <--> Phase of Construction <--> Cost in USD ', 'value': 'Mobilization <--> Foundation <--> 1194862', 'last_number': 1194861.7784163125, 'project_id_with_serial': 'WISDEM', 'module': 'FoundationCost'}, {'unit': 'm^3', 'type': 'variable', 'variable_df_key_col_name': 'Total road volume', 'value': 226910.13860257008, 'project_id_with_serial': 'WISDEM', 'module': 'SitePreparationCost'}, {'unit': 'm', 'type': 'variable', 'variable_df_key_col_name': 'Depth to subgrade', 'value': 0.1, 'project_id_with_serial': 'WISDEM', 'module': 'SitePreparationCost'}, {'unit': 'ft', 'type': 'variable', 'variable_df_key_col_name': 'Crane path width', 'value': 13.7, 'project_id_with_serial': 'WISDEM', 'module': 'SitePreparationCost'}, {'unit': 'm', 'type': 'variable', 'variable_df_key_col_name': 'Road length', 'value': 176591.7821688084, 'project_id_with_serial': 'WISDEM', 'module': 'SitePreparationCost'}, {'unit': 'm', 'type': 'variable', 'variable_df_key_col_name': 'Road width', 'value': 6.0, 'project_id_with_serial': 'WISDEM', 'module': 'SitePreparationCost'}, {'unit': 'm', 'type': 'variable', 'variable_df_key_col_name': 'Road thickness', 'value': 0.2, 'project_id_with_serial': 'WISDEM', 'module': 'SitePreparationCost'}, {'unit': 'cubic yards', 'type': 'variable', 'variable_df_key_col_name': 'Material volume', 'value': 412534.0909414718, 'project_id_with_serial': 'WISDEM', 'module': 'SitePreparationCost'}, {'unit': 'cubic yards', 'type': 'variable', 'variable_df_key_col_name': 'Topsoil volume', 'value': 316433.31343813933, 'project_id_with_serial': 'WISDEM', 'module': 'SitePreparationCost'}, {'unit': 'cubic yards', 'type': 'variable', 'variable_df_key_col_name': 'Embankment volume crane', 'value': 316433.31343813933, 'project_id_with_serial': 'WISDEM', 'module': 'SitePreparationCost'}, {'unit': 'cubic yards', 'type': 'variable', 'variable_df_key_col_name': 'Embankment volume road', 'value': 277167.8657852315, 'project_id_with_serial': 'WISDEM', 'module': 'SitePreparationCost'}, {'unit': 'ft^2', 'type': 'variable', 'variable_df_key_col_name': 'Rough grading area', 'value': 114.0489770452102, 'project_id_with_serial': 'WISDEM', 'module': 'SitePreparationCost'}, {'unit': '', 'type': 'dataframe', 'variable_df_key_col_name': 'Type of Cost <--> Phase of Construction <--> Cost in USD ', 'value': 'Materials <--> Roads <--> 3285835', 'last_number': 3285834.034348823, 'project_id_with_serial': 'WISDEM', 'module': 'SitePreparationCost'}, {'unit': '', 'type': 'dataframe', 'variable_df_key_col_name': 'Type of Cost <--> Phase of Construction <--> Cost in USD ', 'value': 'Equipment rental <--> Roads <--> 1814898', 'last_number': 1814897.7591104205, 'project_id_with_serial': 'WISDEM', 'module': 'SitePreparationCost'}, {'unit': '', 'type': 'dataframe', 'variable_df_key_col_name': 'Type of Cost <--> Phase of Construction <--> Cost in USD ', 'value': 'Labor <--> Roads <--> 1963249', 'last_number': 1963248.0806489426, 'project_id_with_serial': 'WISDEM', 'module': 'SitePreparationCost'}, {'unit': '', 'type': 'dataframe', 'variable_df_key_col_name': 'Type of Cost <--> Phase of Construction <--> Cost in USD ', 'value': 'Other <--> Roads <--> 1718749', 'last_number': 1718748.1203636883, 'project_id_with_serial': 'WISDEM', 'module': 'SitePreparationCost'}, {'unit': '', 'type': 'dataframe', 'variable_df_key_col_name': 'Type of Cost <--> Phase of Construction <--> Cost in USD ', 'value': 'Mobilization <--> Roads <--> 233182', 'last_number': 233181.4282532283, 'project_id_with_serial': 'WISDEM', 'module': 'SitePreparationCost'}, {'unit': '', 'type': 'dataframe', 'variable_df_key_col_name': 'Type of Cost <--> Phase of Construction <--> Cost in USD ', 'value': 'Other <--> Substation <--> 10146960', 'last_number': 10146959.399076512, 'project_id_with_serial': 'WISDEM', 'module': 'SubstationCost'}, {'unit': '', 'type': 'dataframe', 'variable_df_key_col_name': 'Type of Cost <--> Phase of Construction <--> Cost in USD ', 'value': 'Other <--> Transport <--> 69986686.0', 'last_number': 69986685.35917357, 'project_id_with_serial': 'WISDEM', 'module': 'TransportCost'}, {'unit': '', 'type': 'dataframe', 'variable_df_key_col_name': 'Type of Cost <--> Phase of Construction <--> Cost in USD ', 'value': 'Other <--> Transmission and Distribution <--> 4076658', 'last_number': 4076657.812919537, 'project_id_with_serial': 'WISDEM', 'module': 'GridConnectionCost'}, {'unit': '', 'type': 'variable', 'variable_df_key_col_name': 'Total Number of Turbines', 'value': 120.0, 'project_id_with_serial': 'WISDEM', 'module': 'Collection Cost'}, {'unit': 'km', 'type': 'variable', 'variable_df_key_col_name': 'Total trench length', 'value': 388.65788542515514, 'project_id_with_serial': 'WISDEM', 'module': 'Collection Cost'}, {'unit': 'km', 'type': 'variable', 'variable_df_key_col_name': 'Total cable length', 'value': 388.65788542515514, 'project_id_with_serial': 'WISDEM', 'module': 'Collection Cost'}, {'unit': '', 'type': 'variable', 'variable_df_key_col_name': 'Number of Turbines Per String in Full String', 'value': 11.0, 'project_id_with_serial': 'WISDEM', 'module': 'Collection Cost'}, {'unit': '', 'type': 'variable', 'variable_df_key_col_name': 'Number of Full Strings', 'value': 10.0, 'project_id_with_serial': 'WISDEM', 'module': 'Collection Cost'}, {'unit': '', 'type': 'variable', 'variable_df_key_col_name': 'Number of Turbines in Partial String', 'value': 10.0, 'project_id_with_serial': 'WISDEM', 'module': 'Collection Cost'}, {'unit': '', 'type': 'variable', 'variable_df_key_col_name': 'Number of Partial Strings', 'value': 1.0, 'project_id_with_serial': 'WISDEM', 'module': 'Collection Cost'}, {'unit': '', 'type': 'variable', 'variable_df_key_col_name': 'Total number of strings full + partial', 'value': 11.0, 'project_id_with_serial': 'WISDEM', 'module': 'Collection Cost'}, {'unit': '', 'type': 'variable', 'variable_df_key_col_name': 'Trench Length to Substation (km)', 'value': 231.48558074952393, 'project_id_with_serial': 'WISDEM', 'module': 'Collection Cost'}, {'unit': '', 'type': 'variable', 'variable_df_key_col_name': 'Cable Length to Substation (km)', 'value': 231.48558074952393, 'project_id_with_serial': 'WISDEM', 'module': 'Collection Cost'}, {'unit': 'km', 'type': 'variable', 'variable_df_key_col_name': 'Array cable length for cable AWG 1/0', 'value': 2.883895498635435, 'project_id_with_serial': 'WISDEM', 'module': 'Collection Cost'}, {'unit': 'km', 'type': 'variable', 'variable_df_key_col_name': 'Total cable length for cable AWG 1/0', 'value': 31.722850484989788, 'project_id_with_serial': 'WISDEM', 'module': 'Collection Cost'}, {'unit': 'usd', 'type': 'variable', 'variable_df_key_col_name': 'Total cable cost for cable AWG 1/0', 'value': 624465.5607281455, 'project_id_with_serial': 'WISDEM', 'module': 'Collection Cost'}, {'unit': 'km', 'type': 'variable', 'variable_df_key_col_name': 'Array cable length for cable AWG 4/0', 'value': 2.883895498635435, 'project_id_with_serial': 'WISDEM', 'module': 'Collection Cost'}, {'unit': 'km', 'type': 'variable', 'variable_df_key_col_name': 'Total cable length for cable AWG 4/0', 'value': 31.722850484989788, 'project_id_with_serial': 'WISDEM', 'module': 'Collection Cost'}, {'unit': 'usd', 'type': 'variable', 'variable_df_key_col_name': 'Total cable cost for cable AWG 4/0', 'value': 936698.3410922182, 'project_id_with_serial': 'WISDEM', 'module': 'Collection Cost'}, {'unit': 'km', 'type': 'variable', 'variable_df_key_col_name': 'Array cable length for cable MCM 500', 'value': 2.883895498635435, 'project_id_with_serial': 'WISDEM', 'module': 'Collection Cost'}, {'unit': 'km', 'type': 'variable', 'variable_df_key_col_name': 'Total cable length for cable MCM 500', 'value': 31.722850484989788, 'project_id_with_serial': 'WISDEM', 'module': 'Collection Cost'}, {'unit': 'usd', 'type': 'variable', 'variable_df_key_col_name': 'Total cable cost for cable MCM 500', 'value': 1353008.714910982, 'project_id_with_serial': 'WISDEM', 'module': 'Collection Cost'}, {'unit': 'km', 'type': 'variable', 'variable_df_key_col_name': 'Array cable length for cable MCM1000', 'value': 4.325843247953152, 'project_id_with_serial': 'WISDEM', 'module': 'Collection Cost'}, {'unit': 'km', 'type': 'variable', 'variable_df_key_col_name': 'Total cable length for cable MCM1000', 'value': 47.58427572748467, 'project_id_with_serial': 'WISDEM', 'module': 'Collection Cost'}, {'unit': 'usd', 'type': 'variable', 'variable_df_key_col_name': 'Total cable cost for cable MCM1000', 'value': 2497862.242912581, 'project_id_with_serial': 'WISDEM', 'module': 'Collection Cost'}, {'unit': 'km', 'type': 'variable', 'variable_df_key_col_name': 'Array cable length for cable MCM1250', 'value': 1.4419477493177175, 'project_id_with_serial': 'WISDEM', 'module': 'Collection Cost'}, {'unit': 'km', 'type': 'variable', 'variable_df_key_col_name': 'Total cable length for cable MCM1250', 'value': 245.9050582427011, 'project_id_with_serial': 'WISDEM', 'module': 'Collection Cost'}, {'unit': 'usd', 'type': 'variable', 'variable_df_key_col_name': 'Total cable cost for cable MCM1250', 'value': 13715177.132959051, 'project_id_with_serial': 'WISDEM', 'module': 'Collection Cost'}, {'unit': '', 'type': 'list', 'variable_df_key_col_name': 'Number of turbines per cable type in full strings [AWG 1/0 , AWG 4/0 , MCM 500 , MCM1000 , MCM1250]', 'value': '[3.0, 2.0, 2.0, 3.0, 1.0]', 'project_id_with_serial': 'WISDEM', 'module': 'Collection Cost'}, {'unit': '', 'type': 'dataframe', 'variable_df_key_col_name': 'Labor type ID <--> Hourly rate USD per hour <--> Per diem USD per day <--> Operation <--> Crew type <--> Crew name <--> Number of workers <--> Per Diem Total <--> Hourly costs total <--> Crew total cost ', 'value': '0 <--> Construction manager <--> 112.2 <--> 149 <--> (50% burden) https://www.salary.com/tools/salary-calculator/construction-manager-ii-hourly; plus 20% for demanding specs, rigid inspec-tions, unreliable suppliers. <--> M0 <--> Management <--> Management - project size <--> 1 <--> 13410.0 <--> 100980.0 <--> 114390.0', 'project_id_with_serial': 'WISDEM', 'module': 'Collection Cost'}, {'unit': '', 'type': 'dataframe', 'variable_df_key_col_name': 'Labor type ID <--> Hourly rate USD per hour <--> Per diem USD per day <--> Operation <--> Crew type <--> Crew name <--> Number of workers <--> Per Diem Total <--> Hourly costs total <--> Crew total cost ', 'value': '1 <--> Logistics manager <--> 99.9 <--> 149 <--> (50 % burden) https://www.salary.com/research/salary/benchmark/logistics-manager-hourly-wages; plus 35% for demanding specs, rigid inspec-tions, unreliable suppliers. <--> M0 <--> Management <--> Management - project size <--> 1 <--> 13410.0 <--> 89910.0 <--> 103320.0', 'project_id_with_serial': 'WISDEM', 'module': 'Collection Cost'}, {'unit': '', 'type': 'dataframe', 'variable_df_key_col_name': 'Labor type ID <--> Hourly rate USD per hour <--> Per diem USD per day <--> Operation <--> Crew type <--> Crew name <--> Number of workers <--> Per Diem Total <--> Hourly costs total <--> Crew total cost ', 'value': '2 <--> Office admin <--> 44.56249999999999 <--> 149 <--> (35% burden) https://www.salary.com/tools/salary-calculator/administrative-assistant-ii-hourly ; 25% for work on a ladder or a scaffold, in a crawl space, in a congested area or remote from the material storage point; plus 20% for demanding specs, rigid inspec-tions, unreliable suppliers. <--> M0 <--> Management <--> Management - project size <--> 1 <--> 13410.0 <--> 40106.24999999999 <--> 53516.24999999999', 'project_id_with_serial': 'WISDEM', 'module': 'Collection Cost'}, {'unit': '', 'type': 'dataframe', 'variable_df_key_col_name': 'Labor type ID <--> Hourly rate USD per hour <--> Per diem USD per day <--> Operation <--> Crew type <--> Crew name <--> Number of workers <--> Per Diem Total <--> Hourly costs total <--> Crew total cost ', 'value': '3 <--> Project engineer <--> 93.5 <--> 149 <--> (50% burden) https://www.salary.com/tools/salary-calculator/project-engineer-iii-construction-hourly; plus 20% for demanding specs, rigid inspec-tions, unreliable suppliers. <--> M0 <--> Management <--> Management - project size <--> 1 <--> 13410.0 <--> 84150.0 <--> 97560.0', 'project_id_with_serial': 'WISDEM', 'module': 'Collection Cost'}, {'unit': '', 'type': 'dataframe', 'variable_df_key_col_name': 'Labor type ID <--> Hourly rate USD per hour <--> Per diem USD per day <--> Operation <--> Crew type <--> Crew name <--> Number of workers <--> Per Diem Total <--> Hourly costs total <--> Crew total cost ', 'value': '4 <--> Project manager <--> 119.0 <--> 149 <--> (50% burden) https://www.salary.com/tools/salary-calculator/project-manager-sr-construction-hourly?type=base; plus 20% for demanding specs, rigid inspec-tions, unreliable suppliers. <--> M0 <--> Management <--> Management - project size <--> 1 <--> 13410.0 <--> 107100.0 <--> 120510.0', 'project_id_with_serial': 'WISDEM', 'module': 'Collection Cost'}, {'unit': '', 'type': 'dataframe', 'variable_df_key_col_name': 'Labor type ID <--> Hourly rate USD per hour <--> Per diem USD per day <--> Operation <--> Crew type <--> Crew name <--> Number of workers <--> Per Diem Total <--> Hourly costs total <--> Crew total cost ', 'value': '5 <--> Safety or qc manager <--> 106.11764705882352 <--> 149 <--> (70% burden) https://www.salary.com/tools/salary-calculator/construction-site-safety-manager-hourly; plus 35% for demanding specs, rigid inspec-tions, unreliable suppliers. <--> M0 <--> Management <--> Management - project size <--> 1 <--> 13410.0 <--> 95505.88235294116 <--> 108915.88235294116', 'project_id_with_serial': 'WISDEM', 'module': 'Collection Cost'}, {'unit': '', 'type': 'dataframe', 'variable_df_key_col_name': 'Labor type ID <--> Hourly rate USD per hour <--> Per diem USD per day <--> Operation <--> Crew type <--> Crew name <--> Number of workers <--> Per Diem Total <--> Hourly costs total <--> Crew total cost ', 'value': '6 <--> Site manager <--> 112.2 <--> 149 <--> (50% burden) https://www.salary.com/tools/salary-calculator/construction-manager-ii-hourly; plus 20% for demanding specs, rigid inspec-tions, unreliable suppliers. <--> M0 <--> Management <--> Management - project size <--> 1 <--> 13410.0 <--> 100980.0 <--> 114390.0', 'project_id_with_serial': 'WISDEM', 'module': 'Collection Cost'}, {'unit': '', 'type': 'list', 'variable_df_key_col_name': 'Percent length of cable in partial string [AWG 1/0 , AWG 4/0 , MCM 500 , MCM1000 , MCM1250]', 'value': '[1. 1. 1. 1. 0.]', 'project_id_with_serial': 'WISDEM', 'module': 'Collection Cost'}, {'unit': '', 'type': 'dataframe', 'variable_df_key_col_name': 'Type of Cost <--> Phase of Construction <--> Cost in USD ', 'value': 'Equipment rental <--> Collection <--> 2699710', 'last_number': 2699709.882463039, 'project_id_with_serial': 'WISDEM', 'module': 'Collection Cost'}, {'unit': '', 'type': 'dataframe', 'variable_df_key_col_name': 'Type of Cost <--> Phase of Construction <--> Cost in USD ', 'value': 'Labor <--> Collection <--> 5038065', 'last_number': 5038064.759412771, 'project_id_with_serial': 'WISDEM', 'module': 'Collection Cost'}, {'unit': '', 'type': 'dataframe', 'variable_df_key_col_name': 'Type of Cost <--> Phase of Construction <--> Cost in USD ', 'value': 'Materials <--> Collection <--> 19127212', 'last_number': 19127211.992602978, 'project_id_with_serial': 'WISDEM', 'module': 'Collection Cost'}, {'unit': '', 'type': 'dataframe', 'variable_df_key_col_name': 'Type of Cost <--> Phase of Construction <--> Cost in USD ', 'value': 'Mobilization <--> Collection <--> 1343250', 'last_number': 1343249.3317239396, 'project_id_with_serial': 'WISDEM', 'module': 'Collection Cost'}, {'unit': '', 'type': 'dataframe', 'variable_df_key_col_name': 'Type of Cost - Phase of Construction - Cost in USD', 'value': 'Equipment rental - Development - 0', 'last_number': 'Development', 'project_id_with_serial': 'WISDEM', 'module': 'DevelopmentCost'}, {'unit': '', 'type': 'dataframe', 'variable_df_key_col_name': 'Type of Cost - Phase of Construction - Cost in USD', 'value': 'Labor - Development - 1000000', 'last_number': 'Development', 'project_id_with_serial': 'WISDEM', 'module': 'DevelopmentCost'}, {'unit': '', 'type': 'dataframe', 'variable_df_key_col_name': 'Type of Cost - Phase of Construction - Cost in USD', 'value': 'Materials - Development - 0', 'last_number': 'Development', 'project_id_with_serial': 'WISDEM', 'module': 'DevelopmentCost'}, {'unit': '', 'type': 'dataframe', 'variable_df_key_col_name': 'Type of Cost - Phase of Construction - Cost in USD', 'value': 'Mobilization - Development - 0', 'last_number': 'Development', 'project_id_with_serial': 'WISDEM', 'module': 'DevelopmentCost'}, {'unit': '', 'type': 'dataframe', 'variable_df_key_col_name': 'Type of Cost - Phase of Construction - Cost in USD', 'value': 'Other - Development - 0', 'last_number': 'Development', 'project_id_with_serial': 'WISDEM', 'module': 'DevelopmentCost'}, {'unit': '', 'type': 'dataframe', 'variable_df_key_col_name': '_number_of_equip: Operation-Crane name-Boom system-Number of equipment', 'value': 'Top-Big LR110000-Big PDW3B2 Derrick-3', 'last_number': 3, 'project_id_with_serial': 'WISDEM', 'module': 'ErectionCost'}, {'unit': '', 'type': 'dataframe', 'variable_df_key_col_name': '_number_of_equip: Operation-Crane name-Boom system-Number of equipment', 'value': 'Offload-LB 75-Hydraulic-2', 'last_number': 2, 'project_id_with_serial': 'WISDEM', 'module': 'ErectionCost'}, {'unit': '', 'type': 'dataframe', 'variable_df_key_col_name': '_number_of_equip: Operation-Crane name-Boom system-Number of equipment', 'value': 'Base-LR1600/2-HSL4DF + Derrick boom-5', 'last_number': 5, 'project_id_with_serial': 'WISDEM', 'module': 'ErectionCost'}, {'unit': '', 'type': 'dataframe', 'variable_df_key_col_name': 'erection_selected_detailed_data: Operation-Crane name-Boom system-Operational construct days over time construct days', 'value': 'Top-Big LR110000-Big PDW3B2 Derrick-3.0', 'last_number': 3.0, 'project_id_with_serial': 'WISDEM', 'module': 'ErectionCost'}, {'unit': '', 'type': 'dataframe', 'variable_df_key_col_name': 'erection_selected_detailed_data: Operation-Crane name-Boom system-Operational construct days over time construct days', 'value': 'Offload-LB 75-Hydraulic-1.0', 'last_number': 1.0, 'project_id_with_serial': 'WISDEM', 'module': 'ErectionCost'}, {'unit': '', 'type': 'dataframe', 'variable_df_key_col_name': 'erection_selected_detailed_data: Operation-Crane name-Boom system-Operational construct days over time construct days', 'value': 'Base-LR1600/2-HSL4DF + Derrick boom-2.0', 'last_number': 2.0, 'project_id_with_serial': 'WISDEM', 'module': 'ErectionCost'}, {'unit': '', 'type': 'dataframe', 'variable_df_key_col_name': 'component_name_topvbase: Operation - Top or Base', 'value': 'Nacelle - Top', 'project_id_with_serial': 'WISDEM', 'module': 'ErectionCost'}, {'unit': '', 'type': 'dataframe', 'variable_df_key_col_name': 'component_name_topvbase: Operation - Top or Base', 'value': 'Hub - Top', 'project_id_with_serial': 'WISDEM', 'module': 'ErectionCost'}, {'unit': '', 'type': 'dataframe', 'variable_df_key_col_name': 'component_name_topvbase: Operation - Top or Base', 'value': 'Blade 1 - Top', 'project_id_with_serial': 'WISDEM', 'module': 'ErectionCost'}, {'unit': '', 'type': 'dataframe', 'variable_df_key_col_name': 'component_name_topvbase: Operation - Top or Base', 'value': 'Blade 2 - Top', 'project_id_with_serial': 'WISDEM', 'module': 'ErectionCost'}, {'unit': '', 'type': 'dataframe', 'variable_df_key_col_name': 'component_name_topvbase: Operation - Top or Base', 'value': 'Blade 3 - Top', 'project_id_with_serial': 'WISDEM', 'module': 'ErectionCost'}, {'unit': '', 'type': 'dataframe', 'variable_df_key_col_name': 'component_name_topvbase: Operation - Top or Base', 'value': 'Tower 1 - Base', 'project_id_with_serial': 'WISDEM', 'module': 'ErectionCost'}, {'unit': '', 'type': 'dataframe', 'variable_df_key_col_name': 'component_name_topvbase: Operation - Top or Base', 'value': 'Tower 2 - Base', 'project_id_with_serial': 'WISDEM', 'module': 'ErectionCost'}, {'unit': '', 'type': 'dataframe', 'variable_df_key_col_name': 'component_name_topvbase: Operation - Top or Base', 'value': 'Tower 3 - Base', 'project_id_with_serial': 'WISDEM', 'module': 'ErectionCost'}, {'unit': '', 'type': 'dataframe', 'variable_df_key_col_name': 'component_name_topvbase: Operation - Top or Base', 'value': 'Tower 4 - Base', 'project_id_with_serial': 'WISDEM', 'module': 'ErectionCost'}, {'unit': '', 'type': 'dataframe', 'variable_df_key_col_name': 'component_name_topvbase: Operation - Top or Base', 'value': 'Tower 5 - Base', 'project_id_with_serial': 'WISDEM', 'module': 'ErectionCost'}, {'unit': '', 'type': 'dataframe', 'variable_df_key_col_name': 'component_name_topvbase: Operation - Top or Base', 'value': 'Tower 6 - Base', 'project_id_with_serial': 'WISDEM', 'module': 'ErectionCost'}, {'unit': '', 'type': 'dataframe', 'variable_df_key_col_name': 'component_name_topvbase: Operation - Top or Base', 'value': 'Tower 7 - Base', 'project_id_with_serial': 'WISDEM', 'module': 'ErectionCost'}, {'unit': '', 'type': 'dataframe', 'variable_df_key_col_name': 'component_name_topvbase: Operation - Top or Base', 'value': 'Tower 8 - Base', 'project_id_with_serial': 'WISDEM', 'module': 'ErectionCost'}, {'unit': '', 'type': 'dataframe', 'variable_df_key_col_name': 'component_name_topvbase: Operation - Top or Base', 'value': 'Tower 9 - Top', 'project_id_with_serial': 'WISDEM', 'module': 'ErectionCost'}, {'unit': '', 'type': 'dataframe', 'variable_df_key_col_name': 'component_name_topvbase: Operation - Top or Base', 'value': 'Tower 10 - Top', 'project_id_with_serial': 'WISDEM', 'module': 'ErectionCost'}, {'unit': '', 'type': 'dataframe', 'variable_df_key_col_name': 'crane_choice: Crew name - Boom system - Operation', 'value': 'Big LR110000 - Big PDW3B2 Derrick - Top', 'project_id_with_serial': 'WISDEM', 'module': 'ErectionCost'}, {'unit': '', 'type': 'dataframe', 'variable_df_key_col_name': 'crane_choice: Crew name - Boom system - Operation', 'value': 'LB 75 - Hydraulic - Offload', 'project_id_with_serial': 'WISDEM', 'module': 'ErectionCost'}, {'unit': '', 'type': 'dataframe', 'variable_df_key_col_name': 'crane_choice: Crew name - Boom system - Operation', 'value': 'LR1600/2 - HSL4DF + Derrick boom - Base', 'project_id_with_serial': 'WISDEM', 'module': 'ErectionCost'}, {'unit': '', 'type': 'dataframe', 'variable_df_key_col_name': 'crane_data_output: crane_boom_operation_concat - variable - value', 'value': 'Big LR110000-Big PDW3B2 Derrick-Top - Equipment rental cost USD - 3608698.806555168', 'last_number': 3608698.806555168, 'project_id_with_serial': 'WISDEM', 'module': 'ErectionCost'}, {'unit': '', 'type': 'dataframe', 'variable_df_key_col_name': 'crane_data_output: crane_boom_operation_concat - variable - value', 'value': 'LB 75-Hydraulic-Offload - Equipment rental cost USD - 58546.03577604611', 'last_number': 58546.03577604611, 'project_id_with_serial': 'WISDEM', 'module': 'ErectionCost'}, {'unit': '', 'type': 'dataframe', 'variable_df_key_col_name': 'crane_data_output: crane_boom_operation_concat - variable - value', 'value': 'LR1600/2-HSL4DF + Derrick boom-Base - Equipment rental cost USD - 1245504.9535584275', 'last_number': 1245504.9535584275, 'project_id_with_serial': 'WISDEM', 'module': 'ErectionCost'}, {'unit': '', 'type': 'dataframe', 'variable_df_key_col_name': 'crane_data_output: crane_boom_operation_concat - variable - value', 'value': 'Big LR110000-Big PDW3B2 Derrick-Top - Fuel cost USD - 106762.5', 'last_number': 106762.5, 'project_id_with_serial': 'WISDEM', 'module': 'ErectionCost'}, {'unit': '', 'type': 'dataframe', 'variable_df_key_col_name': 'crane_data_output: crane_boom_operation_concat - variable - value', 'value': 'LB 75-Hydraulic-Offload - Fuel cost USD - 5544.0', 'last_number': 5544.0, 'project_id_with_serial': 'WISDEM', 'module': 'ErectionCost'}, {'unit': '', 'type': 'dataframe', 'variable_df_key_col_name': 'crane_data_output: crane_boom_operation_concat - variable - value', 'value': 'LR1600/2-HSL4DF + Derrick boom-Base - Fuel cost USD - 37245.0', 'last_number': 37245.0, 'project_id_with_serial': 'WISDEM', 'module': 'ErectionCost'}, {'unit': '', 'type': 'dataframe', 'variable_df_key_col_name': 'crane_data_output: crane_boom_operation_concat - variable - value', 'value': 'Big LR110000-Big PDW3B2 Derrick-Top - Labor cost USD without management - 5512647.851021232', 'last_number': 5512647.851021232, 'project_id_with_serial': 'WISDEM', 'module': 'ErectionCost'}, {'unit': '', 'type': 'dataframe', 'variable_df_key_col_name': 'crane_data_output: crane_boom_operation_concat - variable - value', 'value': 'LB 75-Hydraulic-Offload - Labor cost USD without management - 882394.2315739277', 'last_number': 882394.2315739277, 'project_id_with_serial': 'WISDEM', 'module': 'ErectionCost'}, {'unit': '', 'type': 'dataframe', 'variable_df_key_col_name': 'crane_data_output: crane_boom_operation_concat - variable - value', 'value': 'LR1600/2-HSL4DF + Derrick boom-Base - Labor cost USD without management - 2882053.9219638295', 'last_number': 2882053.9219638295, 'project_id_with_serial': 'WISDEM', 'module': 'ErectionCost'}, {'unit': '', 'type': 'dataframe', 'variable_df_key_col_name': 'crane_data_output: crane_boom_operation_concat - variable - value', 'value': 'Big LR110000-Big PDW3B2 Derrick-Top - Mobilization cost USD - 2800000.0', 'last_number': 2800000.0, 'project_id_with_serial': 'WISDEM', 'module': 'ErectionCost'}, {'unit': '', 'type': 'dataframe', 'variable_df_key_col_name': 'crane_data_output: crane_boom_operation_concat - variable - value', 'value': 'LB 75-Hydraulic-Offload - Mobilization cost USD - 32160.0', 'last_number': 32160.0, 'project_id_with_serial': 'WISDEM', 'module': 'ErectionCost'}, {'unit': '', 'type': 'dataframe', 'variable_df_key_col_name': 'crane_data_output: crane_boom_operation_concat - variable - value', 'value': 'LR1600/2-HSL4DF + Derrick boom-Base - Mobilization cost USD - 498354.0', 'last_number': 498354.0, 'project_id_with_serial': 'WISDEM', 'module': 'ErectionCost'}, {'unit': '', 'type': 'dataframe', 'variable_df_key_col_name': 'crane_data_output: crane_boom_operation_concat - variable - value', 'value': 'Big LR110000-Big PDW3B2 Derrick-Top - Subtotal for hourly labor (non-management) USD - 4751257.851021232', 'last_number': 4751257.851021232, 'project_id_with_serial': 'WISDEM', 'module': 'ErectionCost'}, {'unit': '', 'type': 'dataframe', 'variable_df_key_col_name': 'crane_data_output: crane_boom_operation_concat - variable - value', 'value': 'LB 75-Hydraulic-Offload - Subtotal for hourly labor (non-management) USD - 757234.2315739277', 'last_number': 757234.2315739277, 'project_id_with_serial': 'WISDEM', 'module': 'ErectionCost'}, {'unit': '', 'type': 'dataframe', 'variable_df_key_col_name': 'crane_data_output: crane_boom_operation_concat - variable - value', 'value': 'LR1600/2-HSL4DF + Derrick boom-Base - Subtotal for hourly labor (non-management) USD - 2483627.9219638295', 'last_number': 2483627.9219638295, 'project_id_with_serial': 'WISDEM', 'module': 'ErectionCost'}, {'unit': '', 'type': 'dataframe', 'variable_df_key_col_name': 'crane_data_output: crane_boom_operation_concat - variable - value', 'value': 'Big LR110000-Big PDW3B2 Derrick-Top - Subtotal for per diem labor (non-management) USD - 761390.0', 'last_number': 761390.0, 'project_id_with_serial': 'WISDEM', 'module': 'ErectionCost'}, {'unit': '', 'type': 'dataframe', 'variable_df_key_col_name': 'crane_data_output: crane_boom_operation_concat - variable - value', 'value': 'LB 75-Hydraulic-Offload - Subtotal for per diem labor (non-management) USD - 125160.0', 'last_number': 125160.0, 'project_id_with_serial': 'WISDEM', 'module': 'ErectionCost'}, {'unit': '', 'type': 'dataframe', 'variable_df_key_col_name': 'crane_data_output: crane_boom_operation_concat - variable - value', 'value': 'LR1600/2-HSL4DF + Derrick boom-Base - Subtotal for per diem labor (non-management) USD - 398426.0', 'last_number': 398426.0, 'project_id_with_serial': 'WISDEM', 'module': 'ErectionCost'}, {'unit': '', 'type': 'dataframe', 'variable_df_key_col_name': 'crane_data_output: crane_boom_operati | The details from the run of LandBOSSE. This includes some costs, but mostly other things
landbosse.erection_crane_choice | output | n/a | Crane name Boom system Operation 0 Big LR110000 Big PDW3B2 Derrick Top 1 LB 75 Hydraulic Offload 2 LR1600/2 HSL4DF + Derrick boom Base | The crane choices for erection.
landbosse.erection_component_name_topvbase | output | n/a | Component Operation 0 Nacelle Top 1 Hub Top 2 Blade 1 Top 2 Blade 2 Top 2 Blade 3 Top 5 Tower 1 Base 5 Tower 2 Base 5 Tower 3 Base 5 Tower 4 Base 5 Tower 5 Base 5 Tower 6 Base 5 Tower 7 Base 5 Tower 8 Base 5 Tower 9 Top 5 Tower 10 Top | List of components and whether they are a topping or base operation
landbosse.erection_components | output | n/a | Component Mass tonne Lift height m Surface area sq m Coeff drag ... Offload hook height m Offload cycle time hrs Multplier drag rotor Multiplier tower drag Operation 0 Nacelle 189.974398 140.0 33.000000 0.8 ... 6 0.5 1.000000 0 Top 1 Hub 35.911969 140.0 11.300000 1.1 ... 6 0.5 0.000000 0 Top 2 Blade 1 50.153394 140.0 151.291775 0.1 ... 6 0.5 0.666667 0 Top 2 Blade 2 50.153394 140.0 151.291775 0.1 ... 6 0.5 0.666667 0 Top 2 Blade 3 50.153394 140.0 151.291775 0.1 ... 6 0.5 0.666667 0 Top 5 Tower 1 79.144596 14.0 74.330082 0.6 ... 6 0.5 0.000000 1 Base 5 Tower 2 79.144596 28.0 74.330082 0.6 ... 6 0.5 0.000000 1 Base 5 Tower 3 79.144596 42.0 74.330082 0.6 ... 6 0.5 0.000000 1 Base 5 Tower 4 79.144596 56.0 74.330082 0.6 ... 6 0.5 0.000000 1 Base 5 Tower 5 79.144596 70.0 74.330082 0.6 ... 6 0.5 0.000000 1 Base 5 Tower 6 79.144596 84.0 74.330082 0.6 ... 6 0.5 0.000000 1 Base 5 Tower 7 79.144596 98.0 74.330082 0.6 ... 6 0.5 0.000000 1 Base 5 Tower 8 79.144596 112.0 74.330082 0.6 ... 6 0.5 0.000000 1 Base 5 Tower 9 79.144596 126.0 74.330082 0.6 ... 6 0.5 0.000000 1 Top 5 Tower 10 79.144596 140.0 74.330082 0.6 ... 6 0.5 0.000000 1 Top [15 rows x 14 columns] | List of components with their values modified from the defaults.
tcons.constr_tower_f_NPmargin | output |  | -0.15879 | constraint on tower frequency such that ratio of 3P/f is above or below gamma with constraint <= 0
tcons.constr_tower_f_1Pmargin | output |  | -0.061132 | constraint on tower frequency such that ratio of 1P/f is above or below gamma with constraint <= 0
tcons.tip_deflection_ratio | output |  | 1.1242
tcons.blade_tip_tower_clearance | output | m | 18.7441
towerse.env.Px | output | N/m | [0.0, 217.87015427974592, 298.63451078087223, 355.9869113593431, 402.2090550290453, 441.5539678033372, 476.1292578905149, 507.1882963916901, 535.5279555408663, 561.6901543860192, 586.0621665018134, 608.9315080856204, 630.5181949511907, 650.9947887460191, 670.4994282332996, 689.1446204596865, 707.0233588618128, 724.2134953877605, 740.7809370839524, 756.782030192817, 772.2653696682055, 787.2731940592333, 801.8424757657147, 816.0057838599055, 829.7919746347477, 838.2788552793589, 846.2882271668456, 853.845234448393, 849.0491953499557, 843.4793880654764, 837.1579430750687]
towerse.env.Py | output | N/m | [0.0, 0.0, 0.0, 0.0, 0.0, 0.0, 0.0, 0.0, 0.0, 0.0, 0.0, 0.0, 0.0, 0.0, 0.0, 0.0, 0.0, 0.0, 0.0, 0.0, 0.0, 0.0, 0.0, 0.0, 0.0, 0.0, 0.0, 0.0, 0.0, 0.0, 0.0]
towerse.env.Pz | output | N/m | [0.0, 0.0, 0.0, 0.0, 0.0, 0.0, 0.0, 0.0, 0.0, 0.0, 0.0, 0.0, 0.0, 0.0, 0.0, 0.0, 0.0, 0.0, 0.0, 0.0, 0.0, 0.0, 0.0, 0.0, 0.0, 0.0, 0.0, 0.0, 0.0, 0.0, 0.0]
towerse.env.qdyn | output | N/m**2 | [0.0, 54.913738473645026, 72.45911232608846, 85.21764199747163, 95.61037192185546, 104.53675453496804, 112.44535275307626, 119.5969838141187, 126.15864210282686, 132.24462055328004, 137.93707457541453, 143.29732560503766, 148.37253248733273, 153.19985420101295, 157.80916624730742, 162.22489983656655, 166.4673262670464, 170.55347778680778, 174.4978229772127, 178.31277198450127, 182.0090610911301, 185.59604998556702, 189.08195472844642, 192.4740325919876, 195.77873035844385, 199.00180451106684, 202.14841954749056, 205.2232290797238, 208.23044325579698, 211.17388521263823, 214.05703865869]
towerse.env.wind.U | output | m/s | [0.0, 9.468636819641864, 10.876607538786967, 11.795373842210543, 12.493941187752938, 13.064159073663664, 13.549326529122308, 13.973560095313458, 14.3517696898015, 14.693862139573236, 15.006778037337037, 15.295581627200294, 15.56408909532048, 15.815252477922359, 16.05140549493878, 16.27442715812162, 16.485854233971292, 16.686960706225527, 16.878815268280988, 17.062323787688488, 17.238261245294687, 17.40729614730873, 17.57000945388785, 17.72690944630594, 17.878443540821927, 18.025007775981422, 18.166954505252193, 18.30459868971144, 18.438223087426547, 18.56808256506532, 18.69440770505338]
towerse.env.windLoads.windLoads_Px | output | N/m | [0.0, 217.87015427974592, 298.63451078087223, 355.9869113593431, 402.2090550290453, 441.5539678033372, 476.1292578905149, 507.1882963916901, 535.5279555408663, 561.6901543860192, 586.0621665018134, 608.9315080856204, 630.5181949511907, 650.9947887460191, 670.4994282332996, 689.1446204596865, 707.0233588618128, 724.2134953877605, 740.7809370839524, 756.782030192817, 772.2653696682055, 787.2731940592333, 801.8424757657147, 816.0057838599055, 829.7919746347477, 838.2788552793589, 846.2882271668456, 853.845234448393, 849.0491953499557, 843.4793880654764, 837.1579430750687]
towerse.env.windLoads.windLoads_Py | output | N/m | [0.0, 0.0, 0.0, 0.0, 0.0, 0.0, 0.0, 0.0, 0.0, 0.0, 0.0, 0.0, 0.0, 0.0, 0.0, 0.0, 0.0, 0.0, 0.0, 0.0, 0.0, 0.0, 0.0, 0.0, 0.0, 0.0, 0.0, 0.0, 0.0, 0.0, 0.0]
towerse.env.windLoads.windLoads_Pz | output | N/m | [0.0, 0.0, 0.0, 0.0, 0.0, 0.0, 0.0, 0.0, 0.0, 0.0, 0.0, 0.0, 0.0, 0.0, 0.0, 0.0, 0.0, 0.0, 0.0, 0.0, 0.0, 0.0, 0.0, 0.0, 0.0, 0.0, 0.0, 0.0, 0.0, 0.0, 0.0]
towerse.env.windLoads.windLoads_qdyn | output | N/m**2 | [0.0, 54.913738473645026, 72.45911232608846, 85.21764199747163, 95.61037192185546, 104.53675453496804, 112.44535275307626, 119.5969838141187, 126.15864210282686, 132.24462055328004, 137.93707457541453, 143.29732560503766, 148.37253248733273, 153.19985420101295, 157.80916624730742, 162.22489983656655, 166.4673262670464, 170.55347778680778, 174.4978229772127, 178.31277198450127, 182.0090610911301, 185.59604998556702, 189.08195472844642, 192.4740325919876, 195.77873035844385, 199.00180451106684, 202.14841954749056, 205.2232290797238, 208.23044325579698, 211.17388521263823, 214.05703865869]
towerse.env.windLoads.windLoads_z | output | m | [0.0, 4.566666666666666, 9.133333333333333, 13.7, 18.266666666666666, 22.833333333333332, 27.4, 31.966666666666665, 36.53333333333333, 41.1, 45.666666666666664, 50.23333333333333, 54.8, 59.36666666666666, 63.93333333333334, 68.5, 73.06666666666666, 77.63333333333333, 82.2, 86.76666666666667, 91.33333333333334, 95.9, 100.46666666666667, 105.03333333333333, 109.6, 114.16666666666666, 118.73333333333332, 123.29999999999998, 127.86666666666666, 132.43333333333334, 137.0]
towerse.env.windLoads.windLoads_beta | output | deg | 0
towerse.g2e.Px | output | N/m | [0.0, 0.0, 0.0, 0.0, 0.0, 0.0, 0.0, 0.0, 0.0, 0.0, 0.0, 0.0, 0.0, 0.0, 0.0, 0.0, 0.0, 0.0, 0.0, 0.0, 0.0, 0.0, 0.0, 0.0, 0.0, 0.0, 0.0, 0.0, 0.0, 0.0, 0.0]
towerse.g2e.Py | output | N/m | [0.0, 0.0, 0.0, 0.0, 0.0, 0.0, 0.0, 0.0, 0.0, 0.0, 0.0, 0.0, 0.0, 0.0, 0.0, 0.0, 0.0, 0.0, 0.0, 0.0, 0.0, 0.0, 0.0, 0.0, 0.0, 0.0, 0.0, 0.0, 0.0, 0.0, 0.0]
towerse.g2e.Pz | output | N/m | [0.0, -217.87015427974592, -298.63451078087223, -355.9869113593431, -402.2090550290453, -441.5539678033372, -476.1292578905149, -507.1882963916901, -535.5279555408663, -561.6901543860192, -586.0621665018134, -608.9315080856204, -630.5181949511907, -650.9947887460191, -670.4994282332996, -689.1446204596865, -707.0233588618128, -724.2134953877605, -740.7809370839524, -756.782030192817, -772.2653696682055, -787.2731940592333, -801.8424757657147, -816.0057838599055, -829.7919746347477, -838.2788552793589, -846.2882271668456, -853.845234448393, -849.0491953499557, -843.4793880654764, -837.1579430750687]
towerse.g2e.qdyn | output | Pa | [0.0, 54.913738473645026, 72.45911232608846, 85.21764199747163, 95.61037192185546, 104.53675453496804, 112.44535275307626, 119.5969838141187, 126.15864210282686, 132.24462055328004, 137.93707457541453, 143.29732560503766, 148.37253248733273, 153.19985420101295, 157.80916624730742, 162.22489983656655, 166.4673262670464, 170.55347778680778, 174.4978229772127, 178.31277198450127, 182.0090610911301, 185.59604998556702, 189.08195472844642, 192.4740325919876, 195.77873035844385, 199.00180451106684, 202.14841954749056, 205.2232290797238, 208.23044325579698, 211.17388521263823, 214.05703865869]
towerse.post.axial_stress | output | Pa | [[147062942.874027], [142194850.34917265], [137299642.1199684], [147599643.19899824], [142044454.1878009], [136466721.7621581], [147140322.1962915], [140777900.48916715], [134397865.49799943], [143768845.93196622], [136523607.0791029], [129266890.38108881], [137883458.36202198], [129613935.21415284], [121340711.53354762], [130001398.83076686], [120431930.43835309], [110870187.11176568], [119008901.80417669], [107744121.7325843], [96511277.31809054], [102128509.6129929], [88732309.87552865], [75451701.31822316], [74839245.52639717], [60188598.811046764], [45850842.369522735], [36078854.55048827], [25851873.77166298], [24009315.528927635]]
towerse.post.shear_stress | output | Pa | [[3228449.181763809], [3228811.881845488], [3229162.697118989], [3611040.6139111654], [3611405.350400755], [3611756.4294950212], [4072219.5406878605], [4072583.875746577], [4072932.5634629685], [4585891.584059103], [4586248.498621537], [4586587.6026124135], [5195672.917143921], [5196016.464461713], [5196339.681078658], [5988644.158246332], [5988969.788979843], [5989271.859501912], [7051787.2483632285], [7052087.693799718], [7052360.274979271], [8462057.146099577], [8462317.885556584], [8462545.043168228], [10149311.773882255], [10217609.411816956], [10286783.043211266], [11377603.936499387], [11640895.442991514], [11916516.942064404]]
towerse.post.hoop_stress | output | Pa | [[-1316.7622920405697], [-3054.24055299555], [-3780.8899957567824], [-4857.937823843782], [-5376.945058866937], [-5829.216188605488], [-7041.493241920935], [-7457.632967581787], [-7841.434690761237], [-9246.617376499082], [-9624.881842343893], [-9982.021827027555], [-11709.756256323333], [-12076.171372849536], [-12426.604931289825], [-14732.173421852525], [-15105.465045371762], [-15465.396497357162], [-18648.356475687047], [-19045.374728320025], [-19430.343792217158], [-23799.315572152893], [-24236.2007815607], [-24661.575835684474], [-29921.330342484347], [-30218.46737751558], [-30498.60903565912], [-33309.095469794636], [-33090.04743935806], [-32841.59816224304]]
towerse.post.hoop_stress_euro | output | Pa | [[0.0], [0.0], [0.0], [0.0], [0.0], [0.0], [0.0], [0.0], [0.0], [0.0], [0.0], [0.0], [0.0], [0.0], [0.0], [0.0], [0.0], [0.0], [0.0], [0.0], [0.0], [0.0], [0.0], [0.0], [0.0], [0.0], [0.0], [0.0], [0.0], [0.0]]
towerse.post.constr_stress | output |  | [[0.7486467443788085], [0.723906004323858], [0.6990261869367652], [0.7515191173474437], [0.7232878984145686], [0.6949440982741673], [0.749373781507457], [0.7170484307913535], [0.6846371960077248], [0.7324846762964126], [0.6956886929320459], [0.658840994095119], [0.7029291896479686], [0.6609586055769474], [0.6189821179171335], [0.6634505093345058], [0.6149386186734969], [0.5664943914727439], [0.6086203130948686], [0.5516485724959733], [0.4949143274953603], [0.5249059559815464], [0.45755488341453293], [0.39105644021367], [0.3911396047568699], [0.3192115184078533], [0.25030476846526106], [0.20919926852025952], [0.16684187966831793], [0.16112463564732266]]
towerse.post.constr_shell_buckling | output |  | [[0.04322225104336002], [0.042037618254980993], [0.040859164766400946], [0.04676536175073886], [0.04555960961230309], [0.04436426646612467], [0.05196003254650527], [0.050725510472534596], [0.04950236196296404], [0.05859528323362476], [0.05731952509393798], [0.056055506598342505], [0.06799474671230203], [0.06665158623468924], [0.06531969211386719], [0.08300914759818669], [0.08154156923143197], [0.0800910114101368], [0.10403097885021813], [0.10243709048587774], [0.10085797978156359], [0.13884317971406235], [0.13701895922141163], [0.13520638052451556], [0.1893686663716726], [0.18762125972073296], [0.18590347532532187], [0.21976827716074304], [0.21904538817195932], [0.21847209114612245]]
towerse.post.constr_global_buckling | output |  | [[1.3088091699365818], [1.2602047466025035], [1.2116884275449937], [1.3102780057262606], [1.2564786690227978], [1.2028409326510294], [1.3052443558483429], [1.2453907434375011], [1.1857786446098229], [1.2776155344294484], [1.2112308210658804], [1.1451794017089556], [1.2325569616153365], [1.1586145898203337], [1.0851167983702967], [1.1773673495312718], [1.0937180942035503], [1.0106680418323117], [1.1054222145586812], [1.0089251433051745], [0.9133027717514636], [0.9957245075499919], [0.8828561428849008], [0.7716191832146655], [0.8091499455384261], [0.6895474685686036], [0.5738244721312147], [0.5217550159997857], [0.4470648875226437], [0.43750490960318233]]
towerse.tower.f1 | output | Hz | 0.21386
towerse.tower.f2 | output | Hz | 0.21623
towerse.tower.structural_frequencies | output | Hz | [0.213864445080271, 0.21622539417864878, 0.7736463651023058, 0.9990504002105122, 1.1399787000724775, 2.337671366260654]
towerse.tower.fore_aft_modes | output |  | [[1.1506416278761562, -0.09420488170868825, -0.01040833488731673, -0.009800573541224867, -0.03622783773899672], [-58.64412323159404, 51.882120521868885, 8.417476435421415, 5.034242069961338, -5.689715795656891], [-49.83094492827965, 63.87124130600728, 57.20579320930927, -85.33310537722225, 15.087015790185594]]
towerse.tower.side_side_modes | output |  | [[1.1391020141892458, -0.08695191771460868, -0.008247393934202731, -0.010338710713274813, -0.03356399182723095], [659.8409990339651, -541.4629523486954, -85.81454780200289, -60.94854629992512, 28.512677963999227], [-42.96234557678114, 53.91449531228725, 41.97089993732533, -59.08367494472288, 7.160625271891239]]
towerse.tower.torsion_modes | output |  | [[6.9794383067798735, -25.899929640706603, 46.029429586773546, -38.07105854486625, 11.962120292019504], [0.0, 0.0, 0.0, 0.0, 0.0], [0.0, 0.0, 0.0, 0.0, 0.0]]
towerse.tower.fore_aft_freqs | output | Hz | [0.21622539417864878, 1.1399787000724775, 2.4773014750664477]
towerse.tower.side_side_freqs | output | Hz | [0.213864445080271, 0.9990504002105122, 2.337671366260654]
towerse.tower.torsion_freqs | output | Hz | [6.827749391501208, 0.0, 0.0]
towerse.tower.tower_deflection | output | m | [[0.0], [0.0029371264664638276], [0.011291925330698694], [0.024882920521186118], [0.04383613051202768], [0.06822205782054395], [0.09783526253042567], [0.1328033497395592], [0.17318649162217678], [0.21875109176155028], [0.26959177678626917], [0.32572762540901146], [0.38689418723352426], [0.4531654533669148], [0.5245254607657954], [0.6006738295897596], [0.6816832216266979], [0.767509187162632], [0.8578054448220291], [0.9526353341648754], [1.051905185329988], [1.1552079740096128], [1.2625595266619272], [1.3737676363645657], [1.4883455645029557], [1.6061775739893571], [1.7269261088014196], [1.8500446904643622], [1.9751127139515186], [2.1015678734919256], [2.228748493962551]]
towerse.tower.top_deflection | output | m | 2.2287
towerse.tower.tower_Fz | output | N | [[-10852506.24824406], [-10419679.275821202], [-9986540.090330137], [-9598686.21522925], [-9210638.915753303], [-8822424.519607468], [-8477629.19042962], [-8132699.5903966585], [-7787646.789253027], [-7480734.239607922], [-7173714.900931658], [-6866595.069345876], [-6595011.728372558], [-6323338.009619886], [-6051578.053290655], [-5815254.628786798], [-5578851.931154385], [-5342372.924540263], [-5140935.760214658], [-4939427.425460795], [-4737850.165326019], [-4569191.663748875], [-4400468.212257439], [-4231681.5807304755], [-4090236.834149066], [-3949595.3829652607], [-3809759.329565467], [-3682800.7626901735], [-3558410.4419549555], [-3436591.8373714923]]
towerse.tower.tower_Vx | output | N | [[2058329.6478021853], [2058586.4703020453], [2058834.923506409], [2058995.1301226616], [2059226.1763753593], [2059448.622335732], [2059509.9070028067], [2059714.7112407088], [2059910.7777978778], [2059897.7256441116], [2060076.052199304], [2060245.5472874045], [2060159.3062270284], [2060310.9982022047], [2060453.7928211093], [2060284.148723781], [2060409.1125046015], [2060525.1320075989], [2060278.8115813732], [2060377.0002845526], [2060466.207212627], [2060168.8898710012], [2060240.2591760159], [2060302.6097273827], [2060010.3264271617], [2060044.091807723], [2060068.8663095832], [2059922.2165783048], [2059904.9756096005], [2059877.9443364143]]
towerse.tower.tower_Vy | output | N | [[54457.08446693688], [54448.456992344], [54439.597410475835], [54433.271508208476], [54423.972026793286], [54414.44831525348], [54410.509407175705], [54400.55617909506], [54390.38416353613], [54388.43240258098], [54377.83652184531], [54367.02636613324], [54367.57634117082], [54356.3463964276], [54344.906086057425], [54349.221784070134], [54337.3630030714], [54325.29725756124], [54334.11575578898], [54321.628044091165], [54308.93639539927], [54322.00206546858], [54308.87908779085], [54295.55502642691], [54309.955337807536], [54296.98542768508], [54283.728102087975], [54285.992475673556], [54274.21497236937], [54261.890441060066]]
towerse.tower.tower_Mxx | output | N*m | [[9502274.687485944], [9748084.474915966], [9992065.202603547], [10234225.974619232], [10474543.192271579], [10713139.347642727], [10950021.778581977], [11185136.562137097], [11418619.414942093], [11650484.49223189], [11880661.080424674], [12109297.945083663], [12336407.663636923], [12561888.842906356], [12785902.830138072], [13008444.297937438], [13229351.995673165], [13448798.941865012], [13666748.5824337], [13882959.05402784], [14097613.993867993], [14310636.610483006], [14521697.581437886], [14730990.223374397], [14938404.949703917], [15143527.846422791], [15346488.065656066], [15547217.383912146], [15745404.834127769], [15940981.691619948]]
towerse.tower.tower_Myy | output | N*m | [[282825046.5682603], [273335347.9351746], [263794738.41015565], [254206499.74657822], [244573502.300959], [234901857.92521918], [225194505.44762313], [215453345.64338326], [205684018.04206967], [195889368.6935773], [186070760.47189593], [176233346.5556333], [166379717.41974902], [156510583.75899673], [146630614.96177077], [136741984.19403338], [126844558.35372376], [116942552.08513045], [107037754.36128211], [97129323.14499593], [87221064.61224818], [77314546.95288396], [67408634.64440203], [57506778.96081376], [47610630.306171656], [37719388.62062049], [27835946.22451067], [17962492.020192623], [8100043.520872831], [-1748992.3605103493]]
towerse.tower.tower_Mzz | output | N*m | [[1111619.0797587908], [1111614.1771581618], [1111609.2669425393], [1111617.7085003129], [1111612.7897636346], [1111607.8686175207], [1111617.1745381455], [1111612.2457675938], [1111607.3151214004], [1111616.3765081672], [1111611.4377689543], [1111606.4973552283], [1111616.2084218976], [1111611.2586368308], [1111606.3072486764], [1111618.1556295587], [1111613.1923411898], [1111608.2274322587], [1111623.1546141754], [1111618.173861325], [1111613.1913933605], [1111631.6173105065], [1111626.6136152137], [1111621.6080380906], [1111641.57938939], [1111637.4418325801], [1111633.282092405], [1111642.6040558615], [1111640.6459536585], [1111638.7099970863]]
towerse.tower.turbine_F | output | N | [[2058190.772139091], [54461.101276709465], [-11284658.157413758]]
towerse.tower.turbine_M | output | N*m | [[9254524.175575027], [292257149.3238132], [1111491.0737399631]]
towerse.turbine_mass | output | kg | 1167793.5059
towerse.turbine_center_of_mass | output | m | [-1.9687696890563078, -0.02690104120224783, 80.87266374485127]
towerse.turbine_I_base | output | kg*m**2 | [10599284642.56046, 10528490964.661062, 139393579.71336192, -35.777810982855044, -26297.810951690743, 48163.86565126476]
rotorse.ccblade.CP | output |  | 0.45357 | Rotor power coefficient
rotorse.ccblade.CM | output |  | 0.16672 | Blade flapwise moment coefficient
rotorse.ccblade.local_airfoil_velocities | output | m/s | [4.706477278777171, 5.493498344357796, 6.63544078391388, 7.990264365015303, 9.500025742650227, 11.08003730140975, 12.680241212825202, 14.300751385727096, 15.946866119764044, 17.62568514237231, 19.319485014497204, 21.025145749720558, 22.738617267235522, 24.459583193772087, 26.182781738518806, 27.907195111887493, 29.635822135213314, 31.36863197398261, 33.104509159474624, 34.842272430820884, 37.10310479096261, 38.32058882779302, 40.05880143644527, 41.79809625912416, 43.53774535217553, 45.28400224194483, 47.028083515986395, 48.77044508876959, 50.509356724588535, 51.73260725357277] | Local relative velocities for the airfoils
rotorse.ccblade.P | output | W | 0 | Rotor aerodynamic power
rotorse.ccblade.T | output | N*m | 0 | Rotor aerodynamic thrust
rotorse.ccblade.Q | output | N*m | 0 | Rotor aerodynamic torque
rotorse.ccblade.M | output | N*m | 0 | Blade root flapwise moment
rotorse.ccblade.a | output |  | [0.10715225498176578, 0.0535612931590278, 0.06841292885538393, 0.08565353557146724, 0.10233096018278749, 0.13970615344366683, 0.1787754882922115, 0.23869658648291878, 0.28609111466614195, 0.2946551392673778, 0.301019034257771, 0.3045193868676462, 0.3041558798246778, 0.29802878238326713, 0.29920914497088147, 0.3009814002130954, 0.3031831231161089, 0.3001351248271741, 0.2924440895202399, 0.2833388397765267, 0.27292602292304524, 0.268990553175203, 0.2694873725838173, 0.27089240371372936, 0.26901009879066046, 0.2564605466659737, 0.24184584700507109, 0.23312498467745799, 0.24107159701770325, 0.2925444309558182] | Axial induction along blade span
rotorse.ccblade.ap | output |  | [-0.10715225498176577, -0.04670550268257131, 0.0047889856974268835, 0.01443219427407921, 0.01984303998256768, 0.024698315011290835, 0.023750051215103533, 0.02331549385318327, 0.021033555554715647, 0.017350012154496112, 0.014572470688718238, 0.012390898866544597, 0.01059104070041361, 0.009040713027475325, 0.007949416067370364, 0.006970186559417449, 0.006222810723891234, 0.005543720571318245, 0.004926952363610538, 0.004390226728754353, 0.0038187324871820677, 0.0035665135276768552, 0.003294257899786412, 0.003064327789748441, 0.0028229692668256443, 0.002580229369840364, 0.002306420847313074, 0.0020808320468708734, 0.0019715968057610177, 0.0020825100143614305] | Tangential induction along blade span
rotorse.ccblade.alpha | output | deg | [47.921556490870806, 38.02399183917876, 25.713198938868178, 18.327113599304468, 13.757781430576433, 10.86989216679818, 9.8675014811662, 9.04219978616888, 8.032633337068923, 6.779489160819704, 5.694465715716059, 4.816933969859532, 4.118420223168224, 3.65253171192116, 3.463659440466934, 3.5135071898394505, 3.6379608893589332, 3.744965447449432, 3.8557978095829446, 4.002672954316797, 4.301203332120893, 4.5485566520815235, 5.103259675390523, 5.837531956309359, 6.619680290184905, 7.337830536340021, 7.959752572853823, 8.500832278849177, 8.889926388565643, 9.004973345774957] | Angles of attack along blade span
rotorse.ccblade.cl | output |  | [-2.2850777865780053e-18, 0.03202569387112069, 0.4778004105826153, 0.6619351200756214, 0.7567063914027098, 0.911894482486476, 0.9988843274338551, 1.1153753395769799, 1.141407669705297, 1.0661265369926733, 0.9975913891338611, 0.9436703647034893, 0.8930377273906802, 0.8588657626237102, 0.844439234314042, 0.8488908643889987, 0.8604917869613837, 0.8687495027941569, 0.8757277645807857, 0.8869387714807925, 0.9149813371993983, 0.939043856431199, 0.9960044481716098, 1.0698339166238147, 1.153717907761794, 1.2256346407099108, 1.3000385565966948, 1.391622205802443, 1.4797085389238087, 1.5504556297197998] | Lift coefficients along blade span
rotorse.ccblade.cd | output |  | [0.5, 0.4988921714280035, 0.38640273201708286, 0.257836201241392, 0.12950899799227314, 0.049209590621512776, 0.028028024941573738, 0.018048852584810326, 0.013803118390280167, 0.013365036270589973, 0.012218548257043655, 0.011070248861468882, 0.010292671597283842, 0.01008128483426669, 0.009329597254692464, 0.010141421793235945, 0.010009970228287902, 0.009840272955538274, 0.009655533756584072, 0.00947136633928309, 0.00924739576921351, 0.009146823973235857, 0.009079496905958856, 0.009010027277615636, 0.009542797936788923, 0.008567901438614831, 0.009250668174931708, 0.010784695114342395, 0.012297933222441394, 0.014217500969881124] | Drag coefficients along blade span
rotorse.ccblade.cl_n_opt | output |  | [-2.2850777865780053e-18, 0.03202569387112069, 0.4778004105826153, 0.6619351200756213, 0.7567063914027098, 0.911894482486476, 0.998884327433855, 1.1153753395769797, 1.141407669705297, 1.0661265369926736, 0.9975913891338611, 0.9436703647034893, 0.8930377273906803, 0.8588657626237102, 0.844439234314042, 0.8488908643889987, 0.8604917869613837, 0.8687495027941569, 0.8757277645807857, 0.8869387714807925, 0.9085099758797202, 0.9390438564311989, 0.9960044481716096, 1.0698339166238147, 1.1537179077617938, 1.2256346407099112, 1.3000385565966948, 1.3916222058024432, 1.479708538923809, 1.5504556297197998] | Lift coefficients along blade span
rotorse.ccblade.cd_n_opt | output |  | [0.5, 0.4988921714280035, 0.38640273201708286, 0.25783620124139206, 0.12950899799227314, 0.049209590621512776, 0.028028024941573755, 0.018048852584810343, 0.013803118390280167, 0.013365036270589973, 0.012218548257043655, 0.011070248861468882, 0.010292671597283844, 0.01008128483426669, 0.009329597254692465, 0.010141421793235945, 0.010009970228287902, 0.009840272955538274, 0.009655533756584072, 0.00947136633928309, 0.009299081285383412, 0.009146823973235857, 0.009079496905958856, 0.009010027277615636, 0.009542797936788921, 0.008567901438614836, 0.009250668174931708, 0.0107846951143424, 0.0122979332224414, 0.014217500969881124] | Drag coefficients along blade span
rotorse.ccblade.Px_b | output | N/m | [29.92385737085597, 39.15438736801874, 82.61849722172703, 138.64210058341305, 206.43842843881296, 328.44397601806446, 473.73903155271074, 677.726667309945, 866.0942356710095, 989.0191514109378, 1111.6896037349486, 1231.5443327809683, 1344.675929788655, 1443.3784143235164, 1562.4308332295775, 1685.090142350185, 1811.2132052260017, 1920.3554931156575, 2010.136389926019, 2089.5007599015394, 2190.9535368997285, 2249.37141902145, 2361.5784731150247, 2472.5875017012286, 2549.08523053347, 2520.7663591577075, 2403.510619956113, 2200.4739362425244, 1847.1321346068887, 1288.3753946433349] | Distributed loads in blade-aligned x-direction
rotorse.ccblade.Py_b | output | N/m | [12.136515852405989, 22.252016939847795, -5.759977687660373, -31.239815329869806, -67.07757604753255, -116.76675433752007, -147.47063416640125, -176.90826396042144, -190.93909706304535, -193.48298468574137, -196.10933624420898, -198.61113531857217, -200.42898748309912, -201.20880919908538, -203.74309495713354, -203.67148988953775, -205.5144397524677, -206.99891482247992, -208.00448178949117, -208.71378228991094, -209.66220286246875, -210.2720237651729, -212.2029204688208, -213.95667867013074, -212.5745758044351, -209.04715511508047, -195.7069243244321, -173.48361234740548, -137.86233222911844, -85.59106918815189] | Distributed loads in blade-aligned y-direction
rotorse.ccblade.Pz_b | output | N/m | [0.0, 0.0, 0.0, 0.0, 0.0, 0.0, 0.0, 0.0, 0.0, 0.0, 0.0, 0.0, 0.0, 0.0, 0.0, 0.0, 0.0, 0.0, 0.0, 0.0, 0.0, 0.0, 0.0, 0.0, 0.0, 0.0, 0.0, 0.0, 0.0, 0.0] | Distributed loads in blade-aligned z-direction
rotorse.ccblade.Px_af | output | N/m | [23.96755608299441, 29.957369468630304, 80.61444503676665, 141.92917683673107, 216.521795688291, 345.37328033751214, 491.01420583021655, 693.4216895926996, 879.6245267319009, 1002.1332489777506, 1124.57139925915, 1244.1938731490932, 1357.0557671645959, 1455.3645865881813, 1573.736481397345, 1695.2854182774659, 1820.3846869959907, 1928.6605667151052, 2017.6710245315485, 2096.2224522161664, 2196.3197046241244, 2253.7010996927506, 2363.5186478742717, 2470.99545390918, 2543.232287200931, 2510.9015346453293, 2390.547813054913, 2185.514995460683, 1832.3342103421528, 1277.1003266735158] | Distributed loads in airfoil x-direction
rotorse.ccblade.Py_af | output | N/m | [21.639974870492587, 33.62698800927784, 18.981693221443454, 7.325768114915455, -15.314631455486548, -47.193405577261856, -71.28329138628852, -98.87532474252968, -113.30337956778052, -106.41192843761509, -98.24365008909444, -90.16336670572379, -82.00475584863271, -75.76379042388534, -77.81288124910806, -83.7747826937672, -94.49365630731774, -104.31773135634037, -113.65653221498401, -124.20265444713056, -142.882452534844, -157.21786772678985, -189.3741410181466, -231.6201214852474, -273.8484912155494, -305.51142996399125, -316.9316234911245, -309.36436842704404, -271.0248825382133, -190.39890823620522] | Distributed loads in airfoil y-direction
rotorse.ccblade.Pz_af | output | N/m | [0.0, 0.0, 0.0, 0.0, 0.0, 0.0, 0.0, 0.0, 0.0, 0.0, 0.0, 0.0, 0.0, 0.0, 0.0, 0.0, 0.0, 0.0, 0.0, 0.0, 0.0, 0.0, 0.0, 0.0, 0.0, 0.0, 0.0, 0.0, 0.0, 0.0] | Distributed loads in airfoil z-direction
rotorse.ccblade.LiftF | output | N/m | [-7.105427357601002e-15, 2.885069117686104, 64.39624506862137, 132.42654540007894, 213.95182992082266, 348.0762781893089, 495.9663188868349, 700.3438694723934, 886.8268996183126, 1007.687932115901, 1128.769910057705, 1247.3707158415095, 1359.4409303827576, 1457.2349346381045, 1575.5628660668774, 1697.232964503562, 1822.7122313571672, 1931.3557921803674, 2020.7468330450824, 2099.779055095398, 2200.85003562722, 2259.071025967567, 2370.994687440848, 2481.7392216918824, 2557.845939768826, 2529.35784507643, 2411.4041710379965, 2207.235717006225, 1852.205759894301, 1291.161030934483] | Distributed lift force
rotorse.ccblade.DragF | output | N/m | [32.291365053014296, 44.94323847079016, 52.07799004570855, 51.58263457236767, 36.61748787438584, 18.783632847575348, 13.91648259378789, 11.332869582338901, 10.724456311281983, 12.63244586346633, 13.825229214451724, 14.632974355629898, 15.668183575199038, 17.104885403339978, 17.407252520417984, 20.276287678986506, 21.20333447347619, 21.876349981425875, 22.280199451386977, 22.422942035963104, 22.243220140890486, 22.004643208138134, 21.61379797869634, 20.900943348232857, 21.156824204976772, 17.681687510928754, 17.158798643876764, 17.10547888223215, 15.39377664601983, 11.839799125951927] | Distributed drag force
rotorse.ccblade.L_n_opt | output | N/m | [-7.105427357601002e-15, 2.885069117686104, 64.39624506862137, 132.4265454000789, 213.95182992082266, 348.0762781893089, 495.9663188868348, 700.3438694723931, 886.8268996183126, 1007.6879321159008, 1128.769910057705, 1247.3707158415095, 1359.4409303827574, 1457.2349346381045, 1575.5628660668776, 1697.232964503562, 1822.7122313571672, 1931.3557921803674, 2020.7468330450822, 2099.779055095398, 2177.5259631968, 2259.0710259675666, 2370.9946874408474, 2481.7392216918824, 2557.8459397688257, 2529.357845076429, 2411.4041710379965, 2207.2357170062237, 1852.2057598942993, 1291.161030934483] | Distributed lift force
rotorse.ccblade.D_n_opt | output | N/m | [32.291365053014296, 44.94323847079016, 52.07799004570855, 51.58263457236767, 36.61748787438584, 18.783632847575348, 13.916482593787894, 11.332869582338905, 10.724456311281983, 12.632445863466327, 13.825229214451724, 14.632974355629898, 15.668183575199036, 17.104885403339978, 17.407252520417988, 20.276287678986506, 21.20333447347619, 21.876349981425875, 22.280199451386977, 22.422942035963104, 22.28469442436878, 22.004643208138134, 21.61379797869634, 20.900943348232857, 21.156824204976772, 17.68168751092875, 17.158798643876764, 17.10547888223214, 15.39377664601982, 11.839799125951927] | Distributed drag force
rotorse.re.precomp.z | output | m | [3.0, 6.448147165807186, 9.896294331614373, 13.34444149742156, 16.792588663228745, 20.240735829035934, 23.68888299484312, 27.13703016065031, 30.58517732645749, 34.03332449226468, 37.48147165807187, 40.929618823879046, 44.37776598968624, 47.825913155493424, 51.2740603213006, 54.722207487107795, 58.17035465291498, 61.618501818722166, 65.06664898452937, 68.51479615033654, 72.99738746588586, 75.41109048195092, 78.8592376477581, 82.30738481356529, 85.75553197937248, 89.20367914517963, 92.65182631098685, 96.09997347679402, 99.5481206426012, 102.9962678084084] | locations of properties along beam
rotorse.re.Tw_iner | output | deg | [32.0780186428855, -12.384812172429848, 23.09160988423285, 19.23580069956271, 16.66736906226493, 13.93419230902912, 10.833688870116495, 8.08256555197543, 6.559105851302869, 6.4958383696680855, 6.547329699329341, 6.578359506155854, 6.586061200415432, 6.494394827725282, 6.068022308744269, 5.4779580283585965, 4.836610318595076, 4.2862594946389905, 3.802352973843037, 3.3145579239128393, 3.084266881944222, 2.0644493958722774, 1.0764746467517334, -0.14072730739680103, -1.3440926346353101, -2.3589035216603054, -3.192090986264281, -3.8761893166129995, -4.4787683347177065, -4.571777288491382] | Orientation of the section principal inertia axes with respect the blade reference plane
rotorse.re.x_tc | output | m | [-6.976928845133099e-06, -0.018919758463430764, 0.004200118164552617, 0.06872270617631338, 0.06591013293193038, 0.0671688948959973, 0.07050022315910875, 0.06193387830860838, 0.049992635693270004, 0.03854958445944737, 0.026556035040272243, 0.016666136782798584, 0.009744485598693654, 0.006975926815412913, 0.008230338277849272, 0.011706090489749424, 0.01641226727217642, 0.021059787154110495, 0.025813816884143956, 0.030180177246296933, 0.02854649877384527, 0.03660814125410225, 0.038865180205022345, 0.041623322271820154, 0.04156140033121893, 0.04158393318941359, 0.04121146395000251, 0.03919532994569161, 0.0341974871334279, 0.026768893402319787] | X-coordinate of the tension-center offset with respect to the XR-YR axes
rotorse.re.y_tc | output | m | [-0.00014583464329156332, -0.00866850988944704, 0.061955296730044206, -0.12383178024428257, -0.17583593766051547, -0.2021933659807416, -0.21589425352922545, -0.2207128807802038, -0.208091767567238, -0.18321129174006356, -0.14959423409831632, -0.10931370378505681, -0.07089001025126906, -0.0291591659162084, -0.011626370181189269, -0.02081940760980131, -0.022121924734938434, -0.041466350866147174, -0.060367766160032484, -0.07461384509803165, -0.05925155884781828, -0.08874794621407556, -0.08919510093112239, -0.0843818205849071, -0.07687576968481807, -0.06260701380099093, -0.043901547990758454, -0.023111191549314524, -0.00033070501645444543, -0.009839028924657173] | Chordwise offset of the section tension-center with respect to the XR-YR axes
rotorse.re.x_sc | output | m | [-6.976928844820367e-06, -0.018923880488960536, 0.0042197406455017515, 0.0703520068917383, 0.0676488587813772, 0.06874904873465328, 0.07182258674358742, 0.06283513153608451, 0.05058374161782001, 0.038949090766458416, 0.026831085780974553, 0.016857766418184098, 0.009882485699229449, 0.0071163886768195045, 0.008409163892979157, 0.011904453895806489, 0.016530442673449847, 0.02126233577253877, 0.026008035412463062, 0.030320823125969933, 0.02861718095333093, 0.036750277802736736, 0.03900521678272194, 0.04176613202024071, 0.041697204948535634, 0.041711141009803714, 0.04133086006943597, 0.0393067286998509, 0.03429828150321376, 0.026768893402319777] | X-coordinate of the shear-center offset with respect to the XR-YR axes
rotorse.re.y_sc | output | m | [-0.00014583464329156491, -0.009177621534213138, 0.0550541931094168, -0.1362304880093247, -0.19444820036126348, -0.22408982675558015, -0.23668160879721606, -0.23719701422905795, -0.22248945631516975, -0.19826614654313557, -0.1674230656396073, -0.12968287647172297, -0.0928362141666947, -0.050874343170716596, -0.031516617406664435, -0.036057477937273055, -0.018840702023223018, -0.048887614827876, -0.06481208344920919, -0.07288463629725256, -0.05828037582622059, -0.08764968310116977, -0.08832343858163572, -0.08370034571909347, -0.07634824949111027, -0.06219060856450039, -0.04354899783473685, -0.02278628297595402, 3.357387135811155e-05, -0.009839028924657173] | Chordwise offset of the section shear-center with respect to the reference frame, XR-YR
rotorse.re.x_cg | output | m | [-6.976928844806979e-06, -0.0028833632011106905, -0.002803206808393028, 0.012177598823229628, 0.015795250843597203, 0.026032242681260524, 0.036332081741585885, 0.03828104394487708, 0.03630677774553208, 0.032127364146768846, 0.026378306566010142, 0.021338153013853278, 0.017976287230451707, 0.016376986925685566, 0.017079349187270824, 0.01872894615342238, 0.02116767758719256, 0.023116130787168204, 0.025091602727778158, 0.02685219913478981, 0.021563029153189875, 0.02964529829835027, 0.030711325672628076, 0.03154501145502654, 0.030877436607411574, 0.03055823846678049, 0.030186451460013856, 0.028798144387271025, 0.0249745472562102, 0.019122189847301695] | X-coordinate of the center-of-mass offset with respect to the XR-YR axes
rotorse.re.y_cg | output | m | [-0.0001458346432912324, -0.003432206107355339, 0.03875624322208281, -0.004179101915285088, -0.0009931063914657423, 0.028389684890398614, 0.05863040303102107, 0.08781009122241354, 0.1272029925774978, 0.16916046695047954, 0.20919547584220388, 0.25452754427638435, 0.29049456659762196, 0.34482544290126693, 0.35336210705714993, 0.32199561862507486, 0.30972122401591545, 0.2737312998089416, 0.23473935661719686, 0.19469977764662694, 0.059401025824402404, 0.12037845379982282, 0.08756918465707655, 0.05934861032195578, 0.03348800629854404, 0.016947650769236773, 0.008605394458105022, 0.0032590753198164096, 0.0010750107063018017, -0.02341592633568288] | Chordwise offset of the section center of mass with respect to the XR-YR axes
rotorse.re.precomp.flap_iner | output | kg/m | [5523.794966932072, 4538.434994811992, 2987.0449030128098, 1840.9239337903437, 964.3027831106701, 547.3061030713478, 368.1123905884151, 252.2314691278939, 184.96882268712653, 149.76816353916502, 127.8680293394874, 110.14539094957729, 96.37359940498226, 80.71795835343846, 66.31147580949727, 51.772343448556086, 39.718587527963564, 29.984767213561042, 22.130244135851044, 16.048475038454626, 25.84594961933155, 7.551362311973193, 4.819827296010942, 2.9254093535867085, 1.6125846946151583, 0.8346008016205824, 0.39908659767878785, 0.1619824186054617, 0.05069107704402254, 0.008820936858732933] | Section flap inertia about the Y_G axis per unit length.
rotorse.re.precomp.edge_iner | output | kg/m | [5524.026890571052, 4445.12659776196, 3568.5618647518236, 2782.1236306099026, 2126.933960930013, 1722.546032318945, 1460.0995070212784, 1264.5264749463047, 1128.2960994015323, 1038.928856234131, 982.6987140332923, 927.3953564602574, 876.7019195143876, 788.1571308245511, 686.4402653684774, 545.4675929195522, 433.70799767682166, 331.72898311470254, 246.29976969591712, 178.23585002857286, 166.48613892365418, 86.0523618513007, 57.148533341764406, 36.45252288859043, 21.42758638340818, 12.098417077162548, 6.340972467352691, 2.848983772994334, 1.048263034192489, 0.17575261858532326] | Section lag inertia about the X_G axis per unit length
rotorse.blade_mass | output | kg | 50153.6419 | mass of one blade
rotorse.blade_moment_of_inertia | output | kg*m**2 | 67113811.1957 | mass moment of inertia of blade about hub
rotorse.mass_all_blades | output | kg | 150460.9258 | mass of all blades
rotorse.I_all_blades | output | kg*m**2 | [201341433.58708745, 100670716.79354373, 100670716.79354373, 0.0, 0.0, 0.0] | mass moments of inertia of all blades in hub c.s. order:Ixx, Iyy, Izz, Ixy, Ixz, Iyz
rotorse.re.sc_ss_mats | output |  | [[0.0, 0.0, 0.0, 0.0, 0.0, 0.0, 0.0, 0.0, 0.0, 0.0], [1.0, 0.0, 0.0, 1.0, 0.0, 1.0, 0.0, 0.0, 0.0, 0.0], [1.0, 0.0, 0.0, 1.0, 0.0, 1.0, 0.0, 0.0, 0.0, 0.0], [1.0, 0.0, 0.0, 1.0, 0.0, 1.0, 0.0, 0.0, 0.0, 0.0], [1.0, 0.0, 0.0, 1.0, 0.0, 1.0, 0.0, 0.0, 0.0, 0.0], [1.0, 0.0, 0.0, 1.0, 0.0, 1.0, 0.0, 0.0, 0.0, 0.0], [1.0, 0.0, 0.0, 1.0, 0.0, 1.0, 0.0, 0.0, 0.0, 0.0], [1.0, 0.0, 0.0, 1.0, 0.0, 1.0, 0.0, 0.0, 0.0, 0.0], [1.0, 0.0, 0.0, 1.0, 0.0, 1.0, 0.0, 0.0, 0.0, 0.0], [1.0, 0.0, 0.0, 1.0, 0.0, 1.0, 0.0, 0.0, 0.0, 0.0], [1.0, 0.0, 0.0, 1.0, 0.0, 1.0, 0.0, 0.0, 0.0, 0.0], [1.0, 0.0, 0.0, 1.0, 0.0, 1.0, 0.0, 0.0, 0.0, 0.0], [1.0, 0.0, 0.0, 1.0, 0.0, 1.0, 0.0, 0.0, 0.0, 0.0], [1.0, 0.0, 0.0, 1.0, 0.0, 1.0, 0.0, 0.0, 0.0, 0.0], [1.0, 0.0, 0.0, 1.0, 0.0, 1.0, 0.0, 0.0, 0.0, 0.0], [1.0, 0.0, 0.0, 1.0, 0.0, 1.0, 0.0, 0.0, 0.0, 0.0], [1.0, 0.0, 0.0, 1.0, 0.0, 1.0, 0.0, 0.0, 0.0, 0.0], [1.0, 0.0, 0.0, 1.0, 0.0, 1.0, 0.0, 0.0, 0.0, 0.0], [1.0, 0.0, 0.0, 1.0, 0.0, 1.0, 0.0, 0.0, 0.0, 0.0], [1.0, 0.0, 0.0, 1.0, 0.0, 1.0, 0.0, 0.0, 0.0, 0.0], [1.0, 0.0, 0.0, 1.0, 0.0, 1.0, 0.0, 0.0, 0.0, 0.0], [1.0, 0.0, 0.0, 1.0, 0.0, 1.0, 0.0, 0.0, 0.0, 0.0], [1.0, 0.0, 0.0, 1.0, 0.0, 1.0, 0.0, 0.0, 0.0, 0.0], [1.0, 0.0, 0.0, 1.0, 0.0, 1.0, 0.0, 0.0, 0.0, 0.0], [1.0, 0.0, 0.0, 1.0, 0.0, 1.0, 0.0, 0.0, 0.0, 0.0], [1.0, 0.0, 0.0, 1.0, 0.0, 1.0, 0.0, 0.0, 0.0, 0.0], [1.0, 0.0, 0.0, 1.0, 0.0, 1.0, 0.0, 0.0, 0.0, 0.0], [1.0, 0.0, 0.0, 1.0, 0.0, 1.0, 0.0, 0.0, 0.0, 0.0], [1.0, 0.0, 0.0, 1.0, 0.0, 1.0, 0.0, 0.0, 0.0, 0.0], [1.0, 0.0, 0.0, 1.0, 0.0, 1.0, 0.0, 0.0, 0.0, 0.0]] | spar cap, suction side, boolean of materials in each composite layer spanwise, passed as floats for differentiablity, used for Fatigue Analysis
rotorse.re.sc_ps_mats | output |  | [[0.0, 0.0, 0.0, 0.0, 0.0, 0.0, 0.0, 0.0, 0.0, 0.0], [1.0, 0.0, 0.0, 1.0, 0.0, 1.0, 0.0, 0.0, 0.0, 0.0], [1.0, 0.0, 0.0, 1.0, 0.0, 1.0, 0.0, 0.0, 0.0, 0.0], [1.0, 0.0, 0.0, 1.0, 0.0, 1.0, 0.0, 0.0, 0.0, 0.0], [1.0, 0.0, 0.0, 1.0, 0.0, 1.0, 0.0, 0.0, 0.0, 0.0], [1.0, 0.0, 0.0, 1.0, 0.0, 1.0, 0.0, 0.0, 0.0, 0.0], [1.0, 0.0, 0.0, 1.0, 0.0, 1.0, 0.0, 0.0, 0.0, 0.0], [1.0, 0.0, 0.0, 1.0, 0.0, 1.0, 0.0, 0.0, 0.0, 0.0], [1.0, 0.0, 0.0, 1.0, 0.0, 1.0, 0.0, 0.0, 0.0, 0.0], [1.0, 0.0, 0.0, 1.0, 0.0, 1.0, 0.0, 0.0, 0.0, 0.0], [1.0, 0.0, 0.0, 1.0, 0.0, 1.0, 0.0, 0.0, 0.0, 0.0], [1.0, 0.0, 0.0, 1.0, 0.0, 1.0, 0.0, 0.0, 0.0, 0.0], [1.0, 0.0, 0.0, 1.0, 0.0, 1.0, 0.0, 0.0, 0.0, 0.0], [1.0, 0.0, 0.0, 1.0, 0.0, 1.0, 0.0, 0.0, 0.0, 0.0], [1.0, 0.0, 0.0, 1.0, 0.0, 1.0, 0.0, 0.0, 0.0, 0.0], [1.0, 0.0, 0.0, 1.0, 0.0, 1.0, 0.0, 0.0, 0.0, 0.0], [1.0, 0.0, 0.0, 1.0, 0.0, 1.0, 0.0, 0.0, 0.0, 0.0], [1.0, 0.0, 0.0, 1.0, 0.0, 1.0, 0.0, 0.0, 0.0, 0.0], [1.0, 0.0, 0.0, 1.0, 0.0, 1.0, 0.0, 0.0, 0.0, 0.0], [1.0, 0.0, 0.0, 1.0, 0.0, 1.0, 0.0, 0.0, 0.0, 0.0], [1.0, 0.0, 0.0, 1.0, 0.0, 1.0, 0.0, 0.0, 0.0, 0.0], [1.0, 0.0, 0.0, 1.0, 0.0, 1.0, 0.0, 0.0, 0.0, 0.0], [1.0, 0.0, 0.0, 1.0, 0.0, 1.0, 0.0, 0.0, 0.0, 0.0], [1.0, 0.0, 0.0, 1.0, 0.0, 1.0, 0.0, 0.0, 0.0, 0.0], [1.0, 0.0, 0.0, 1.0, 0.0, 1.0, 0.0, 0.0, 0.0, 0.0], [1.0, 0.0, 0.0, 1.0, 0.0, 1.0, 0.0, 0.0, 0.0, 0.0], [1.0, 0.0, 0.0, 1.0, 0.0, 1.0, 0.0, 0.0, 0.0, 0.0], [1.0, 0.0, 0.0, 1.0, 0.0, 1.0, 0.0, 0.0, 0.0, 0.0], [1.0, 0.0, 0.0, 1.0, 0.0, 1.0, 0.0, 0.0, 0.0, 0.0], [1.0, 0.0, 0.0, 1.0, 0.0, 1.0, 0.0, 0.0, 0.0, 0.0]] | spar cap, pressure side, boolean of materials in each composite layer spanwise, passed as floats for differentiablity, used for Fatigue Analysis
rotorse.re.te_ss_mats | output |  | [[0.0, 0.0, 0.0, 0.0, 0.0, 0.0, 0.0, 0.0, 0.0, 0.0], [0.0, 0.0, 0.0, 0.0, 0.0, 0.0, 0.0, 0.0, 0.0, 0.0], [1.0, 0.0, 1.0, 0.0, 0.0, 1.0, 0.0, 0.0, 0.0, 0.0], [1.0, 0.0, 1.0, 0.0, 0.0, 1.0, 0.0, 0.0, 0.0, 0.0], [1.0, 0.0, 1.0, 0.0, 0.0, 1.0, 0.0, 0.0, 0.0, 0.0], [1.0, 0.0, 1.0, 0.0, 0.0, 1.0, 0.0, 0.0, 0.0, 0.0], [1.0, 0.0, 1.0, 0.0, 0.0, 1.0, 0.0, 0.0, 0.0, 0.0], [1.0, 0.0, 1.0, 0.0, 0.0, 1.0, 0.0, 0.0, 0.0, 0.0], [1.0, 0.0, 1.0, 0.0, 0.0, 1.0, 0.0, 0.0, 0.0, 0.0], [1.0, 0.0, 1.0, 0.0, 0.0, 1.0, 0.0, 0.0, 0.0, 0.0], [1.0, 0.0, 1.0, 0.0, 0.0, 1.0, 0.0, 0.0, 0.0, 0.0], [1.0, 0.0, 1.0, 0.0, 0.0, 1.0, 0.0, 0.0, 0.0, 0.0], [1.0, 0.0, 1.0, 0.0, 0.0, 1.0, 0.0, 0.0, 0.0, 0.0], [1.0, 0.0, 1.0, 0.0, 0.0, 1.0, 0.0, 0.0, 0.0, 0.0], [1.0, 0.0, 1.0, 0.0, 0.0, 1.0, 0.0, 0.0, 0.0, 0.0], [1.0, 0.0, 1.0, 0.0, 0.0, 1.0, 0.0, 0.0, 0.0, 0.0], [1.0, 0.0, 1.0, 0.0, 0.0, 1.0, 0.0, 0.0, 0.0, 0.0], [1.0, 0.0, 1.0, 0.0, 0.0, 1.0, 0.0, 0.0, 0.0, 0.0], [1.0, 0.0, 1.0, 0.0, 0.0, 1.0, 0.0, 0.0, 0.0, 0.0], [1.0, 0.0, 1.0, 0.0, 0.0, 1.0, 0.0, 0.0, 0.0, 0.0], [1.0, 0.0, 1.0, 0.0, 0.0, 1.0, 0.0, 0.0, 0.0, 0.0], [1.0, 0.0, 1.0, 0.0, 0.0, 1.0, 0.0, 0.0, 0.0, 0.0], [1.0, 0.0, 1.0, 0.0, 0.0, 1.0, 0.0, 0.0, 0.0, 0.0], [1.0, 0.0, 1.0, 0.0, 0.0, 1.0, 0.0, 0.0, 0.0, 0.0], [1.0, 0.0, 1.0, 0.0, 0.0, 1.0, 0.0, 0.0, 0.0, 0.0], [1.0, 0.0, 1.0, 0.0, 0.0, 1.0, 0.0, 0.0, 0.0, 0.0], [1.0, 0.0, 1.0, 0.0, 0.0, 1.0, 0.0, 0.0, 0.0, 0.0], [1.0, 0.0, 1.0, 0.0, 0.0, 1.0, 0.0, 0.0, 0.0, 0.0], [1.0, 0.0, 1.0, 0.0, 0.0, 1.0, 0.0, 0.0, 0.0, 0.0], [0.0, 0.0, 0.0, 0.0, 0.0, 0.0, 0.0, 0.0, 0.0, 0.0]] | trailing edge reinforcement, suction side, boolean of materials in each composite layer spanwise, passed as floats for differentiablity, used for Fatigue Analysis
rotorse.re.te_ps_mats | output |  | [[0.0, 0.0, 0.0, 0.0, 0.0, 0.0, 0.0, 0.0, 0.0, 0.0], [0.0, 0.0, 0.0, 0.0, 0.0, 0.0, 0.0, 0.0, 0.0, 0.0], [1.0, 0.0, 1.0, 0.0, 0.0, 1.0, 0.0, 0.0, 0.0, 0.0], [1.0, 0.0, 1.0, 0.0, 0.0, 1.0, 0.0, 0.0, 0.0, 0.0], [1.0, 0.0, 1.0, 0.0, 0.0, 1.0, 0.0, 0.0, 0.0, 0.0], [1.0, 0.0, 1.0, 0.0, 0.0, 1.0, 0.0, 0.0, 0.0, 0.0], [1.0, 0.0, 1.0, 0.0, 0.0, 1.0, 0.0, 0.0, 0.0, 0.0], [1.0, 0.0, 1.0, 0.0, 0.0, 1.0, 0.0, 0.0, 0.0, 0.0], [1.0, 0.0, 1.0, 0.0, 0.0, 1.0, 0.0, 0.0, 0.0, 0.0], [1.0, 0.0, 1.0, 0.0, 0.0, 1.0, 0.0, 0.0, 0.0, 0.0], [1.0, 0.0, 1.0, 0.0, 0.0, 1.0, 0.0, 0.0, 0.0, 0.0], [1.0, 0.0, 1.0, 0.0, 0.0, 1.0, 0.0, 0.0, 0.0, 0.0], [1.0, 0.0, 1.0, 0.0, 0.0, 1.0, 0.0, 0.0, 0.0, 0.0], [1.0, 0.0, 1.0, 0.0, 0.0, 1.0, 0.0, 0.0, 0.0, 0.0], [1.0, 0.0, 1.0, 0.0, 0.0, 1.0, 0.0, 0.0, 0.0, 0.0], [1.0, 0.0, 1.0, 0.0, 0.0, 1.0, 0.0, 0.0, 0.0, 0.0], [1.0, 0.0, 1.0, 0.0, 0.0, 1.0, 0.0, 0.0, 0.0, 0.0], [1.0, 0.0, 1.0, 0.0, 0.0, 1.0, 0.0, 0.0, 0.0, 0.0], [1.0, 0.0, 1.0, 0.0, 0.0, 1.0, 0.0, 0.0, 0.0, 0.0], [1.0, 0.0, 1.0, 0.0, 0.0, 1.0, 0.0, 0.0, 0.0, 0.0], [1.0, 0.0, 1.0, 0.0, 0.0, 1.0, 0.0, 0.0, 0.0, 0.0], [1.0, 0.0, 1.0, 0.0, 0.0, 1.0, 0.0, 0.0, 0.0, 0.0], [1.0, 0.0, 1.0, 0.0, 0.0, 1.0, 0.0, 0.0, 0.0, 0.0], [1.0, 0.0, 1.0, 0.0, 0.0, 1.0, 0.0, 0.0, 0.0, 0.0], [1.0, 0.0, 1.0, 0.0, 0.0, 1.0, 0.0, 0.0, 0.0, 0.0], [1.0, 0.0, 1.0, 0.0, 0.0, 1.0, 0.0, 0.0, 0.0, 0.0], [1.0, 0.0, 1.0, 0.0, 0.0, 1.0, 0.0, 0.0, 0.0, 0.0], [1.0, 0.0, 1.0, 0.0, 0.0, 1.0, 0.0, 0.0, 0.0, 0.0], [1.0, 0.0, 1.0, 0.0, 0.0, 1.0, 0.0, 0.0, 0.0, 0.0], [0.0, 0.0, 0.0, 0.0, 0.0, 0.0, 0.0, 0.0, 0.0, 0.0]] | trailing edge reinforcement, pressure side, boolean of materials in each composite layer spanwise, passed as floats for differentiablity, used for Fatigue Analysis
rotorse.wt_class.V_mean | output | m/s | 7.5
rotorse.wt_class.V_extreme1 | output | m/s | 30
rotorse.wt_class.V_extreme50 | output | m/s | 52.5
towerse.constr_d_to_t | output |  | [96.91496253146406, 108.4598502422541, 122.38290531102035, 137.8948014349333, 156.31602723858882, 180.28228600342416, 212.42626374597074, 255.07753081549134, 302.31821512436176, 316.59090064897555]
towerse.constr_taper | output |  | [1.0, 1.0, 1.0, 1.0, 1.0, 1.0, 1.0, 1.0, 0.9817986883333334, 0.938808533378006]
towerse.slope | output |  | [1.0, 1.0, 1.0, 1.0, 1.0, 1.0, 1.0, 1.0, 0.9817986883333334, 0.938808533378006]
towerse.thickness_slope | output |  | [0.8935561160650362, 0.886233661201435, 0.8875092029395152, 0.8821539535703606, 0.8670625977952146, 0.8486817158306477, 0.8327909677768831, 0.8360599704280115, 0.9171993112993886]
towerse.member.ca_usr_grid_full | output |  | [0.0, 0.0, 0.0, 0.0, 0.0, 0.0, 0.0, 0.0, 0.0, 0.0, 0.0, 0.0, 0.0, 0.0, 0.0, 0.0, 0.0, 0.0, 0.0, 0.0, 0.0, 0.0, 0.0, 0.0, 0.0, 0.0, 0.0, 0.0, 0.0, 0.0, 0.0]
towerse.member.cd_usr_grid_full | output |  | [0.0, 0.0, 0.0, 0.0, 0.0, 0.0, 0.0, 0.0, 0.0, 0.0, 0.0, 0.0, 0.0, 0.0, 0.0, 0.0, 0.0, 0.0, 0.0, 0.0, 0.0, 0.0, 0.0, 0.0, 0.0, 0.0, 0.0, 0.0, 0.0, 0.0, 0.0]
towerse.member.nu_full | output |  | [0.26103404791929385, 0.26103404791929385, 0.26103404791929385, 0.26103404791929385, 0.26103404791929385, 0.26103404791929385, 0.26103404791929385, 0.26103404791929385, 0.26103404791929385, 0.26103404791929385, 0.26103404791929385, 0.26103404791929385, 0.26103404791929385, 0.26103404791929385, 0.26103404791929385, 0.26103404791929385, 0.26103404791929385, 0.26103404791929385, 0.26103404791929385, 0.26103404791929385, 0.26103404791929385, 0.26103404791929385, 0.26103404791929385, 0.26103404791929385, 0.26103404791929385, 0.26103404791929385, 0.26103404791929385, 0.26103404791929385, 0.26103404791929385, 0.26103404791929385]
towerse.member.nodes_r | output | m | [3.0, 3.0, 3.0, 3.0, 3.0, 3.0, 3.0, 3.0, 3.0, 3.0, 3.0, 3.0, 3.0, 3.0, 3.0, 3.0, 3.0, 3.0, 3.0, 3.0, 3.0, 3.0, 3.0, 3.0, 3.0, 2.9817986883333334, 2.963597376666667, 2.945396065, 2.8853183633333335, 2.8252406616666668, 2.76516296]
towerse.member.center_of_buoyancy | output | m | [0.0, 0.0, 0.0]
towerse.member.displacement | output | m**3 | 0
towerse.member.buoyancy_force | output | N | 0
towerse.member.idx_cb | output |  | 0
towerse.member.Awater | output | m**2 | 0
towerse.member.Iwaterx | output | m**4 | 0
towerse.member.Iwatery | output | m**4 | 0
towerse.member.added_mass | output | kg | [0.0, 0.0, 0.0, 0.0, 0.0, 0.0]
towerse.member.waterline_centroid | output | m | [0.0, 0.0]
towerse.member.z_dim | output | m | [0.0, 4.566666666666666, 9.133333333333333, 13.7, 18.266666666666666, 22.833333333333332, 27.4, 31.966666666666665, 36.53333333333333, 41.1, 45.666666666666664, 50.23333333333333, 54.8, 59.36666666666666, 63.93333333333334, 68.5, 73.06666666666666, 77.63333333333333, 82.2, 86.76666666666667, 91.33333333333334, 95.9, 100.46666666666667, 105.03333333333333, 109.6, 114.16666666666666, 118.73333333333332, 123.29999999999998, 127.86666666666666, 132.43333333333334, 137.0]
towerse.member.d_eff | output | m | [6.0, 6.0, 6.0, 6.0, 6.0, 6.0, 6.0, 6.0, 6.0, 6.0, 6.0, 6.0, 6.0, 6.0, 6.0, 6.0, 6.0, 6.0, 6.0, 6.0, 6.0, 6.0, 6.0, 6.0, 6.0, 5.963597376666667, 5.927194753333334, 5.89079213, 5.770636726666667, 5.6504813233333335, 5.53032592]
towerse.tower_section_height | output | m | [13.7, 13.7, 13.700000000000003, 13.699999999999996, 13.700000000000003, 13.700000000000003, 13.700000000000003, 13.699999999999989, 13.699999999999989, 13.700000000000017]
towerse.member.sigma_ult | output | Pa | [450000000.0, 450000000.0, 450000000.0, 450000000.0, 450000000.0, 450000000.0, 450000000.0, 450000000.0, 450000000.0, 450000000.0]
towerse.member.wohler_exp | output |  | [3.0, 3.0, 3.0, 3.0, 3.0, 3.0, 3.0, 3.0, 3.0, 3.0]
towerse.member.wohler_A | output |  | [35534648443.719765, 35534648443.719765, 35534648443.719765, 35534648443.719765, 35534648443.719765, 35534648443.719765, 35534648443.719765, 35534648443.719765, 35534648443.719765, 35534648443.719765]
towerse.member.ballast_density | output | kg/m**3 | []
towerse.member.ballast_unit_cost | output | USD/kg | []
towerse.z_param | output | m | [0.0, 13.7, 27.4, 41.1, 54.8, 68.5, 82.2, 95.9, 109.6, 123.29999999999998, 137.0]
towerse.member.sec_loc | output |  | [0.0, 0.1111111111111111, 0.22222222222222224, 0.33333333333333337, 0.4444444444444445, 0.5555555555555556, 0.6666666666666669, 0.7777777777777779, 0.888888888888889, 1.0] | normalized sectional location
towerse.member.str_tw | output | deg | [0.0, 0.0, 0.0, 0.0, 0.0, 0.0, 0.0, 0.0, 0.0, 0.0] | structural twist of section
towerse.member.tw_iner | output | deg | [0.0, 0.0, 0.0, 0.0, 0.0, 0.0, 0.0, 0.0, 0.0, 0.0] | inertial twist of section
towerse.member.mass_den | output | kg/m | [9639.077030246244, 8622.614775184291, 7649.7415778560535, 6795.5079111015375, 5999.844701023141, 5206.693611723692, 4422.555256512599, 3685.9768681357536, 3055.530282604898, 2692.2359476009656] | sectional mass per unit length
towerse.member.foreaft_iner | output | kg*m | [42489.95080602763, 38092.858739502975, 33865.87425039105, 30139.47858933783, 26656.065990696272, 23171.635982295273, 19715.00747675649, 16457.352006965113, 13411.739641666285, 10905.28025033902] | sectional fore-aft intertia per unit length about the Y_G inertia axis
towerse.member.sideside_iner | output | kg*m | [42489.95080602763, 38092.858739502975, 33865.87425039105, 30139.47858933783, 26656.065990696272, 23171.635982295273, 19715.00747675649, 16457.352006965113, 13411.739641666285, 10905.28025033902] | sectional side-side intertia per unit length about the Y_G inertia axis
towerse.member.foreaft_stff | output | N*m**2 | [1018211138414.2734, 912841091289.3116, 811547429915.913, 722249666650.7987, 638774646314.3127, 555275245202.3789, 472442067499.55646, 394376995134.55817, 321393233684.78986, 261329505160.29282] | sectional fore-aft bending stiffness per unit length about the Y_E elastic axis
towerse.member.sideside_stff | output | N*m**2 | [1018211138414.2734, 912841091289.3116, 811547429915.913, 722249666650.7987, 638774646314.3127, 555275245202.3789, 472442067499.55646, 394376995134.55817, 321393233684.78986, 261329505160.29282] | sectional side-side bending stiffness per unit length about the Y_E elastic axis
towerse.member.tor_stff | output | N*m**2 | [807441432762.5188, 723882985392.4241, 643557111923.319, 572743985654.0834, 506548294527.25, 440333269445.48645, 374646559527.14825, 312740957141.70465, 254864834312.03836, 207234297592.11218] | sectional torsional stiffness
towerse.member.axial_stff | output | N | [230986748867.63107, 206628679012.32428, 183315158827.12805, 162844665974.1562, 143777730673.931, 124770994769.31923, 105980236197.28252, 88329184474.85631, 73221430208.60046, 64515599031.8947] | sectional axial stiffness
towerse.member.cg_offst | output | m | [0.0, 0.0, 0.0, 0.0, 0.0, 0.0, 0.0, 0.0, 0.0, 0.0] | offset from the sectional center of mass
towerse.member.sc_offst | output | m | [0.0, 0.0, 0.0, 0.0, 0.0, 0.0, 0.0, 0.0, 0.0, 0.0] | offset from the sectional shear center
towerse.member.tc_offst | output | m | [0.0, 0.0, 0.0, 0.0, 0.0, 0.0, 0.0, 0.0, 0.0, 0.0] | offset from the sectional tension center
towerse.member.axial_load2stress | output | m**2 | [[0.0, 0.0, 0.8658505346322343, 0.5892687453158478, 0.5892687453158478, 0.0], [0.0, 0.0, 0.967919850022712, 0.6572885529863146, 0.6572885529863146, 0.0], [0.0, 0.0, 1.091017247453094, 0.739328322513655, 0.739328322513655, 0.0], [0.0, 0.0, 1.2281642680991494, 0.8307376627562981, 0.8307376627562981, 0.0], [0.0, 0.0, 1.3910360044113765, 0.9392983949221532, 0.9392983949221532, 0.0], [0.0, 0.0, 1.6029366470129267, 1.080545198411142, 1.080545198411142, 0.0], [0.0, 0.0, 1.8871443127159995, 1.2699969822237798, 1.2699969822237798, 0.0], [0.0, 0.0, 2.2642572915063175, 1.5213869150640618, 1.5213869150640618, 0.0], [0.0, 0.0, 2.7314407739676785, 1.8498821511690617, 1.8498821511690617, 0.0], [0.0, 0.0, 3.100025466726669, 2.1851949023120407, 2.1851949023120407, 0.0]]
towerse.member.shear_load2stress | output | m**2 | [[1.4192733278445275, 1.4192733278445275, 0.0, 0.0, 0.0, 0.2946343726579239], [1.5874110997897903, 1.5874110997897903, 0.0, 0.0, 0.0, 0.3286442764931573], [1.790178816452083, 1.790178816452083, 0.0, 0.0, 0.0, 0.3696641612568275], [2.016080744008492, 2.016080744008492, 0.0, 0.0, 0.0, 0.41536883137814906], [2.2843470761842477, 2.2843470761842477, 0.0, 0.0, 0.0, 0.4696491974610766], [2.6333600649363467, 2.6333600649363467, 0.0, 0.0, 0.0, 0.540272599205571], [3.101456714887295, 3.101456714887295, 0.0, 0.0, 0.0, 0.6349984911118899], [3.722559391344929, 3.722559391344929, 0.0, 0.0, 0.0, 0.7606934575320309], [4.491875703557048, 4.491875703557048, 0.0, 0.0, 0.0, 0.9249410755845309], [5.098358094466075, 5.098358094466075, 0.0, 0.0, 0.0, 1.0925974511560204]]
towerse.member.labor_hours | output | h | 1087.5295
towerse.tower_cost | output | USD | 2148240.6401
towerse.member.section_D | output | m | [6.0, 6.0, 6.0, 6.0, 6.0, 6.0, 6.0, 6.0, 6.0, 6.0, 6.0, 6.0, 6.0, 6.0, 6.0, 6.0, 6.0, 6.0, 6.0, 6.0, 6.0, 6.0, 6.0, 6.0, 5.981798688333333, 5.945396065000001, 5.9089934416666665, 5.830714428333334, 5.710559025, 5.590403621666667]
towerse.member.section_t | output | m | [0.06624364114999999, 0.06624364114999999, 0.06624364114999999, 0.0591924107, 0.0591924107, 0.0591924107, 0.05245830685, 0.05245830685, 0.05245830685, 0.046557230100000006, 0.046557230100000006, 0.046557230100000006, 0.041070644600000004, 0.041070644600000004, 0.041070644600000004, 0.035610819800000006, 0.035610819800000006, 0.035610819800000006, 0.030222251650000004, 0.030222251650000004, 0.030222251650000004, 0.025168818200000005, 0.025168818200000005, 0.025168818200000005, 0.0210426414, 0.0210426414, 0.0210426414, 0.0193002962, 0.0193002962, 0.0193002962]
towerse.member.section_sigma_y | output | Pa | [345000000.0, 345000000.0, 345000000.0, 345000000.0, 345000000.0, 345000000.0, 345000000.0, 345000000.0, 345000000.0, 345000000.0, 345000000.0, 345000000.0, 345000000.0, 345000000.0, 345000000.0, 345000000.0, 345000000.0, 345000000.0, 345000000.0, 345000000.0, 345000000.0, 345000000.0, 345000000.0, 345000000.0, 345000000.0, 345000000.0, 345000000.0, 345000000.0, 345000000.0, 345000000.0]
towerse.height_constraint | output | m | 3
towerse.transition_piece_height | output | m | 0
towerse.z_start | output | m | 0
af_3d.cl_corrected | output |  | [[[[0.0], [0.0], [0.0], [0.0], [0.0]], [[0.0], [0.0], [0.0], [0.0], [0.0]], [[0.0], [0.0], [0.0], [0.0], [0.0]], [[0.0], [0.0], [0.0], [0.0], [0.0]], [[0.0], [0.0], [0.0], [0.0], [0.0]], [[0.0], [0.0], [0.0], [0.0], [0.0]], [[0.0], [0.0], [0.0], [0.0], [0.0]], [[0.0], [0.0], [0.0], [0.0], [0.0]], [[5.551115123125783e-17], [0.0], [0.0], [0.0], [0.0]], [[-1.1102230246251565e-16], [0.0], [0.0], [0.0], [0.0]], [[0.0], [0.0], [0.0], [0.0], [0.0]], [[0.0], [0.0], [0.0], [0.0], [0.0]], [[0.0], [0.0], [0.0], [0.0], [0.0]], [[0.0], [0.0], [0.0], [0.0], [0.0]], [[0.0], [0.0], [0.0], [0.0], [0.0]], [[0.0], [0.0], [0.0], [0.0], [0.0]], [[0.0], [0.0], [0.0], [0.0], [0.0]], [[0.0], [0.0], [0.0], [0.0], [0.0]], [[0.0], [0.0], [0.0], [0.0], [0.0]], [[0.0], [0.0], [0.0], [0.0], [0.0]], [[0.0], [0.0], [0.0], [0.0], [0.0]], [[5.551115123125783e-17], [5.551115123125783e-17], [-5.551115123125783e-17], [-5.551115123125783e-17], [5.551115123125783e-17]], [[0.0], [0.0], [0.0], [0.0], [0.0]], [[0.0], [0.0], [0.0], [0.0], [0.0]], [[0.0], [0.0], [0.0], [0.0], [0.0]], [[0.0], [0.0], [0.0], [0.0], [0.0]], [[0.0], [0.0], [0.0], [0.0], [0.0]], [[0.0], [0.0], [0.0], [0.0], [0.0]], [[-1.3877787807814457e-17], [1.3877787807814457e-17], [-1.3877787807814457e-17], [1.3877787807814457e-17], [-1.3877787807814457e-17]], [[0.0], [0.0], [0.0], [0.0], [0.0]], [[0.0], [0.0], [0.0], [0.0], [0.0]], [[-6.938893903907228e-18], [6.938893903907228e-18], [6.938893903907228e-18], [-6.938893903907228e-18], [-6.938893903907228e-18]], [[1.3877787807814457e-17], [-1.3877787807814457e-17], [-1.3877787807814457e-17], [-1.3877787807814457e-17], [-1.3877787807814457e-17]], [[0.0], [0.0], [0.0], [0.0], [0.0]], [[-2.7755575615628914e-17], [-2.7755575615628914e-17], [-2.7755575615628914e-17], [2.7755575615628914e-17], [-2.7755575615628914e-17]], [[0.0], [0.0], [0.0], [0.0], [0.0]], [[0.0], [0.0], [0.0], [0.0], [0.0]], [[0.0], [0.0], [0.0], [0.0], [0.0]], [[0.0], [0.0], [0.0], [0.0], [0.0]], [[-5.551115123125783e-17], [5.551115123125783e-17], [5.551115123125783e-17], [5.551115123125783e-17], [-5.551115123125783e-17]], [[0.0], [0.0], [0.0], [0.0], [0.0]], [[0.0], [0.0], [0.0], [0.0], [0.0]], [[0.0], [0.0], [0.0], [0.0], [0.0]], [[0.0], [0.0], [0.0], [0.0], [0.0]], [[0.0], [0.0], [0.0], [0.0], [0.0]], [[0.0], [0.0], [0.0], [0.0], [0.0]], [[0.0], [0.0], [0.0], [0.0], [0.0]], [[0.0], [0.0], [0.0], [0.0], [0.0]], [[0.0], [0.0], [0.0], [0.0], [0.0]], [[0.0], [0.0], [0.0], [0.0], [0.0]], [[0.0], [-1.1102230246251565e-16], [1.1102230246251565e-16], [-1.1102230246251565e-16], [1.1102230246251565e-16]], [[0.0], [0.0], [0.0], [0.0], [0.0]], [[1.1102230246251565e-16], [-1.1102230246251565e-16], [1.1102230246251565e-16], [-1.1102230246251565e-16], [1.1102230246251565e-16]], [[0.0], [0.0], [0.0], [0.0], [0.0]], [[-1.1102230246251565e-16], [0.0], [0.0], [0.0], [0.0]], [[0.0], [0.0], [0.0], [0.0], [0.0]], [[0.0], [0.0], [0.0], [0.0], [0.0]], [[0.0], [0.0], [0.0], [0.0], [0.0]], [[0.0], [0.0], [0.0], [0.0], [0.0]], [[0.0], [0.0], [0.0], [0.0], [0.0]], [[0.0], [0.0], [0.0], [0.0], [0.0]], [[0.0], [0.0], [0.0], [0.0], [0.0]], [[0.0], [0.0], [0.0], [0.0], [0.0]], [[0.0], [0.0], [0.0], [0.0], [0.0]], [[0.0], [0.0], [0.0], [0.0], [0.0]], [[0.0], [0.0], [0.0], [0.0], [0.0]], [[0.0], [0.0], [0.0], [0.0], [0.0]], [[0.0], [0.0], [0.0], [0.0], [0.0]], [[0.0], [0.0], [0.0], [0.0], [0.0]], [[0.0], [0.0], [0.0], [0.0], [0.0]], [[0.0], [0.0], [0.0], [0.0], [0.0]], [[0.0], [0.0], [0.0], [0.0], [0.0]], [[0.0], [0.0], [0.0], [0.0], [0.0]], [[0.0], [0.0], [0.0], [0.0], [0.0]], [[0.0], [0.0], [0.0], [0.0], [0.0]], [[0.0], [0.0], [0.0], [0.0], [0.0]], [[0.0], [0.0], [0.0], [0.0], [0.0]], [[0.0], [0.0], [0.0], [0.0], [0.0]], [[0.0], [0.0], [0.0], [0.0], [0.0]], [[0.0], [0.0], [0.0], [0.0], [0.0]], [[0.0], [0.0], [0.0], [0.0], [0.0]], [[0.0], [0.0], [0.0], [0.0], [0.0]], [[0.0], [0.0], [0.0], [0.0], [0.0]], [[0.0], [0.0], [0.0], [0.0], [0.0]], [[0.0], [0.0], [0.0], [0.0], [0.0]], [[0.0], [0.0], [0.0], [0.0], [0.0]], [[0.0], [0.0], [0.0], [0.0], [0.0]], [[0.0], [0.0], [0.0], [0.0], [0.0]], [[0.0], [0.0], [0.0], [0.0], [0.0]], [[0.0], [0.0], [0.0], [0.0], [0.0]], [[0.0], [0.0], [0.0], [0.0], [0.0]], [[0.0], [0.0], [0.0], [0.0], [0.0]], [[0.0], [0.0], [0.0], [0.0], [0.0]], [[0.0], [0.0], [0.0], [0.0], [0.0]], [[0.0], [0.0], [0.0], [0.0], [0.0]], [[0.0], [0.0], [0.0], [0.0], [0.0]], [[0.0], [0.0], [0.0], [0.0], [0.0]], [[0.0], [0.0], [0.0], [0.0], [0.0]], [[0.0], [0.0], [0.0], [0.0], [0.0]], [[0.0], [0.0], [0.0], [0.0], [0.0]], [[0.0], [0.0], [0.0], [0.0], [0.0]], [[0.0], [0.0], [0.0], [0.0], [0.0]], [[0.0], [0.0], [0.0], [0.0], [0.0]], [[0.0], [0.0], [0.0], [0.0], [0.0]], [[0.0], [0.0], [0.0], [0.0], [0.0]], [[0.0], [0.0], [0.0], [0.0], [0.0]], [[0.0], [0.0], [0.0], [0.0], [0.0]], [[0.0], [0.0], [0.0], [0.0], [0.0]], [[0.0], [0.0], [0.0], [0.0], [0.0]], [[0.0], [0.0], [0.0], [0.0], [0.0]], [[0.0], [0.0], [0.0], [0.0], [0.0]], [[0.0], [0.0], [0.0], [0.0], [0.0]], [[0.0], [0.0], [0.0], [0.0], [0.0]], [[0.0], [0.0], [0.0], [0.0], [0.0]], [[0.0], [0.0], [0.0], [0.0], [0.0]], [[0.0], [0.0], [0.0], [0.0], [0.0]], [[0.0], [0.0], [0.0], [0.0], [0.0]], [[0.0], [0.0], [0.0], [0.0], [0.0]], [[0.0], [0.0], [0.0], [0.0], [0.0]], [[0.0], [0.0], [0.0], [0.0], [0.0]], [[0.0], [0.0], [0.0], [0.0], [0.0]], [[0.0], [0.0], [0.0], [0.0], [0.0]], [[0.0], [0.0], [0.0], [0.0], [0.0]], [[0.0], [0.0], [0.0], [0.0], [0.0]], [[0.0], [0.0], [0.0], [0.0], [0.0]], [[0.0], [0.0], [0.0], [0.0], [0.0]], [[0.0], [0.0], [0.0], [0.0], [0.0]], [[0.0], [0.0], [0.0], [0.0], [0.0]], [[0.0], [0.0], [0.0], [0.0], [0.0]], [[0.0], [0.0], [0.0], [0.0], [0.0]], [[0.0], [0.0], [0.0], [0.0], [0.0]], [[0.0], [0.0], [0.0], [0.0], [0.0]], [[0.0], [0.0], [0.0], [0.0], [0.0]], [[0.0], [0.0], [0.0], [0.0], [0.0]], [[0.0], [0.0], [0.0], [0.0], [0.0]], [[-1.1102230246251565e-16], [0.0], [0.0], [0.0], [0.0]], [[0.0], [0.0], [0.0], [0.0], [1.1102230246251565e-16]], [[0.0], [0.0], [0.0], [0.0], [0.0]], [[0.0], [0.0], [0.0], [0.0], [0.0]], [[0.0], [0.0], [0.0], [0.0], [0.0]], [[0.0], [0.0], [0.0], [0.0], [0.0]], [[0.0], [0.0], [0.0], [0.0], [0.0]], [[0.0], [0.0], [0.0], [0.0], [0.0]], [[0.0], [0.0], [0.0], [0.0], [0.0]], [[0.0], [0.0], [0.0], [0.0], [0.0]], [[0.0], [0.0], [0.0], [0.0], [0.0]], [[0.0], [0.0], [0.0], [0.0], [0.0]], [[0.0], [0.0], [0.0], [0.0], [0.0]], [[0.0], [0.0], [0.0], [0.0], [0.0]], [[0.0], [0.0], [0.0], [0.0], [0.0]], [[0.0], [0.0], [0.0], [0.0], [0.0]], [[0.0], [0.0], [0.0], [0.0], [0.0]], [[0.0], [0.0], [0.0], [0.0], [0.0]], [[0.0], [0.0], [0.0], [0.0], [0.0]], [[0.0], [0.0], [0.0], [0.0], [0.0]], [[0.0], [0.0], [0.0], [0.0], [0.0]], [[0.0], [0.0], [0.0], [0.0], [0.0]], [[-1.1102230246251565e-16], [1.1102230246251565e-16], [1.1102230246251565e-16], [1.1102230246251565e-16], [-1.1102230246251565e-16]], [[0.0], [0.0], [0.0], [0.0], [0.0]], [[0.0], [0.0], [0.0], [0.0], [0.0]], [[0.0], [0.0], [0.0], [0.0], [0.0]], [[0.0], [0.0], [0.0], [0.0], [0.0]], [[0.0], [0.0], [0.0], [0.0], [0.0]], [[-5.551115123125783e-17], [-5.551115123125783e-17], [-5.551115123125783e-17], [5.551115123125783e-17], [5.551115123125783e-17]], [[0.0], [0.0], [0.0], [0.0], [0.0]], [[0.0], [0.0], [0.0], [0.0], [0.0]], [[0.0], [0.0], [0.0], [0.0], [0.0]], [[0.0], [0.0], [0.0], [0.0], [0.0]], [[0.0], [0.0], [6.938893903907228e-18], [0.0], [-6.938893903907228e-18]], [[0.0], [0.0], [0.0], [0.0], [0.0]], [[0.0], [0.0], [0.0], [0.0], [0.0]], [[0.0], [0.0], [0.0], [0.0], [0.0]], [[0.0], [0.0], [0.0], [0.0], [0.0]], [[0.0], [0.0], [0.0], [0.0], [0.0]], [[0.0], [0.0], [0.0], [0.0], [0.0]], [[0.0], [0.0], [0.0], [0.0], [0.0]], [[0.0], [0.0], [0.0], [0.0], [0.0]], [[5.551115123125783e-17], [5.551115123125783e-17], [5.551115123125783e-17], [-5.551115123125783e-17], [5.551115123125783e-17]], [[5.551115123125783e-17], [-5.551115123125783e-17], [5.551115123125783e-17], [5.551115123125783e-17], [5.551115123125783e-17]], [[0.0], [0.0], [0.0], [0.0], [0.0]], [[0.0], [0.0], [0.0], [0.0], [0.0]], [[0.0], [0.0], [0.0], [0.0], [0.0]], [[0.0], [0.0], [0.0], [0.0], [0.0]], [[0.0], [0.0], [0.0], [0.0], [0.0]], [[0.0], [0.0], [0.0], [0.0], [0.0]], [[0.0], [0.0], [0.0], [0.0], [0.0]], [[0.0], [0.0], [0.0], [0.0], [0.0]], [[0.0], [0.0], [0.0], [0.0], [0.0]], [[0.0], [0.0], [0.0], [0.0], [0.0]], [[0.0], [0.0], [0.0], [0.0], [0.0]], [[0.0], [0.0], [0.0], [0.0], [0.0]], [[-5.551115123125783e-17], [0.0], [0.0], [0.0], [0.0]], [[0.0], [0.0], [0.0], [0.0], [0.0]], [[0.0], [0.0], [0.0], [0.0], [0.0]], [[0.0], [0.0], [0.0], [0.0], [0.0]], [[0.0], [0.0], [0.0], [0.0], [0.0]], [[0.0], [0.0], [0.0], [0.0], [0.0]], [[0.0], [0.0], [0.0], [0.0], [0.0]], [[0.0], [0.0], [0.0], [0.0], [0.0]], [[0.0], [0.0], [0.0], [0.0], [0.0]]], [[[0.0], [0.0], [0.0], [0.0], [0.0]], [[0.0022613799145844186], [0.0019477572404127518], [0.0019209423387884948], [0.0019310973328110943], [0.001893404733665248]], [[0.004522759880484493], [0.0038955145320670997], [0.0038418847288127916], [0.003862194716860178], [0.0037868095185604224]], [[0.0067841398976479245], [0.00584327187491088], [0.005762827170020735], [0.0057932921520950885], [0.005680214354633412]], [[0.009661336088146007], [0.008405934324341682], [0.008298603568172965], [0.008339250374214013], [0.008188381087927778]], [[0.013714085542698564], [0.012142210586566978], [0.01200784276582057], [0.012058728334000509], [0.011869857742594057]], [[0.01601395661430497], [0.014128446101735637], [0.013967262270888247], [0.014028303252844472], [0.013801738504629015]], [[0.017019860507278377], [0.014966065925516815], [0.014790486869944025], [0.014856979451433352], [0.01461017917094204]], [[0.02542942808978106], [0.02372633007927566], [0.023580850337686844], [0.02363594185456728], [0.0234314712721318]], [[0.03135418769564147], [0.029919436132374605], [0.02979535172560349], [0.029842339507605092], [0.029667959326661414]], [[0.03450201789911661], [0.03330330899597066], [0.03320072198088757], [0.03323957408546924], [0.033095355406042706]], [[0.03454743991267992], [0.03351531274412187], [0.03342698199241838], [0.033460434453231096], [0.03333625933363688]], [[0.03235313546744435], [0.03146336833259712], [0.031387220947206834], [0.03141605994549064], [0.03130900977632828]], [[0.02972334214256865], [0.028956117654540064], [0.02889045760065692], [0.028915323855421685], [0.028823020741577443]], [[0.028036504796668568], [0.027377036378063976], [0.027320598250134345], [0.02734197305099463], [0.027262629874978517]], [[0.026610256607054364], [0.026045179810998853], [0.025996819828314255], [0.026015134886056293], [0.02594714954859209]], [[0.025232369076536226], [0.0247508107268974], [0.024709598357691], [0.024725206439433517], [0.02466726937882721]], [[0.02374825020180546], [0.023341284430436093], [0.023306455798752818], [0.023319646671677324], [0.02327068213141127]], [[0.022188986966452218], [0.021847536526218986], [0.02181831476386195], [0.021829381543948007], [0.021788301806642263]], [[0.020586789619064863], [0.02030430101979544], [0.020280125295468007], [0.020289281427896544], [0.020255293877941435]], [[0.018948944888693864], [0.018718253252723457], [0.018698510372465546], [0.018705987463478443], [0.01867823256568217]], [[0.017221698464218185], [0.017036841714952983], [0.017021021442266873], [0.017027012964328223], [0.017004772481700056]], [[0.015393237670774981], [0.015248628601643416], [0.015236252777892978], [0.015240939885668811], [0.015223541353555164]], [[0.013543752756405097], [0.013433770660381636], [0.013424358253317586], [0.013427922909630921], [0.013414690948894345]], [[0.01167476432805463], [0.011594584025213031], [0.011587722095092984], [0.011590320911504123], [0.011580674114309561]], [[0.009709709861759577], [0.009654289270478796], [0.009649546306595973], [0.009651342578070037], [0.009644674833743996]], [[0.007727645180527001], [0.007692344674642804], [0.007689323612830534], [0.0076904677539487085], [0.007686220713703479]], [[0.005808642719658322], [0.005788862171684277], [0.005787169328204618], [0.005787810476789335], [0.0057854305298472575]], [[0.0039106509332848295], [0.0039018849768858895], [0.0039011347747514406], [0.0039014188699220444], [0.00390036431842581]], [[0.0019653920351828634], [0.00196260525147042], [0.0019623667558994248], [0.0019624571172246665], [0.0019621216852809056]], [[-1.478517394622236e-07], [-1.478517394622236e-07], [-1.478517394622236e-07], [-1.478517394622236e-07], [-1.478517394622236e-07]], [[-0.0019658890657138876], [-0.0019631022820014287], [-0.0019628637864304316], [-0.0019629541477556873], [-0.001962618715811928]], [[-0.003911170792172673], [-0.0039024048357737054], [-0.0039016546336392843], [-0.003901938728809857], [-0.00390088417731365]], [[-0.00580932291225867], [-0.005789542364284632], [-0.005787849520804973], [-0.005788490669389683], [-0.005786110722447613]], [[-0.007727993972015033], [-0.007692693466130829], [-0.007689672404318559], [-0.007690816545436734], [-0.007686569505191504]], [[-0.009710270033446433], [-0.009654849442165603], [-0.009650106478282829], [-0.009651902749756844], [-0.009645235005430804]], [[-0.011675329129167689], [-0.011595148826326132], [-0.011588286896206085], [-0.011590885712617224], [-0.011581238915422606]], [[-0.013543431895081184], [-0.013433449799057681], [-0.013424037391993673], [-0.013427602048307022], [-0.013414370087570432]], [[-0.015392460483883555], [-0.015247851414751892], [-0.01523547559100158], [-0.015240162698777399], [-0.015222764166663752]], [[-0.017220851328235892], [-0.017035994578970565], [-0.017020174306284677], [-0.017026165828346054], [-0.01700392534571786]], [[-0.018949337814025607], [-0.018718646178055215], [-0.018698903297797304], [-0.0187063803888102], [-0.018678625491013914]], [[-0.020587578874490156], [-0.020305090275220705], [-0.020280914550893286], [-0.02029007068332181], [-0.020256083133366687]], [[-0.022189637624284442], [-0.021848187184051182], [-0.02181896542169416], [-0.021830032201780217], [-0.021788952464474556]], [[-0.023748439713080563], [-0.02334147394171121], [-0.02330664531002795], [-0.023319836182952414], [-0.023270871642686375]], [[-0.025231987286012336], [-0.024750428936373386], [-0.024709216567166986], [-0.024724824648909613], [-0.02466688758830321]], [[-0.026609732375003387], [-0.026044655578948], [-0.025996295596263277], [-0.026014610654005343], [-0.025946625316541128]], [[-0.028035533769395618], [-0.027376065350791026], [-0.02731962722286141], [-0.027341002023721722], [-0.02726165884770558]], [[-0.029716534364337195], [-0.028949309876308615], [-0.02888364982242543], [-0.02890851607719022], [-0.028816212963345966]], [[-0.032343148496508656], [-0.03145338136166133], [-0.031377233976271166], [-0.031406072974554944], [-0.03129902280539258]], [[-0.03454308753835282], [-0.03351096036979488], [-0.033422629618091365], [-0.03345608207890407], [-0.033331906959309855]], [[-0.034501536746060164], [-0.03330282784291433], [-0.03320024082783102], [-0.033239092932412895], [-0.03309487425298614]], [[-0.034044946820303595], [-0.03280897097197848], [-0.03270319460567797], [-0.032743254626492885], [-0.03259455216286475]], [[-0.0334205542813544], [-0.03214602229313379], [-0.03203694624592929], [-0.03207825601912098], [-0.031924914461566256]], [[-0.03263121202936166], [-0.031316698640139], [-0.031204200936920473], [-0.031246806679670863], [-0.031088654464212856]], [[-0.03167977296447344], [-0.030301582966820506], [-0.030180963396852084], [-0.03022663888829799], [-0.030057130006215987]], [[-0.030567888076311583], [-0.02911419665844686], [-0.028990132261656282], [-0.029037112834807144], [-0.028862757186152152]], [[-0.029263293526925527], [-0.02776799202250671], [-0.02764034267396706], [-0.02768868135913201], [-0.027509281933179655]], [[-0.027805151743751394], [-0.026266395107153347], [-0.02613500193855505], [-0.02618475882147537], [-0.02600009250806563]], [[-0.026197034005863595], [-0.024612759309240617], [-0.02447744550963358], [-0.02452868743025422], [-0.024338506127535704]], [[-0.024387089276847317], [-0.022750490367504837], [-0.022610673419782186], [-0.022663620928674886], [-0.022467105965587385]], [[-0.022285259838960694], [-0.020581479286699726], [-0.020435887806954104], [-0.020491022538634118], [-0.020286386063505496]], [[-0.01996893506039259], [-0.01818875370788178], [-0.01803659996022622], [-0.018094220340145014], [-0.017880354695664243]], [[-0.01752122315158949], [-0.015661717488839075], [-0.015502753156596482], [-0.015562953277784996], [-0.015339509362537746]], [[-0.01502421240978542], [-0.01308882029052549], [-0.01292334171593585], [-0.012986009361768282], [-0.01275340392914076]], [[-0.012559293150555206], [-0.010557857181609842], [-0.010386708836250619], [-0.010451524170745713], [-0.010210944664738153]], [[-0.010207433995534018], [-0.008156227286205353], [-0.007980803835594769], [-0.008047238624200148], [-0.007800646057038882]], [[-0.008049385693632366], [-0.005971125506856884], [-0.005793372906644834], [-0.005860690102502536], [-0.00561082058268797]], [[-0.005843559863788844], [-0.0037830807725957594], [-0.0036068974656565944], [-0.0036762764668495373], [-0.0034289905768969953]], [[-0.004961248710409288], [-0.0030044918997776116], [-0.002837503546558068], [-0.0029173362585052376], [-0.0026849694370395805]], [[-0.004248800937337899], [-0.0023832610618411687], [-0.0022243599966522976], [-0.002313392286665439], [-0.002094148364134768]], [[-0.0032432339311585234], [-0.0014637588143466274], [-0.0013124860254800086], [-0.0014101568516242113], [-0.0012032854853470942]], [[-0.002123432980083023], [-0.00043004501128185435], [-0.00031811600337722234], [-0.0003927002463428031], [-0.00031755887330803256]], [[-0.001232000500867858], [-0.0002996191952376326], [-0.00029879666349053036], [-0.0002994911248406229], [-0.00029839283456151167]], [[-0.00028388201849771644], [-0.0002749589111623041], [-0.00027424623099370216], [-0.00027493177298809623], [-0.00027399099210939637]], [[-0.00025729081106590224], [-0.0002496955409555246], [-0.0002490893200508826], [-0.0002497527444982328], [-0.00024896297252968713]], [[-0.0002406323359311624], [-0.00023385604132775129], [-0.00023331599667864023], [-0.00023398813601580026], [-0.00023329526507603893]], [[-0.00021934220504615798], [-0.0002135477045102363], [-0.00021308664729755011], [-0.0002137397148181952], [-0.0002131587165114246]], [[-0.00019822990044257582], [-0.0001933545940243503], [-0.00019296748168090572], [-0.0001935926442599989], [-0.00019311513437257621]], [[-0.0001810284188224348], [-0.00017687300645692627], [-0.00017654401198148595], [-0.00017715158084026517], [-0.00017675607354245004]], [[-0.0001607725435313484], [-0.00015739619390081616], [-0.0001571298160749912], [-0.00015769479040525503], [-0.00015738453041570788]], [[-0.00013661002476325623], [-0.0001340644415683337], [-0.00013386447145570524], [-0.0001343544513679809], [-0.00013413062002908677]], [[-0.00011502029356732363], [-0.00011314177419754351], [-0.00011299506882376034], [-0.00011341364601246545], [-0.00011325765171891003]], [[-9.133528791802764e-05], [-9.008391580785785e-05], [-8.998693674227946e-05], [-9.031251947620549e-05], [-9.021625681183108e-05]], [[-7.217176937123187e-05], [-7.135527362856983e-05], [-7.129267475351406e-05], [-7.154345643515733e-05], [-7.148705401594478e-05]], [[-5.61445077253836e-05], [-5.563375323974773e-05], [-5.5595184772445905e-05], [-5.578311618540527e-05], [-5.5753111375886344e-05]], [[-4.004462138296194e-05], [-3.977428858249754e-05], [-3.975431579572933e-05], [-3.9875901788565676e-05], [-3.9863831289489726e-05]], [[-2.6312206210410416e-05], [-2.619224162253922e-05], [-2.6183668926635373e-05], [-2.625151272792406e-05], [-2.624858019689702e-05]], [[-1.6100377695140583e-05], [-1.6056023789300794e-05], [-1.6053024511897968e-05], [-1.6085921409978582e-05], [-1.608621615367678e-05]], [[-6.269655865687868e-06], [-6.263163145720299e-06], [-6.262767815396267e-06], [-6.2695323891880095e-06], [-6.269922581235085e-06]], [[0.0006958048429915355], [0.0006958048429915355], [0.0006958048429915355], [0.0006958048429915355], [0.0006958048429915355]], [[0.0024017480375390296], [0.0024017480375390296], [0.0024017480375390296], [0.0024017480375390296], [0.0024017480375390296]], [[0.004037940847259239], [0.004037940847259239], [0.004037940847259239], [0.004037940847259239], [0.004037940847259239]], [[0.00529765031573394], [0.00529765031573394], [0.00529765031573394], [0.00529765031573394], [0.00529765031573394]], [[0.006194682095296597], [0.006194682095296597], [0.006194682095296597], [0.006194682095296597], [0.006194682095296597]], [[0.002352445493193245], [0.002352445493193245], [0.002352445493193245], [0.002352445493193245], [0.002352445493193245]], [[-1.7539791515340693e-05], [-1.765124015529803e-05], [-1.7703677815241858e-05], [-1.8080199910106443e-05], [-1.814737647841489e-05]], [[-0.008527687202333434], [-0.008648334418110443], [-0.008704248589468555], [-0.00872574038766824], [-0.00872574038766824]], [[-0.0138335116443275], [-0.0138335116443275], [-0.0138335116443275], [-0.0138335116443275], [-0.0138335116443275]], [[-0.017652620038883016], [-0.017652620038883016], [-0.017652620038883016], [-0.017652620038883016], [-0.017652620038883016]], [[-0.013381736020624896], [-0.013381736020624896], [-0.013381736020624896], [-0.013381736020624896], [-0.013381736020624896]], [[-0.009108608786774108], [-0.009108608786774108], [-0.009108608786774108], [-0.009108608786774108], [-0.009108608786774108]], [[-0.004972030284284848], [-0.004972030284284848], [-0.004972030284284848], [-0.004972030284284848], [-0.004972030284284848]], [[-0.0006526134564394728], [-0.0006526134564394728], [-0.0006526134564394728], [-0.0006526134564394728], [-0.0006526134564394728]], [[1.5071253668029472e-05], [1.5023129114406092e-05], [1.5011013192754719e-05], [1.4972455612150687e-05], [1.4954691867276326e-05]], [[4.0754968267123215e-05], [4.0700885674656295e-05], [4.0670083618195296e-05], [4.0359118205348515e-05], [4.028161791515966e-05]], [[7.123540519598896e-05], [7.123526788445009e-05], [7.123516750437084e-05], [7.048610481209978e-05], [7.024976461638376e-05]], [[0.00010749884578147711], [0.00010748938549288642], [0.00010748257778050302], [0.00010635316003731674], [0.00010576110824800887]], [[0.00014418753091018088], [0.0001443361285721756], [0.00014433821573144046], [0.00014271755640545697], [0.000141776242811191]], [[0.00018651196545474424], [0.0001870002315178948], [0.00018700710854192837], [0.00018466032242363262], [0.00018327549785927821]], [[0.0002265551544423372], [0.0002276812848604759], [0.00022769813437656383], [0.0002243670817870802], [0.00022238990659834146]], [[0.00026768362615067764], [0.0002672357415608728], [0.00026697963694058413], [0.0002643503358295274], [0.0002624938153023004]], [[0.0003065168112853789], [0.00030246342577697205], [0.00030196059217452165], [0.00030141066851860354], [0.000300430997151796]], [[0.000346816805800787], [0.0003426128563219222], [0.0003419398991283962], [0.0003407472572335979], [0.0003405669007151002]], [[0.00037993607726249934], [0.00037612539822901025], [0.00037532089258957013], [0.00037325032446089423], [0.0003732038031382112]], [[0.0005649579372753455], [0.0004112446955291116], [0.00041035048726584256], [0.00040824214293477823], [0.0004069776731491781]], [[0.001286585459697065], [0.000525881649417026], [0.00043973797522600666], [0.00043749273950749457], [0.0004368615898073247]], [[0.002430888779530238], [0.0016559320608572903], [0.0014990810380717257], [0.0011213230582269307], [0.0012245872531989055]], [[0.002880401240793473], [0.002113925139628825], [0.0019608780714976404], [0.0015987246523169185], [0.0014348747058906541]], [[0.003660296999629553], [0.0027131221121045046], [0.00253810133700505], [0.002164821609491163], [0.0019637297017106037]], [[0.004703976155022049], [0.0033161729137284324], [0.0030828894707771726], [0.002648714358181037], [0.0028526655851799365]], [[0.005411458845714201], [0.00380720084482411], [0.0035508943680574445], [0.003110132287097722], [0.0035664061106852607]], [[0.006734672780653539], [0.004843120377089338], [0.004578392751112048], [0.00421855706469354], [0.0049361446323483715]], [[0.007546704417639605], [0.00485898908727922], [0.004623318489609285], [0.0046119624668274906], [0.005897410141082637]], [[0.009746651421108449], [0.006208330880459523], [0.005906089032661543], [0.0060374688940251775], [0.0075245746751295695]], [[0.012638388517341004], [0.00839126139428964], [0.008027970397613715], [0.00816170774590147], [0.00961738489813957]], [[0.015396131722842626], [0.010857248589406676], [0.010389745321518179], [0.01014561859344515], [0.012084543787892033]], [[0.019119954296246668], [0.014265655221720991], [0.013585643056415742], [0.012658198016487793], [0.015703176986191114]], [[0.021701785644210426], [0.016085691488850126], [0.015620959840608614], [0.01644265119254905], [0.018472658405998293]], [[0.025037422238419448], [0.019336474664518002], [0.01888298144730495], [0.020480028369931395], [0.02158698739631985]], [[0.029015583921283825], [0.024744444887085035], [0.02428959700358872], [0.024008361242761768], [0.02472768736719341]], [[0.032396445178557186], [0.027421851631048065], [0.027004484936779555], [0.02747737722357763], [0.027247061742149414]], [[0.03475262039713059], [0.029540822566374712], [0.02912257235071347], [0.03041129221516503], [0.029384441303689807]], [[0.03652440064207812], [0.032791155093780326], [0.03248109152323819], [0.032969456870844814], [0.03236841843687899]], [[0.03810780041977436], [0.03558366092316598], [0.035343169297739147], [0.03527101683479472], [0.03501147675665363]], [[0.04041034466196609], [0.038575493547249325], [0.038333518754523614], [0.03804267406877872], [0.037918549046380576]], [[0.0423779024270306], [0.04085527612939554], [0.04062187493128234], [0.04024642498140913], [0.040180261245173335]], [[0.045040416694360985], [0.043551270516469356], [0.04332490201869575], [0.04296581705694291], [0.04289892304600351]], [[0.04720581584983713], [0.045562469286483054], [0.04534229762292233], [0.04506797474701191], [0.04496074051702709]], [[0.04921952668992394], [0.04737481049037062], [0.04716410305066743], [0.047009361772294034], [0.0468413636412765]], [[0.05151689213017677], [0.04944830925239582], [0.04925918065146334], [0.04922642805995109], [0.04900620519710258]], [[0.053272872356712936], [0.0510566184424775], [0.05086644426309317], [0.05091706455371983], [0.05065672448622255]], [[0.054939186193972256], [0.052738383859021964], [0.05255003643072434], [0.05262136812313063], [0.05235658546105515]], [[0.055204518178190234], [0.05307392827520972], [0.052891589722533786], [0.05296064602769478], [0.052704309496432775]], [[0.05492193423877315], [0.0528585487776841], [0.052681961668868404], [0.052748839904473085], [0.05250058831082857]], [[0.05422657436384169], [0.05222757973512218], [0.052056503274725704], [0.05212129449983498], [0.051880789870971764]], [[0.053253578541516466], [0.05131635551620174], [0.05115056554510436], [0.05121335456015008], [0.0509802821435921]], [[0.0521380867599178], [0.050260210489599805], [0.050099499485001656], [0.050160364831787915], [0.04993443309541942]], [[0.05101523900716619], [0.04919447902399357], [0.049038656099416086], [0.049097670061118176], [0.048878610693182944]], [[0.05002017527138239], [0.04825449548806057], [0.048103386393345604], [0.04816061499450999], [0.047948182903612774]], [[0.04928803554068669], [0.04757559425047819], [0.04742904137178808], [0.04748454437833324], [0.047278517693438105]], [[0.046712129211543024], [0.045237661827888714], [0.04511147503974078], [0.04515926426947328], [0.044981871241481536]], [[0.04448424092357875], [0.04321314501665413], [0.043104363037525156], [0.04314556160650204], [0.042992632793412894]], [[0.04229135686808666], [0.04119532188518871], [0.041101521808212915], [0.041137045029305264], [0.04100518343809914]], [[0.040050762810957916], [0.039108665070094334], [0.039028039173051754], [0.03905857460285239], [0.03894522720854346]], [[0.038013903460699175], [0.03720665089490577], [0.03713756520535633], [0.03716372957355918], [0.03706660766289599]], [[0.036045695970106345], [0.0353577554706222], [0.035298880657470166], [0.03532117791710257], [0.03523841068766492]], [[0.033926342188554226], [0.03334496251516947], [0.03329520732705041], [0.033314051431228175], [0.033244102087991]], [[0.031699482102933135], [0.031211695759743002], [0.03116995038494727], [0.03118576007078458], [0.03112707473177609]], [[0.029410826859424435], [0.029007271717610944], [0.028972734968571695], [0.028985815157755307], [0.02893726151496226]], [[0.027070482591741454], [0.02674092311178372], [0.026712718997129653], [0.026723400555719562], [0.026683750701724684]], [[0.024601216252823938], [0.024337135182445152], [0.024314534792893805], [0.024323094110124233], [0.024291321992083892]], [[0.02198922940020355], [0.021782645015729865], [0.021764965267514952], [0.021771661135766132], [0.021746806089889575]], [[0.019347760063455954], [0.019190642783422432], [0.019177196487616704], [0.01918228885377865], [0.019163386052726286]], [[0.01667891815034804], [0.016564374860574257], [0.016554572103259932], [0.016558284698133127], [0.016544503559283705]], [[0.0138713273048192], [0.013792155031560921], [0.013785379368871212], [0.01378794547097699], [0.013778420121939791]], [[0.011039493888456597], [0.010989064594336295], [0.010984748791747323], [0.01098638327905907], [0.01098031607870871]], [[0.008262141580027506], [0.00823388365435028], [0.00823146530652221], [0.008232381233071802], [0.00822898130886883]], [[0.005195071851685728], [0.005182063285952158], [0.005180950160077812], [0.005181371688346141], [0.00517980700854432]], [[0.0023263241853435195], [0.002322360444586188], [0.002322021250798911], [0.002322149766269794], [0.0023216727040379845]], [[2.334884518959509e-06], [2.334884518959509e-06], [2.334884518959509e-06], [2.334884518959509e-06], [2.334884518959509e-06]], [[-0.002298917067193075], [-0.0022960270516024376], [-0.0022957797213175144], [-0.002295873428555777], [-0.002295525576611548]], [[-0.0041806643276360075], [-0.004171898371237022], [-0.004171148169102615], [-0.004171432264273167], [-0.004170377712776957]], [[-0.005833257869143075], [-0.0058134773211690124], [-0.005811784477689368], [-0.005812425626274077], [-0.005810045679331993]], [[-0.007727645180527001], [-0.007692344674642797], [-0.007689323612830527], [-0.0076904677539487015], [-0.007686220713703479]], [[-0.009709709861759626], [-0.009654289270478796], [-0.009649546306596021], [-0.009651342578070037], [-0.00964467483374399]], [[-0.01167476432805463], [-0.011594584025213017], [-0.011587722095092984], [-0.011590320911504123], [-0.011580674114309547]], [[-0.013543752756405153], [-0.013433770660381636], [-0.013424358253317573], [-0.013427922909630963], [-0.013414690948894331]], [[-0.015393237670774926], [-0.01524862860164336], [-0.015236252777892922], [-0.015240939885668867], [-0.015223541353555109]], [[-0.017221698464218074], [-0.01703684171495297], [-0.017021021442266873], [-0.017027012964328236], [-0.01700477248169993]], [[-0.018948944888693864], [-0.01871825325272347], [-0.01869851037246556], [-0.018705987463478443], [-0.01867823256568217]], [[-0.020586789619064988], [-0.020304301019795468], [-0.020280125295468035], [-0.020289281427896544], [-0.02025529387794145]], [[-0.02218898696645223], [-0.021847536526218986], [-0.02181831476386195], [-0.021829381543948007], [-0.021788301806642263]], [[-0.023748250201805474], [-0.023341284430436093], [-0.023306455798752845], [-0.023319646671677324], [-0.02327068213141127]], [[-0.02523236907653635], [-0.0247508107268974], [-0.024709598357691], [-0.024725206439433628], [-0.02466726937882724]], [[-0.026610256607054364], [-0.026045179810998867], [-0.02599681982831427], [-0.026015134886056307], [-0.025947149548592105]], [[-0.028036504796668554], [-0.02737703637806406], [-0.027320598250134318], [-0.027341973050994617], [-0.02726262987497849]], [[-0.02972334214256865], [-0.028956117654540064], [-0.028890457600656907], [-0.02891532385542167], [-0.028823020741577415]], [[-0.03235313546744435], [-0.031463368332597136], [-0.03138722094720686], [-0.031416059945490724], [-0.03130900977632828]], [[-0.034547439912679945], [-0.03351531274412189], [-0.03342698199241839], [-0.033460434453231096], [-0.033336259333636896]], [[-0.03450201789911657], [-0.03330330899597074], [-0.03320072198088754], [-0.03323957408546918], [-0.03309535540604268]], [[-0.03135418769564155], [-0.029919436132374744], [-0.02979535172560349], [-0.029842339507605203], [-0.029667959326661525]], [[-0.025429428089781075], [-0.023726330079275628], [-0.023580850337686914], [-0.023635941854567234], [-0.0234314712721318]], [[-0.017019860507278384], [-0.014966065925516836], [-0.014790486869944046], [-0.014856979451433374], [-0.01461017917094205]], [[-0.016013956614304964], [-0.014128446101735602], [-0.013967262270888226], [-0.014028303252844486], [-0.013801738504629027]], [[- | Lift coefficient corrected with CCBlade.Polar.
af_3d.cd_corrected | output |  | [[[[0.5], [0.5], [0.5], [0.5], [0.5]], [[0.5], [0.5], [0.5], [0.5], [0.5]], [[0.5], [0.5], [0.5], [0.5], [0.5]], [[0.5], [0.5], [0.5], [0.5], [0.5]], [[0.5], [0.5], [0.5], [0.5], [0.5]], [[0.5], [0.5000000000000001], [0.5], [0.5000000000000001], [0.5]], [[0.5], [0.5], [0.5], [0.5], [0.5]], [[0.5], [0.5], [0.5], [0.5], [0.5]], [[0.5], [0.5], [0.5], [0.5], [0.5]], [[0.5], [0.5], [0.5], [0.5], [0.5]], [[0.5], [0.5], [0.5], [0.5], [0.5]], [[0.5], [0.5], [0.5], [0.5], [0.5]], [[0.5], [0.5], [0.5], [0.5], [0.5]], [[0.5], [0.5], [0.49999999999999994], [0.49999999999999994], [0.5]], [[0.5], [0.49999999999999994], [0.5], [0.5], [0.5]], [[0.5], [0.5], [0.5], [0.5], [0.5]], [[0.5], [0.5], [0.5], [0.5], [0.5]], [[0.5], [0.5], [0.5], [0.49999999999999994], [0.5]], [[0.5], [0.5], [0.49999999999999994], [0.5], [0.5]], [[0.5], [0.5], [0.5], [0.5], [0.5]], [[0.5], [0.5], [0.5], [0.5], [0.5]], [[0.5], [0.5], [0.4999999999999999], [0.5], [0.5000000000000001]], [[0.5], [0.5], [0.4999999999999999], [0.5], [0.5]], [[0.5], [0.5000000000000001], [0.5000000000000001], [0.5000000000000001], [0.5]], [[0.5], [0.5], [0.5000000000000001], [0.5000000000000001], [0.5]], [[0.5000000000000001], [0.5], [0.5], [0.5], [0.4999999999999999]], [[0.5], [0.5000000000000002], [0.5000000000000002], [0.5], [0.5]], [[0.5], [0.5], [0.5], [0.5000000000000002], [0.5]], [[0.5], [0.5000000000000002], [0.5], [0.5], [0.5]], [[0.5], [0.5], [0.5], [0.5], [0.5]], [[0.5], [0.5], [0.5], [0.5], [0.5]], [[0.5], [0.5], [0.5], [0.5], [0.5000000000000002]], [[0.5], [0.5000000000000002], [0.5], [0.5], [0.5]], [[0.5], [0.5], [0.5000000000000002], [0.5], [0.5]], [[0.5000000000000002], [0.5], [0.5], [0.5], [0.5]], [[0.5], [0.5000000000000001], [0.5000000000000001], [0.4999999999999999], [0.4999999999999999]], [[0.5], [0.4999999999999999], [0.5], [0.5], [0.4999999999999999]], [[0.4999999999999999], [0.5], [0.5], [0.4999999999999999], [0.5]], [[0.5], [0.5], [0.5], [0.5], [0.5]], [[0.5000000000000001], [0.5], [0.5], [0.5000000000000001], [0.5]], [[0.5000000000000001], [0.5], [0.5], [0.5], [0.4999999999999999]], [[0.49999999999999994], [0.5], [0.5], [0.49999999999999994], [0.5]], [[0.5], [0.5], [0.5], [0.5], [0.49999999999999994]], [[0.5], [0.5], [0.49999999999999994], [0.5], [0.5]], [[0.5], [0.5], [0.5], [0.5], [0.5]], [[0.49999999999999994], [0.5], [0.5], [0.5], [0.5000000000000001]], [[0.5], [0.5000000000000001], [0.5], [0.5], [0.5]], [[0.49999999999999994], [0.5], [0.5], [0.5], [0.5]], [[0.5], [0.5], [0.5], [0.5], [0.5]], [[0.5], [0.5], [0.5], [0.5], [0.5]], [[0.5], [0.5], [0.5], [0.5], [0.5]], [[0.5], [0.5], [0.5], [0.5], [0.5]], [[0.5], [0.5], [0.5], [0.5], [0.5]], [[0.5], [0.5], [0.5], [0.5], [0.5]], [[0.5], [0.5], [0.5], [0.5], [0.5]], [[0.5], [0.5], [0.5], [0.5], [0.5]], [[0.5], [0.5], [0.5], [0.5], [0.5]], [[0.5], [0.5], [0.5], [0.5], [0.5]], [[0.5], [0.5], [0.5], [0.5], [0.5]], [[0.5], [0.5], [0.5], [0.5], [0.5]], [[0.5], [0.5], [0.5], [0.5], [0.5]], [[0.5], [0.5], [0.5], [0.5], [0.5]], [[0.5], [0.5], [0.5], [0.5], [0.5]], [[0.5], [0.5], [0.5], [0.5], [0.5]], [[0.5], [0.5], [0.5], [0.5], [0.5]], [[0.5], [0.5], [0.5], [0.5], [0.5]], [[0.5], [0.5], [0.5], [0.5], [0.5]], [[0.5], [0.5], [0.5], [0.5], [0.5]], [[0.5], [0.5], [0.5], [0.5], [0.5]], [[0.5], [0.5], [0.5], [0.5], [0.5]], [[0.5], [0.5], [0.5000000000000001], [0.5], [0.5]], [[0.5], [0.4999999999999999], [0.5], [0.4999999999999999], [0.4999999999999999]], [[0.5], [0.5000000000000001], [0.5], [0.5], [0.5]], [[0.5], [0.5], [0.5], [0.5], [0.5]], [[0.5], [0.5], [0.5], [0.5], [0.5]], [[0.5], [0.5], [0.5], [0.5], [0.5]], [[0.5], [0.5], [0.5], [0.5], [0.5]], [[0.5], [0.5], [0.5], [0.5], [0.5]], [[0.4999999999999999], [0.4999999999999999], [0.4999999999999999], [0.5], [0.5]], [[0.5], [0.5], [0.5], [0.5], [0.5]], [[0.4999999999999999], [0.4999999999999999], [0.5], [0.4999999999999999], [0.5]], [[0.5000000000000001], [0.5000000000000001], [0.5], [0.5000000000000001], [0.5000000000000001]], [[0.5], [0.5], [0.5], [0.5], [0.5]], [[0.5000000000000001], [0.5000000000000001], [0.5000000000000001], [0.5], [0.5000000000000001]], [[0.5], [0.5000000000000001], [0.5000000000000001], [0.5], [0.5000000000000001]], [[0.5000000000000001], [0.5], [0.5000000000000001], [0.5000000000000001], [0.5]], [[0.5], [0.5], [0.5], [0.5], [0.5]], [[0.5], [0.5], [0.5], [0.5], [0.5]], [[0.5], [0.5], [0.5], [0.5], [0.5]], [[0.5], [0.5], [0.5], [0.5], [0.5]], [[0.5000000000000001], [0.5000000000000001], [0.5], [0.5], [0.5000000000000001]], [[0.5], [0.5], [0.5], [0.5], [0.5]], [[0.4999999999999999], [0.5], [0.5], [0.5], [0.5]], [[0.5], [0.5], [0.5], [0.5], [0.5]], [[0.5], [0.5], [0.5], [0.5000000000000001], [0.5]], [[0.5], [0.5], [0.5], [0.5], [0.5]], [[0.5], [0.5], [0.5], [0.5], [0.5]], [[0.4999999999999999], [0.5], [0.5], [0.5], [0.5]], [[0.5], [0.5], [0.5], [0.5], [0.5]], [[0.5], [0.5], [0.5], [0.5], [0.5]], [[0.5], [0.5], [0.5], [0.5], [0.4999999999999999]], [[0.5], [0.5], [0.5], [0.5], [0.5]], [[0.5], [0.5], [0.5], [0.5], [0.5]], [[0.5], [0.5], [0.5], [0.5], [0.5]], [[0.5], [0.5], [0.5], [0.5], [0.5]], [[0.5], [0.5000000000000001], [0.5], [0.5000000000000001], [0.5]], [[0.5], [0.5], [0.5], [0.5000000000000001], [0.5]], [[0.5], [0.4999999999999999], [0.4999999999999999], [0.5], [0.5]], [[0.5], [0.5], [0.5], [0.5], [0.4999999999999999]], [[0.5], [0.5], [0.5], [0.5], [0.5]], [[0.5], [0.5], [0.5], [0.5], [0.5]], [[0.5], [0.5], [0.5], [0.5], [0.5]], [[0.5], [0.5], [0.5], [0.5], [0.5]], [[0.5], [0.5], [0.5], [0.5], [0.5]], [[0.5], [0.5], [0.5], [0.5], [0.5]], [[0.5], [0.5], [0.5], [0.5], [0.5]], [[0.5], [0.5], [0.5], [0.5], [0.5]], [[0.5], [0.5], [0.5], [0.5], [0.5]], [[0.5], [0.5], [0.5], [0.5], [0.5]], [[0.5], [0.5], [0.5], [0.5], [0.5]], [[0.5000000000000001], [0.5], [0.5], [0.5000000000000001], [0.5]], [[0.4999999999999999], [0.5], [0.4999999999999999], [0.5], [0.5]], [[0.5], [0.5], [0.5], [0.5], [0.5]], [[0.5], [0.5], [0.5], [0.5], [0.5]], [[0.5], [0.5], [0.5], [0.5], [0.5]], [[0.5], [0.5], [0.5], [0.5], [0.5]], [[0.5], [0.5], [0.5], [0.5], [0.5]], [[0.5], [0.5], [0.5], [0.5], [0.5]], [[0.5], [0.5], [0.5], [0.5], [0.5]], [[0.5], [0.5], [0.5], [0.5], [0.5]], [[0.5], [0.5], [0.5], [0.5], [0.5]], [[0.5], [0.5], [0.5], [0.5], [0.5]], [[0.5], [0.5], [0.5], [0.5], [0.5]], [[0.5], [0.5], [0.5], [0.5], [0.5000000000000001]], [[0.5], [0.5], [0.5], [0.5], [0.5]], [[0.5], [0.5], [0.5], [0.5], [0.5]], [[0.5000000000000001], [0.5], [0.5], [0.5], [0.5]], [[0.5], [0.5], [0.5], [0.5], [0.5]], [[0.5], [0.5], [0.5], [0.5], [0.5]], [[0.5], [0.5], [0.5], [0.5], [0.5]], [[0.5], [0.5], [0.5], [0.5], [0.5]], [[0.5], [0.5], [0.5], [0.5], [0.5]], [[0.5], [0.5], [0.5], [0.5], [0.5]], [[0.5], [0.5], [0.5], [0.5], [0.5]], [[0.5], [0.5], [0.5], [0.5], [0.5]], [[0.5], [0.5], [0.5], [0.5], [0.5]], [[0.5], [0.5], [0.5], [0.5], [0.5]], [[0.5], [0.5], [0.5], [0.5], [0.5]], [[0.5], [0.5], [0.5], [0.5], [0.5]], [[0.5], [0.5], [0.5], [0.5], [0.5]], [[0.5], [0.5], [0.5], [0.5], [0.5]], [[0.5], [0.5], [0.5], [0.5], [0.5]], [[0.5], [0.5], [0.49999999999999994], [0.5], [0.5]], [[0.5], [0.5], [0.5], [0.5000000000000001], [0.49999999999999994]], [[0.49999999999999994], [0.5], [0.5], [0.5], [0.5000000000000001]], [[0.5], [0.49999999999999994], [0.5], [0.49999999999999994], [0.5]], [[0.5], [0.5], [0.5], [0.5], [0.49999999999999994]], [[0.5], [0.5], [0.5], [0.5], [0.49999999999999994]], [[0.49999999999999994], [0.5], [0.5], [0.49999999999999994], [0.5]], [[0.5000000000000001], [0.5], [0.5], [0.5], [0.4999999999999999]], [[0.5], [0.5], [0.4999999999999999], [0.5000000000000001], [0.5000000000000001]], [[0.5], [0.5], [0.5], [0.5000000000000001], [0.5000000000000001]], [[0.5], [0.5], [0.5], [0.5], [0.5]], [[0.4999999999999999], [0.5], [0.5000000000000001], [0.5], [0.5]], [[0.5], [0.5000000000000001], [0.5000000000000001], [0.4999999999999999], [0.4999999999999999]], [[0.4999999999999998], [0.5], [0.5], [0.5], [0.5]], [[0.5], [0.4999999999999998], [0.5], [0.5], [0.5]], [[0.5], [0.4999999999999998], [0.5], [0.4999999999999998], [0.5]], [[0.5], [0.5], [0.4999999999999998], [0.5], [0.5000000000000002]], [[0.5], [0.5], [0.5], [0.5], [0.5]], [[0.5], [0.5], [0.5], [0.5], [0.5]], [[0.5], [0.5], [0.5], [0.5], [0.5000000000000002]], [[0.5], [0.5], [0.5], [0.5], [0.4999999999999998]], [[0.5], [0.5], [0.5], [0.5], [0.5]], [[0.5], [0.5], [0.5], [0.5], [0.5]], [[0.5000000000000001], [0.4999999999999999], [0.5000000000000001], [0.5], [0.4999999999999999]], [[0.5], [0.5], [0.5], [0.5], [0.4999999999999999]], [[0.5], [0.5000000000000001], [0.5], [0.5], [0.4999999999999999]], [[0.4999999999999999], [0.5], [0.5], [0.4999999999999999], [0.4999999999999999]], [[0.5], [0.5], [0.5], [0.5], [0.5]], [[0.5], [0.5], [0.5], [0.5], [0.5]], [[0.5], [0.5], [0.49999999999999994], [0.5], [0.5]], [[0.49999999999999994], [0.5], [0.5], [0.5], [0.5]], [[0.49999999999999994], [0.5], [0.5], [0.5], [0.5]], [[0.5], [0.5], [0.5], [0.49999999999999994], [0.5]], [[0.5], [0.5], [0.5], [0.5], [0.49999999999999994]], [[0.5], [0.5], [0.49999999999999994], [0.5], [0.5]], [[0.5], [0.5], [0.5], [0.5], [0.5]], [[0.5], [0.5], [0.5], [0.5], [0.5]], [[0.5], [0.5], [0.5], [0.5], [0.5]], [[0.5], [0.5], [0.5], [0.5], [0.5]], [[0.5], [0.5], [0.5], [0.5], [0.5]], [[0.5], [0.5], [0.5], [0.5], [0.5]], [[0.5], [0.5], [0.5], [0.5], [0.5]], [[0.5], [0.5], [0.5], [0.5], [0.5]], [[0.5], [0.5], [0.5], [0.5], [0.5]], [[0.5], [0.5], [0.5], [0.5], [0.5]], [[0.5], [0.5], [0.5], [0.5], [0.5]], [[0.5], [0.5], [0.5], [0.5], [0.5]], [[0.5], [0.5], [0.5], [0.5], [0.5]]], [[[0.4831722427726052], [0.4831722427726052], [0.4831722427726052], [0.4831722427726052], [0.4831722427726052]], [[0.4831722427726052], [0.4831722427726052], [0.4831722427726052], [0.4831722427726052], [0.4831722427726052]], [[0.4831722427726052], [0.4831722427726052], [0.4831722427726052], [0.4831722427726052], [0.4831722427726052]], [[0.4831722427726052], [0.4831722427726052], [0.4831722427726052], [0.4831722427726052], [0.4831722427726052]], [[0.4834923668551853], [0.4834923668551853], [0.4834923668551853], [0.4834923668551853], [0.4834923668551853]], [[0.48374285301125347], [0.4841061568392814], [0.4841367826803765], [0.4840881218811282], [0.4841328770358827]], [[0.4836897744878868], [0.48400470516789174], [0.48403093056796737], [0.48399015871043066], [0.48402766817754883]], [[0.4837780337260297], [0.4840871450533082], [0.4841128858551434], [0.48407286738822947], [0.48410968374783425]], [[0.4854381581157774], [0.485740645346889], [0.4857658345366331], [0.4857266736449643], [0.4857627010488448]], [[0.4881871911951964], [0.48848224525062184], [0.4885068154533336], [0.4884686168824697], [0.48850375896635706]], [[0.49085739617592855], [0.4911441699862117], [0.4911680506634], [0.4911309240775172], [0.4911650799520963]], [[0.49331479025867886], [0.4935925044503414], [0.49361563070081027], [0.4935796770003654], [0.49361275383880876]], [[0.4960316601084449], [0.4962995637226483], [0.4963218730113514], [0.4962871894165472], [0.49631909777778727]], [[0.5000014492338427], [0.500001523411298], [0.5000015309811967], [0.5000015193226822], [0.5000015300252537]], [[0.5014763985931359], [0.5017260439718974], [0.5017468599078676], [0.5017144999227783], [0.5017442701974045]], [[0.5043446163092495], [0.5045842569319895], [0.504604237969068], [0.5045731757977728], [0.5046017521421332]], [[0.5072280688263192], [0.5074559749679626], [0.5074749737643875], [0.5074454382836865], [0.5074726101741319]], [[0.5099781277462337], [0.5101930336032072], [0.5102109450012481], [0.5101830997240047], [0.5102087167241203]], [[0.5127644224294098], [0.5129655645349607], [0.512982326278477], [0.5129562680992584], [0.5129802410475006]], [[0.5155361948838252], [0.5157228998263872], [0.5157384567012144], [0.5157142715120528], [0.5157365213762162]], [[0.5180816571226122], [0.5182532156047752], [0.5182675089602757], [0.5182452879756679], [0.5182657308337255]], [[0.5205169114197377], [0.5206728205379103], [0.5206858089969698], [0.5206656165921638], [0.5206841932128511]], [[0.5229409202456845], [0.5230807238891275], [0.5230923698885053], [0.523074264458717], [0.5230909211131161]], [[0.5250727181903581], [0.525196009394719], [0.5252062792543044], [0.5251903132326925], [0.5252050016807295]], [[0.5269121426885004], [0.5270184679691305], [0.5270273241323636], [0.5270135558753815], [0.5270262224266828]], [[0.5287981513004192], [0.5288872707638983], [0.5288946934786654], [0.5288831536970158], [0.5288937700949723]], [[0.5303841910462106], [0.5304559588349623], [0.5304619360965293], [0.5304526436925072], [0.5304611925476073]], [[0.531388107386701], [0.531441966531126], [0.5314464520619235], [0.5314394786646568], [0.5314458940745704]], [[0.5324257113099702], [0.5324622422461645], [0.5324652845569597], [0.5324605560444828], [0.5324649062104698]], [[0.5334205630276073], [0.5334351085371642], [0.5334362713359482], [0.5334344377066152], [0.5334361265579761]], [[0.5337219773371985], [0.5337219773371985], [0.5337219773371985], [0.5337219773371985], [0.5337219773371985]], [[0.5334133298750375], [0.5334278777729583], [0.5334290892295388], [0.5334272043258417], [0.5334289383929752]], [[0.5324182084253084], [0.5324547387441182], [0.5324577810033781], [0.5324530525709922], [0.532457402663298]], [[0.5313803222096802], [0.5314341803955982], [0.531438665846289], [0.5314316925735408], [0.5314381078689034]], [[0.5303817456863753], [0.5304535130582575], [0.5304594902849372], [0.530450197935141], [0.5304587467403565]], [[0.5287998546598078], [0.5288889744942042], [0.528896397240058], [0.528884857410092], [0.5288954738524962]], [[0.5269146371304103], [0.5270209630799857], [0.5270298192993745], [0.5270160509551186], [0.5270287175867044]], [[0.5250741949640537], [0.5251974866554434], [0.5252077565559915], [0.5251917904707235], [0.5252064789773173]], [[0.522940013063691], [0.5230798163453543], [0.5230914623142362], [0.5230733569318343], [0.5230900135426438]], [[0.5205155921432667], [0.520671500635499], [0.5206844890416578], [0.5206642967190429], [0.5206828732641261]], [[0.5180793931420153], [0.5182509503306008], [0.5182652435764131], [0.518243022762202], [0.5182634654635244]], [[0.5155370059301065], [0.5157237114343395], [0.5157392683569969], [0.5157150830935469], [0.5157373330260397]], [[0.5127654590873926], [0.5129666020557277], [0.5129833638731249], [0.5129573055791841], [0.5129812786329405]], [[0.5099784889117766], [0.510193395136495], [0.5102113065662752], [0.5101834612397635], [0.5102090782851895]], [[0.5072279512986214], [0.5074558572900373], [0.5074748560733386], [0.5074453206129982], [0.5074724924847208]], [[0.5043445168823895], [0.504584157348443], [0.5046041383715582], [0.5045730762219068], [0.5046016525463686]], [[0.5014758141084085], [0.501725458438416], [0.5017462742771515], [0.5017139144425116], [0.5017436845788761]], [[0.500001387994217], [0.5000014567543485], [0.5000014637656692], [0.5000014529669876], [0.5000014628803232]], [[0.4958784280868654], [0.49614633170106875], [0.4961686409897719], [0.49613395739496774], [0.4961658657562078]], [[0.49308031460782753], [0.4933580287994901], [0.49338115504995883], [0.493345201349514], [0.4933782781879573]], [[0.49085746446149864], [0.49114423827178183], [0.4911681189489701], [0.4911309923630872], [0.4911651482376663]], [[0.4904985528704766], [0.490787054823283], [0.4908110794090633], [0.4907737290929581], [0.4908080907958221]], [[0.4901529619775232], [0.49044316642439356], [0.49046733278292365], [0.49042976205697386], [0.490464326533426]], [[0.48981940128935825], [0.4901112801565924], [0.4901355859500726], [0.4900977984486765], [0.4901325623551266]], [[0.4894965803127013], [0.48979010310135845], [0.489814545790032], [0.4897765454616081], [0.48981150516557237]], [[0.4891832085542726], [0.4894783423401711], [0.48950291918232336], [0.4894647102893106], [0.4894998618694124]], [[0.48887799552079136], [0.4891747049545093], [0.4891994130064683], [0.4891610001253262], [0.48919633937129486]], [[0.48857965071897763], [0.488877898025852], [0.4889027341419885], [0.48886412216319675], [0.4888996445758686]], [[0.48828688365555123], [0.4885866286356785], [0.48861158946840566], [0.48857278359646433], [0.48860848438778215]], [[0.4880187783171864], [0.48832083696760087], [0.48834598786639377], [0.4883067730521313], [0.48834282904757115]], [[0.4878109408351684], [0.4881176062357805], [0.4881431310813264], [0.4881029130284864], [0.4881398138378378]], [[0.4876393194926707], [0.4879517769275691], [0.48797777072277493], [0.48793624037863254], [0.4879742404355778]], [[0.487477335320133], [0.4877955542354042], [0.48782201443593587], [0.48777917575605184], [0.48781827142153705]], [[0.4872984093479946], [0.48762623591980936], [0.4876541467621487], [0.48760854126930536], [0.48765008907197316]], [[0.4870759626066953], [0.4874100106892706], [0.48743807044552506], [0.4873921326170936], [0.48743396742311906]], [[0.48678341612667453], [0.48711671730999007], [0.48714464152658665], [0.48709931501915726], [0.4871406615367433]], [[0.48639419093837183], [0.48671748493695327], [0.4867448924901409], [0.48670143968417284], [0.48674126058779643]], [[0.4859133880412852], [0.486218672886286], [0.4862441144813001], [0.4862054088777809], [0.4862411747249483]], [[0.48561233133847886], [0.48590716971707837], [0.4859317752459058], [0.4858958455818816], [0.4859293324738066]], [[0.48542944864090476], [0.48571358542414644], [0.48573733461342566], [0.48570425480236556], [0.48573540242323093]], [[0.4852547190874697], [0.48552804345767203], [0.48555092750147644], [0.4855207296483964], [0.485549511799455]], [[0.48508099454420434], [0.48534350650136726], [0.4853655253996967], [0.4853382095045967], [0.4853646261858485]], [[0.4849140403033912], [0.48516573984751465], [0.48518689360036904], [0.48516245966324933], [0.4851865108746942]], [[0.48474963828846007], [0.4849905254195441], [0.48501081402692375], [0.4849892620477841], [0.4850109477894221]], [[0.48459005821173895], [0.4848201329297836], [0.48483955639168835], [0.48482088637052884], [0.48484020664236005]], [[0.4844417331525818], [0.48466099545758706], [0.48467955377401684], [0.4846637657108374], [0.4846807205128619]], [[0.48430117560239017], [0.48450962549435594], [0.48452731866531085], [0.48451441256011163], [0.4845290018923291]], [[0.48416883090111407], [0.4843664683800405], [0.4843832964055204], [0.4843732722583013], [0.4843854961207119]], [[0.4840435556985006], [0.4842303807643877], [0.4842463436443927], [0.48423920145515376], [0.4842490598477577]], [[0.4839277425546586], [0.48410375520750626], [0.4841188529420364], [0.4841145927107775], [0.48412208563357445]], [[0.4838208401066756], [0.48398604034648396], [0.4840002729355391], [0.48399889466226026], [0.48400402211525057]], [[0.48372446017507836], [0.4838784348119244], [0.4838922154454274], [0.48389371913012885], [0.4838964811133122]], [[0.4836363524608951], [0.4837787451961587], [0.48379243017272994], [0.48379681581541145], [0.4837972123287879]], [[0.483565653358161], [0.48369649798221437], [0.48371005351148144], [0.483717321112143], [0.48371535215571276]], [[0.4835037521565878], [0.48362308870048665], [0.4836364747513941], [0.4836466243100358], [0.48364228988379865]], [[0.48346094754653246], [0.4835688239196036], [0.48358199258282436], [0.48359502409944644], [0.48358832420340225]], [[0.4834297278943271], [0.48352620209660935], [0.4835390953721046], [0.48355500884670666], [0.4835459434808557]], [[0.4834121547388072], [0.4834972979087765], [0.48350984465807034], [0.48352864009065255], [0.48351720925499486]], [[0.4834131231888126], [0.4834870238957293], [0.4834991355495614], [0.4835208129401238], [0.4835070166346591]], [[0.48342778411371645], [0.4834905545587696], [0.4835021189159511], [0.4835266782644935], [0.48351051648922205]], [[0.4834902391731163], [0.4835425164890183], [0.48355313793671484], [0.48357884286384295], [0.4835612396266959]], [[0.4835937447854764], [0.48363611316325694], [0.48364569727715623], [0.48367181980276386], [0.4836529646324598]], [[0.4837048842601107], [0.48373800770085557], [0.4837466430914529], [0.4837751103642073], [0.48375414667642586]], [[0.48373198283655966], [0.48375291050073677], [0.4837605954681958], [0.48379933230687133], [0.4837719985062539]], [[0.48388884499945317], [0.48390099042006696], [0.483907381472798], [0.48395915129799766], [0.48392238182834013]], [[0.4840794385148049], [0.4840904929513271], [0.4840962790074078], [0.4841428226797379], [0.48411504521046156]], [[0.48424470345172393], [0.4842612642898941], [0.4842674560017586], [0.4842993976057661], [0.4842899118005616]], [[0.4843228642221065], [0.48433946625344837], [0.48434573217856103], [0.4843784531476863], [0.4843678441331744]], [[0.4843625519793837], [0.48437888620830966], [0.48438522554787466], [0.48441955167526213], [0.48440727607938283]], [[0.48421512486613627], [0.4842307690562021], [0.4842367789306886], [0.48426889175877913], [0.4842728362651924]], [[0.4841114592195096], [0.4841241549145325], [0.4841295852215262], [0.4841629996100858], [0.48417325682506307]], [[0.4840404714346744], [0.4840487374813317], [0.4840533093785365], [0.4840941760756598], [0.48410381742677855]], [[0.4839835812072059], [0.484002225392857], [0.48400921086452126], [0.4840453462766229], [0.48404818301401026]], [[0.4839648485690341], [0.48399522941173956], [0.48400394527319573], [0.48403622091241155], [0.4840297160820386]], [[0.4839639207878409], [0.48397671985834617], [0.4839829679094211], [0.4840288045793109], [0.4840277270297007]], [[0.4839912003593517], [0.4839959728066694], [0.48399895242465774], [0.4840477064413079], [0.4840555235027636]], [[0.4840296816637857], [0.4840336149410591], [0.48403608329912634], [0.4840778879272044], [0.4840962186494932]], [[0.48410545625282414], [0.48410639780438147], [0.48410705701746076], [0.4841473694520886], [0.4841708067699294]], [[0.4841878857415263], [0.4841832133505595], [0.48418314785293365], [0.4842249135831015], [0.4842512899438154]], [[0.4843038749319434], [0.48428896894948575], [0.4842887599899237], [0.4843381235016031], [0.4843665191391118]], [[0.48443649007881695], [0.4844415440166737], [0.48444448175759214], [0.4844769223326169], [0.4844990985161528]], [[0.4845956948832465], [0.48463260912264966], [0.48463825072318323], [0.48464726327642543], [0.48465784374874343]], [[0.48477090030700365], [0.4848085272048901], [0.48481450108303015], [0.4848246690191023], [0.48482511824550156]], [[0.4849855890272258], [0.485014455951452], [0.48502105937062284], [0.48503961761669184], [0.4850372026253374]], [[0.4852049311903549], [0.4852368112896063], [0.48524354871325304], [0.48526069899179997], [0.4852660979598563]], [[0.4854530406705868], [0.48548678594246175], [0.48549377142312206], [0.4855110899593761], [0.4855133612143666]], [[0.485698820317085], [0.48573394729999947], [0.4857412966023317], [0.48575976665783044], [0.48575222294016257]], [[0.48598385851471093], [0.48602140196070165], [0.48602888576430725], [0.4860465551341598], [0.4860493944231568]], [[0.48626751487189845], [0.4863137799495339], [0.48632222455226726], [0.4863399307047815], [0.4863460919439677]], [[0.48654374736861455], [0.4866093703624223], [0.4866202195945732], [0.4866399058920074], [0.48662753784325574]], [[0.48683435968934313], [0.4869180283732577], [0.48693096172239736], [0.4869520280770273], [0.4869258347572616]], [[0.48711140469687203], [0.48721336034547674], [0.4872275131495307], [0.487246437568127], [0.48720797234356783]], [[0.4874217026016589], [0.48754576167559194], [0.4875583569621426], [0.48756439727120443], [0.48750134876237755]], [[0.4876768421397655], [0.48784296108145764], [0.4878571224917306], [0.48784966090748383], [0.48776949564937294]], [[0.4878178266791696], [0.48807265758093604], [0.488094363334713], [0.4880823494114513], [0.4880051646336412]], [[0.48794909492060956], [0.48826074575351336], [0.4882957115399667], [0.4883223168578387], [0.4881876195668035]], [[0.48803491662941306], [0.48838839432318737], [0.48843635986081907], [0.4884976345759625], [0.48828709454229824]], [[0.4881444364482416], [0.4885818439947206], [0.48861784393415564], [0.4885451103460535], [0.4883792749191124]], [[0.4881765269759438], [0.48862552480719396], [0.4886614957376545], [0.4885456037048859], [0.4884345856225014]], [[0.4881315280622041], [0.4884946906991132], [0.48853054377386174], [0.48854493527422177], [0.4884769980904433]], [[0.4880827680282358], [0.48852700856504805], [0.4885641444149126], [0.4885147829466524], [0.48853956116139974]], [[0.4880598693214648], [0.4885722396379138], [0.4886131512975912], [0.48847599252999113], [0.48857787827072147]], [[0.4881132677123033], [0.4884974085285796], [0.48852876064405915], [0.48845407884039316], [0.48851555301347893]], [[0.4881136762366307], [0.48839770552379724], [0.48842162135763384], [0.4883970375838169], [0.4884242038877272]], [[0.488044863618847], [0.48828102793603023], [0.48830133363439143], [0.48829849180214113], [0.48831148027767285]], [[0.4879559252111509], [0.4881721894595417], [0.48819256999948846], [0.4881979886667282], [0.48820557802909803]], [[0.487811262582201], [0.4880318710328958], [0.48805202692861815], [0.4880555447017382], [0.48806435495765405]], [[0.4876712924319356], [0.4879015044441027], [0.48792126472611697], [0.4879162612673401], [0.48793015266845413]], [[0.4875112040408958], [0.48776581595084023], [0.4877874059971341], [0.4877707441365936], [0.4877921778350806]], [[0.4873268162559536], [0.487605797509762], [0.4876292147760016], [0.4876008984692581], [0.48762987082606396]], [[0.4871388364395704], [0.48743502796311133], [0.4874597322006695], [0.48742303973448103], [0.48745741544562954]], [[0.48697319696052266], [0.48727294194064996], [0.48729790277337715], [0.4872590969014359], [0.4872947976927537]], [[0.4870690470114619], [0.4873672943183363], [0.48739213043447277], [0.48735351845568103], [0.4873890408683529]], [[0.487368133216504], [0.48766484265022186], [0.48768955070218095], [0.48765113782103875], [0.4876864770670075]], [[0.48782450627270046], [0.48811964005859904], [0.48814421690075127], [0.4881060080077385], [0.4881411595878403]], [[0.4883922168771028], [0.48868573966575984], [0.48871018235443336], [0.4886721820260094], [0.48870714172997387]], [[0.4890253157267624], [0.48931719459399653], [0.4893415003874768], [0.4893037128860807], [0.4893384767925308]], [[0.4896778535187309], [0.4899680579656012], [0.4899922243241313], [0.4899546535981815], [0.48998921807463364]], [[0.4903038809500596], [0.4905923829028661], [0.4906164074886463], [0.4905790571725412], [0.49061341887540516]], [[0.4908574487178001], [0.49114422252808326], [0.4911681032052716], [0.49113097661938876], [0.4911651324939678]], [[0.4934101378598163], [0.4936878520514788], [0.4937109783019476], [0.4936750246015028], [0.4937081014399461]], [[0.4960937415333921], [0.49636164514759545], [0.4963839544362986], [0.49634927084149444], [0.4963811792027345]], [[0.5000014677820879], [0.5000015436320404], [0.500001551374526], [0.5000015394503546], [0.5000015503967687]], [[0.5014758141084085], [0.501725458438416], [0.5017462742771516], [0.5017139144425116], [0.5017436845788761]], [[0.5043445168823895], [0.504584157348443], [0.5046041383715582], [0.5045730762219068], [0.5046016525463686]], [[0.5072279512986215], [0.5074558572900373], [0.5074748560733386], [0.5074453206129982], [0.5074724924847208]], [[0.5099784889117766], [0.510193395136495], [0.5102113065662753], [0.5101834612397635], [0.5102090782851895]], [[0.5127654590873925], [0.5129666020557277], [0.5129833638731249], [0.5129573055791841], [0.5129812786329405]], [[0.5155370059301065], [0.5157237114343397], [0.5157392683569969], [0.5157150830935469], [0.5157373330260397]], [[0.5180793931420155], [0.5182509503306009], [0.5182652435764131], [0.518243022762202], [0.5182634654635245]], [[0.5205155921432667], [0.520671500635499], [0.5206844890416575], [0.5206642967190429], [0.5206828732641261]], [[0.522940013063691], [0.5230798163453543], [0.5230914623142362], [0.5230733569318342], [0.523090013542644]], [[0.5250741949640536], [0.5251974866554435], [0.5252077565559915], [0.5251917904707235], [0.5252064789773172]], [[0.5269146371304103], [0.5270209630799856], [0.5270298192993744], [0.5270160509551186], [0.5270287175867043]], [[0.5287998546598078], [0.5288889744942042], [0.528896397240058], [0.528884857410092], [0.5288954738524962]], [[0.5303817456863751], [0.5304535130582577], [0.5304594902849372], [0.530450197935141], [0.5304587467403568]], [[0.5313803222096802], [0.5314341803955979], [0.5314386658462888], [0.5314316925735408], [0.5314381078689032]], [[0.5324182084253084], [0.5324547387441179], [0.5324577810033778], [0.5324530525709918], [0.5324574026632982]], [[0.5334133298750374], [0.533427877772958], [0.5334290892295388], [0.5334272043258417], [0.5334289383929754]], [[0.5337219773371985], [0.5337219773371985], [0.5337219773371985], [0.5337219773371985], [0.5337219773371985]], [[0.5334205630276074], [0.5334351085371642], [0.5334362713359483], [0.5334344377066152], [0.5334361265579761]], [[0.5324257113099702], [0.5324622422461645], [0.5324652845569597], [0.532460556044483], [0.53246490621047]], [[0.5313881073867005], [0.531441966531126], [0.5314464520619235], [0.5314394786646566], [0.5314458940745704]], [[0.5303841910462106], [0.5304559588349621], [0.530461936096529], [0.530452643692507], [0.5304611925476073]], [[0.5287981513004191], [0.5288872707638983], [0.5288946934786652], [0.5288831536970157], [0.5288937700949723]], [[0.5269121426885003], [0.5270184679691307], [0.5270273241323636], [0.5270135558753815], [0.527026222426683]], [[0.525072718190358], [0.525196009394719], [0.5252062792543045], [0.5251903132326925], [0.5252050016807293]], [[0.5229409202456844], [0.5230807238891273], [0.523092369888505], [0.5230742644587171], [0.5230909211131162]], [[0.5205169114197377], [0.5206728205379103], [0.52068580899697], [0.5206656165921637], [0.5206841932128511]], [[0.5180816571226121], [0.5182532156047752], [0.5182675089602756], [0.5182452879756679], [0.5182657308337255]], [[0.5155361948838251], [0.5157228998263872], [0.5157384567012143], [0.515714271512053], [0.5157365213762162]], [[0.5127644224294098], [0.5129655645349607], [0.512982326278477], [0.5129562680992584], [0.5129802410475006]], [[0.5099781277462336], [0.5101930336032072], [0.5102109450012482], [0.5101830997240046], [0.5102087167241203]], [[0.5072280688263192], [0.5074559749679625], [0.5074749737643875], [0.5074454382836864], [0.5074726101741319]], [[0.5043446163092495], [0.5045842569319895], [0.504604237969068], [0.5045731757977728], [0.5046017521421332]], [[0.5014763985931358], [0.5017260439718975], [0.5017468599078676], [0.5017144999227783], [0.5017442701974044]], [[0.5000014492338426], [0.5000015234112981], [0.5000015309811967], [0.5000015193226822], [0.5000015300252536]], [[0.4960316601084449], [0.4962995637226482], [0.4963218730113514], [0.4962871894165472], [0.4963190977777873]], [[0.4933147902586789], [0.4935925044503414], [0.49361563070081027], [0.4935796770003654], [0.49361275383880876]], [[0.4908573961759285], [0.4911441699862117], [0.4911680506634], [0.4911309240775172], [0.49116507995209624]], [[0.4881871911951964], [0.48848224525062184], [0.4885068154533335], [0.4884686168824696], [0.488503758966357]], [[0.4854381581157774], [0.485740645346889], [0.4857658345366331], [0.4857266736449643], [0.4857627010488448]], [[0.4837780337260297], [0.4840871450533082], [0.4841128858551434], [0.48407286738822947], [0.48410968374783425]], [[0.4836897744878868], [0.4840047051678916], [0.48403093056796737], [0.48399015871043066], [0.4840276681775487]], [[0.48374285301125347], [0.4841061568392814], [0.4841367826803765], [0.4840881218811281], [0.4841328770358827]], [[0.4834923668551853], [0.4834923668551853], [0.4834923668551853], [0.4834923668551853], [0.4834923668551853]], [[0.4831722427726052], [0.4831722427726052], [0.4831722427726052], [0.4831722427726052], [0.4831722427726052]], [[0.4831722427726052], [0.4831722427726052], [0.4831722427726052], [0.4831722427726052], [0.4831722427726052]], [[0.4831722427726052], [0.4831722427726052], [0.4831722427726052], [0.4831722427726052], [0.4831722427726052]], [[0.4831722427726052], [0.4831722427726052], [0.4831722427726052], [0.4831722427726052], [0.4831722427726052]]], [[[0.3432894731347227], [0.3432894731347227], [0.3432894731347227], [0.3432894731347227], [0.3432894731347227]], [[0.3432894731347227], [0.3432894731347227], [0.3432894731347227], [0.3432894731347227], [0.3432894731347227]], [[0.3432894731347227], [0.3432894731347227], [0.3432894731347227], [0.3432894731347227], [0.3432894731347227]], [[0.3432894731347227], [0.3432894731347227], [0.3432894731347227], [0.3432894731347227], [0.3432894731347227]], [[0.3463458446163585], [0.3463458446163585], [0.3463458446163585], [0.3463458446163585], [0.3463458446163585]], [[0.3489216630050588], [0.352074937701545], [0.35236933885325344], [0.35190134494428227], [0.35233182127122703]], [[0.350793193807834], [0.3529250 | Drag coefficient corrected with CCBlade.Polar.
af_3d.cm_corrected | output |  | [[[[0.0], [0.0], [0.0], [0.0], [0.0]], [[0.0], [0.0], [0.0], [0.0], [0.0]], [[0.0], [0.0], [0.0], [0.0], [0.0]], [[0.0], [0.0], [0.0], [0.0], [0.0]], [[0.0], [0.0], [0.0], [0.0], [0.0]], [[0.0], [0.0], [0.0], [0.0], [0.0]], [[0.0], [0.0], [0.0], [0.0], [0.0]], [[0.0], [0.0], [0.0], [0.0], [0.0]], [[0.0], [0.0], [0.0], [0.0], [0.0]], [[0.0], [0.0], [0.0], [0.0], [0.0]], [[0.0], [0.0], [0.0], [0.0], [0.0]], [[0.0], [0.0], [0.0], [0.0], [0.0]], [[0.0], [0.0], [0.0], [0.0], [0.0]], [[0.0], [0.0], [0.0], [0.0], [0.0]], [[0.0], [0.0], [0.0], [0.0], [0.0]], [[0.0], [0.0], [0.0], [0.0], [0.0]], [[0.0], [0.0], [0.0], [0.0], [0.0]], [[0.0], [0.0], [0.0], [0.0], [0.0]], [[0.0], [0.0], [0.0], [0.0], [0.0]], [[0.0], [0.0], [0.0], [0.0], [0.0]], [[0.0], [0.0], [0.0], [0.0], [0.0]], [[0.0], [0.0], [0.0], [0.0], [0.0]], [[0.0], [0.0], [0.0], [0.0], [0.0]], [[0.0], [0.0], [0.0], [0.0], [0.0]], [[0.0], [0.0], [0.0], [0.0], [0.0]], [[0.0], [0.0], [0.0], [0.0], [0.0]], [[0.0], [0.0], [0.0], [0.0], [0.0]], [[0.0], [0.0], [0.0], [0.0], [0.0]], [[0.0], [0.0], [0.0], [0.0], [0.0]], [[0.0], [0.0], [0.0], [0.0], [0.0]], [[0.0], [0.0], [0.0], [0.0], [0.0]], [[0.0], [0.0], [0.0], [0.0], [0.0]], [[0.0], [0.0], [0.0], [0.0], [0.0]], [[0.0], [0.0], [0.0], [0.0], [0.0]], [[0.0], [0.0], [0.0], [0.0], [0.0]], [[0.0], [0.0], [0.0], [0.0], [0.0]], [[0.0], [0.0], [0.0], [0.0], [0.0]], [[0.0], [0.0], [0.0], [0.0], [0.0]], [[0.0], [0.0], [0.0], [0.0], [0.0]], [[0.0], [0.0], [0.0], [0.0], [0.0]], [[0.0], [0.0], [0.0], [0.0], [0.0]], [[0.0], [0.0], [0.0], [0.0], [0.0]], [[0.0], [0.0], [0.0], [0.0], [0.0]], [[0.0], [0.0], [0.0], [0.0], [0.0]], [[2.7755575615628914e-17], [2.7755575615628914e-17], [-2.7755575615628914e-17], [0.0], [0.0]], [[-2.7755575615628914e-17], [0.0], [0.0], [0.0], [0.0]], [[0.0], [0.0], [0.0], [0.0], [0.0]], [[0.0], [0.0], [0.0], [0.0], [0.0]], [[0.0], [0.0], [0.0], [0.0], [0.0]], [[0.0], [0.0], [0.0], [0.0], [0.0]], [[0.0], [0.0], [0.0], [0.0], [0.0]], [[0.0], [0.0], [0.0], [0.0], [0.0]], [[0.0], [0.0], [0.0], [0.0], [0.0]], [[0.0], [0.0], [0.0], [0.0], [0.0]], [[0.0], [0.0], [0.0], [0.0], [0.0]], [[0.0], [0.0], [0.0], [0.0], [0.0]], [[0.0], [0.0], [0.0], [0.0], [0.0]], [[0.0], [0.0], [0.0], [0.0], [0.0]], [[0.0], [0.0], [0.0], [0.0], [0.0]], [[0.0], [0.0], [0.0], [0.0], [0.0]], [[0.0], [0.0], [0.0], [0.0], [0.0]], [[0.0], [0.0], [0.0], [0.0], [0.0]], [[0.0], [0.0], [0.0], [0.0], [0.0]], [[0.0], [0.0], [0.0], [0.0], [0.0]], [[0.0], [0.0], [0.0], [0.0], [0.0]], [[0.0], [0.0], [0.0], [0.0], [0.0]], [[0.0], [0.0], [0.0], [0.0], [0.0]], [[0.0], [0.0], [0.0], [0.0], [0.0]], [[0.0], [0.0], [0.0], [0.0], [0.0]], [[0.0], [0.0], [0.0], [0.0], [0.0]], [[0.0], [0.0], [0.0], [0.0], [0.0]], [[0.0], [0.0], [0.0], [0.0], [0.0]], [[0.0], [0.0], [0.0], [0.0], [0.0]], [[0.0], [0.0], [0.0], [0.0], [0.0]], [[0.0], [0.0], [0.0], [0.0], [0.0]], [[0.0], [0.0], [0.0], [0.0], [0.0]], [[0.0], [0.0], [0.0], [0.0], [0.0]], [[0.0], [0.0], [0.0], [0.0], [0.0]], [[0.0], [0.0], [0.0], [0.0], [0.0]], [[0.0], [0.0], [0.0], [0.0], [0.0]], [[0.0], [0.0], [0.0], [0.0], [0.0]], [[0.0], [0.0], [0.0], [0.0], [0.0]], [[0.0], [0.0], [0.0], [0.0], [0.0]], [[0.0], [0.0], [0.0], [0.0], [0.0]], [[0.0], [0.0], [0.0], [0.0], [0.0]], [[0.0], [0.0], [0.0], [0.0], [0.0]], [[0.0], [0.0], [0.0], [0.0], [0.0]], [[0.0], [0.0], [0.0], [0.0], [0.0]], [[0.0], [0.0], [0.0], [0.0], [0.0]], [[0.0], [0.0], [0.0], [0.0], [0.0]], [[0.0], [0.0], [0.0], [0.0], [0.0]], [[0.0], [0.0], [0.0], [0.0], [0.0]], [[0.0], [0.0], [0.0], [0.0], [0.0]], [[0.0], [0.0], [0.0], [0.0], [0.0]], [[0.0], [0.0], [0.0], [0.0], [0.0]], [[0.0], [0.0], [0.0], [0.0], [0.0]], [[0.0], [0.0], [0.0], [0.0], [0.0]], [[0.0], [0.0], [0.0], [0.0], [0.0]], [[0.0], [0.0], [0.0], [0.0], [0.0]], [[0.0], [0.0], [0.0], [0.0], [0.0]], [[0.0], [0.0], [0.0], [0.0], [0.0]], [[0.0], [0.0], [0.0], [0.0], [0.0]], [[0.0], [0.0], [0.0], [0.0], [0.0]], [[0.0], [0.0], [0.0], [0.0], [0.0]], [[0.0], [0.0], [0.0], [0.0], [0.0]], [[0.0], [0.0], [1.734723475976807e-18], [1.734723475976807e-18], [1.734723475976807e-18]], [[0.0], [0.0], [0.0], [0.0], [0.0]], [[0.0], [0.0], [0.0], [0.0], [0.0]], [[0.0], [0.0], [0.0], [0.0], [0.0]], [[0.0], [0.0], [0.0], [0.0], [0.0]], [[0.0], [0.0], [0.0], [0.0], [0.0]], [[0.0], [0.0], [0.0], [0.0], [0.0]], [[0.0], [0.0], [0.0], [0.0], [0.0]], [[0.0], [0.0], [0.0], [0.0], [0.0]], [[0.0], [0.0], [0.0], [0.0], [-3.469446951953614e-18]], [[0.0], [0.0], [0.0], [0.0], [0.0]], [[0.0], [0.0], [0.0], [0.0], [0.0]], [[0.0], [0.0], [0.0], [0.0], [0.0]], [[0.0], [0.0], [0.0], [0.0], [0.0]], [[0.0], [0.0], [0.0], [0.0], [0.0]], [[0.0], [0.0], [0.0], [0.0], [0.0]], [[0.0], [0.0], [0.0], [0.0], [0.0]], [[0.0], [0.0], [0.0], [0.0], [0.0]], [[0.0], [0.0], [0.0], [0.0], [0.0]], [[0.0], [0.0], [0.0], [0.0], [0.0]], [[0.0], [0.0], [0.0], [0.0], [0.0]], [[0.0], [0.0], [0.0], [0.0], [0.0]], [[0.0], [0.0], [0.0], [0.0], [0.0]], [[0.0], [0.0], [0.0], [0.0], [0.0]], [[0.0], [0.0], [0.0], [0.0], [0.0]], [[0.0], [0.0], [0.0], [0.0], [0.0]], [[0.0], [0.0], [0.0], [0.0], [0.0]], [[0.0], [0.0], [0.0], [0.0], [0.0]], [[0.0], [0.0], [0.0], [0.0], [0.0]], [[0.0], [0.0], [0.0], [0.0], [0.0]], [[0.0], [0.0], [0.0], [0.0], [0.0]], [[0.0], [0.0], [0.0], [0.0], [0.0]], [[0.0], [0.0], [0.0], [0.0], [0.0]], [[0.0], [0.0], [0.0], [0.0], [0.0]], [[0.0], [0.0], [0.0], [0.0], [0.0]], [[0.0], [0.0], [0.0], [0.0], [0.0]], [[0.0], [0.0], [0.0], [0.0], [0.0]], [[0.0], [0.0], [0.0], [0.0], [0.0]], [[0.0], [0.0], [0.0], [0.0], [0.0]], [[0.0], [0.0], [0.0], [0.0], [0.0]], [[0.0], [0.0], [0.0], [0.0], [0.0]], [[0.0], [0.0], [0.0], [0.0], [0.0]], [[0.0], [0.0], [0.0], [0.0], [0.0]], [[0.0], [0.0], [0.0], [0.0], [0.0]], [[0.0], [0.0], [0.0], [0.0], [0.0]], [[0.0], [0.0], [0.0], [0.0], [0.0]], [[0.0], [0.0], [0.0], [0.0], [0.0]], [[0.0], [0.0], [0.0], [0.0], [0.0]], [[0.0], [0.0], [0.0], [0.0], [0.0]], [[0.0], [0.0], [0.0], [0.0], [0.0]], [[2.7755575615628914e-17], [0.0], [-2.7755575615628914e-17], [0.0], [0.0]], [[0.0], [0.0], [0.0], [0.0], [0.0]], [[0.0], [0.0], [0.0], [0.0], [0.0]], [[0.0], [0.0], [0.0], [0.0], [0.0]], [[0.0], [0.0], [0.0], [0.0], [0.0]], [[0.0], [0.0], [0.0], [0.0], [0.0]], [[0.0], [0.0], [0.0], [0.0], [0.0]], [[0.0], [0.0], [0.0], [0.0], [0.0]], [[0.0], [0.0], [0.0], [0.0], [0.0]], [[0.0], [0.0], [0.0], [0.0], [0.0]], [[0.0], [0.0], [0.0], [0.0], [0.0]], [[0.0], [0.0], [0.0], [0.0], [0.0]], [[0.0], [0.0], [0.0], [0.0], [0.0]], [[0.0], [0.0], [0.0], [0.0], [0.0]], [[0.0], [0.0], [0.0], [0.0], [0.0]], [[0.0], [0.0], [0.0], [0.0], [0.0]], [[0.0], [0.0], [0.0], [0.0], [0.0]], [[0.0], [0.0], [0.0], [0.0], [0.0]], [[0.0], [0.0], [0.0], [0.0], [0.0]], [[0.0], [0.0], [0.0], [0.0], [0.0]], [[0.0], [0.0], [0.0], [0.0], [0.0]], [[0.0], [0.0], [0.0], [0.0], [0.0]], [[0.0], [0.0], [0.0], [0.0], [0.0]], [[0.0], [0.0], [0.0], [0.0], [0.0]], [[0.0], [0.0], [0.0], [0.0], [0.0]], [[0.0], [0.0], [0.0], [0.0], [0.0]], [[0.0], [0.0], [0.0], [0.0], [0.0]], [[0.0], [0.0], [0.0], [0.0], [0.0]], [[0.0], [0.0], [0.0], [0.0], [0.0]], [[0.0], [0.0], [0.0], [0.0], [0.0]], [[0.0], [0.0], [0.0], [0.0], [0.0]], [[0.0], [0.0], [0.0], [0.0], [0.0]], [[0.0], [0.0], [0.0], [0.0], [0.0]], [[0.0], [0.0], [0.0], [0.0], [0.0]], [[0.0], [0.0], [0.0], [0.0], [0.0]], [[0.0], [0.0], [0.0], [0.0], [0.0]], [[0.0], [0.0], [0.0], [0.0], [0.0]], [[0.0], [0.0], [0.0], [0.0], [0.0]], [[0.0], [0.0], [0.0], [0.0], [0.0]], [[0.0], [0.0], [0.0], [0.0], [0.0]], [[5.551115123125783e-17], [0.0], [5.551115123125783e-17], [0.0], [5.551115123125783e-17]], [[-5.551115123125783e-17], [-5.551115123125783e-17], [-5.551115123125783e-17], [-5.551115123125783e-17], [-5.551115123125783e-17]], [[0.0], [0.0], [0.0], [0.0], [0.0]], [[0.0], [0.0], [0.0], [0.0], [0.0]], [[0.0], [0.0], [0.0], [0.0], [0.0]]], [[[0.0], [0.0], [0.0], [0.0], [0.0]], [[0.006014469032053882], [0.006014469032053882], [0.006014469032053882], [0.006014469032053882], [0.006014469032053882]], [[0.010391777650816132], [0.010391777650816132], [0.010391777650816132], [0.010391777650816132], [0.010391777650816132]], [[0.012431091001836855], [0.012440224077290382], [0.01244113071813567], [0.012441506331431082], [0.01244222592335209]], [[0.01520808857228953], [0.015016685841413968], [0.014997589476624384], [0.014989401894239862], [0.014973650725836299]], [[0.01861332956464552], [0.018134822737456466], [0.018087081825482583], [0.018066612869521208], [0.018027234948512348]], [[0.020223934331574427], [0.01945832340807204], [0.01938193794891381], [0.019349187619375624], [0.019286182945761468]], [[0.01982459026604879], [0.018887178661038437], [0.018793259826633574], [0.018751862759204985], [0.01867239575839269]], [[0.021735789620602367], [0.020987813609719012], [0.020909054557321755], [0.020863218986670408], [0.020806895977423884]], [[0.02335481808105086], [0.02278860007751138], [0.022724538688159865], [0.02267444703233247], [0.022637632432472438]], [[0.024325517088512633], [0.02391238681093877], [0.023860939357700145], [0.023807247126171716], [0.02378691011949577]], [[0.023499543369144615], [0.02315830746008457], [0.02311292387561406], [0.02305750289220959], [0.02304501874240189]], [[0.022213710757019223], [0.021936632261523092], [0.02189680643139444], [0.021839833108338896], [0.021834399415461475]], [[0.021385625652815515], [0.021185020854874226], [0.021152147211939643], [0.0210933202852292], [0.021096305996900294]], [[0.020923245533689516], [0.02074390027592421], [0.020713079620379854], [0.02065380970229133], [0.020659130497399952]], [[0.020451048817530404], [0.020310427989828322], [0.020283553232885637], [0.020223553150651635], [0.020233129017055623]], [[0.020141069519902022], [0.020030928025276007], [0.020007421025536057], [0.019946837926787045], [0.01995974581255483]], [[0.01992836094995462], [0.019847804527857588], [0.019827953789851707], [0.019766846788019043], [0.019783135101784186]], [[0.01976033913984014], [0.019690660692997283], [0.01967234837310146], [0.019611390526280165], [0.01962873362952304]], [[0.01970001119267832], [0.01964385805763036], [0.019627595871936312], [0.019566679982631813], [0.01958543646415767]], [[0.019643197662341308], [0.019599743642070552], [0.019585636716793378], [0.01952480194548034], [0.019544896296698644]], [[0.019621042912828943], [0.01958259596990654], [0.019569460804656505], [0.01950906830468417], [0.01952950382233208]], [[0.019615141749233622], [0.019580588050366526], [0.019568258555327435], [0.01950835356446541], [0.019528988298942937]], [[0.0194915108383963], [0.019461889567270955], [0.01945061841146071], [0.01939113296812133], [0.019412122655444917]], [[0.01934627406157382], [0.019317032257657074], [0.019305903703311193], [0.019247158613975412], [0.019267821761857963]], [[0.019224525563275037], [0.01919457770881146], [0.01918335867205436], [0.019125332093195155], [0.019145553615206465]], [[0.019049253959330138], [0.019018646294223753], [0.019007367170503445], [0.018950254469089958], [0.018969942572493258]], [[0.018952897477585294], [0.01892176929372067], [0.018910418962255288], [0.01885372125141794], [0.018873139620050276]], [[0.0188205037751921], [0.018786530369022635], [0.018774699735127204], [0.018718973892799484], [0.018737559063550197]], [[0.018457757323276043], [0.018421214663672008], [0.018408976183780585], [0.01835410025238904], [0.018371956617893766]], [[0.018004298628688423], [0.01796522137860546], [0.017952608027598516], [0.017898602504241842], [0.017915712818972144]], [[0.017582465442652403], [0.017546973261218037], [0.01753501347816231], [0.01748097198164671], [0.01749812165473096]], [[0.016896911180990595], [0.016867383406908625], [0.01685655483421108], [0.016802064259656323], [0.01681961334424598]], [[0.016036094511739325], [0.016011346998526053], [0.016001526882694364], [0.015946787192295114], [0.01596456890230693]], [[0.015338948265745903], [0.015317421371838745], [0.015308338464455024], [0.015253446500047896], [0.015271274233556145]], [[0.014655341696555645], [0.01463555805239359], [0.01462689805739905], [0.014571946366244322], [0.014589649366457392]], [[0.013879165019493635], [0.013861895513056804], [0.013853875373057718], [0.013798813449415255], [0.013816488975654795]], [[0.01313474201419202], [0.013118396541260895], [0.013110623824174009], [0.013055552157809062], [0.013072997505615615]], [[0.012427819136699499], [0.012409527721331769], [0.012401250350004209], [0.012346351502323986], [0.012363200246286801]], [[0.011693014852347479], [0.011673327108798967], [0.011664703771007617], [0.011609939771148908], [0.011626266279113485]], [[0.010965963624901029], [0.010944293832804056], [0.010935198361079972], [0.01088060971196219], [0.01089633623440018]], [[0.010259366783568133], [0.010232011258847339], [0.010221666147067418], [0.01016750211643034], [0.010182147145558158]], [[0.00956085232447064], [0.009527081514194083], [0.00951548125601303], [0.009461779550087514], [0.009475266938479915]], [[0.008874674001851164], [0.008834950453664885], [0.008822298105365431], [0.008769015715467045], [0.008781421880213226]], [[0.008168624573261812], [0.008118983453831205], [0.008104363561257814], [0.008049609868040847], [0.008060975017398858]], [[0.007463762099756917], [0.007402516955636554], [0.0073863956951130474], [0.0073326187164544365], [0.007342180392808838]], [[0.006745926357536403], [0.006674037810436437], [0.00665656997100186], [0.006603694631083568], [0.006611530688372107]], [[0.005950515582713197], [0.00586894204898202], [0.005850392315087487], [0.005798624346312058], [0.005804694538708785]], [[0.005186236015154236], [0.005096369298793611], [0.005077023731630626], [0.0050265984749396355], [0.005030850398703151]], [[0.004279256172763221], [0.004179730975920891], [0.004159491686387014], [0.004110428887366992], [0.0041127765229348225]], [[0.003047252734188941], [0.00294106490252491], [0.00292034056117777], [0.0028727370417866663], [0.0028733964530507495]], [[0.0028106509369274415], [0.0027055676354901807], [0.0026850222812228202], [0.0026377196244752074], [0.0026382268880273886]], [[0.0026418256169486766], [0.002539514650166046], [0.0025193316543585535], [0.002472312626769231], [0.002472810408580913]], [[0.0025191383772348044], [0.0024208991873783713], [0.0024012251981390836], [0.002354479083257843], [0.0023550781091021887]], [[0.0024210186648585047], [0.002327780587502804], [0.0023087260404464826], [0.00226224752435462], [0.002263026822238743]], [[0.0023259233939337287], [0.002238245009026693], [0.002219883644970572], [0.0021736727350168657], [0.0021746796693190855]], [[0.0022123207446350206], [0.0021303898786443664], [0.002112757150135867], [0.002066819610929587], [0.0020680697895999614]], [[0.0020586995775929637], [0.0019823335962454555], [0.0019654237945230433], [0.0019197714963666256], [0.001921248636974565]], [[0.001843607857092995], [0.0017722539911431802], [0.0017560160846558394], [0.001710666460934209], [0.0017123223375195757]], [[0.00154252613600207], [0.001475407142053231], [0.0014597662260328048], [0.0014147895784910828], [0.0014165567191686624]], [[0.0011335639509630303], [0.0010701960881541774], [0.0010551224166023138], [0.0010106714994863528], [0.0010125079502795835]], [[0.0006090825979272116], [0.000549221308418165], [0.0005347019299562217], [0.0004908569403193584], [0.0004927419650041474]], [[3.444260421552395e-05], [3.410457887642951e-05], [3.4022484040673734e-05], [3.377217038120356e-05], [3.3783236594035065e-05]], [[2.4548649902223288e-05], [2.435162076526963e-05], [2.4302464984074165e-05], [2.4147825807781936e-05], [2.4154994598825363e-05]], [[1.5351823610087936e-05], [1.5259442436874136e-05], [1.5235577591797902e-05], [1.5157379418259415e-05], [1.5161236331039888e-05]], [[7.4685365911621865e-06], [7.4405618938786985e-06], [7.432985110232462e-06], [7.406735416129202e-06], [7.408138941990706e-06]], [[1.4999153400193505e-06], [1.4983057448863905e-06], [1.4978400550464017e-06], [1.4960948371608301e-06], [1.4961980022761695e-06]], [[-0.0026717309086599847], [-0.0026717309086599847], [-0.0026717309086599847], [-0.0026717309086599847], [-0.0026717309086599847]], [[-0.004269751748408962], [-0.004269751748408962], [-0.004269751748408962], [-0.004269751748408962], [-0.004269751748408962]], [[-0.004386780021474065], [-0.004386780021474065], [-0.004386780021474065], [-0.004386780021474065], [-0.004386780021474065]], [[-0.004496624587925019], [-0.004496624587925019], [-0.004496624587925019], [-0.004496624587925019], [-0.004496624587925019]], [[-0.004609777367068302], [-0.004609777367068302], [-0.004609777367068302], [-0.004609777367068302], [-0.004609777367068302]], [[-0.0047031328435362535], [-0.0047031328435362535], [-0.0047031328435362535], [-0.0047031328435362535], [-0.0047031328435362535]], [[-0.004810116233512074], [-0.004810116233512074], [-0.004810116233512074], [-0.004810116233512074], [-0.004810116233512074]], [[-0.004911119612340045], [-0.004911119612340045], [-0.004911119612340045], [-0.004911119612340045], [-0.004911119612340045]], [[-0.004976842712604346], [-0.004976842712604346], [-0.004976842712604346], [-0.004976842712604346], [-0.004976842712604346]], [[-0.005046539534222266], [-0.005046539534222266], [-0.005046539534222266], [-0.005046539534222266], [-0.005046539534222266]], [[-0.00511193646294239], [-0.00511193646294239], [-0.00511193646294239], [-0.00511193646294239], [-0.00511193646294239]], [[-0.00516086755049161], [-0.00516086755049161], [-0.00516086755049161], [-0.00516086755049161], [-0.00516086755049161]], [[-0.005210879394035375], [-0.005210879394035375], [-0.005210879394035375], [-0.005210879394035375], [-0.005210879394035375]], [[-0.0052806500510164806], [-0.0052806500510164806], [-0.0052806500510164806], [-0.0052806500510164806], [-0.0052806500510164806]], [[-0.005334751397961607], [-0.005334751397961607], [-0.005334751397961607], [-0.005334751397961607], [-0.005334751397961607]], [[-0.0051660662160202125], [-0.005025545888179439], [-0.005015341451182362], [-0.005096498848402062], [-0.005081360017170675]], [[-0.004844667295988141], [-0.0046968213058049685], [-0.004685922028034244], [-0.004764461231633876], [-0.00475063501081982]], [[-0.004852672351690936], [-0.0047061652349767655], [-0.004695273195280854], [-0.004769254575434846], [-0.004757377091845698]], [[-0.005043088766209708], [-0.004908464151859172], [-0.004898141078307237], [-0.004952898400312544], [-0.004949090698786143]], [[-0.0051855888342226125], [-0.005061246848747855], [-0.0050514161350980885], [-0.005089537747773862], [-0.005092713303773533]], [[-0.005269428978453658], [-0.005154835131835872], [-0.005145471185269909], [-0.005167821811120382], [-0.005177617635619566]], [[-0.0053617772696760435], [-0.005256931561915298], [-0.005248034382433098], [-0.005254614021458284], [-0.0052710301144569816]], [[-0.005459433791255949], [-0.005381293063470724], [-0.005370522160087848], [-0.005361330812287707], [-0.005384367173785931]], [[-0.0053720362886092166], [-0.0053720362886092166], [-0.0053720362886092166], [-0.005363947918650844], [-0.0053720362886092166]], [[-0.0052568870547034935], [-0.0052568870547034935], [-0.0052568870547034935], [-0.0052568870547034935], [-0.0052568870547034935]], [[-0.005056730020665645], [-0.005056730020665645], [-0.005056730020665645], [-0.005056730020665645], [-0.005056730020665645]], [[-0.004795366635436699], [-0.004795366635436699], [-0.004795366635436699], [-0.004795366635436699], [-0.004795366635436699]], [[-0.0032259153627989187], [-0.0031940164098017906], [-0.003179752323820305], [-0.00308663722728212], [-0.0031500272019028275]], [[-0.0011830012519191346], [-0.001154753429138728], [-0.0011413588726284383], [-0.0010468788685166898], [-0.001101081410929063]], [[-8.933415262946456e-06], [-8.851945761877492e-06], [-8.824122059136394e-06], [-8.696844875278557e-06], [-8.72852645258178e-06]], [[-5.333351878271907e-07], [-5.327383120091057e-07], [-5.325427863244869e-07], [-5.316916247641995e-07], [-5.319039956942859e-07]], [[0.0007678688027299325], [0.0007678688027299325], [0.0007678688027299325], [0.0007678688027299325], [0.0007678688027299325]], [[0.0005552757202971839], [0.0005552757202971839], [0.0005552757202971839], [0.0005552757202971839], [0.0005552757202971839]], [[0.00035109696114464344], [0.00035109696114464344], [0.00035109696114464344], [0.00035109696114464344], [0.00035109696114464344]], [[0.00017284542952130267], [0.00017284542952130267], [0.00017284542952130267], [0.00017284542952130267], [0.00017284542952130267]], [[-7.63530012609843e-08], [-7.634055958875298e-08], [-7.633665326532745e-08], [-7.632049636382716e-08], [-7.63190088180635e-08]], [[-7.421169182534812e-07], [-7.408713717520395e-07], [-7.405190136197844e-07], [-7.392305550974008e-07], [-7.393112647858992e-07]], [[-1.546260754817317e-06], [-1.5436305608952823e-06], [-1.5425168002243528e-06], [-1.5358416342692131e-06], [-1.5355840047967702e-06]], [[-2.3566545309314235e-06], [-2.353082685038581e-06], [-2.351212578181449e-06], [-2.3364731505598826e-06], [-2.3336050927959436e-06]], [[-3.3365733798787836e-06], [-3.3301500824045767e-06], [-3.3269327998292422e-06], [-3.302945082228354e-06], [-3.2927882125878723e-06]], [[-4.245318024644756e-06], [-4.237745677934147e-06], [-4.233622810522527e-06], [-4.1987852205274505e-06], [-4.1795021624851936e-06]], [[-5.4230272128054195e-06], [-5.415737417567915e-06], [-5.411388887884439e-06], [-5.3568095719058045e-06], [-5.324130682543473e-06]], [[-6.4327474144278834e-06], [-6.430660259885371e-06], [-6.429205018634084e-06], [-6.348296051893708e-06], [-6.3005754262707506e-06]], [[-7.524094913176783e-06], [-7.490928036943054e-06], [-7.477381630800403e-06], [-7.3998015752661794e-06], [-7.349831205288003e-06]], [[-8.450913830496424e-06], [-8.325036758198914e-06], [-8.305757069305367e-06], [-8.273089809252097e-06], [-8.239055792471934e-06]], [[-9.608581695222406e-06], [-9.473710249582531e-06], [-9.447199862066451e-06], [-9.38394255298701e-06], [-9.369007356849028e-06]], [[-1.039840375697431e-05], [-1.0254011644519239e-05], [-1.0222991576953411e-05], [-1.0140534947763449e-05], [-1.0128543343780431e-05]], [[-1.1444314830141985e-05], [-1.126268862437874e-05], [-1.1226575848387695e-05], [-1.11390422746869e-05], [-1.1091506464610992e-05]], [[-1.2220750614846173e-05], [-1.2019413516648056e-05], [-1.1979318061211227e-05], [-1.1881912418436964e-05], [-1.1844511115208646e-05]], [[-1.3376925043224585e-05], [-1.315485387383842e-05], [-1.3108466694492036e-05], [-1.298907348410783e-05], [-1.299519599741927e-05]], [[-1.4168293086084215e-05], [-1.3932523941024167e-05], [-1.3884593391110152e-05], [-1.3765317953096795e-05], [-1.3719107936677969e-05]], [[-1.5147066488781571e-05], [-1.4855579128458113e-05], [-1.4799730933631565e-05], [-1.4670215764637541e-05], [-1.4594178685631547e-05]], [[-1.6307579828058957e-05], [-1.5879002622833267e-05], [-1.5804090464270094e-05], [-1.564805953115176e-05], [-1.569313755151163e-05]], [[-1.7221761069857733e-05], [-1.6696243290008003e-05], [-1.66104345449428e-05], [-1.6446431073549074e-05], [-1.6584605162864308e-05]], [[-1.860132584865365e-05], [-1.7991666198646783e-05], [-1.7906068913156256e-05], [-1.7776261479661437e-05], [-1.7943678115566603e-05]], [[-1.965939632664858e-05], [-1.88489920613117e-05], [-1.8760551651706564e-05], [-1.8681774353188768e-05], [-1.8979741541955142e-05]], [[-2.1137217280926823e-05], [-2.0093722508137193e-05], [-2.000135390506884e-05], [-1.9969285850797783e-05], [-2.0351916325283062e-05]], [[-2.3093841863473102e-05], [-2.1919978549309743e-05], [-2.1811831769153606e-05], [-2.1762129333798702e-05], [-2.2064217033608557e-05]], [[-0.0001572692596862081], [-2.3615543826339264e-05], [-2.3465213517561562e-05], [-2.324075288777025e-05], [-2.3661081458715982e-05]], [[-0.00033007834598925215], [-0.00020555300361527022], [-0.00018351312577673598], [-0.00013925186431297185], [-0.0001989287608346827]], [[-0.0004191656251292704], [-0.00031392686832949594], [-0.000304860184508593], [-0.0003055732723858968], [-0.0003018756239466479]], [[-0.00052350421226468], [-0.0004401361391466827], [-0.000433082342998636], [-0.000439072906694888], [-0.0004227790862719443]], [[-0.0005925858906562116], [-0.0005463980751407669], [-0.0005364606702120359], [-0.0005105837212044939], [-0.000504564543519357]], [[-0.0006425145627896719], [-0.000620145139407044], [-0.0006121708494159148], [-0.0005734746190993231], [-0.0005749888309353954]], [[-0.0006177523559262425], [-0.0006146402457875714], [-0.0006126349900427786], [-0.0005713065299874052], [-0.0005814538469924128]], [[-2.981269502227296e-05], [-2.9672587388902827e-05], [-2.962294730579282e-05], [-2.938455676815971e-05], [-2.9390372790316643e-05]], [[-2.8573738444469254e-05], [-2.8377292139832727e-05], [-2.8324862450520433e-05], [-2.8146328817185012e-05], [-2.8125346819549146e-05]], [[-2.8844300716368565e-05], [-2.8626706434397436e-05], [-2.8573663436767816e-05], [-2.8411446444324973e-05], [-2.838701064114893e-05]], [[-2.9401799295974973e-05], [-2.9166210835256112e-05], [-2.9112172171455453e-05], [-2.8958483106640565e-05], [-2.893306150404673e-05]], [[-3.0362107588138842e-05], [-3.0106994887330735e-05], [-3.005093815145604e-05], [-2.989954923993815e-05], [-2.9874342121340852e-05]], [[-3.153043687823334e-05], [-3.125482214529074e-05], [-3.119618135041455e-05], [-3.104390593581391e-05], [-3.10197385785492e-05]], [[-3.2808550534765835e-05], [-3.2511598142929976e-05], [-3.245006631611563e-05], [-3.2295394363380386e-05], [-3.227270362548065e-05]], [[-3.4374466720554775e-05], [-3.405182868627607e-05], [-3.398658351577363e-05], [-3.382746332228348e-05], [-3.380598802298421e-05]], [[-3.59875292286517e-05], [-3.563747072646631e-05], [-3.556843441588145e-05], [-3.540529319575811e-05], [-3.5384454399160076e-05]], [[-3.781169061362055e-05], [-3.742916532711513e-05], [-3.7355812228471313e-05], [-3.718855718793171e-05], [-3.7167013429220686e-05]], [[-4.1498481470819e-05], [-4.1048125527267526e-05], [-4.0964499090575396e-05], [-4.078157823554293e-05], [-4.075690520139244e-05]], [[-4.685183247794128e-05], [-4.6296087228996086e-05], [-4.619626612756278e-05], [-4.598725525914449e-05], [-4.595742302272027e-05]], [[-5.365120262593864e-05], [-5.295149552966838e-05], [-5.2829705618047396e-05], [-5.258521214695361e-05], [-5.2548277917514874e-05]], [[-0.0004442021525828954], [-0.0003201970684996516], [-0.00029864948042852835], [-0.0002565260037580702], [-0.0002497860475993083]], [[-0.0009292552540257661], [-0.0007974192043846209], [-0.0007749883506989463], [-0.0007324767433263615], [-0.0007254334743572316]], [[-0.0014095892721352338], [-0.001271436794171521], [-0.0012482820936243026], [-0.0012053770407525373], [-0.0011981603586878088]], [[-0.001850855357329333], [-0.001708544706041988], [-0.0016848864216394213], [-0.0016415859295401646], [-0.0016343793202865872]], [[-0.002218573239625604], [-0.0020749136455807966], [-0.002051035250141083], [-0.0020073418639385797], [-0.0020003828081856263]], [[-0.003782184392508597], [-0.00364730537205048], [-0.003623940319196052], [-0.003578455143703222], [-0.0035738272402744613]], [[-0.005069409662839178], [-0.004946168244698503], [-0.004923664610987265], [-0.004876436532742941], [-0.004874327770720122]], [[-0.006095568540350927], [-0.005982499885180209], [-0.005960752738618923], [-0.0059117602278058], [-0.0059121163955823015]], [[-0.007078802666589903], [-0.0069787226272846475], [-0.00695817213842536], [-0.006907731675184008], [-0.00691052005613998]], [[-0.007947038073414806], [-0.007861407578166245], [-0.007842364895902294], [-0.007790674673852662], [-0.007795868956306944]], [[-0.008708521859631904], [-0.008637578984699468], [-0.008620217263342951], [-0.00856720738740116], [-0.008574919701707737]], [[-0.009459215973546778], [-0.009400731159115015], [-0.00938496679402804], [-0.009330847630660236], [-0.00934074294024638]], [[-0.010180406199019748], [-0.010131782043421016], [-0.010117326490067767], [-0.010062433029589056], [-0.010073982151256718]], [[-0.010855615119243454], [-0.010817678206212766], [-0.010805331706421686], [-0.010751923196333585], [-0.010764688514507868]], [[-0.011521595164743013], [-0.011492113187521483], [-0.011481334107537801], [-0.01142730329321022], [-0.011441627143061822]], [[-0.01220172757435549], [-0.012175953004353278], [-0.012165936948505367], [-0.012111609056016222], [-0.012126835340676018]], [[-0.012869660625178296], [-0.012846845864638558], [-0.012837481136479943], [-0.012782907837823189], [-0.01279893306992276]], [[-0.013513830247581834], [-0.013494624291176746], [-0.013486115198294728], [-0.013431248445360533], [-0.013448171184832741]], [[-0.01418271395180732], [-0.01416353632672153], [-0.014155030386959963], [-0.01410010323037128], [-0.014117431797938555]], [[-0.014866142057607612], [-0.014844955661822788], [-0.014835957589771954], [-0.014781104006826754], [-0.0147985551033392]], [[-0.015497189082464228], [-0.015474932416544549], [-0.015465679087734472], [-0.01541083692294366], [-0.015428538590353452]], [[-0.016144007715003947], [-0.016119040387535095], [-0.01610917207185486], [-0.016054447058037727], [-0.01607218784749795]], [[-0.016928728068476076], [-0.016899015280881745], [-0.016888149661328], [-0.01683367120445643], [-0.016851187988692482]], [[-0.0175813174131189], [-0.017545769328529394], [-0.017533798832427974], [-0.017479755096137705], [-0.01749689656515581]], [[-0.01800435110200302], [-0.017965273851920066], [-0.017952660500913122], [-0.017898654977556435], [-0.01791576529228675]], [[-0.018451995015472827], [-0.01841542002049429], [-0.01840317629397999], [-0.018348308279780408], [-0.018366158018166358]], [[-0.018816248129432594], [-0.018782274723263083], [-0.01877044408936771], [-0.018714718247039987], [-0.018733303417790642]], [[-0.01895250952143677], [-0.018921381337572134], [-0.01891003100610676], [-0.018853333295269416], [-0.01887275166390174]], [[-0.01904925395933015], [-0.019018646294223753], [-0.019007367170503445], [-0.018950254469089958], [-0.018969942572493258]], [[-0.019224525563275037], [-0.01919457770881146], [-0.01918335867205436], [-0.019125332093195155], [-0.019145553615206465]], [[-0.019346274061573833], [-0.019317032257657074], [-0.019305903703311193], [-0.01924715861397542], [-0.019267821761857963]], [[-0.019491510838396307], [-0.01946188956727095], [-0.019450618411460716], [-0.019391132968121325], [-0.019412122655444924]], [[-0.01961514174923363], [-0.019580588050366526], [-0.019568258555327435], [-0.01950835356446541], [-0.019528988298942937]], [[-0.019621042912828943], [-0.019582595969906566], [-0.019569460804656505], [-0.01950906830468417], [-0.01952950382233208]], [[-0.019643197662341308], [-0.019599743642070566], [-0.019585636716793378], [-0.019524801945480355], [-0.019544896296698658]], [[-0.01970001119267832], [-0.019643858057630373], [-0.01962759587193634], [-0.0195666799826318], [-0.019585436464157682]], [[-0.019760339139840155], [-0.019690660692997297], [-0.019672348373101473], [-0.019611390526280165], [-0.01962873362952304]], [[-0.01992836094995462], [-0.019847804527857615], [-0.019827953789851707], [-0.019766846788019057], [-0.019783135101784144]], [[-0.020141069519902036], [-0.020030928025276007], [-0.020007421025536057], [-0.01994683792678706], [-0.019959745812554844]], [[-0.020451048817530404], [-0.020310427989828322], [-0.020283553232885637], [-0.020223553150651635], [-0.020233129017055623]], [[-0.020923245533689516], [-0.02074390027592421], [-0.02071307962037988], [-0.02065380970229136], [-0.020659130497399952]], [[-0.02138344640522094], [-0.021182841607279623], [-0.021149967964345068], [-0.021091141037634625], [-0.02109412674930572]], [[-0.022191353546707537], [-0.021914275051211407], [-0.02187444922108278], [-0.021817475898027267], [-0.021812042205149845]], [[-0.023465499106890747], [-0.023124263197830675], [-0.023078879613360193], [-0.023023458629955668], [-0.023010974480148022]], [[-0.024325508984271077], [-0.023912378706697185], [-0.02386093125345856], [-0.023807239021930104], [-0.023786902015254185]], [[-0.023441968370474048], [-0.022875750366934594], [-0.022811688977583067], [-0.022761597321755644], [-0.022724782721895653]], [[-0.02191767083314411], [-0.021169694822260752], [-0.02109093576986349], [-0.021045100199212158], [-0.020988777189965623]], [[-0.020066595779626863], [-0.01912918417461648], [-0.01903526534021162], [-0.01899386827278303], [-0.018917215508837598]], [[-0.019950214860987324], [-0.01918460393748493], [-0.01910821847832668], [-0.01907546814878852], [-0.01901246347517427]], [[-0.018997616868311487], [-0.018519110041122527], [-0.018471369129148665], [-0.018450900173187276], [-0.018411522252178417]], [[-0.01701332248497367], [-0.01681414664670479], [-0.016794289760965322], [-0.016785776921794004], [-0.01676940140239251]], [[-0.016086479919567714], [-0.016100750349963847], [-0.016102166976284693], [-0.016102753872058687], [-0.016103878234435307]], [[-0.015045474827221739], [-0.015045474827221739], [-0.015045474827221739], [-0.015045474827221739], [-0.0 | Moment coefficient corrected with CCblade.Polar.
airfoils.ac | output |  | [0.5, 0.316, 0.316, 0.282, 0.266, 0.265, 0.228] | 1D array of the aerodynamic centers of each airfoil.
airfoils.r_thick | output |  | [1.0, 0.5, 0.36, 0.301, 0.241, 0.211, 0.18] | 1D array of the relative thicknesses of each airfoil.
airfoils.aoa | output | rad | [-3.141592653589793, -3.0892327760299634, -3.036872898470133, -2.9845130209103035, -2.9321531433504737, -2.8797932657906435, -2.827433388230814, -2.775073510670984, -2.722713633111154, -2.670353755551324, -2.617993877991494, -2.5656340004316642, -2.5132741228718345, -2.4609142453120043, -2.4085543677521746, -2.356194490192345, -2.3038346126325147, -2.251474735072685, -2.199114857512855, -2.146754979953025, -2.0943951023931953, -2.0420352248333655, -1.9896753472735356, -1.9373154697137056, -1.8849555921538759, -1.832595714594046, -1.780235837034216, -1.727875959474386, -1.6755160819145563, -1.6231562043547263, -1.5707963267948963, -1.5184364492350666, -1.4660765716752366, -1.4137166941154067, -1.361356816555577, -1.308996938995747, -1.256637061435917, -1.2042771838760873, -1.1519173063162573, -1.0995574287564276, -1.0471975511965974, -0.9948376736367677, -0.9424777960769379, -0.8901179185171078, -0.837758040957278, -0.7853981633974483, -0.7330382858376181, -0.6806784082777884, -0.6283185307179586, -0.5759586531581284, -0.5235987755982988, -0.513021022555909, -0.502443269513519, -0.4918655164711292, -0.4812877634287393, -0.4707100103863494, -0.46013225734395957, -0.4495545043015697, -0.4389767512591798, -0.42839899821678995, -0.41782124517440006, -0.40724349213201017, -0.39666573908962033, -0.38608798604723044, -0.37551023300484054, -0.3649324799624507, -0.3543547269200608, -0.3437769738776709, -0.3331992208352811, -0.3226214677928912, -0.3120437147505013, -0.30146596170811146, -0.29088820866572157, -0.2803104556233317, -0.26973270258094184, -0.25915494953855195, -0.24857719649616206, -0.23799944345377216, -0.22742169041138233, -0.21684393736899243, -0.20626618432660254, -0.1956884312842127, -0.1851106782418228, -0.17453292519943292, -0.16395517215704308, -0.1533774191146532, -0.1427996660722633, -0.13222191302987346, -0.12164415998748357, -0.11106640694509368, -0.10048865390270378, -0.08991090086031395, -0.07933314781792405, -0.06875539477553416, -0.058177641733144325, -0.04759988869075443, -0.03702213564836454, -0.026444382605974703, -0.015866629563584866, -0.0052888765211949185, 0.0052888765211949185, 0.015866629563584866, 0.026444382605974703, 0.03702213564836454, 0.04759988869075449, 0.058177641733144325, 0.06875539477553416, 0.07933314781792411, 0.08991090086031395, 0.10048865390270378, 0.11106640694509373, 0.12164415998748357, 0.1322219130298734, 0.14279966607226335, 0.1533774191146532, 0.16395517215704303, 0.17453292519943298, 0.1851106782418228, 0.19568843128421265, 0.2062661843266026, 0.21684393736899243, 0.22742169041138227, 0.23799944345377222, 0.24857719649616206, 0.2591549495385519, 0.26973270258094184, 0.2803104556233317, 0.2908882086657215, 0.30146596170811146, 0.3120437147505013, 0.32262146779289125, 0.3331992208352811, 0.3437769738776709, 0.35435472692006087, 0.3649324799624507, 0.37551023300484054, 0.3860879860472305, 0.39666573908962033, 0.40724349213201017, 0.4178212451744001, 0.42839899821678995, 0.4389767512591798, 0.44955450430156974, 0.46013225734395957, 0.4707100103863494, 0.48128776342873925, 0.4918655164711291, 0.5024432695135191, 0.513021022555909, 0.5235987755982988, 0.5759586531581287, 0.6283185307179586, 0.6806784082777885, 0.7330382858376183, 0.7853981633974483, 0.8377580409572781, 0.890117918517108, 0.9424777960769379, 0.9948376736367679, 1.0471975511965979, 1.0995574287564276, 1.1519173063162573, 1.2042771838760875, 1.2566370614359172, 1.3089969389957472, 1.3613568165555772, 1.413716694115407, 1.4660765716752369, 1.5184364492350668, 1.5707963267948966, 1.6231562043547263, 1.6755160819145565, 1.7278759594743862, 1.780235837034216, 1.8325957145940461, 1.8849555921538759, 1.937315469713706, 1.9896753472735358, 2.0420352248333655, 2.0943951023931957, 2.1467549799530254, 2.199114857512855, 2.2514747350726854, 2.303834612632515, 2.356194490192345, 2.408554367752175, 2.4609142453120048, 2.5132741228718345, 2.5656340004316642, 2.6179938779914944, 2.670353755551324, 2.722713633111154, 2.775073510670984, 2.827433388230814, 2.8797932657906435, 2.9321531433504737, 2.9845130209103035, 3.036872898470133, 3.0892327760299634, 3.141592653589793] | 1D array of the angles of attack used to define the polars of the airfoils. All airfoils defined in openmdao share this grid.
airfoils.Re | output |  | [3000000.0, 5280000.0, 6000000.0, 9000000.0, 12000000.0] | 1D array of the Reynolds numbers used to define the polars of the airfoils. All airfoils defined in openmdao share this grid.
airfoils.cl | output |  | [[[[0.0], [0.0], [0.0], [0.0], [0.0]], [[0.0], [0.0], [0.0], [0.0], [0.0]], [[0.0], [0.0], [0.0], [0.0], [0.0]], [[0.0], [0.0], [0.0], [0.0], [0.0]], [[0.0], [0.0], [0.0], [0.0], [0.0]], [[0.0], [0.0], [0.0], [0.0], [0.0]], [[0.0], [0.0], [0.0], [0.0], [0.0]], [[0.0], [0.0], [0.0], [0.0], [0.0]], [[0.0], [0.0], [0.0], [0.0], [0.0]], [[0.0], [0.0], [0.0], [0.0], [0.0]], [[0.0], [0.0], [0.0], [0.0], [0.0]], [[0.0], [0.0], [0.0], [0.0], [0.0]], [[0.0], [0.0], [0.0], [0.0], [0.0]], [[0.0], [0.0], [0.0], [0.0], [0.0]], [[0.0], [0.0], [0.0], [0.0], [0.0]], [[0.0], [0.0], [0.0], [0.0], [0.0]], [[0.0], [0.0], [0.0], [0.0], [0.0]], [[0.0], [0.0], [0.0], [0.0], [0.0]], [[0.0], [0.0], [0.0], [0.0], [0.0]], [[0.0], [0.0], [0.0], [0.0], [0.0]], [[0.0], [0.0], [0.0], [0.0], [0.0]], [[0.0], [0.0], [0.0], [0.0], [0.0]], [[0.0], [0.0], [0.0], [0.0], [0.0]], [[0.0], [0.0], [0.0], [0.0], [0.0]], [[0.0], [0.0], [0.0], [0.0], [0.0]], [[0.0], [0.0], [0.0], [0.0], [0.0]], [[0.0], [0.0], [0.0], [0.0], [0.0]], [[0.0], [0.0], [0.0], [0.0], [0.0]], [[0.0], [0.0], [0.0], [0.0], [0.0]], [[0.0], [0.0], [0.0], [0.0], [0.0]], [[0.0], [0.0], [0.0], [0.0], [0.0]], [[0.0], [0.0], [0.0], [0.0], [0.0]], [[0.0], [0.0], [0.0], [0.0], [0.0]], [[0.0], [0.0], [0.0], [0.0], [0.0]], [[0.0], [0.0], [0.0], [0.0], [0.0]], [[0.0], [0.0], [0.0], [0.0], [0.0]], [[0.0], [0.0], [0.0], [0.0], [0.0]], [[0.0], [0.0], [0.0], [0.0], [0.0]], [[0.0], [0.0], [0.0], [0.0], [0.0]], [[0.0], [0.0], [0.0], [0.0], [0.0]], [[0.0], [0.0], [0.0], [0.0], [0.0]], [[0.0], [0.0], [0.0], [0.0], [0.0]], [[0.0], [0.0], [0.0], [0.0], [0.0]], [[0.0], [0.0], [0.0], [0.0], [0.0]], [[0.0], [0.0], [0.0], [0.0], [0.0]], [[0.0], [0.0], [0.0], [0.0], [0.0]], [[0.0], [0.0], [0.0], [0.0], [0.0]], [[0.0], [0.0], [0.0], [0.0], [0.0]], [[0.0], [0.0], [0.0], [0.0], [0.0]], [[0.0], [0.0], [0.0], [0.0], [0.0]], [[0.0], [0.0], [0.0], [0.0], [0.0]], [[0.0], [0.0], [0.0], [0.0], [0.0]], [[0.0], [0.0], [0.0], [0.0], [0.0]], [[0.0], [0.0], [0.0], [0.0], [0.0]], [[0.0], [0.0], [0.0], [0.0], [0.0]], [[0.0], [0.0], [0.0], [0.0], [0.0]], [[0.0], [0.0], [0.0], [0.0], [0.0]], [[0.0], [0.0], [0.0], [0.0], [0.0]], [[0.0], [0.0], [0.0], [0.0], [0.0]], [[0.0], [0.0], [0.0], [0.0], [0.0]], [[0.0], [0.0], [0.0], [0.0], [0.0]], [[0.0], [0.0], [0.0], [0.0], [0.0]], [[0.0], [0.0], [0.0], [0.0], [0.0]], [[0.0], [0.0], [0.0], [0.0], [0.0]], [[0.0], [0.0], [0.0], [0.0], [0.0]], [[0.0], [0.0], [0.0], [0.0], [0.0]], [[0.0], [0.0], [0.0], [0.0], [0.0]], [[0.0], [0.0], [0.0], [0.0], [0.0]], [[0.0], [0.0], [0.0], [0.0], [0.0]], [[0.0], [0.0], [0.0], [0.0], [0.0]], [[0.0], [0.0], [0.0], [0.0], [0.0]], [[0.0], [0.0], [0.0], [0.0], [0.0]], [[0.0], [0.0], [0.0], [0.0], [0.0]], [[0.0], [0.0], [0.0], [0.0], [0.0]], [[0.0], [0.0], [0.0], [0.0], [0.0]], [[0.0], [0.0], [0.0], [0.0], [0.0]], [[0.0], [0.0], [0.0], [0.0], [0.0]], [[0.0], [0.0], [0.0], [0.0], [0.0]], [[0.0], [0.0], [0.0], [0.0], [0.0]], [[0.0], [0.0], [0.0], [0.0], [0.0]], [[0.0], [0.0], [0.0], [0.0], [0.0]], [[0.0], [0.0], [0.0], [0.0], [0.0]], [[0.0], [0.0], [0.0], [0.0], [0.0]], [[0.0], [0.0], [0.0], [0.0], [0.0]], [[0.0], [0.0], [0.0], [0.0], [0.0]], [[0.0], [0.0], [0.0], [0.0], [0.0]], [[0.0], [0.0], [0.0], [0.0], [0.0]], [[0.0], [0.0], [0.0], [0.0], [0.0]], [[0.0], [0.0], [0.0], [0.0], [0.0]], [[0.0], [0.0], [0.0], [0.0], [0.0]], [[0.0], [0.0], [0.0], [0.0], [0.0]], [[0.0], [0.0], [0.0], [0.0], [0.0]], [[0.0], [0.0], [0.0], [0.0], [0.0]], [[0.0], [0.0], [0.0], [0.0], [0.0]], [[0.0], [0.0], [0.0], [0.0], [0.0]], [[0.0], [0.0], [0.0], [0.0], [0.0]], [[0.0], [0.0], [0.0], [0.0], [0.0]], [[0.0], [0.0], [0.0], [0.0], [0.0]], [[0.0], [0.0], [0.0], [0.0], [0.0]], [[0.0], [0.0], [0.0], [0.0], [0.0]], [[0.0], [0.0], [0.0], [0.0], [0.0]], [[0.0], [0.0], [0.0], [0.0], [0.0]], [[0.0], [0.0], [0.0], [0.0], [0.0]], [[0.0], [0.0], [0.0], [0.0], [0.0]], [[0.0], [0.0], [0.0], [0.0], [0.0]], [[0.0], [0.0], [0.0], [0.0], [0.0]], [[0.0], [0.0], [0.0], [0.0], [0.0]], [[0.0], [0.0], [0.0], [0.0], [0.0]], [[0.0], [0.0], [0.0], [0.0], [0.0]], [[0.0], [0.0], [0.0], [0.0], [0.0]], [[0.0], [0.0], [0.0], [0.0], [0.0]], [[0.0], [0.0], [0.0], [0.0], [0.0]], [[0.0], [0.0], [0.0], [0.0], [0.0]], [[0.0], [0.0], [0.0], [0.0], [0.0]], [[0.0], [0.0], [0.0], [0.0], [0.0]], [[0.0], [0.0], [0.0], [0.0], [0.0]], [[0.0], [0.0], [0.0], [0.0], [0.0]], [[0.0], [0.0], [0.0], [0.0], [0.0]], [[0.0], [0.0], [0.0], [0.0], [0.0]], [[0.0], [0.0], [0.0], [0.0], [0.0]], [[0.0], [0.0], [0.0], [0.0], [0.0]], [[0.0], [0.0], [0.0], [0.0], [0.0]], [[0.0], [0.0], [0.0], [0.0], [0.0]], [[0.0], [0.0], [0.0], [0.0], [0.0]], [[0.0], [0.0], [0.0], [0.0], [0.0]], [[0.0], [0.0], [0.0], [0.0], [0.0]], [[0.0], [0.0], [0.0], [0.0], [0.0]], [[0.0], [0.0], [0.0], [0.0], [0.0]], [[0.0], [0.0], [0.0], [0.0], [0.0]], [[0.0], [0.0], [0.0], [0.0], [0.0]], [[0.0], [0.0], [0.0], [0.0], [0.0]], [[0.0], [0.0], [0.0], [0.0], [0.0]], [[0.0], [0.0], [0.0], [0.0], [0.0]], [[0.0], [0.0], [0.0], [0.0], [0.0]], [[0.0], [0.0], [0.0], [0.0], [0.0]], [[0.0], [0.0], [0.0], [0.0], [0.0]], [[0.0], [0.0], [0.0], [0.0], [0.0]], [[0.0], [0.0], [0.0], [0.0], [0.0]], [[0.0], [0.0], [0.0], [0.0], [0.0]], [[0.0], [0.0], [0.0], [0.0], [0.0]], [[0.0], [0.0], [0.0], [0.0], [0.0]], [[0.0], [0.0], [0.0], [0.0], [0.0]], [[0.0], [0.0], [0.0], [0.0], [0.0]], [[0.0], [0.0], [0.0], [0.0], [0.0]], [[0.0], [0.0], [0.0], [0.0], [0.0]], [[0.0], [0.0], [0.0], [0.0], [0.0]], [[0.0], [0.0], [0.0], [0.0], [0.0]], [[0.0], [0.0], [0.0], [0.0], [0.0]], [[0.0], [0.0], [0.0], [0.0], [0.0]], [[0.0], [0.0], [0.0], [0.0], [0.0]], [[0.0], [0.0], [0.0], [0.0], [0.0]], [[0.0], [0.0], [0.0], [0.0], [0.0]], [[0.0], [0.0], [0.0], [0.0], [0.0]], [[0.0], [0.0], [0.0], [0.0], [0.0]], [[0.0], [0.0], [0.0], [0.0], [0.0]], [[0.0], [0.0], [0.0], [0.0], [0.0]], [[0.0], [0.0], [0.0], [0.0], [0.0]], [[0.0], [0.0], [0.0], [0.0], [0.0]], [[0.0], [0.0], [0.0], [0.0], [0.0]], [[0.0], [0.0], [0.0], [0.0], [0.0]], [[0.0], [0.0], [0.0], [0.0], [0.0]], [[0.0], [0.0], [0.0], [0.0], [0.0]], [[0.0], [0.0], [0.0], [0.0], [0.0]], [[0.0], [0.0], [0.0], [0.0], [0.0]], [[0.0], [0.0], [0.0], [0.0], [0.0]], [[0.0], [0.0], [0.0], [0.0], [0.0]], [[0.0], [0.0], [0.0], [0.0], [0.0]], [[0.0], [0.0], [0.0], [0.0], [0.0]], [[0.0], [0.0], [0.0], [0.0], [0.0]], [[0.0], [0.0], [0.0], [0.0], [0.0]], [[0.0], [0.0], [0.0], [0.0], [0.0]], [[0.0], [0.0], [0.0], [0.0], [0.0]], [[0.0], [0.0], [0.0], [0.0], [0.0]], [[0.0], [0.0], [0.0], [0.0], [0.0]], [[0.0], [0.0], [0.0], [0.0], [0.0]], [[0.0], [0.0], [0.0], [0.0], [0.0]], [[0.0], [0.0], [0.0], [0.0], [0.0]], [[0.0], [0.0], [0.0], [0.0], [0.0]], [[0.0], [0.0], [0.0], [0.0], [0.0]], [[0.0], [0.0], [0.0], [0.0], [0.0]], [[0.0], [0.0], [0.0], [0.0], [0.0]], [[0.0], [0.0], [0.0], [0.0], [0.0]], [[0.0], [0.0], [0.0], [0.0], [0.0]], [[0.0], [0.0], [0.0], [0.0], [0.0]], [[0.0], [0.0], [0.0], [0.0], [0.0]], [[0.0], [0.0], [0.0], [0.0], [0.0]], [[0.0], [0.0], [0.0], [0.0], [0.0]], [[0.0], [0.0], [0.0], [0.0], [0.0]], [[0.0], [0.0], [0.0], [0.0], [0.0]], [[0.0], [0.0], [0.0], [0.0], [0.0]], [[0.0], [0.0], [0.0], [0.0], [0.0]], [[0.0], [0.0], [0.0], [0.0], [0.0]], [[0.0], [0.0], [0.0], [0.0], [0.0]], [[0.0], [0.0], [0.0], [0.0], [0.0]], [[0.0], [0.0], [0.0], [0.0], [0.0]], [[0.0], [0.0], [0.0], [0.0], [0.0]], [[0.0], [0.0], [0.0], [0.0], [0.0]], [[0.0], [0.0], [0.0], [0.0], [0.0]], [[0.0], [0.0], [0.0], [0.0], [0.0]], [[0.0], [0.0], [0.0], [0.0], [0.0]]], [[[0.0], [0.0], [0.0], [0.0], [0.0]], [[0.122100448270672], [0.122100448270672], [0.122100448270672], [0.122100448270672], [0.122100448270672]], [[0.24420089714190688], [0.24420089714190688], [0.24420089714190688], [0.24420089714190688], [0.24420089714190688]], [[0.3663013466130913], [0.3663013466130913], [0.3663013466130913], [0.3663013466130913], [0.3663013466130913]], [[0.49560667835054406], [0.49560667835054406], [0.49560667835054406], [0.49560667835054406], [0.49560667835054406]], [[0.6386466923954562], [0.6386466923954562], [0.6386466923954562], [0.6386466923954562], [0.6386466923954562]], [[0.7612016061580158], [0.7612016061580158], [0.7612016061580158], [0.7612016061580158], [0.7612016061580158]], [[0.8313706924128491], [0.8313706924128491], [0.8313706924128491], [0.8313706924128491], [0.8313706924128491]], [[0.8806212207326751], [0.8806212207326751], [0.8806212207326751], [0.8806212207326751], [0.8806212207326751]], [[0.9163204829469981], [0.9163204829469981], [0.9163204829469981], [0.9163204829469981], [0.9163204829469981]], [[0.9300816196923545], [0.9300816196923545], [0.9300816196923545], [0.9300816196923545], [0.9300816196923545]], [[0.9109751681641519], [0.9109751681641519], [0.9109751681641519], [0.9109751681641519], [0.9109751681641519]], [[0.8672744583681736], [0.8672744583681736], [0.8672744583681736], [0.8672744583681736], [0.8672744583681736]], [[0.8193916703742161], [0.8193916703742161], [0.8193916703742161], [0.8193916703742161], [0.8193916703742161]], [[0.7822524531158993], [0.7822524531158993], [0.7822524531158993], [0.7822524531158993], [0.7822524531158993]], [[0.7475648456710487], [0.7475648456710487], [0.7475648456710487], [0.7475648456710487], [0.7475648456710487]], [[0.712167907424372], [0.712167907424372], [0.712167907424372], [0.712167907424372], [0.712167907424372]], [[0.6740683063938288], [0.6740683063938288], [0.6740683063938288], [0.6740683063938288], [0.6740683063938288]], [[0.6333744159079941], [0.6333744159079941], [0.6333744159079941], [0.6333744159079941], [0.6333744159079941]], [[0.5904401261737809], [0.5904401261737809], [0.5904401261737809], [0.5904401261737809], [0.5904401261737809]], [[0.5452907389084435], [0.5452907389084435], [0.5452907389084435], [0.5452907389084435], [0.5452907389084435]], [[0.49734638094521516], [0.49734638094521516], [0.49734638094521516], [0.49734638094521516], [0.49734638094521516]], [[0.44663884365103534], [0.44663884365103534], [0.44663884365103534], [0.44663884365103534], [0.44663884365103534]], [[0.3941457144876454], [0.3941457144876454], [0.3941457144876454], [0.3941457144876454], [0.3941457144876454]], [[0.34023814392287305], [0.34023814392287305], [0.34023814392287305], [0.34023814392287305], [0.34023814392287305]], [[0.28413456725162295], [0.28413456725162295], [0.28413456725162295], [0.28413456725162295], [0.28413456725162295]], [[0.22707465682496886], [0.22707465682496886], [0.22707465682496886], [0.22707465682496886], [0.22707465682496886]], [[0.1703537253999423], [0.1703537253999423], [0.1703537253999423], [0.1703537253999423], [0.1703537253999423]], [[0.1136580268732902], [0.1136580268732902], [0.1136580268732902], [0.1136580268732902], [0.1136580268732902]], [[0.056818710288513735], [0.056818710288513735], [0.056818710288513735], [0.056818710288513735], [0.056818710288513735]], [[-2.6373225457583025e-06], [-2.6373225457583025e-06], [-2.6373225457583025e-06], [-2.6373225457583025e-06], [-2.6373225457583025e-06]], [[-0.05682456708735157], [-0.05682456708735157], [-0.05682456708735157], [-0.05682456708735157], [-0.05682456708735157]], [[-0.11366415267188819], [-0.11366415267188819], [-0.11366415267188819], [-0.11366415267188819], [-0.11366415267188819]], [[-0.1703617405036082], [-0.1703617405036082], [-0.1703617405036082], [-0.1703617405036082], [-0.1703617405036082]], [[-0.22707876683724035], [-0.22707876683724035], [-0.22707876683724035], [-0.22707876683724035], [-0.22707876683724035]], [[-0.2841411680792977], [-0.2841411680792977], [-0.2841411680792977], [-0.2841411680792977], [-0.2841411680792977]], [[-0.34024479930176066], [-0.34024479930176066], [-0.34024479930176066], [-0.34024479930176066], [-0.34024479930176066]], [[-0.39414193359268695], [-0.39414193359268695], [-0.39414193359268695], [-0.39414193359268695], [-0.39414193359268695]], [[-0.4466296856074178], [-0.4466296856074178], [-0.4466296856074178], [-0.4466296856074178], [-0.4466296856074178]], [[-0.4973363986509162], [-0.4973363986509162], [-0.4973363986509162], [-0.4973363986509162], [-0.4973363986509162]], [[-0.5452953689753767], [-0.5452953689753767], [-0.5452953689753767], [-0.5452953689753767], [-0.5452953689753767]], [[-0.5904494264279285], [-0.5904494264279285], [-0.5904494264279285], [-0.5904494264279285], [-0.5904494264279285]], [[-0.6333820829863679], [-0.6333820829863679], [-0.6333820829863679], [-0.6333820829863679], [-0.6333820829863679]], [[-0.6740705395150288], [-0.6740705395150288], [-0.6740705395150288], [-0.6740705395150288], [-0.6740705395150288]], [[-0.7121634085653332], [-0.7121634085653332], [-0.7121634085653332], [-0.7121634085653332], [-0.7121634085653332]], [[-0.747558668340935], [-0.747558668340935], [-0.747558668340935], [-0.747558668340935], [-0.747558668340935]], [[-0.7822410109387117], [-0.7822410109387117], [-0.7822410109387117], [-0.7822410109387117], [-0.7822410109387117]], [[-0.8193114503773657], [-0.8193114503773657], [-0.8193114503773657], [-0.8193114503773657], [-0.8193114503773657]], [[-0.8671567761009534], [-0.8671567761009534], [-0.8671567761009534], [-0.8671567761009534], [-0.8671567761009534]], [[-0.9109238816147173], [-0.9109238816147173], [-0.9109238816147173], [-0.9109238816147173], [-0.9109238816147173]], [[-0.9300759499870029], [-0.9300759499870029], [-0.9300759499870029], [-0.9300759499870029], [-0.9300759499870029]], [[-0.9291177486676652], [-0.9291177486676652], [-0.9291177486676652], [-0.9291177486676652], [-0.9291177486676652]], [[-0.9262917685868105], [-0.9262917685868105], [-0.9262917685868105], [-0.9262917685868105], [-0.9262917685868105]], [[-0.92167027186479], [-0.92167027186479], [-0.92167027186479], [-0.92167027186479], [-0.92167027186479]], [[-0.9153255206219545], [-0.9153255206219545], [-0.9153255206219545], [-0.9153255206219545], [-0.9153255206219545]], [[-0.9073297769786551], [-0.9073297769786551], [-0.9073297769786551], [-0.9073297769786551], [-0.9073297769786551]], [[-0.8977553030552429], [-0.8977553030552429], [-0.8977553030552429], [-0.8977553030552429], [-0.8977553030552429]], [[-0.8866743609720684], [-0.8866743609720684], [-0.8866743609720684], [-0.8866743609720684], [-0.8866743609720684]], [[-0.8741592128494831], [-0.8741592128494831], [-0.8741592128494831], [-0.8741592128494831], [-0.8741592128494831]], [[-0.8602821208078376], [-0.8602821208078376], [-0.8602821208078376], [-0.8602821208078376], [-0.8602821208078376]], [[-0.8451153469674832], [-0.8451153469674832], [-0.8451153469674832], [-0.8451153469674832], [-0.8451153469674832]], [[-0.8287311534487706], [-0.8287311534487706], [-0.8287311534487706], [-0.8287311534487706], [-0.8287311534487706]], [[-0.8112018023720509], [-0.8112018023720509], [-0.8112018023720509], [-0.8112018023720509], [-0.8112018023720509]], [[-0.792599555857675], [-0.792599555857675], [-0.792599555857675], [-0.792599555857675], [-0.792599555857675]], [[-0.7729966760259942], [-0.7729966760259942], [-0.7729966760259942], [-0.7729966760259942], [-0.7729966760259942]], [[-0.752465424997359], [-0.752465424997359], [-0.752465424997359], [-0.752465424997359], [-0.752465424997359]], [[-0.7310780648921206], [-0.7310780648921206], [-0.7310780648921206], [-0.7310780648921206], [-0.7310780648921206]], [[-0.7019448810977046], [-0.7019448810977046], [-0.7019448810977046], [-0.7019448810977046], [-0.7019448810977046]], [[-0.6719115138426872], [-0.6719115138426872], [-0.6719115138426872], [-0.6719115138426872], [-0.6719115138426872]], [[-0.6462264307564011], [-0.6462264307564011], [-0.6462264307564011], [-0.6462264307564011], [-0.6462264307564011]], [[-0.6181119088343205], [-0.6181119088343205], [-0.6181119088343205], [-0.6181119088343205], [-0.6181119088343205]], [[-0.5886480607359338], [-0.5886480607359338], [-0.5886480607359338], [-0.5886480607359338], [-0.5886480607359338]], [[-0.5618684657573115], [-0.5618684657573115], [-0.5618684657573115], [-0.5618684657573115], [-0.5618684657573115]], [[-0.529664142955001], [-0.529664142955001], [-0.529664142955001], [-0.529664142955001], [-0.529664142955001]], [[-0.4961254754124348], [-0.4961254754124348], [-0.4961254754124348], [-0.4961254754124348], [-0.4961254754124348]], [[-0.4718640064727164], [-0.4718640064727164], [-0.4718640064727164], [-0.4718640064727164], [-0.4718640064727164]], [[-0.44245708509908066], [-0.44245708509908066], [-0.44245708509908066], [-0.44245708509908066], [-0.44245708509908066]], [[-0.4125508945970412], [-0.4125508945970412], [-0.4125508945970412], [-0.4125508945970412], [-0.4125508945970412]], [[-0.3864041758865638], [-0.3864041758865638], [-0.3864041758865638], [-0.3864041758865638], [-0.3864041758865638]], [[-0.3559877894725871], [-0.3559877894725871], [-0.3559877894725871], [-0.3559877894725871], [-0.3559877894725871]], [[-0.3192775610219699], [-0.3192775610219699], [-0.3192775610219699], [-0.3192775610219699], [-0.3192775610219699]], [[-0.28399283385168667], [-0.28399283385168667], [-0.28399283385168667], [-0.28399283385168667], [-0.28399283385168667]], [[-0.24288316370937282], [-0.24288316370937282], [-0.24288316370937282], [-0.24288316370937282], [-0.24288316370937282]], [[-0.20588115920168454], [-0.20588115920168454], [-0.20588115920168454], [-0.20588115920168454], [-0.20588115920168454]], [[-0.17167014173337317], [-0.17167014173337317], [-0.17167014173337317], [-0.17167014173337317], [-0.17167014173337317]], [[-0.13368485360940371], [-0.13368485360940371], [-0.13368485360940371], [-0.13368485360940371], [-0.13368485360940371]], [[-0.09662378437607713], [-0.09662378437607713], [-0.09662378437607713], [-0.09662378437607713], [-0.09662378437607713]], [[-0.06471021411031005], [-0.06471021411031005], [-0.06471021411031005], [-0.06471021411031005], [-0.06471021411031005]], [[-0.028387776558262065], [-0.028387776558262065], [-0.028387776558262065], [-0.028387776558262065], [-0.028387776558262065]], [[0.01241149956398214], [0.01241149956398214], [0.01241149956398214], [0.01241149956398214], [0.01241149956398214]], [[0.04284145909727929], [0.04284145909727929], [0.04284145909727929], [0.04284145909727929], [0.04284145909727929]], [[0.07202723805380791], [0.07202723805380791], [0.07202723805380791], [0.07202723805380791], [0.07202723805380791]], [[0.0944974517584114], [0.0944974517584114], [0.0944974517584114], [0.0944974517584114], [0.0944974517584114]], [[0.11049836013532466], [0.11049836013532466], [0.11049836013532466], [0.11049836013532466], [0.11049836013532466]], [[0.04196201924598406], [0.04196201924598406], [0.04196201924598406], [0.04196201924598406], [0.04196201924598406]], [[-0.0527080373689662], [-0.0527080373689662], [-0.0527080373689662], [-0.0527080373689662], [-0.0527080373689662]], [[-0.15564640589643533], [-0.15564640589643533], [-0.15564640589643533], [-0.15564640589643533], [-0.15564640589643533]], [[-0.24675686792252122], [-0.24675686792252122], [-0.24675686792252122], [-0.24675686792252122], [-0.24675686792252122]], [[-0.3148806567280593], [-0.3148806567280593], [-0.3148806567280593], [-0.3148806567280593], [-0.3148806567280593]], [[-0.23869826785228418], [-0.23869826785228418], [-0.23869826785228418], [-0.23869826785228418], [-0.23869826785228418]], [[-0.16247586535827846], [-0.16247586535827846], [-0.16247586535827846], [-0.16247586535827846], [-0.16247586535827846]], [[-0.08868916669247477], [-0.08868916669247477], [-0.08868916669247477], [-0.08868916669247477], [-0.08868916669247477]], [[-0.011641068198408525], [-0.011641068198408525], [-0.011641068198408525], [-0.011641068198408525], [-0.011641068198408525]], [[0.060467532487565076], [0.060467532487565076], [0.060467532487565076], [0.060467532487565076], [0.060467532487565076]], [[0.13451803195383896], [0.13451803195383896], [0.13451803195383896], [0.13451803195383896], [0.13451803195383896]], [[0.20538531283129582], [0.20538531283129582], [0.20538531283129582], [0.20538531283129582], [0.20538531283129582]], [[0.2778802831111576], [0.2778802831111576], [0.2778802831111576], [0.2778802831111576], [0.2778802831111576]], [[0.34523513193816857], [0.34523513193816857], [0.34523513193816857], [0.34523513193816857], [0.34523513193816857]], [[0.41606754483149644], [0.41606754483149644], [0.41606754483149644], [0.41606754483149644], [0.41606754483149644]], [[0.4805048973065598], [0.4805048973065598], [0.4805048973065598], [0.4805048973065598], [0.4805048973065598]], [[0.5437923352397], [0.5437923352397], [0.5437923352397], [0.5437923352397], [0.5437923352397]], [[0.60286875313736], [0.60286875313736], [0.60286875313736], [0.60286875313736], [0.60286875313736]], [[0.6625036483043609], [0.6625036483043609], [0.6625036483043609], [0.6625036483043609], [0.6625036483043609]], [[0.7140485139857551], [0.7140485139857551], [0.7140485139857551], [0.7140485139857551], [0.7140485139857551]], [[0.7671263147770748], [0.7671263147770748], [0.7671263147770748], [0.7671263147770748], [0.7671263147770748]], [[0.8139541422198996], [0.8139541422198996], [0.8139541422198996], [0.8139541422198996], [0.8139541422198996]], [[0.8645120527637347], [0.8645120527637347], [0.8645120527637347], [0.8645120527637347], [0.8645120527637347]], [[0.9048868319476085], [0.9048868319476085], [0.9048868319476085], [0.9048868319476085], [0.9048868319476085]], [[0.9465635447695299], [0.9465635447695299], [0.9465635447695299], [0.9465635447695299], [0.9465635447695299]], [[0.9886696689578028], [0.9886696689578028], [0.9886696689578028], [0.9886696689578028], [0.9886696689578028]], [[1.022945287793073], [1.022945287793073], [1.022945287793073], [1.022945287793073], [1.022945287793073]], [[1.0601715588915108], [1.0601715588915108], [1.0601715588915108], [1.0601715588915108], [1.0601715588915108]], [[1.0889552444989126], [1.0889552444989126], [1.0889552444989126], [1.0889552444989126], [1.0889552444989126]], [[1.1196030146211018], [1.1196030146211018], [1.1196030146211018], [1.1196030146211018], [1.1196030146211018]], [[1.1514290307891255], [1.1514290307891255], [1.1514290307891255], [1.1514290307891255], [1.1514290307891255]], [[1.17503476186364], [1.17503476186364], [1.17503476186364], [1.17503476186364], [1.17503476186364]], [[1.2038841601677133], [1.2038841601677133], [1.2038841601677133], [1.2038841601677133], [1.2038841601677133]], [[1.2244817766559781], [1.2244817766559781], [1.2244817766559781], [1.2244817766559781], [1.2244817766559781]], [[1.2502486491909488], [1.2502486491909488], [1.2502486491909488], [1.2502486491909488], [1.2502486491909488]], [[1.2777756205316735], [1.2777756205316735], [1.2777756205316735], [1.2777756205316735], [1.2777756205316735]], [[1.3013779330432276], [1.3013779330432276], [1.3013779330432276], [1.3013779330432276], [1.3013779330432276]], [[1.319768781508957], [1.319768781508957], [1.319768781508957], [1.319768781508957], [1.319768781508957]], [[1.3386832076404742], [1.3386832076404742], [1.3386832076404742], [1.3386832076404742], [1.3386832076404742]], [[1.3540104865373173], [1.3540104865373173], [1.3540104865373173], [1.3540104865373173], [1.3540104865373173]], [[1.373438351396614], [1.373438351396614], [1.373438351396614], [1.373438351396614], [1.373438351396614]], [[1.3854915061464959], [1.3854915061464959], [1.3854915061464959], [1.3854915061464959], [1.3854915061464959]], [[1.4030839689197288], [1.4030839689197288], [1.4030839689197288], [1.4030839689197288], [1.4030839689197288]], [[1.4134499434800292], [1.4134499434800292], [1.4134499434800292], [1.4134499434800292], [1.4134499434800292]], [[1.4222377028530893], [1.4222377028530893], [1.4222377028530893], [1.4222377028530893], [1.4222377028530893]], [[1.4352277027612668], [1.4352277027612668], [1.4352277027612668], [1.4352277027612668], [1.4352277027612668]], [[1.4434953781187414], [1.4434953781187414], [1.4434953781187414], [1.4434953781187414], [1.4434953781187414]], [[1.453283099361565], [1.453283099361565], [1.453283099361565], [1.453283099361565], [1.453283099361565]], [[1.4478377186371085], [1.4478377186371085], [1.4478377186371085], [1.4478377186371085], [1.4478377186371085]], [[1.4364236486534878], [1.4364236486534878], [1.4364236486534878], [1.4364236486534878], [1.4364236486534878]], [[1.420578115443506], [1.420578115443506], [1.420578115443506], [1.420578115443506], [1.420578115443506]], [[1.401838345039966], [1.401838345039966], [1.401838345039966], [1.401838345039966], [1.401838345039966]], [[1.3817415634756705], [1.3817415634756705], [1.3817415634756705], [1.3817415634756705], [1.3817415634756705]], [[1.3618249967834224], [1.3618249967834224], [1.3618249967834224], [1.3618249967834224], [1.3618249967834224]], [[1.3436258709960252], [1.3436258709960252], [1.3436258709960252], [1.3436258709960252], [1.3436258709960252]], [[1.3286814121462815], [1.3286814121462815], [1.3286814121462815], [1.3286814121462815], [1.3286814121462815]], [[1.270268464182639], [1.270268464182639], [1.270268464182639], [1.270268464182639], [1.270268464182639]], [[1.2185246099388356], [1.2185246099388356], [1.2185246099388356], [1.2185246099388356], [1.2185246099388356]], [[1.1685497161276708], [1.1685497161276708], [1.1685497161276708], [1.1685497161276708], [1.1685497161276708]], [[1.1174871618215714], [1.1174871618215714], [1.1174871618215714], [1.1174871618215714], [1.1174871618215714]], [[1.0679409555721295], [1.0679409555721295], [1.0679409555721295], [1.0679409555721295], [1.0679409555721295]], [[1.0173762961503188], [1.0173762961503188], [1.0173762961503188], [1.0173762961503188], [1.0173762961503188]], [[0.9629579105444417], [0.9629579105444417], [0.9629579105444417], [0.9629579105444417], [0.9629579105444417]], [[0.904831544560771], [0.904831544560771], [0.904831544560771], [0.904831544560771], [0.904831544560771]], [[0.8434991793842666], [0.8434991793842666], [0.8434991793842666], [0.8434991793842666], [0.8434991793842666]], [[0.778993384253794], [0.778993384253794], [0.778993384253794], [0.778993384253794], [0.778993384253794]], [[0.7104805703217985], [0.7104805703217985], [0.7104805703217985], [0.7104805703217985], [0.7104805703217985]], [[0.6380424096309893], [0.6380424096309893], [0.6380424096309893], [0.6380424096309893], [0.6380424096309893]], [[0.5630599076463186], [0.5630599076463186], [0.5630599076463186], [0.5630599076463186], [0.5630599076463186]], [[0.4860625441693857], [0.4860625441693857], [0.4860625441693857], [0.4860625441693857], [0.4860625441693857]], [[0.4059102154578179], [0.4059102154578179], [0.4059102154578179], [0.4059102154578179], [0.4059102154578179]], [[0.3243923760064459], [0.3243923760064459], [0.3243923760064459], [0.3243923760064459], [0.3243923760064459]], [[0.2429392051808556], [0.2429392051808556], [0.2429392051808556], [0.2429392051808556], [0.2429392051808556]], [[0.15781247902785092], [0.15781247902785092], [0.15781247902785092], [0.15781247902785092], [0.15781247902785092]], [[0.07421252934169302], [0.07421252934169302], [0.07421252934169302], [0.07421252934169302], [0.07421252934169302]], [[4.164877333193151e-05], [4.164877333193151e-05], [4.164877333193151e-05], [4.164877333193151e-05], [4.164877333193151e-05]], [[-0.06170100112624735], [-0.06170100112624735], [-0.06170100112624735], [-0.06170100112624735], [-0.06170100112624735]], [[-0.11683975120509194], [-0.11683975120509194], [-0.11683975120509194], [-0.11683975120509194], [-0.11683975120509194]], [[-0.1706437799738451], [-0.1706437799738451], [-0.1706437799738451], [-0.1706437799738451], [-0.1706437799738451]], [[-0.22707465682496886], [-0.22707465682496886], [-0.22707465682496886], [-0.22707465682496886], [-0.22707465682496886]], [[-0.28413456725162317], [-0.28413456725162317], [-0.28413456725162317], [-0.28413456725162317], [-0.28413456725162317]], [[-0.34023814392287305], [-0.34023814392287305], [-0.34023814392287305], [-0.34023814392287305], [-0.34023814392287305]], [[-0.3941457144876458], [-0.3941457144876458], [-0.3941457144876458], [-0.3941457144876458], [-0.3941457144876458]], [[-0.4466388436510356], [-0.4466388436510356], [-0.4466388436510356], [-0.4466388436510356], [-0.4466388436510356]], [[-0.49734638094521516], [-0.49734638094521516], [-0.49734638094521516], [-0.49734638094521516], [-0.49734638094521516]], [[-0.5452907389084438], [-0.5452907389084438], [-0.5452907389084438], [-0.5452907389084438], [-0.5452907389084438]], [[-0.5904401261737814], [-0.5904401261737814], [-0.5904401261737814], [-0.5904401261737814], [-0.5904401261737814]], [[-0.6333744159079941], [-0.6333744159079941], [-0.6333744159079941], [-0.6333744159079941], [-0.6333744159079941]], [[-0.6740683063938291], [-0.6740683063938291], [-0.6740683063938291], [-0.6740683063938291], [-0.6740683063938291]], [[-0.7121679074243723], [-0.7121679074243723], [-0.7121679074243723], [-0.7121679074243723], [-0.7121679074243723]], [[-0.7475648456710489], [-0.7475648456710489], [-0.7475648456710489], [-0.7475648456710489], [-0.7475648456710489]], [[-0.7822524531158995], [-0.7822524531158995], [-0.7822524531158995], [-0.7822524531158995], [-0.7822524531158995]], [[-0.8193916703742163], [-0.8193916703742163], [-0.8193916703742163], [-0.8193916703742163], [-0.8193916703742163]], [[-0.8672744583681736], [-0.8672744583681736], [-0.8672744583681736], [-0.8672744583681736], [-0.8672744583681736]], [[-0.9109751681641519], [-0.9109751681641519], [-0.9109751681641519], [-0.9109751681641519], [-0.9109751681641519]], [[-0.9300816196923545], [-0.9300816196923545], [-0.9300816196923545], [-0.9300816196923545], [-0.9300816196923545]], [[-0.916320482946998], [-0.916320482946998], [-0.916320482946998], [-0.916320482946998], [-0.916320482946998]], [[-0.8806212207326749], [-0.8806212207326749], [-0.8806212207326749], [-0.8806212207326749], [-0.8806212207326749]], [[-0.831370692412849], [-0.831370692412849], [-0.831370692412849], [-0.831370692412849], [-0.831370692412849]], [[-0.7612016061580158], [-0.7612016061580158], [-0.7612016061580158], [-0.7612016061580158], [-0.7612016061580158]], [[-0.6386466923954562], [-0.6386466923954562], [-0.6386466923954562], [-0.6386466923954562], [-0.6386466923954562]], [[-0.49560667835054406], [-0.49560667835054406], [-0.49560667835054406], [-0.49560667835054406], [-0.49560667835054406]], [[-0.3663013466130913], [-0.3663013466130913], [-0.3663013466130913], [-0.3663013466130913], [-0.3663013466130913]], [[-0.2442008971419069], [-0.2442008971419069], [-0.2442008971419069], [-0.2442008971419069], [-0.2442008971419069]], [[-0.12210044827067201], [-0.12210044827067201], [-0.12210044827067201], [-0.12210044827067201], [-0.12210044827067201]], [[-1.3442407816138017e-17], [-1.3442407816138017e-17], [-1.3442407816138017e-17], [-1.3442407816138017e-17], [-1.3442407816138017e-17]]], [[[0.0], [0.0], [0.0], [0.0], [0.0]], [[0.15752866499999954], [0.16358019726047957], [0.16409809499999956], [0.16390195499999954], [0.1646300249999995]], [[0.3150573300000004], [0.32716039452096046], [0.32819619000000044], [0.3278039100000005], [0.32926005000000047]], [[0.472585995], [0.4907405917814399], [0.49229428499999994], [0.491705865], [0.49389007499999993]], [[0.6301146599999995], [0.6543207890419196], [0.6563923799999996], [0.6556078199999996], [0.6585200999999996]], [[0.7876433250000003], [0.8179009863024005], [0.8204904750000005], [0.8195097750000006], [0.8231501250000004]], [[0.9451719900000009], [0.9814811835628808], [0.9845885700000009], [0.9834117300000011], [0.9877801500000011]], [[1.0413486353379615], [1.0809173254447035], [1.0843036637345944], [1.083021179848414], [1.0877817485748937]], [[0.9613118114952283], [0.9937690436392561], [0.9965467745363945], [0.9954947896552712], [0.9993997466268245]], [[0.9074597002864413], [0.9347781860771253], [0.9371161362579423], [0.9362306921019812], [0.9395174553525665]], [[0.8687429928155134], [0.892182334210727], [0.89418830251791], [0.8934285953522916], [0.8962486218439392]], [[0.836149328794788], [0.8563313604820609], [0.8580585643423476], [0.8574044408537838], [0.8598325391296221]], [[0.8065388522026967], [0.8239372010271642], [0.8254261735023245], [0.824862260842215], [0.8269555008730745]], [[0.7785040539167383], [0.7935062255486286], [0.7947901306026055], [0.7943039002650133], [0.7961087789904143]], [[0.7498588802560293], [0.7627540088084809], [0.7638575899571475], [0.7634396308902679], [0.7649910932888048]], [[0.7201864251065949], [0.731235836604663], [0.7321814591332326], [0.7318233297408828], [0.7331527029777958]], [[0.688391261597931], [0.6978075682002095], [0.6986134275618937], [0.6983082298983665], [0.6994411209108754]], [[0.6541884937741408], [0.6621462303240717], [0.6628272632138834], [0.6625693312230846], [0.6635267751634297]], [[0.6171500883563631], [0.6238267497352599], [0.6243981468962031], [0.6241817490402248], [0.6249850149412347]], [[0.577233461788937], [0.5827571937818802], [0.5832299216097132], [0.5830508842193258], [0.5837154707461247]], [[0.5343381166569391], [0.5388490200116572], [0.5392350687923698], [0.5390888630801781], [0.5396315774315363]], [[0.48855290628195325], [0.4921675623872553], [0.4924769091948737], [0.4923597520346117], [0.4927946384 | 4D array with the lift coefficients of the airfoils. Dimension 0 is along the different airfoils defined in the yaml, dimension 1 is along the angles of attack, dimension 2 is along the Reynolds number, dimension 3 is along the number of tabs, which may describe multiple sets at the same station, for example in presence of a flap.
airfoils.cd | output |  | [[[[0.5], [0.5], [0.5], [0.5], [0.5]], [[0.5], [0.5], [0.5], [0.5], [0.5]], [[0.5], [0.5], [0.5], [0.5], [0.5]], [[0.5], [0.5], [0.5], [0.5], [0.5]], [[0.5], [0.5], [0.5], [0.5], [0.5]], [[0.5], [0.5], [0.5], [0.5], [0.5]], [[0.5], [0.5], [0.5], [0.5], [0.5]], [[0.5], [0.5], [0.5], [0.5], [0.5]], [[0.5], [0.5], [0.5], [0.5], [0.5]], [[0.5], [0.5], [0.5], [0.5], [0.5]], [[0.5], [0.5], [0.5], [0.5], [0.5]], [[0.5], [0.5], [0.5], [0.5], [0.5]], [[0.5], [0.5], [0.5], [0.5], [0.5]], [[0.5], [0.5], [0.5], [0.5], [0.5]], [[0.5], [0.5], [0.5], [0.5], [0.5]], [[0.5], [0.5], [0.5], [0.5], [0.5]], [[0.5], [0.5], [0.5], [0.5], [0.5]], [[0.5], [0.5], [0.5], [0.5], [0.5]], [[0.5], [0.5], [0.5], [0.5], [0.5]], [[0.5], [0.5], [0.5], [0.5], [0.5]], [[0.5], [0.5], [0.5], [0.5], [0.5]], [[0.5], [0.5], [0.5], [0.5], [0.5]], [[0.5], [0.5], [0.5], [0.5], [0.5]], [[0.5], [0.5], [0.5], [0.5], [0.5]], [[0.5], [0.5], [0.5], [0.5], [0.5]], [[0.5], [0.5], [0.5], [0.5], [0.5]], [[0.5], [0.5], [0.5], [0.5], [0.5]], [[0.5], [0.5], [0.5], [0.5], [0.5]], [[0.5], [0.5], [0.5], [0.5], [0.5]], [[0.5], [0.5], [0.5], [0.5], [0.5]], [[0.5], [0.5], [0.5], [0.5], [0.5]], [[0.5], [0.5], [0.5], [0.5], [0.5]], [[0.5], [0.5], [0.5], [0.5], [0.5]], [[0.5], [0.5], [0.5], [0.5], [0.5]], [[0.5], [0.5], [0.5], [0.5], [0.5]], [[0.5], [0.5], [0.5], [0.5], [0.5]], [[0.5], [0.5], [0.5], [0.5], [0.5]], [[0.5], [0.5], [0.5], [0.5], [0.5]], [[0.5], [0.5], [0.5], [0.5], [0.5]], [[0.5], [0.5], [0.5], [0.5], [0.5]], [[0.5], [0.5], [0.5], [0.5], [0.5]], [[0.5], [0.5], [0.5], [0.5], [0.5]], [[0.5], [0.5], [0.5], [0.5], [0.5]], [[0.5], [0.5], [0.5], [0.5], [0.5]], [[0.5], [0.5], [0.5], [0.5], [0.5]], [[0.5], [0.5], [0.5], [0.5], [0.5]], [[0.5], [0.5], [0.5], [0.5], [0.5]], [[0.5], [0.5], [0.5], [0.5], [0.5]], [[0.5], [0.5], [0.5], [0.5], [0.5]], [[0.5], [0.5], [0.5], [0.5], [0.5]], [[0.5], [0.5], [0.5], [0.5], [0.5]], [[0.5], [0.5], [0.5], [0.5], [0.5]], [[0.5], [0.5], [0.5], [0.5], [0.5]], [[0.5], [0.5], [0.5], [0.5], [0.5]], [[0.5], [0.5], [0.5], [0.5], [0.5]], [[0.5], [0.5], [0.5], [0.5], [0.5]], [[0.5], [0.5], [0.5], [0.5], [0.5]], [[0.5], [0.5], [0.5], [0.5], [0.5]], [[0.5], [0.5], [0.5], [0.5], [0.5]], [[0.5], [0.5], [0.5], [0.5], [0.5]], [[0.5], [0.5], [0.5], [0.5], [0.5]], [[0.5], [0.5], [0.5], [0.5], [0.5]], [[0.5], [0.5], [0.5], [0.5], [0.5]], [[0.5], [0.5], [0.5], [0.5], [0.5]], [[0.5], [0.5], [0.5], [0.5], [0.5]], [[0.5], [0.5], [0.5], [0.5], [0.5]], [[0.5], [0.5], [0.5], [0.5], [0.5]], [[0.5], [0.5], [0.5], [0.5], [0.5]], [[0.5], [0.5], [0.5], [0.5], [0.5]], [[0.5], [0.5], [0.5], [0.5], [0.5]], [[0.5], [0.5], [0.5], [0.5], [0.5]], [[0.5], [0.5], [0.5], [0.5], [0.5]], [[0.5], [0.5], [0.5], [0.5], [0.5]], [[0.5], [0.5], [0.5], [0.5], [0.5]], [[0.5], [0.5], [0.5], [0.5], [0.5]], [[0.5], [0.5], [0.5], [0.5], [0.5]], [[0.5], [0.5], [0.5], [0.5], [0.5]], [[0.5], [0.5], [0.5], [0.5], [0.5]], [[0.5], [0.5], [0.5], [0.5], [0.5]], [[0.5], [0.5], [0.5], [0.5], [0.5]], [[0.5], [0.5], [0.5], [0.5], [0.5]], [[0.5], [0.5], [0.5], [0.5], [0.5]], [[0.5], [0.5], [0.5], [0.5], [0.5]], [[0.5], [0.5], [0.5], [0.5], [0.5]], [[0.5], [0.5], [0.5], [0.5], [0.5]], [[0.5], [0.5], [0.5], [0.5], [0.5]], [[0.5], [0.5], [0.5], [0.5], [0.5]], [[0.5], [0.5], [0.5], [0.5], [0.5]], [[0.5], [0.5], [0.5], [0.5], [0.5]], [[0.5], [0.5], [0.5], [0.5], [0.5]], [[0.5], [0.5], [0.5], [0.5], [0.5]], [[0.5], [0.5], [0.5], [0.5], [0.5]], [[0.5], [0.5], [0.5], [0.5], [0.5]], [[0.5], [0.5], [0.5], [0.5], [0.5]], [[0.5], [0.5], [0.5], [0.5], [0.5]], [[0.5], [0.5], [0.5], [0.5], [0.5]], [[0.5], [0.5], [0.5], [0.5], [0.5]], [[0.5], [0.5], [0.5], [0.5], [0.5]], [[0.5], [0.5], [0.5], [0.5], [0.5]], [[0.5], [0.5], [0.5], [0.5], [0.5]], [[0.5], [0.5], [0.5], [0.5], [0.5]], [[0.5], [0.5], [0.5], [0.5], [0.5]], [[0.5], [0.5], [0.5], [0.5], [0.5]], [[0.5], [0.5], [0.5], [0.5], [0.5]], [[0.5], [0.5], [0.5], [0.5], [0.5]], [[0.5], [0.5], [0.5], [0.5], [0.5]], [[0.5], [0.5], [0.5], [0.5], [0.5]], [[0.5], [0.5], [0.5], [0.5], [0.5]], [[0.5], [0.5], [0.5], [0.5], [0.5]], [[0.5], [0.5], [0.5], [0.5], [0.5]], [[0.5], [0.5], [0.5], [0.5], [0.5]], [[0.5], [0.5], [0.5], [0.5], [0.5]], [[0.5], [0.5], [0.5], [0.5], [0.5]], [[0.5], [0.5], [0.5], [0.5], [0.5]], [[0.5], [0.5], [0.5], [0.5], [0.5]], [[0.5], [0.5], [0.5], [0.5], [0.5]], [[0.5], [0.5], [0.5], [0.5], [0.5]], [[0.5], [0.5], [0.5], [0.5], [0.5]], [[0.5], [0.5], [0.5], [0.5], [0.5]], [[0.5], [0.5], [0.5], [0.5], [0.5]], [[0.5], [0.5], [0.5], [0.5], [0.5]], [[0.5], [0.5], [0.5], [0.5], [0.5]], [[0.5], [0.5], [0.5], [0.5], [0.5]], [[0.5], [0.5], [0.5], [0.5], [0.5]], [[0.5], [0.5], [0.5], [0.5], [0.5]], [[0.5], [0.5], [0.5], [0.5], [0.5]], [[0.5], [0.5], [0.5], [0.5], [0.5]], [[0.5], [0.5], [0.5], [0.5], [0.5]], [[0.5], [0.5], [0.5], [0.5], [0.5]], [[0.5], [0.5], [0.5], [0.5], [0.5]], [[0.5], [0.5], [0.5], [0.5], [0.5]], [[0.5], [0.5], [0.5], [0.5], [0.5]], [[0.5], [0.5], [0.5], [0.5], [0.5]], [[0.5], [0.5], [0.5], [0.5], [0.5]], [[0.5], [0.5], [0.5], [0.5], [0.5]], [[0.5], [0.5], [0.5], [0.5], [0.5]], [[0.5], [0.5], [0.5], [0.5], [0.5]], [[0.5], [0.5], [0.5], [0.5], [0.5]], [[0.5], [0.5], [0.5], [0.5], [0.5]], [[0.5], [0.5], [0.5], [0.5], [0.5]], [[0.5], [0.5], [0.5], [0.5], [0.5]], [[0.5], [0.5], [0.5], [0.5], [0.5]], [[0.5], [0.5], [0.5], [0.5], [0.5]], [[0.5], [0.5], [0.5], [0.5], [0.5]], [[0.5], [0.5], [0.5], [0.5], [0.5]], [[0.5], [0.5], [0.5], [0.5], [0.5]], [[0.5], [0.5], [0.5], [0.5], [0.5]], [[0.5], [0.5], [0.5], [0.5], [0.5]], [[0.5], [0.5], [0.5], [0.5], [0.5]], [[0.5], [0.5], [0.5], [0.5], [0.5]], [[0.5], [0.5], [0.5], [0.5], [0.5]], [[0.5], [0.5], [0.5], [0.5], [0.5]], [[0.5], [0.5], [0.5], [0.5], [0.5]], [[0.5], [0.5], [0.5], [0.5], [0.5]], [[0.5], [0.5], [0.5], [0.5], [0.5]], [[0.5], [0.5], [0.5], [0.5], [0.5]], [[0.5], [0.5], [0.5], [0.5], [0.5]], [[0.5], [0.5], [0.5], [0.5], [0.5]], [[0.5], [0.5], [0.5], [0.5], [0.5]], [[0.5], [0.5], [0.5], [0.5], [0.5]], [[0.5], [0.5], [0.5], [0.5], [0.5]], [[0.5], [0.5], [0.5], [0.5], [0.5]], [[0.5], [0.5], [0.5], [0.5], [0.5]], [[0.5], [0.5], [0.5], [0.5], [0.5]], [[0.5], [0.5], [0.5], [0.5], [0.5]], [[0.5], [0.5], [0.5], [0.5], [0.5]], [[0.5], [0.5], [0.5], [0.5], [0.5]], [[0.5], [0.5], [0.5], [0.5], [0.5]], [[0.5], [0.5], [0.5], [0.5], [0.5]], [[0.5], [0.5], [0.5], [0.5], [0.5]], [[0.5], [0.5], [0.5], [0.5], [0.5]], [[0.5], [0.5], [0.5], [0.5], [0.5]], [[0.5], [0.5], [0.5], [0.5], [0.5]], [[0.5], [0.5], [0.5], [0.5], [0.5]], [[0.5], [0.5], [0.5], [0.5], [0.5]], [[0.5], [0.5], [0.5], [0.5], [0.5]], [[0.5], [0.5], [0.5], [0.5], [0.5]], [[0.5], [0.5], [0.5], [0.5], [0.5]], [[0.5], [0.5], [0.5], [0.5], [0.5]], [[0.5], [0.5], [0.5], [0.5], [0.5]], [[0.5], [0.5], [0.5], [0.5], [0.5]], [[0.5], [0.5], [0.5], [0.5], [0.5]], [[0.5], [0.5], [0.5], [0.5], [0.5]], [[0.5], [0.5], [0.5], [0.5], [0.5]], [[0.5], [0.5], [0.5], [0.5], [0.5]], [[0.5], [0.5], [0.5], [0.5], [0.5]], [[0.5], [0.5], [0.5], [0.5], [0.5]], [[0.5], [0.5], [0.5], [0.5], [0.5]], [[0.5], [0.5], [0.5], [0.5], [0.5]], [[0.5], [0.5], [0.5], [0.5], [0.5]], [[0.5], [0.5], [0.5], [0.5], [0.5]], [[0.5], [0.5], [0.5], [0.5], [0.5]], [[0.5], [0.5], [0.5], [0.5], [0.5]], [[0.5], [0.5], [0.5], [0.5], [0.5]], [[0.5], [0.5], [0.5], [0.5], [0.5]], [[0.5], [0.5], [0.5], [0.5], [0.5]], [[0.5], [0.5], [0.5], [0.5], [0.5]], [[0.5], [0.5], [0.5], [0.5], [0.5]], [[0.5], [0.5], [0.5], [0.5], [0.5]], [[0.5], [0.5], [0.5], [0.5], [0.5]]], [[[0.001], [0.001], [0.001], [0.001], [0.001]], [[0.001], [0.001], [0.001], [0.001], [0.001]], [[0.001], [0.001], [0.001], [0.001], [0.001]], [[0.001], [0.001], [0.001], [0.001], [0.001]], [[0.004681007546743631], [0.004681007546743631], [0.004681007546743631], [0.004681007546743631], [0.004681007546743631]], [[0.021631772083824267], [0.021631772083824267], [0.021631772083824267], [0.021631772083824267], [0.021631772083824267]], [[0.047641300151023636], [0.047641300151023636], [0.047641300151023636], [0.047641300151023636], [0.047641300151023636]], [[0.07942668921424027], [0.07942668921424027], [0.07942668921424027], [0.07942668921424027], [0.07942668921424027]], [[0.1333599688440959], [0.1333599688440959], [0.1333599688440959], [0.1333599688440959], [0.1333599688440959]], [[0.20343214376016333], [0.20343214376016333], [0.20343214376016333], [0.20343214376016333], [0.20343214376016333]], [[0.2757990660720517], [0.2757990660720517], [0.2757990660720517], [0.2757990660720517], [0.2757990660720517]], [[0.3482210261341076], [0.3482210261341076], [0.3482210261341076], [0.3482210261341076], [0.3482210261341076]], [[0.4257471116267174], [0.4257471116267174], [0.4257471116267174], [0.4257471116267174], [0.4257471116267174]], [[0.5054732298220647], [0.5054732298220647], [0.5054732298220647], [0.5054732298220647], [0.5054732298220647]], [[0.585862441351779], [0.585862441351779], [0.585862441351779], [0.585862441351779], [0.585862441351779]], [[0.6687189802897572], [0.6687189802897572], [0.6687189802897572], [0.6687189802897572], [0.6687189802897572]], [[0.7517810377714217], [0.7517810377714217], [0.7517810377714217], [0.7517810377714217], [0.7517810377714217]], [[0.8327582128965685], [0.8327582128965685], [0.8327582128965685], [0.8327582128965685], [0.8327582128965685]], [[0.91332892318275], [0.91332892318275], [0.91332892318275], [0.91332892318275], [0.91332892318275]], [[0.9921082434945433], [0.9921082434945433], [0.9921082434945433], [0.9921082434945433], [0.9921082434945433]], [[1.0663778769154522], [1.0663778769154522], [1.0663778769154522], [1.0663778769154522], [1.0663778769154522]], [[1.1369522398775627], [1.1369522398775627], [1.1369522398775627], [1.1369522398775627], [1.1369522398775627]], [[1.2043711470433585], [1.2043711470433585], [1.2043711470433585], [1.2043711470433585], [1.2043711470433585]], [[1.2653387898959352], [1.2653387898959352], [1.2653387898959352], [1.2653387898959352], [1.2653387898959352]], [[1.3190260630877038], [1.3190260630877038], [1.3190260630877038], [1.3190260630877038], [1.3190260630877038]], [[1.3693284163948727], [1.3693284163948727], [1.3693284163948727], [1.3693284163948727], [1.3693284163948727]], [[1.41195961332271], [1.41195961332271], [1.41195961332271], [1.41195961332271], [1.41195961332271]], [[1.4429873542046883], [1.4429873542046883], [1.4429873542046883], [1.4429873542046883], [1.4429873542046883]], [[1.4702640734608705], [1.4702640734608705], [1.4702640734608705], [1.4702640734608705], [1.4702640734608705]], [[1.491462356582849], [1.491462356582849], [1.491462356582849], [1.491462356582849], [1.491462356582849]], [[1.4999517647700398], [1.4999517647700398], [1.4999517647700398], [1.4999517647700398], [1.4999517647700398]], [[1.4913792181480519], [1.4913792181480519], [1.4913792181480519], [1.4913792181480519], [1.4913792181480519]], [[1.4701777794408035], [1.4701777794408035], [1.4701777794408035], [1.4701777794408035], [1.4701777794408035]], [[1.442897787473874], [1.442897787473874], [1.442897787473874], [1.442897787473874], [1.442897787473874]], [[1.4119314820225215], [1.4119314820225215], [1.4119314820225215], [1.4119314820225215], [1.4119314820225215]], [[1.369348019669698], [1.369348019669698], [1.369348019669698], [1.369348019669698], [1.369348019669698]], [[1.3190547866186935], [1.3190547866186935], [1.3190547866186935], [1.3190547866186935], [1.3190547866186935]], [[1.2653557983909296], [1.2653557983909296], [1.2653557983909296], [1.2653557983909296], [1.2653557983909296]], [[1.2043606946982355], [1.2043606946982355], [1.2043606946982355], [1.2043606946982355], [1.2043606946982355]], [[1.136937028843421], [1.136937028843421], [1.136937028843421], [1.136937028843421], [1.136937028843421]], [[1.0663517595035206], [1.0663517595035206], [1.0663517595035206], [1.0663517595035206], [1.0663517595035206]], [[0.9921176057849607], [0.9921176057849607], [0.9921176057849607], [0.9921176057849607], [0.9921176057849607]], [[0.9133409040545528], [0.9133409040545528], [0.9133409040545528], [0.9133409040545528], [0.9133409040545528]], [[0.832762392936226], [0.832762392936226], [0.832762392936226], [0.832762392936226], [0.832762392936226]], [[0.7517796750332475], [0.7517796750332475], [0.7517796750332475], [0.7517796750332475], [0.7517796750332475]], [[0.6687178233726653], [0.6687178233726653], [0.6687178233726653], [0.6687178233726653], [0.6687178233726653]], [[0.5858555956421666], [0.5858555956421666], [0.5858555956421666], [0.5858555956421666], [0.5858555956421666]], [[0.5052907215322047], [0.5052907215322047], [0.5052907215322047], [0.5052907215322047], [0.5052907215322047]], [[0.423941489899535], [0.423941489899535], [0.423941489899535], [0.423941489899535], [0.423941489899535]], [[0.3454580636324812], [0.3454580636324812], [0.3454580636324812], [0.3454580636324812], [0.3454580636324812]], [[0.27579987072050344], [0.27579987072050344], [0.27579987072050344], [0.27579987072050344], [0.27579987072050344]], [[0.26313429881938594], [0.26313429881938594], [0.26313429881938594], [0.26313429881938594], [0.26313429881938594]], [[0.2506975234312212], [0.2506975234312212], [0.2506975234312212], [0.2506975234312212], [0.2506975234312212]], [[0.2384904759982203], [0.2384904759982203], [0.2384904759982203], [0.2384904759982203], [0.2384904759982203]], [[0.22651408796259395], [0.22651408796259395], [0.22651408796259395], [0.22651408796259395], [0.22651408796259395]], [[0.21476929076655307], [0.21476929076655307], [0.21476929076655307], [0.21476929076655307], [0.21476929076655307]], [[0.20325701585230874], [0.20325701585230874], [0.20325701585230874], [0.20325701585230874], [0.20325701585230874]], [[0.1919781946620716], [0.1919781946620716], [0.1919781946620716], [0.1919781946620716], [0.1919781946620716]], [[0.1809337586380527], [0.1809337586380527], [0.1809337586380527], [0.1809337586380527], [0.1809337586380527]], [[0.1701246392224629], [0.1701246392224629], [0.1701246392224629], [0.1701246392224629], [0.1701246392224629]], [[0.15955176785751307], [0.15955176785751307], [0.15955176785751307], [0.15955176785751307], [0.15955176785751307]], [[0.1492160759854141], [0.1492160759854141], [0.1492160759854141], [0.1492160759854141], [0.1492160759854141]], [[0.13911849504837695], [0.13911849504837695], [0.13911849504837695], [0.13911849504837695], [0.13911849504837695]], [[0.12925995648861244], [0.12925995648861244], [0.12925995648861244], [0.12925995648861244], [0.12925995648861244]], [[0.1196413917483315], [0.1196413917483315], [0.1196413917483315], [0.1196413917483315], [0.1196413917483315]], [[0.11026373226974506], [0.11026373226974506], [0.11026373226974506], [0.11026373226974506], [0.11026373226974506]], [[0.10112790949506391], [0.10112790949506391], [0.10112790949506391], [0.10112790949506391], [0.10112790949506391]], [[0.09255301544138761], [0.09255301544138761], [0.09255301544138761], [0.09255301544138761], [0.09255301544138761]], [[0.08709842501084225], [0.08709842501084225], [0.08709842501084225], [0.08709842501084225], [0.08709842501084225]], [[0.08292142972448208], [0.08292142972448208], [0.08292142972448208], [0.08292142972448208], [0.08292142972448208]], [[0.07879059208758728], [0.07879059208758728], [0.07879059208758728], [0.07879059208758728], [0.07879059208758728]], [[0.07467159706804975], [0.07467159706804975], [0.07467159706804975], [0.07467159706804975], [0.07467159706804975]], [[0.07063238044653238], [0.07063238044653238], [0.07063238044653238], [0.07063238044653238], [0.07063238044653238]], [[0.06662323818191587], [0.06662323818191587], [0.06662323818191587], [0.06662323818191587], [0.06662323818191587]], [[0.0626709156101378], [0.0626709156101378], [0.0626709156101378], [0.0626709156101378], [0.0626709156101378]], [[0.058851217433988814], [0.058851217433988814], [0.058851217433988814], [0.058851217433988814], [0.058851217433988814]], [[0.055123048318214116], [0.055123048318214116], [0.055123048318214116], [0.055123048318214116], [0.055123048318214116]], [[0.05149165596157171], [0.05149165596157171], [0.05149165596157171], [0.05149165596157171], [0.05149165596157171]], [[0.0479435676053233], [0.0479435676053233], [0.0479435676053233], [0.0479435676053233], [0.0479435676053233]], [[0.04450697617200861], [0.04450697617200861], [0.04450697617200861], [0.04450697617200861], [0.04450697617200861]], [[0.041175384632853806], [0.041175384632853806], [0.041175384632853806], [0.041175384632853806], [0.041175384632853806]], [[0.037967786003368656], [0.037967786003368656], [0.037967786003368656], [0.037967786003368656], [0.037967786003368656]], [[0.03485766370645003], [0.03485766370645003], [0.03485766370645003], [0.03485766370645003], [0.03485766370645003]], [[0.03195267716867719], [0.03195267716867719], [0.03195267716867719], [0.03195267716867719], [0.03195267716867719]], [[0.029151361399758338], [0.029151361399758338], [0.029151361399758338], [0.029151361399758338], [0.029151361399758338]], [[0.02657507183753033], [0.02657507183753033], [0.02657507183753033], [0.02657507183753033], [0.02657507183753033]], [[0.024135294548563432], [0.024135294548563432], [0.024135294548563432], [0.024135294548563432], [0.024135294548563432]], [[0.02185632183987543], [0.02185632183987543], [0.02185632183987543], [0.02185632183987543], [0.02185632183987543]], [[0.0197958356162451], [0.0197958356162451], [0.0197958356162451], [0.0197958356162451], [0.0197958356162451]], [[0.01789669576082741], [0.01789669576082741], [0.01789669576082741], [0.01789669576082741], [0.01789669576082741]], [[0.01627994953758757], [0.01627994953758757], [0.01627994953758757], [0.01627994953758757], [0.01627994953758757]], [[0.014860065268606637], [0.014860065268606637], [0.014860065268606637], [0.014860065268606637], [0.014860065268606637]], [[0.013955133402050492], [0.013955133402050492], [0.013955133402050492], [0.013955133402050492], [0.013955133402050492]], [[0.013308353587011705], [0.013308353587011705], [0.013308353587011705], [0.013308353587011705], [0.013308353587011705]], [[0.014940850571819556], [0.014940850571819556], [0.014940850571819556], [0.014940850571819556], [0.014940850571819556]], [[0.01702283511800381], [0.01702283511800381], [0.01702283511800381], [0.01702283511800381], [0.01702283511800381]], [[0.018843897064326494], [0.018843897064326494], [0.018843897064326494], [0.018843897064326494], [0.018843897064326494]], [[0.019738898084830397], [0.019738898084830397], [0.019738898084830397], [0.019738898084830397], [0.019738898084830397]], [[0.020195128193735985], [0.020195128193735985], [0.020195128193735985], [0.020195128193735985], [0.020195128193735985]], [[0.01849611589628135], [0.01849611589628135], [0.01849611589628135], [0.01849611589628135], [0.01849611589628135]], [[0.01731005344033698], [0.01731005344033698], [0.01731005344033698], [0.01731005344033698], [0.01731005344033698]], [[0.016538902930127514], [0.016538902930127514], [0.016538902930127514], [0.016538902930127514], [0.016538902930127514]], [[0.015973060744498682], [0.015973060744498682], [0.015973060744498682], [0.015973060744498682], [0.015973060744498682]], [[0.01587095430787843], [0.01587095430787843], [0.01587095430787843], [0.01587095430787843], [0.01587095430787843]], [[0.015953293375836397], [0.015953293375836397], [0.015953293375836397], [0.015953293375836397], [0.015953293375836397]], [[0.016395954025692716], [0.016395954025692716], [0.016395954025692716], [0.016395954025692716], [0.016395954025692716]], [[0.017008964921376546], [0.017008964921376546], [0.017008964921376546], [0.017008964921376546], [0.017008964921376546]], [[0.01803320034600989], [0.01803320034600989], [0.01803320034600989], [0.01803320034600989], [0.01803320034600989]], [[0.01916083805373418], [0.01916083805373418], [0.01916083805373418], [0.01916083805373418], [0.01916083805373418]], [[0.020745791118002888], [0.020745791118002888], [0.020745791118002888], [0.020745791118002888], [0.020745791118002888]], [[0.02255627427341057], [0.02255627427341057], [0.02255627427341057], [0.02255627427341057], [0.02255627427341057]], [[0.024699798148516316], [0.024699798148516316], [0.024699798148516316], [0.024699798148516316], [0.024699798148516316]], [[0.02701359962960121], [0.02701359962960121], [0.02701359962960121], [0.02701359962960121], [0.02701359962960121]], [[0.02980999998033408], [0.02980999998033408], [0.02980999998033408], [0.02980999998033408], [0.02980999998033408]], [[0.03271237472470525], [0.03271237472470525], [0.03271237472470525], [0.03271237472470525], [0.03271237472470525]], [[0.03599286802330959], [0.03599286802330959], [0.03599286802330959], [0.03599286802330959], [0.03599286802330959]], [[0.03930436018176899], [0.03930436018176899], [0.03930436018176899], [0.03930436018176899], [0.03930436018176899]], [[0.043143773128093074], [0.043143773128093074], [0.043143773128093074], [0.043143773128093074], [0.043143773128093074]], [[0.047071752301192704], [0.047071752301192704], [0.047071752301192704], [0.047071752301192704], [0.047071752301192704]], [[0.05105543811636914], [0.05105543811636914], [0.05105543811636914], [0.05105543811636914], [0.05105543811636914]], [[0.05543256781715758], [0.05543256781715758], [0.05543256781715758], [0.05543256781715758], [0.05543256781715758]], [[0.059861671843012755], [0.059861671843012755], [0.059861671843012755], [0.059861671843012755], [0.059861671843012755]], [[0.06465896638284269], [0.06465896638284269], [0.06465896638284269], [0.06465896638284269], [0.06465896638284269]], [[0.06947349787432537], [0.06947349787432537], [0.06947349787432537], [0.06947349787432537], [0.06947349787432537]], [[0.07433670006219298], [0.07433670006219298], [0.07433670006219298], [0.07433670006219298], [0.07433670006219298]], [[0.07952351391346642], [0.07952351391346642], [0.07952351391346642], [0.07952351391346642], [0.07952351391346642]], [[0.08460281637003797], [0.08460281637003797], [0.08460281637003797], [0.08460281637003797], [0.08460281637003797]], [[0.09002589594067498], [0.09002589594067498], [0.09002589594067498], [0.09002589594067498], [0.09002589594067498]], [[0.09524004874296303], [0.09524004874296303], [0.09524004874296303], [0.09524004874296303], [0.09524004874296303]], [[0.1004352723926172], [0.1004352723926172], [0.1004352723926172], [0.1004352723926172], [0.1004352723926172]], [[0.10576752903536406], [0.10576752903536406], [0.10576752903536406], [0.10576752903536406], [0.10576752903536406]], [[0.11121651296091324], [0.11121651296091324], [0.11121651296091324], [0.11121651296091324], [0.11121651296091324]], [[0.11669936708185145], [0.11669936708185145], [0.11669936708185145], [0.11669936708185145], [0.11669936708185145]], [[0.12221713332964171], [0.12221713332964171], [0.12221713332964171], [0.12221713332964171], [0.12221713332964171]], [[0.12758077058155814], [0.12758077058155814], [0.12758077058155814], [0.12758077058155814], [0.12758077058155814]], [[0.13315048049573736], [0.13315048049573736], [0.13315048049573736], [0.13315048049573736], [0.13315048049573736]], [[0.1384435904738727], [0.1384435904738727], [0.1384435904738727], [0.1384435904738727], [0.1384435904738727]], [[0.14392206159341217], [0.14392206159341217], [0.14392206159341217], [0.14392206159341217], [0.14392206159341217]], [[0.149361496123136], [0.149361496123136], [0.149361496123136], [0.149361496123136], [0.149361496123136]], [[0.15463914738549753], [0.15463914738549753], [0.15463914738549753], [0.15463914738549753], [0.15463914738549753]], [[0.15992364454165064], [0.15992364454165064], [0.15992364454165064], [0.15992364454165064], [0.15992364454165064]], [[0.16545382686659163], [0.16545382686659163], [0.16545382686659163], [0.16545382686659163], [0.16545382686659163]], [[0.1741778755947068], [0.1741778755947068], [0.1741778755947068], [0.1741778755947068], [0.1741778755947068]], [[0.18546543316891922], [0.18546543316891922], [0.18546543316891922], [0.18546543316891922], [0.18546543316891922]], [[0.19875891424674935], [0.19875891424674935], [0.19875891424674935], [0.19875891424674935], [0.19875891424674935]], [[0.21350073348571746], [0.21350073348571746], [0.21350073348571746], [0.21350073348571746], [0.21350073348571746]], [[0.2291333055433441], [0.2291333055433441], [0.2291333055433441], [0.2291333055433441], [0.2291333055433441]], [[0.24509904507714975], [0.24509904507714975], [0.24509904507714975], [0.24509904507714975], [0.24509904507714975]], [[0.26084036674465433], [0.26084036674465433], [0.26084036674465433], [0.26084036674465433], [0.26084036674465433]], [[0.2757996852033784], [0.2757996852033784], [0.2757996852033784], [0.2757996852033784], [0.2757996852033784]], [[0.34934456218403803], [0.34934456218403803], [0.34934456218403803], [0.34934456218403803], [0.34934456218403803]], [[0.4264786530407352], [0.4264786530407352], [0.4264786530407352], [0.4264786530407352], [0.4264786530407352]], [[0.5055279336057137], [0.5055279336057137], [0.5055279336057137], [0.5055279336057137], [0.5055279336057137]], [[0.5858555956421669], [0.5858555956421669], [0.5858555956421669], [0.5858555956421669], [0.5858555956421669]], [[0.6687178233726653], [0.6687178233726653], [0.6687178233726653], [0.6687178233726653], [0.6687178233726653]], [[0.7517796750332476], [0.7517796750332476], [0.7517796750332476], [0.7517796750332476], [0.7517796750332476]], [[0.8327623929362263], [0.8327623929362263], [0.8327623929362263], [0.8327623929362263], [0.8327623929362263]], [[0.9133409040545528], [0.9133409040545528], [0.9133409040545528], [0.9133409040545528], [0.9133409040545528]], [[0.9921176057849611], [0.9921176057849611], [0.9921176057849611], [0.9921176057849611], [0.9921176057849611]], [[1.0663517595035212], [1.0663517595035212], [1.0663517595035212], [1.0663517595035212], [1.0663517595035212]], [[1.1369370288434213], [1.1369370288434213], [1.1369370288434213], [1.1369370288434213], [1.1369370288434213]], [[1.2043606946982355], [1.2043606946982355], [1.2043606946982355], [1.2043606946982355], [1.2043606946982355]], [[1.26535579839093], [1.26535579839093], [1.26535579839093], [1.26535579839093], [1.26535579839093]], [[1.3190547866186935], [1.3190547866186935], [1.3190547866186935], [1.3190547866186935], [1.3190547866186935]], [[1.3693480196696983], [1.3693480196696983], [1.3693480196696983], [1.3693480196696983], [1.3693480196696983]], [[1.4119314820225217], [1.4119314820225217], [1.4119314820225217], [1.4119314820225217], [1.4119314820225217]], [[1.442897787473874], [1.442897787473874], [1.442897787473874], [1.442897787473874], [1.442897787473874]], [[1.4701777794408037], [1.4701777794408037], [1.4701777794408037], [1.4701777794408037], [1.4701777794408037]], [[1.491379218148052], [1.491379218148052], [1.491379218148052], [1.491379218148052], [1.491379218148052]], [[1.4999517647700398], [1.4999517647700398], [1.4999517647700398], [1.4999517647700398], [1.4999517647700398]], [[1.4914623565828489], [1.4914623565828489], [1.4914623565828489], [1.4914623565828489], [1.4914623565828489]], [[1.4702640734608707], [1.4702640734608707], [1.4702640734608707], [1.4702640734608707], [1.4702640734608707]], [[1.442987354204688], [1.442987354204688], [1.442987354204688], [1.442987354204688], [1.442987354204688]], [[1.41195961332271], [1.41195961332271], [1.41195961332271], [1.41195961332271], [1.41195961332271]], [[1.3693284163948722], [1.3693284163948722], [1.3693284163948722], [1.3693284163948722], [1.3693284163948722]], [[1.319026063087704], [1.319026063087704], [1.319026063087704], [1.319026063087704], [1.319026063087704]], [[1.265338789895935], [1.265338789895935], [1.265338789895935], [1.265338789895935], [1.265338789895935]], [[1.2043711470433582], [1.2043711470433582], [1.2043711470433582], [1.2043711470433582], [1.2043711470433582]], [[1.1369522398775629], [1.1369522398775629], [1.1369522398775629], [1.1369522398775629], [1.1369522398775629]], [[1.0663778769154513], [1.0663778769154513], [1.0663778769154513], [1.0663778769154513], [1.0663778769154513]], [[0.9921082434945426], [0.9921082434945426], [0.9921082434945426], [0.9921082434945426], [0.9921082434945426]], [[0.91332892318275], [0.91332892318275], [0.91332892318275], [0.91332892318275], [0.91332892318275]], [[0.8327582128965677], [0.8327582128965677], [0.8327582128965677], [0.8327582128965677], [0.8327582128965677]], [[0.751781037771421], [0.751781037771421], [0.751781037771421], [0.751781037771421], [0.751781037771421]], [[0.6687189802897573], [0.6687189802897573], [0.6687189802897573], [0.6687189802897573], [0.6687189802897573]], [[0.5858624413517783], [0.5858624413517783], [0.5858624413517783], [0.5858624413517783], [0.5858624413517783]], [[0.505473229822064], [0.505473229822064], [0.505473229822064], [0.505473229822064], [0.505473229822064]], [[0.4257471116267174], [0.4257471116267174], [0.4257471116267174], [0.4257471116267174], [0.4257471116267174]], [[0.34822102613410766], [0.34822102613410766], [0.34822102613410766], [0.34822102613410766], [0.34822102613410766]], [[0.27579906607205107], [0.27579906607205107], [0.27579906607205107], [0.27579906607205107], [0.27579906607205107]], [[0.20343214376016336], [0.20343214376016336], [0.20343214376016336], [0.20343214376016336], [0.20343214376016336]], [[0.1333599688440959], [0.1333599688440959], [0.1333599688440959], [0.1333599688440959], [0.1333599688440959]], [[0.07942668921424029], [0.07942668921424029], [0.07942668921424029], [0.07942668921424029], [0.07942668921424029]], [[0.04764130015102363], [0.04764130015102363], [0.04764130015102363], [0.04764130015102363], [0.04764130015102363]], [[0.021631772083824267], [0.021631772083824267], [0.021631772083824267], [0.021631772083824267], [0.021631772083824267]], [[0.004681007546743632], [0.004681007546743632], [0.004681007546743632], [0.004681007546743632], [0.004681007546743632]], [[0.001], [0.001], [0.001], [0.001], [0.001]], [[0.001], [0.001], [0.001], [0.001], [0.001]], [[0.001], [0.001], [0.001], [0.001], [0.001]], [[0.001], [0.001], [0.001], [0.001], [0.001]]], [[[0.001], [0.001], [0.001], [0.001], [0.001]], [[0.001], [0.001], [0.001], [0.001], [0.001]], [[0.001], [0.001], [0.001], [0.001], [0.001]], [[0.001], [0.001], [0.001], [0.001], [0.001]], [[0.001], [0.001], [0.001], [0.001], [0.001]], [[0.02407901500334877], [0.01715811942144363], [0.016582242160809727], [0.017497182725221466], [0.016655689542717247]], [[0.0682774465521879], [0.06211934786360057], [0.06160654103953621], [0.06240378671412039], [0.06167033324345246]], [[0.11929672217227386], [0.11325241407529084], [0.11274908299931571], [0.11353159700721815], [0.11281169643799643]], [[0.17633251812181291], [0.1704177364270166], [0.1699251914760848], [0.17069093660966797], [0.16998646314081955]], [[0.2388570758252854], [0.2330876411301648], [0.2326071997419356], [0.23335412782509093], [0.23266696574644652]], [[0.30673095737280126], [0.3011234331233424], [0.3006564745949648], [0.3013824412738332], [0.3007145633571761]], [[0.37885743584066167], [0.3734270617676981], [0.3729748551656558], [0.3736778874505884], [0.3730311088152475]], [[0.4543800221744004], [0.4491414823939376], [0.4487052505174366], [0.4493834473818259], [0.4487595169425795]], [[0.5328579325063708], [0.5278259862791395], [0.5274069581835256], [0.5280584088121947], [0.5274590844885503]], [[0.6129714242019219], [0.6081594652257796], [0.6077587562528882], [0.6083817266952032], [0.6078086036948197]], [[0.6942405649421955], [0.6896620405650432], [0.6892807705231878], [0.6898735198343513], [0.6893281997989236]], [[0.7756607718273616], [0.7713280976643004], [0.7709673004450519], [0.7715282212230364], [0.7710121829367296]], [[0.8562344828407344], [0.852159599959078], [0.8518202699401833], [0.85234781636491], [0.8518624819589193]], [[0.9354704846920097], [0.9316644877438001], [0.9313475488122046], [0.9318402843576383], [0.9313869754115105]], [[1.0120588565462005], [1.0085322502364613], [1.0082385771604978], [1.0086951420292507], [1.0082751095369025]], [[1.0855480134727118], [1.0823105078377995], [1.0820409092057401], [1.0824600462632075], [1.0820744467682397]], [[1.1550733996728473], [1.1521335120253708], [1.1518886970986513], [1.1522693034353724], [1.1519191515948064]], [[1.2196523358411133], [1.217018924707008], [1.2167996311804485], [1.2171405605256373], [1.2168269108963357]], [[1.2791902252929492], [1.2768691522204136], [1.2766758681812218], [1.2769763606385027], [1.2766999123027758]], [[1.3323313623843234], [1.3303302367509793], [1.3301635958788844], [1.330422667145764], [1.330184325654697]], [[1.3790640681065043], [1.37738821187262], [1.377248657351599], [1.3774656186575607], [1.3772660176714016]], [[1.4189049405087508], [1.4175562131839214], [1.4174438997629661], [1.4176185062069275], [1.4174578709896135]], [[1.4507300537488002], [1.4497177317385672], [1.449633432036913], [1.4497644885510033], [1.449643918604877]], [[1.475793710321659], [1.4751073843871907], [1.475050231036225], [1.475139061924157], [1.4750573386808592]], [[1.4917341786166016], [1.4914611291448026], [1. | 4D array with the drag coefficients of the airfoils. Dimension 0 is along the different airfoils defined in the yaml, dimension 1 is along the angles of attack, dimension 2 is along the Reynolds number, dimension 3 is along the number of tabs, which may describe multiple sets at the same station, for example in presence of a flap.
airfoils.cm | output |  | [[[[0.0], [0.0], [0.0], [0.0], [0.0]], [[0.0], [0.0], [0.0], [0.0], [0.0]], [[0.0], [0.0], [0.0], [0.0], [0.0]], [[0.0], [0.0], [0.0], [0.0], [0.0]], [[0.0], [0.0], [0.0], [0.0], [0.0]], [[0.0], [0.0], [0.0], [0.0], [0.0]], [[0.0], [0.0], [0.0], [0.0], [0.0]], [[0.0], [0.0], [0.0], [0.0], [0.0]], [[0.0], [0.0], [0.0], [0.0], [0.0]], [[0.0], [0.0], [0.0], [0.0], [0.0]], [[0.0], [0.0], [0.0], [0.0], [0.0]], [[0.0], [0.0], [0.0], [0.0], [0.0]], [[0.0], [0.0], [0.0], [0.0], [0.0]], [[0.0], [0.0], [0.0], [0.0], [0.0]], [[0.0], [0.0], [0.0], [0.0], [0.0]], [[0.0], [0.0], [0.0], [0.0], [0.0]], [[0.0], [0.0], [0.0], [0.0], [0.0]], [[0.0], [0.0], [0.0], [0.0], [0.0]], [[0.0], [0.0], [0.0], [0.0], [0.0]], [[0.0], [0.0], [0.0], [0.0], [0.0]], [[0.0], [0.0], [0.0], [0.0], [0.0]], [[0.0], [0.0], [0.0], [0.0], [0.0]], [[0.0], [0.0], [0.0], [0.0], [0.0]], [[0.0], [0.0], [0.0], [0.0], [0.0]], [[0.0], [0.0], [0.0], [0.0], [0.0]], [[0.0], [0.0], [0.0], [0.0], [0.0]], [[0.0], [0.0], [0.0], [0.0], [0.0]], [[0.0], [0.0], [0.0], [0.0], [0.0]], [[0.0], [0.0], [0.0], [0.0], [0.0]], [[0.0], [0.0], [0.0], [0.0], [0.0]], [[0.0], [0.0], [0.0], [0.0], [0.0]], [[0.0], [0.0], [0.0], [0.0], [0.0]], [[0.0], [0.0], [0.0], [0.0], [0.0]], [[0.0], [0.0], [0.0], [0.0], [0.0]], [[0.0], [0.0], [0.0], [0.0], [0.0]], [[0.0], [0.0], [0.0], [0.0], [0.0]], [[0.0], [0.0], [0.0], [0.0], [0.0]], [[0.0], [0.0], [0.0], [0.0], [0.0]], [[0.0], [0.0], [0.0], [0.0], [0.0]], [[0.0], [0.0], [0.0], [0.0], [0.0]], [[0.0], [0.0], [0.0], [0.0], [0.0]], [[0.0], [0.0], [0.0], [0.0], [0.0]], [[0.0], [0.0], [0.0], [0.0], [0.0]], [[0.0], [0.0], [0.0], [0.0], [0.0]], [[0.0], [0.0], [0.0], [0.0], [0.0]], [[0.0], [0.0], [0.0], [0.0], [0.0]], [[0.0], [0.0], [0.0], [0.0], [0.0]], [[0.0], [0.0], [0.0], [0.0], [0.0]], [[0.0], [0.0], [0.0], [0.0], [0.0]], [[0.0], [0.0], [0.0], [0.0], [0.0]], [[0.0], [0.0], [0.0], [0.0], [0.0]], [[0.0], [0.0], [0.0], [0.0], [0.0]], [[0.0], [0.0], [0.0], [0.0], [0.0]], [[0.0], [0.0], [0.0], [0.0], [0.0]], [[0.0], [0.0], [0.0], [0.0], [0.0]], [[0.0], [0.0], [0.0], [0.0], [0.0]], [[0.0], [0.0], [0.0], [0.0], [0.0]], [[0.0], [0.0], [0.0], [0.0], [0.0]], [[0.0], [0.0], [0.0], [0.0], [0.0]], [[0.0], [0.0], [0.0], [0.0], [0.0]], [[0.0], [0.0], [0.0], [0.0], [0.0]], [[0.0], [0.0], [0.0], [0.0], [0.0]], [[0.0], [0.0], [0.0], [0.0], [0.0]], [[0.0], [0.0], [0.0], [0.0], [0.0]], [[0.0], [0.0], [0.0], [0.0], [0.0]], [[0.0], [0.0], [0.0], [0.0], [0.0]], [[0.0], [0.0], [0.0], [0.0], [0.0]], [[0.0], [0.0], [0.0], [0.0], [0.0]], [[0.0], [0.0], [0.0], [0.0], [0.0]], [[0.0], [0.0], [0.0], [0.0], [0.0]], [[0.0], [0.0], [0.0], [0.0], [0.0]], [[0.0], [0.0], [0.0], [0.0], [0.0]], [[0.0], [0.0], [0.0], [0.0], [0.0]], [[0.0], [0.0], [0.0], [0.0], [0.0]], [[0.0], [0.0], [0.0], [0.0], [0.0]], [[0.0], [0.0], [0.0], [0.0], [0.0]], [[0.0], [0.0], [0.0], [0.0], [0.0]], [[0.0], [0.0], [0.0], [0.0], [0.0]], [[0.0], [0.0], [0.0], [0.0], [0.0]], [[0.0], [0.0], [0.0], [0.0], [0.0]], [[0.0], [0.0], [0.0], [0.0], [0.0]], [[0.0], [0.0], [0.0], [0.0], [0.0]], [[0.0], [0.0], [0.0], [0.0], [0.0]], [[0.0], [0.0], [0.0], [0.0], [0.0]], [[0.0], [0.0], [0.0], [0.0], [0.0]], [[0.0], [0.0], [0.0], [0.0], [0.0]], [[0.0], [0.0], [0.0], [0.0], [0.0]], [[0.0], [0.0], [0.0], [0.0], [0.0]], [[0.0], [0.0], [0.0], [0.0], [0.0]], [[0.0], [0.0], [0.0], [0.0], [0.0]], [[0.0], [0.0], [0.0], [0.0], [0.0]], [[0.0], [0.0], [0.0], [0.0], [0.0]], [[0.0], [0.0], [0.0], [0.0], [0.0]], [[0.0], [0.0], [0.0], [0.0], [0.0]], [[0.0], [0.0], [0.0], [0.0], [0.0]], [[0.0], [0.0], [0.0], [0.0], [0.0]], [[0.0], [0.0], [0.0], [0.0], [0.0]], [[0.0], [0.0], [0.0], [0.0], [0.0]], [[0.0], [0.0], [0.0], [0.0], [0.0]], [[0.0], [0.0], [0.0], [0.0], [0.0]], [[0.0], [0.0], [0.0], [0.0], [0.0]], [[0.0], [0.0], [0.0], [0.0], [0.0]], [[0.0], [0.0], [0.0], [0.0], [0.0]], [[0.0], [0.0], [0.0], [0.0], [0.0]], [[0.0], [0.0], [0.0], [0.0], [0.0]], [[0.0], [0.0], [0.0], [0.0], [0.0]], [[0.0], [0.0], [0.0], [0.0], [0.0]], [[0.0], [0.0], [0.0], [0.0], [0.0]], [[0.0], [0.0], [0.0], [0.0], [0.0]], [[0.0], [0.0], [0.0], [0.0], [0.0]], [[0.0], [0.0], [0.0], [0.0], [0.0]], [[0.0], [0.0], [0.0], [0.0], [0.0]], [[0.0], [0.0], [0.0], [0.0], [0.0]], [[0.0], [0.0], [0.0], [0.0], [0.0]], [[0.0], [0.0], [0.0], [0.0], [0.0]], [[0.0], [0.0], [0.0], [0.0], [0.0]], [[0.0], [0.0], [0.0], [0.0], [0.0]], [[0.0], [0.0], [0.0], [0.0], [0.0]], [[0.0], [0.0], [0.0], [0.0], [0.0]], [[0.0], [0.0], [0.0], [0.0], [0.0]], [[0.0], [0.0], [0.0], [0.0], [0.0]], [[0.0], [0.0], [0.0], [0.0], [0.0]], [[0.0], [0.0], [0.0], [0.0], [0.0]], [[0.0], [0.0], [0.0], [0.0], [0.0]], [[0.0], [0.0], [0.0], [0.0], [0.0]], [[0.0], [0.0], [0.0], [0.0], [0.0]], [[0.0], [0.0], [0.0], [0.0], [0.0]], [[0.0], [0.0], [0.0], [0.0], [0.0]], [[0.0], [0.0], [0.0], [0.0], [0.0]], [[0.0], [0.0], [0.0], [0.0], [0.0]], [[0.0], [0.0], [0.0], [0.0], [0.0]], [[0.0], [0.0], [0.0], [0.0], [0.0]], [[0.0], [0.0], [0.0], [0.0], [0.0]], [[0.0], [0.0], [0.0], [0.0], [0.0]], [[0.0], [0.0], [0.0], [0.0], [0.0]], [[0.0], [0.0], [0.0], [0.0], [0.0]], [[0.0], [0.0], [0.0], [0.0], [0.0]], [[0.0], [0.0], [0.0], [0.0], [0.0]], [[0.0], [0.0], [0.0], [0.0], [0.0]], [[0.0], [0.0], [0.0], [0.0], [0.0]], [[0.0], [0.0], [0.0], [0.0], [0.0]], [[0.0], [0.0], [0.0], [0.0], [0.0]], [[0.0], [0.0], [0.0], [0.0], [0.0]], [[0.0], [0.0], [0.0], [0.0], [0.0]], [[0.0], [0.0], [0.0], [0.0], [0.0]], [[0.0], [0.0], [0.0], [0.0], [0.0]], [[0.0], [0.0], [0.0], [0.0], [0.0]], [[0.0], [0.0], [0.0], [0.0], [0.0]], [[0.0], [0.0], [0.0], [0.0], [0.0]], [[0.0], [0.0], [0.0], [0.0], [0.0]], [[0.0], [0.0], [0.0], [0.0], [0.0]], [[0.0], [0.0], [0.0], [0.0], [0.0]], [[0.0], [0.0], [0.0], [0.0], [0.0]], [[0.0], [0.0], [0.0], [0.0], [0.0]], [[0.0], [0.0], [0.0], [0.0], [0.0]], [[0.0], [0.0], [0.0], [0.0], [0.0]], [[0.0], [0.0], [0.0], [0.0], [0.0]], [[0.0], [0.0], [0.0], [0.0], [0.0]], [[0.0], [0.0], [0.0], [0.0], [0.0]], [[0.0], [0.0], [0.0], [0.0], [0.0]], [[0.0], [0.0], [0.0], [0.0], [0.0]], [[0.0], [0.0], [0.0], [0.0], [0.0]], [[0.0], [0.0], [0.0], [0.0], [0.0]], [[0.0], [0.0], [0.0], [0.0], [0.0]], [[0.0], [0.0], [0.0], [0.0], [0.0]], [[0.0], [0.0], [0.0], [0.0], [0.0]], [[0.0], [0.0], [0.0], [0.0], [0.0]], [[0.0], [0.0], [0.0], [0.0], [0.0]], [[0.0], [0.0], [0.0], [0.0], [0.0]], [[0.0], [0.0], [0.0], [0.0], [0.0]], [[0.0], [0.0], [0.0], [0.0], [0.0]], [[0.0], [0.0], [0.0], [0.0], [0.0]], [[0.0], [0.0], [0.0], [0.0], [0.0]], [[0.0], [0.0], [0.0], [0.0], [0.0]], [[0.0], [0.0], [0.0], [0.0], [0.0]], [[0.0], [0.0], [0.0], [0.0], [0.0]], [[0.0], [0.0], [0.0], [0.0], [0.0]], [[0.0], [0.0], [0.0], [0.0], [0.0]], [[0.0], [0.0], [0.0], [0.0], [0.0]], [[0.0], [0.0], [0.0], [0.0], [0.0]], [[0.0], [0.0], [0.0], [0.0], [0.0]], [[0.0], [0.0], [0.0], [0.0], [0.0]], [[0.0], [0.0], [0.0], [0.0], [0.0]], [[0.0], [0.0], [0.0], [0.0], [0.0]], [[0.0], [0.0], [0.0], [0.0], [0.0]], [[0.0], [0.0], [0.0], [0.0], [0.0]], [[0.0], [0.0], [0.0], [0.0], [0.0]], [[0.0], [0.0], [0.0], [0.0], [0.0]], [[0.0], [0.0], [0.0], [0.0], [0.0]], [[0.0], [0.0], [0.0], [0.0], [0.0]], [[0.0], [0.0], [0.0], [0.0], [0.0]], [[0.0], [0.0], [0.0], [0.0], [0.0]], [[0.0], [0.0], [0.0], [0.0], [0.0]], [[0.0], [0.0], [0.0], [0.0], [0.0]], [[0.0], [0.0], [0.0], [0.0], [0.0]], [[0.0], [0.0], [0.0], [0.0], [0.0]], [[0.0], [0.0], [0.0], [0.0], [0.0]], [[0.0], [0.0], [0.0], [0.0], [0.0]], [[0.0], [0.0], [0.0], [0.0], [0.0]], [[0.0], [0.0], [0.0], [0.0], [0.0]]], [[[0.0], [0.0], [0.0], [0.0], [0.0]], [[0.14318671208563183], [0.14318671208563183], [0.14318671208563183], [0.14318671208563183], [0.14318671208563183]], [[0.26708181408447723], [0.26708181408447723], [0.26708181408447723], [0.26708181408447723], [0.26708181408447723]], [[0.3644758101554954], [0.3644758101554954], [0.3644758101554954], [0.3644758101554954], [0.3644758101554954]], [[0.4370413016684447], [0.4370413016684447], [0.4370413016684447], [0.4370413016684447], [0.4370413016684447]], [[0.5023469118578782], [0.5023469118578782], [0.5023469118578782], [0.5023469118578782], [0.5023469118578782]], [[0.5465052831894198], [0.5465052831894198], [0.5465052831894198], [0.5465052831894198], [0.5465052831894198]], [[0.5557884128276899], [0.5557884128276899], [0.5557884128276899], [0.5557884128276899], [0.5557884128276899]], [[0.5512655002323223], [0.5512655002323223], [0.5512655002323223], [0.5512655002323223], [0.5512655002323223]], [[0.5432539980881506], [0.5432539980881506], [0.5432539980881506], [0.5432539980881506], [0.5432539980881506]], [[0.5339113337961614], [0.5339113337961614], [0.5339113337961614], [0.5339113337961614], [0.5339113337961614]], [[0.5192358665718637], [0.5192358665718637], [0.5192358665718637], [0.5192358665718637], [0.5192358665718637]], [[0.4998724395305945], [0.4998724395305945], [0.4998724395305945], [0.4998724395305945], [0.4998724395305945]], [[0.4849430724443829], [0.4849430724443829], [0.4849430724443829], [0.4849430724443829], [0.4849430724443829]], [[0.4796897614749731], [0.4796897614749731], [0.4796897614749731], [0.4796897614749731], [0.4796897614749731]], [[0.47624765328248175], [0.47624765328248175], [0.47624765328248175], [0.47624765328248175], [0.47624765328248175]], [[0.47415803422754127], [0.47415803422754127], [0.47415803422754127], [0.47415803422754127], [0.47415803422754127]], [[0.47387509727435134], [0.47387509727435134], [0.47387509727435134], [0.47387509727435134], [0.47387509727435134]], [[0.4757511829381449], [0.4757511829381449], [0.4757511829381449], [0.4757511829381449], [0.4757511829381449]], [[0.4787878163980686], [0.4787878163980686], [0.4787878163980686], [0.4787878163980686], [0.4787878163980686]], [[0.48173182478790144], [0.48173182478790144], [0.48173182478790144], [0.48173182478790144], [0.48173182478790144]], [[0.48476646142042334], [0.48476646142042334], [0.48476646142042334], [0.48476646142042334], [0.48476646142042334]], [[0.48800816796821433], [0.48800816796821433], [0.48800816796821433], [0.48800816796821433], [0.48800816796821433]], [[0.49003672615791394], [0.49003672615791394], [0.49003672615791394], [0.49003672615791394], [0.49003672615791394]], [[0.49015270196464106], [0.49015270196464106], [0.49015270196464106], [0.49015270196464106], [0.49015270196464106]], [[0.4899258541668021], [0.4899258541668021], [0.4899258541668021], [0.4899258541668021], [0.4899258541668021]], [[0.4895249912513903], [0.4895249912513903], [0.4895249912513903], [0.4895249912513903], [0.4895249912513903]], [[0.48877485733759446], [0.48877485733759446], [0.48877485733759446], [0.48877485733759446], [0.48877485733759446]], [[0.4854029774510918], [0.4854029774510918], [0.4854029774510918], [0.4854029774510918], [0.4854029774510918]], [[0.47962881987892453], [0.47962881987892453], [0.47962881987892453], [0.47962881987892453], [0.47962881987892453]], [[0.47257805043394585], [0.47257805043394585], [0.47257805043394585], [0.47257805043394585], [0.47257805043394585]], [[0.4622431403730289], [0.4622431403730289], [0.4622431403730289], [0.4622431403730289], [0.4622431403730289]], [[0.44774926263990095], [0.44774926263990095], [0.44774926263990095], [0.44774926263990095], [0.44774926263990095]], [[0.4318425603274481], [0.4318425603274481], [0.4318425603274481], [0.4318425603274481], [0.4318425603274481]], [[0.4163155970982772], [0.4163155970982772], [0.4163155970982772], [0.4163155970982772], [0.4163155970982772]], [[0.39976544924879137], [0.39976544924879137], [0.39976544924879137], [0.39976544924879137], [0.39976544924879137]], [[0.38256697022227304], [0.38256697022227304], [0.38256697022227304], [0.38256697022227304], [0.38256697022227304]], [[0.3652394993036284], [0.3652394993036284], [0.3652394993036284], [0.3652394993036284], [0.3652394993036284]], [[0.3475007762984296], [0.3475007762984296], [0.3475007762984296], [0.3475007762984296], [0.3475007762984296]], [[0.32950098044554416], [0.32950098044554416], [0.32950098044554416], [0.32950098044554416], [0.32950098044554416]], [[0.3116184096058172], [0.3116184096058172], [0.3116184096058172], [0.3116184096058172], [0.3116184096058172]], [[0.2939437460870187], [0.2939437460870187], [0.2939437460870187], [0.2939437460870187], [0.2939437460870187]], [[0.2763391020038031], [0.2763391020038031], [0.2763391020038031], [0.2763391020038031], [0.2763391020038031]], [[0.258845185910355], [0.258845185910355], [0.258845185910355], [0.258845185910355], [0.258845185910355]], [[0.2416257822169313], [0.2416257822169313], [0.2416257822169313], [0.2416257822169313], [0.2416257822169313]], [[0.22478402194301794], [0.22478402194301794], [0.22478402194301794], [0.22478402194301794], [0.22478402194301794]], [[0.20767806151435536], [0.20767806151435536], [0.20767806151435536], [0.20767806151435536], [0.20767806151435536]], [[0.18982942043633194], [0.18982942043633194], [0.18982942043633194], [0.18982942043633194], [0.18982942043633194]], [[0.1725735443652252], [0.1725735443652252], [0.1725735443652252], [0.1725735443652252], [0.1725735443652252]], [[0.15392167433931803], [0.15392167433931803], [0.15392167433931803], [0.15392167433931803], [0.15392167433931803]], [[0.13087985652601838], [0.13087985652601838], [0.13087985652601838], [0.13087985652601838], [0.13087985652601838]], [[0.12593225028294827], [0.12593225028294827], [0.12593225028294827], [0.12593225028294827], [0.12593225028294827]], [[0.121554061987205], [0.121554061987205], [0.121554061987205], [0.121554061987205], [0.121554061987205]], [[0.11754274556699314], [0.11754274556699314], [0.11754274556699314], [0.11754274556699314], [0.11754274556699314]], [[0.11369575495051704], [0.11369575495051704], [0.11369575495051704], [0.11369575495051704], [0.11369575495051704]], [[0.10981054406598117], [0.10981054406598117], [0.10981054406598117], [0.10981054406598117], [0.10981054406598117]], [[0.10568456684159003], [0.10568456684159003], [0.10568456684159003], [0.10568456684159003], [0.10568456684159003]], [[0.10111527720554798], [0.10111527720554798], [0.10111527720554798], [0.10111527720554798], [0.10111527720554798]], [[0.09590012908605952], [0.09590012908605952], [0.09590012908605952], [0.09590012908605952], [0.09590012908605952]], [[0.08983657641132912], [0.08983657641132912], [0.08983657641132912], [0.08983657641132912], [0.08983657641132912]], [[0.08272207310956117], [0.08272207310956117], [0.08272207310956117], [0.08272207310956117], [0.08272207310956117]], [[0.07435407310896011], [0.07435407310896011], [0.07435407310896011], [0.07435407310896011], [0.07435407310896011]], [[0.06453003033773051], [0.06453003033773051], [0.06453003033773051], [0.06453003033773051], [0.06453003033773051]], [[0.05304739872407667], [0.05304739872407667], [0.05304739872407667], [0.05304739872407667], [0.05304739872407667]], [[0.0397036321962031], [0.0397036321962031], [0.0397036321962031], [0.0397036321962031], [0.0397036321962031]], [[0.02429618468231426], [0.02429618468231426], [0.02429618468231426], [0.02429618468231426], [0.02429618468231426]], [[0.006622510110614543], [0.006622510110614543], [0.006622510110614543], [0.006622510110614543], [0.006622510110614543]], [[-0.047657309864850166], [-0.047657309864850166], [-0.047657309864850166], [-0.047657309864850166], [-0.047657309864850166]], [[-0.07616219188105676], [-0.07616219188105676], [-0.07616219188105676], [-0.07616219188105676], [-0.07616219188105676]], [[-0.07824969727103982], [-0.07824969727103982], [-0.07824969727103982], [-0.07824969727103982], [-0.07824969727103982]], [[-0.08020906246135709], [-0.08020906246135709], [-0.08020906246135709], [-0.08020906246135709], [-0.08020906246135709]], [[-0.08222743827915413], [-0.08222743827915413], [-0.08222743827915413], [-0.08222743827915413], [-0.08222743827915413]], [[-0.08389267741502413], [-0.08389267741502413], [-0.08389267741502413], [-0.08389267741502413], [-0.08389267741502413]], [[-0.08580100603821873], [-0.08580100603821873], [-0.08580100603821873], [-0.08580100603821873], [-0.08580100603821873]], [[-0.08760266551919389], [-0.08760266551919389], [-0.08760266551919389], [-0.08760266551919389], [-0.08760266551919389]], [[-0.08877500894061464], [-0.08877500894061464], [-0.08877500894061464], [-0.08877500894061464], [-0.08877500894061464]], [[-0.09001823407742554], [-0.09001823407742554], [-0.09001823407742554], [-0.09001823407742554], [-0.09001823407742554]], [[-0.09118475937610829], [-0.09118475937610829], [-0.09118475937610829], [-0.09118475937610829], [-0.09118475937610829]], [[-0.09205757332372505], [-0.09205757332372505], [-0.09205757332372505], [-0.09205757332372505], [-0.09205757332372505]], [[-0.09294966538170592], [-0.09294966538170592], [-0.09294966538170592], [-0.09294966538170592], [-0.09294966538170592]], [[-0.0941942075653685], [-0.0941942075653685], [-0.0941942075653685], [-0.0941942075653685], [-0.0941942075653685]], [[-0.09515924661444067], [-0.09515924661444067], [-0.09515924661444067], [-0.09515924661444067], [-0.09515924661444067]], [[-0.0964782260158699], [-0.0964782260158699], [-0.0964782260158699], [-0.0964782260158699], [-0.0964782260158699]], [[-0.09720374821146117], [-0.09720374821146117], [-0.09720374821146117], [-0.09720374821146117], [-0.09720374821146117]], [[-0.09766669200519931], [-0.09766669200519931], [-0.09766669200519931], [-0.09766669200519931], [-0.09766669200519931]], [[-0.09815259663404649], [-0.09815259663404649], [-0.09815259663404649], [-0.09815259663404649], [-0.09815259663404649]], [[-0.09831055843650086], [-0.09831055843650086], [-0.09831055843650086], [-0.09831055843650086], [-0.09831055843650086]], [[-0.09785636813291906], [-0.09785636813291906], [-0.09785636813291906], [-0.09785636813291906], [-0.09785636813291906]], [[-0.09750243425686014], [-0.09750243425686014], [-0.09750243425686014], [-0.09750243425686014], [-0.09750243425686014]], [[-0.09738328326149208], [-0.09738328326149208], [-0.09738328326149208], [-0.09738328326149208], [-0.09738328326149208]], [[-0.09582432017447276], [-0.09582432017447276], [-0.09582432017447276], [-0.09582432017447276], [-0.09582432017447276]], [[-0.09377033236336586], [-0.09377033236336586], [-0.09377033236336586], [-0.09377033236336586], [-0.09377033236336586]], [[-0.09020000806092507], [-0.09020000806092507], [-0.09020000806092507], [-0.09020000806092507], [-0.09020000806092507]], [[-0.085537908372364], [-0.085537908372364], [-0.085537908372364], [-0.085537908372364], [-0.085537908372364]], [[-0.0670806963815515], [-0.0670806963815515], [-0.0670806963815515], [-0.0670806963815515], [-0.0670806963815515]], [[-0.04512191075019657], [-0.04512191075019657], [-0.04512191075019657], [-0.04512191075019657], [-0.04512191075019657]], [[-0.02256284930161195], [-0.02256284930161195], [-0.02256284930161195], [-0.02256284930161195], [-0.02256284930161195]], [[-0.002484843931083348], [-0.002484843931083348], [-0.002484843931083348], [-0.002484843931083348], [-0.002484843931083348]], [[0.013696948801481663], [0.013696948801481663], [0.013696948801481663], [0.013696948801481663], [0.013696948801481663]], [[0.009904795043862925], [0.009904795043862925], [0.009904795043862925], [0.009904795043862925], [0.009904795043862925]], [[0.006262732753378105], [0.006262732753378105], [0.006262732753378105], [0.006262732753378105], [0.006262732753378105]], [[0.0030831503901533686], [0.0030831503901533686], [0.0030831503901533686], [0.0030831503901533686], [0.0030831503901533686]], [[-0.0003807107488133314], [-0.0003807107488133314], [-0.0003807107488133314], [-0.0003807107488133314], [-0.0003807107488133314]], [[-0.0034270295513350803], [-0.0034270295513350803], [-0.0034270295513350803], [-0.0034270295513350803], [-0.0034270295513350803]], [[-0.006627084844481648], [-0.006627084844481648], [-0.006627084844481648], [-0.006627084844481648], [-0.006627084844481648]], [[-0.009490318927970117], [-0.009490318927970117], [-0.009490318927970117], [-0.009490318927970117], [-0.009490318927970117]], [[-0.012596143578320184], [-0.012596143578320184], [-0.012596143578320184], [-0.012596143578320184], [-0.012596143578320184]], [[-0.015230222392802214], [-0.015230222392802214], [-0.015230222392802214], [-0.015230222392802214], [-0.015230222392802214]], [[-0.018334680440297322], [-0.018334680440297322], [-0.018334680440297322], [-0.018334680440297322], [-0.018334680440297322]], [[-0.020787971630260544], [-0.020787971630260544], [-0.020787971630260544], [-0.020787971630260544], [-0.020787971630260544]], [[-0.02323932288547089], [-0.02323932288547089], [-0.02323932288547089], [-0.02323932288547089], [-0.02323932288547089]], [[-0.02519547381543823], [-0.02519547381543823], [-0.02519547381543823], [-0.02519547381543823], [-0.02519547381543823]], [[-0.02749034085214073], [-0.02749034085214073], [-0.02749034085214073], [-0.02749034085214073], [-0.02749034085214073]], [[-0.028974147465247027], [-0.028974147465247027], [-0.028974147465247027], [-0.028974147465247027], [-0.028974147465247027]], [[-0.030809012502507723], [-0.030809012502507723], [-0.030809012502507723], [-0.030809012502507723], [-0.030809012502507723]], [[-0.0320911424574884], [-0.0320911424574884], [-0.0320911424574884], [-0.0320911424574884], [-0.0320911424574884]], [[-0.033898313136804054], [-0.033898313136804054], [-0.033898313136804054], [-0.033898313136804054], [-0.033898313136804054]], [[-0.035017184721781176], [-0.035017184721781176], [-0.035017184721781176], [-0.035017184721781176], [-0.035017184721781176]], [[-0.03629545557215249], [-0.03629545557215249], [-0.03629545557215249], [-0.03629545557215249], [-0.03629545557215249]], [[-0.03767403029045624], [-0.03767403029045624], [-0.03767403029045624], [-0.03767403029045624], [-0.03767403029045624]], [[-0.03859580144777352], [-0.03859580144777352], [-0.03859580144777352], [-0.03859580144777352], [-0.03859580144777352]], [[-0.03994563859821561], [-0.03994563859821561], [-0.03994563859821561], [-0.03994563859821561], [-0.03994563859821561]], [[-0.04075888903309146], [-0.04075888903309146], [-0.04075888903309146], [-0.04075888903309146], [-0.04075888903309146]], [[-0.041839388437912975], [-0.041839388437912975], [-0.041839388437912975], [-0.041839388437912975], [-0.041839388437912975]], [[-0.0431291358161501], [-0.0431291358161501], [-0.0431291358161501], [-0.0431291358161501], [-0.0431291358161501]], [[-0.0440324525269443], [-0.0440324525269443], [-0.0440324525269443], [-0.0440324525269443], [-0.0440324525269443]], [[-0.045509682214197454], [-0.045509682214197454], [-0.045509682214197454], [-0.045509682214197454], [-0.045509682214197454]], [[-0.04665316707201814], [-0.04665316707201814], [-0.04665316707201814], [-0.04665316707201814], [-0.04665316707201814]], [[-0.04819924537119817], [-0.04819924537119817], [-0.04819924537119817], [-0.04819924537119817], [-0.04819924537119817]], [[-0.05000136728570821], [-0.05000136728570821], [-0.05000136728570821], [-0.05000136728570821], [-0.05000136728570821]], [[-0.05165940748891116], [-0.05165940748891116], [-0.05165940748891116], [-0.05165940748891116], [-0.05165940748891116]], [[-0.053383186709279676], [-0.053383186709279676], [-0.053383186709279676], [-0.053383186709279676], [-0.053383186709279676]], [[-0.05533033137064121], [-0.05533033137064121], [-0.05533033137064121], [-0.05533033137064121], [-0.05533033137064121]], [[-0.05720518198913644], [-0.05720518198913644], [-0.05720518198913644], [-0.05720518198913644], [-0.05720518198913644]], [[-0.059443935593067716], [-0.059443935593067716], [-0.059443935593067716], [-0.059443935593067716], [-0.059443935593067716]], [[-0.061658373415186936], [-0.061658373415186936], [-0.061658373415186936], [-0.061658373415186936], [-0.061658373415186936]], [[-0.0641058763195174], [-0.0641058763195174], [-0.0641058763195174], [-0.0641058763195174], [-0.0641058763195174]], [[-0.06665454830674854], [-0.06665454830674854], [-0.06665454830674854], [-0.06665454830674854], [-0.06665454830674854]], [[-0.06926196962797006], [-0.06926196962797006], [-0.06926196962797006], [-0.06926196962797006], [-0.06926196962797006]], [[-0.07219696890698878], [-0.07219696890698878], [-0.07219696890698878], [-0.07219696890698878], [-0.07219696890698878]], [[-0.07525024004465616], [-0.07525024004465616], [-0.07525024004465616], [-0.07525024004465616], [-0.07525024004465616]], [[-0.07867236064279011], [-0.07867236064279011], [-0.07867236064279011], [-0.07867236064279011], [-0.07867236064279011]], [[-0.08424452538984072], [-0.08424452538984072], [-0.08424452538984072], [-0.08424452538984072], [-0.08424452538984072]], [[-0.09151107642464704], [-0.09151107642464704], [-0.09151107642464704], [-0.09151107642464704], [-0.09151107642464704]], [[-0.09997285973492115], [-0.09997285973492115], [-0.09997285973492115], [-0.09997285973492115], [-0.09997285973492115]], [[-0.10913072130837506], [-0.10913072130837506], [-0.10913072130837506], [-0.10913072130837506], [-0.10913072130837506]], [[-0.11848550713272084], [-0.11848550713272084], [-0.11848550713272084], [-0.11848550713272084], [-0.11848550713272084]], [[-0.12753806319567068], [-0.12753806319567068], [-0.12753806319567068], [-0.12753806319567068], [-0.12753806319567068]], [[-0.13578923548493627], [-0.13578923548493627], [-0.13578923548493627], [-0.13578923548493627], [-0.13578923548493627]], [[-0.14273986998822977], [-0.14273986998822977], [-0.14273986998822977], [-0.14273986998822977], [-0.14273986998822977]], [[-0.17049193896629436], [-0.17049193896629436], [-0.17049193896629436], [-0.17049193896629436], [-0.17049193896629436]], [[-0.19409472598056093], [-0.19409472598056093], [-0.19409472598056093], [-0.19409472598056093], [-0.19409472598056093]], [[-0.21515502838116493], [-0.21515502838116493], [-0.21515502838116493], [-0.21515502838116493], [-0.21515502838116493]], [[-0.23474586198095107], [-0.23474586198095107], [-0.23474586198095107], [-0.23474586198095107], [-0.23474586198095107]], [[-0.25243481386093924], [-0.25243481386093924], [-0.25243481386093924], [-0.25243481386093924], [-0.25243481386093924]], [[-0.26904332138104253], [-0.26904332138104253], [-0.26904332138104253], [-0.26904332138104253], [-0.26904332138104253]], [[-0.28543648818618905], [-0.28543648818618905], [-0.28543648818618905], [-0.28543648818618905], [-0.28543648818618905]], [[-0.3013620310391704], [-0.3013620310391704], [-0.3013620310391704], [-0.3013620310391704], [-0.3013620310391704]], [[-0.3168516268762478], [-0.3168516268762478], [-0.3168516268762478], [-0.3168516268762478], [-0.3168516268762478]], [[-0.3321977645963266], [-0.3321977645963266], [-0.3321977645963266], [-0.3321977645963266], [-0.3321977645963266]], [[-0.3475073109146653], [-0.3475073109146653], [-0.3475073109146653], [-0.3475073109146653], [-0.3475073109146653]], [[-0.36265384618500385], [-0.36265384618500385], [-0.36265384618500385], [-0.36265384618500385], [-0.36265384618500385]], [[-0.37757709734446715], [-0.37757709734446715], [-0.37757709734446715], [-0.37757709734446715], [-0.37757709734446715]], [[-0.39228737725601426], [-0.39228737725601426], [-0.39228737725601426], [-0.39228737725601426], [-0.39228737725601426]], [[-0.40686592045923486], [-0.40686592045923486], [-0.40686592045923486], [-0.40686592045923486], [-0.40686592045923486]], [[-0.4210747439893703], [-0.4210747439893703], [-0.4210747439893703], [-0.4210747439893703], [-0.4210747439893703]], [[-0.4348226219993009], [-0.4348226219993009], [-0.4348226219993009], [-0.4348226219993009], [-0.4348226219993009]], [[-0.4492967200334043], [-0.4492967200334043], [-0.4492967200334043], [-0.4492967200334043], [-0.4492967200334043]], [[-0.46273958735158277], [-0.46273958735158277], [-0.46273958735158277], [-0.46273958735158277], [-0.46273958735158277]], [[-0.47257866875742655], [-0.47257866875742655], [-0.47257866875742655], [-0.47257866875742655], [-0.47257866875742655]], [[-0.47955187073219685], [-0.47955187073219685], [-0.47955187073219685], [-0.47955187073219685], [-0.47955187073219685]], [[-0.48535283071043417], [-0.48535283071043417], [-0.48535283071043417], [-0.48535283071043417], [-0.48535283071043417]], [[-0.48877028582542775], [-0.48877028582542775], [-0.48877028582542775], [-0.48877028582542775], [-0.48877028582542775]], [[-0.4895249912513903], [-0.4895249912513903], [-0.4895249912513903], [-0.4895249912513903], [-0.4895249912513903]], [[-0.4899258541668021], [-0.4899258541668021], [-0.4899258541668021], [-0.4899258541668021], [-0.4899258541668021]], [[-0.49015270196464106], [-0.49015270196464106], [-0.49015270196464106], [-0.49015270196464106], [-0.49015270196464106]], [[-0.4900367261579139], [-0.4900367261579139], [-0.4900367261579139], [-0.4900367261579139], [-0.4900367261579139]], [[-0.48800816796821433], [-0.48800816796821433], [-0.48800816796821433], [-0.48800816796821433], [-0.48800816796821433]], [[-0.48476646142042334], [-0.48476646142042334], [-0.48476646142042334], [-0.48476646142042334], [-0.48476646142042334]], [[-0.48173182478790144], [-0.48173182478790144], [-0.48173182478790144], [-0.48173182478790144], [-0.48173182478790144]], [[-0.47878781639806856], [-0.47878781639806856], [-0.47878781639806856], [-0.47878781639806856], [-0.47878781639806856]], [[-0.47575118293814495], [-0.47575118293814495], [-0.47575118293814495], [-0.47575118293814495], [-0.47575118293814495]], [[-0.47387509727435134], [-0.47387509727435134], [-0.47387509727435134], [-0.47387509727435134], [-0.47387509727435134]], [[-0.4741580342275413], [-0.4741580342275413], [-0.4741580342275413], [-0.4741580342275413], [-0.4741580342275413]], [[-0.47624765328248175], [-0.47624765328248175], [-0.47624765328248175], [-0.47624765328248175], [-0.47624765328248175]], [[-0.47968976147497316], [-0.47968976147497316], [-0.47968976147497316], [-0.47968976147497316], [-0.47968976147497316]], [[-0.4849173931068325], [-0.4849173931068325], [-0.4849173931068325], [-0.4849173931068325], [-0.4849173931068325]], [[-0.49960899156272365], [-0.49960899156272365], [-0.49960899156272365], [-0.49960899156272365], [-0.49960899156272365]], [[-0.5188347032968649], [-0.5188347032968649], [-0.5188347032968649], [-0.5188347032968649], [-0.5188347032968649]], [[-0.5339112382991855], [-0.5339112382991855], [-0.5339112382991855], [-0.5339112382991855], [-0.5339112382991855]], [[-0.5442809404627971], [-0.5442809404627971], [-0.5442809404627971], [-0.5442809404627971], [-0.5442809404627971]], [[-0.5534087119823623], [-0.5534087119823623], [-0.5534087119823623], [-0.5534087119823623], [-0.5534087119823623]], [[-0.5586401040663107], [-0.5586401040663107], [-0.5586401040663107], [-0.5586401040663107], [-0.5586401040663107]], [[-0.5553323442385605], [-0.5553323442385605], [-0.5553323442385605], [-0.5553323442385605], [-0.5553323442385605]], [[-0.5370063324624035], [-0.5370063324624035], [-0.5370063324624035], [-0.5370063324624035], [-0.5370063324624035]], [[-0.5065558289748462], [-0.5065558289748462], [-0.5065558289748462], [-0.5065558289748462], [-0.5065558289748462]], [[-0.4630533569015129], [-0.4630533569015129], [-0.4630533569015129], [-0.4630533569015129], [-0.4630533569015129]], [[-0.35807639398331054], [-0.35807639398331054], [-0.35807639398331054], [-0.35807639398331054], [-0.35807639398331054]], [[-0.19589663941311], [-0.19589663941311], [-0.19589663941311], [-0.19589663941311], [-0.19589663941311]], [[0.0], [0.0], [0.0], [0.0], [0.0]]], [[[0.0], [0.0], [0.0], [0.0], [0.0]], [[0.11999999999999937], [0.11999999999999937], [0.11999999999999937], [0.11999999999999937], [0.11999999999999937]], [[0.24000000000000066], [0.24000000000000066], [0.24000000000000066], [0.24000000000000066], [0.24000000000000066]], [[0.36174047090455674], [0.36156188436617237], [0.3615441560718048], [0.3615368113960121], [0.36152274062315176]], [[0.4278556573557135], [0.4315983124250095], [0.4319717193568635], [0.43213181789138616], [0.4324398134461162]], [[0.4696391433892844], [0.4789957810625244], [0.4799292983921595], [0.48032954472846606], [0.4810995336152913]], [[0.5114226294228549], [0.526393249700039], [0.5278868774274551], [0.5285272715655456], [0.529759253784466]], [[0.5346358765321158], [0.5529658568801462], [0.5548023291189683], [0.5556118000369468], [0.557110654594787]], [[0.48975924414973937], [0.5043850344717383], [0.5059250750205811], [0.5068213356437579], [0.5079226657821005]], [[0.44480665952404586], [0.45587838599095304], [0.4571310310420756], [0.45811051440030254], [0.45883038055978737]], [[0.4103224465993265], [0.41840072281079077], [0.4194067171912527], [0.42045660556845854], [0.42085427179182866]], [[0.40212073228877276], [0.40879319876313824], [0.40968062132865973], [0.4107643134135913], [0.41100842626584666]], [[0.3951317567724293], [0.40054970055524575], [0.40132844777759724], [0.40244249403688], [0.4025487435041663]], [[0.3865500034286627], [0.390472594086097], [0.39111539947248014], [0.39226569076904005], [0.392207308692305]], [[0.38687389090367386], [0.39038077628121776], [0.39098343791610873], [0.392142391387546], [0.39203834950321653]], [[0.39039526342847564], [0.393144938165 | 4D array with the moment coefficients of the airfoils. Dimension 0 is along the different airfoils defined in the yaml, dimension 1 is along the angles of attack, dimension 2 is along the Reynolds number, dimension 3 is along the number of tabs, which may describe multiple sets at the same station, for example in presence of a flap.
airfoils.coord_xy | output |  | [[[1.0, 0.0], [0.9994296839925828, -0.022259740711557653], [0.9980630178329651, -0.044458034895467166], [0.9955739142666737, -0.06656181344739087], [0.9920863097495595, -0.0885198205325811], [0.9876861486750573, -0.1102752722312596], [0.9823305251706396, -0.13178437091973824], [0.9760119083356916, -0.15300661763508797], [0.9687874672983805, -0.17388680280547333], [0.96067486025924, -0.19437934848935726], [0.9516753587636769, -0.21444968588989688], [0.9418276527462444, -0.2340583787305603], [0.9311752953551308, -0.25315297586530633], [0.9197303974311781, -0.271705871524176], [0.9075245591947199, -0.2896910384273739], [0.8946104080703082, -0.3070575403137138], [0.8810096964994353, -0.323779496057416], [0.866747905197194, -0.3398390879169575], [0.8518902581712055, -0.3552004754118655], [0.8364694626214207, -0.3698431374689812], [0.820513485943698, -0.3837614939542968], [0.8040738322175812, -0.39691489811789965], [0.7871915298856534, -0.4092893400643101], [0.7698979191015535, -0.4208940017028421], [0.7522523412351593, -0.43170364047579507], [0.7342913491785575, -0.4417041164204277], [0.7160449249557642, -0.45091629501054414], [0.6975716400331089, -0.45931119239150575], [0.6789061864336874, -0.4668918336993115], [0.6600803126205398, -0.4736931268620849], [0.6411475171372123, -0.4796641292900068], [0.6221376509688521, -0.4848434334715207], [0.6030879981944149, -0.489268924532069], [0.5840450421189749, -0.4928771044008992], [0.5650308976870032, -0.4957710179013424], [0.5460886027795995, -0.49790677272002715], [0.5272486739168989, -0.4992052309653689], [0.508535950506088, -0.49990014712315073], [0.48999235547038833, -0.4998651223361666], [0.4716321145068305, -0.49915299052333584], [0.45349250374434763, -0.4978655748478758], [0.43559330289767306, -0.49584922139645704], [0.4179560656169425, -0.49322020425743707], [0.4006097484425764, -0.4900340177148853], [0.38356093160600935, -0.48624065438121006], [0.3668432157337161, -0.4819531220757101], [0.35045731632050314, -0.47710703659168746], [0.33443448400863013, -0.4718016171476331], [0.3187741003293152, -0.4659975031053565], [0.3034996231212948, -0.45977183363997265], [0.2886112935656476, -0.4531110127745977], [0.27412438666566624, -0.44607147267603986], [0.26004145552371905, -0.43865399658656473], [0.2463748720159175, -0.43089728807614097], [0.23312344393883352, -0.4228128921543154], [0.22029377781042306, -0.4144421605903011], [0.20788328296533118, -0.4057907314202661], [0.19590295639164576, -0.39689711005990197], [0.18434125306662855, -0.38776302893280573], [0.17321393095416077, -0.378432781857511], [0.16249917612963843, -0.3689016855353158], [0.15221460277725932, -0.35922081920480536], [0.14233175939897136, -0.3493817949754991], [0.13287211153919, -0.3394286782901914], [0.12380643962975978, -0.3293594524047534], [0.11514762338607656, -0.3192023645100902], [0.10688720880274838, -0.30897183476900825], [0.09900711152156343, -0.2986754406431277], [0.09152340438534401, -0.28834653723959086], [0.08439704281722242, -0.2779791205220019], [0.0776464790199521, -0.26760420577043836], [0.07124790821202079, -0.2572292124527737], [0.06518786629737473, -0.2468610900827623], [0.05948747212742032, -0.236524433012696], [0.05410024641809, -0.2262139012738709], [0.049037878670187655, -0.21594907486257123], [0.044300349757333976, -0.20574524647381434], [0.039842359734680484, -0.1955976544282071], [0.035689975243613004, -0.18552550330330356], [0.0318292350050659, -0.17553598875305626], [0.028220007205789974, -0.16562693673246162], [0.024892524779269766, -0.15581522149021884], [0.021828668303003517, -0.14610562181570297], [0.018984694713133153, -0.13649533799824243], [0.016392191702033498, -0.12699830058110217], [0.014044634634199048, -0.11762077059006014], [0.011879824984634942, -0.10835684703907911], [0.00993094518736226, -0.09921662146203714], [0.008219407957347493, -0.09020841012942198], [0.0066583862213787865, -0.08132543510984046], [0.005267741928506431, -0.07257222340426948], [0.00409515753852961, -0.06395640173157105], [0.0030987885971364196, -0.055478013021099525], [0.0021966077355110324, -0.047132004699975395], [0.0014626417630186888, -0.03892440526041651], [0.0009644846082979224, -0.030860610171394198], [0.0005993738679828514, -0.02293623594596854], [0.0002900866455990823, -0.015148765877396192], [7.807077883024657e-05, -0.007502222076492855], [4.123786208661393e-31, 5.228329429302685e-16], [7.804120611659719e-05, 0.0075007362206906], [0.0002898787241920041, 0.015142758486887963], [0.000598775316682048, 0.022922584561419893], [0.0009633263516348351, 0.030836119397775343], [0.0014596682128281925, 0.03888574897117976], [0.002190976364499905, 0.04707581599068358], [0.003089978419597784, 0.05540088812816786], [0.0040827111247031585, 0.06385488643689786], [0.005248531243836643, 0.07244263446468911], [0.006631282230012606, 0.08116423659691101], [0.008183684298590573, 0.09001209900857235], [0.009883614168490653, 0.09898142028662339], [0.011817640154723611, 0.10807902374749369], [0.01396619932168302, 0.11729689155328492], [0.016295142079104163, 0.12662481850788523], [0.018863193778115264, 0.13606823481979635], [0.02168071375327755, 0.14562174107393813], [0.02471591629586298, 0.15527150565279627], [0.028006440010586355, 0.165019126539153], [0.03157625589149645, 0.1748614504202335], [0.03539483961687758, 0.18478174850035609], [0.03949498254800754, 0.19478045115068415], [0.04389792827815823, 0.20485282604936927], [0.04857580757377652, 0.21497933573681507], [0.053567991613811754, 0.22516324887670416], [0.058881821148870805, 0.23539257539832717], [0.06450016290273135, 0.24564586185495804], [0.07046920463911448, 0.2559288096954286], [0.07677403099247092, 0.2662200889663401], [0.08341621271683673, 0.2765073937902723], [0.09042901951906561, 0.28678971177956136], [0.0977906533229447, 0.29703436159541463], [0.10553618719874776, 0.30724577033016753], [0.11365876004177941, 0.31739779819794245], [0.12216148331893956, 0.32747251411893835], [0.1310674986027348, 0.3374671550918852], [0.14035464992188373, 0.3473464005305417], [0.15005511078613856, 0.35711729389225627], [0.16014896266156226, 0.36673682914626565], [0.17065818789963985, 0.3762090161783662], [0.18157495742292404, 0.38549542027777317], [0.19290757140963558, 0.39458324766597125], [0.20465763457781186, 0.40345225285920383], [0.21681735306942437, 0.4120736546751034], [0.22939648396347814, 0.42044126040552204], [0.24237780069407988, 0.4285157291249234], [0.25577362426833844, 0.43629701405132937], [0.2695667856328992, 0.4437307842367121], [0.2837657972261352, 0.4508257189736277], [0.29834798288780395, 0.4575293130468375], [0.3133189787852679, 0.46384827499917725], [0.3286584618928104, 0.46972703394847015], [0.3443649416455463, 0.475166089488012], [0.3604197737256814, 0.4801248956651735], [0.37681123376695697, 0.48458015694873596], [0.3935252510207292, 0.48853802379954314], [0.4105386425535709, 0.49191628687198047], [0.4278432324908231, 0.49479368977268307], [0.4454066634681981, 0.4970018654659501], [0.46322225410302975, 0.4986945279258367], [0.4812515456557157, 0.4995759574617027], [0.4994810266717367, 0.4999995959588525], [0.5178795830856975, 0.49960989996393335], [0.53641763136701, 0.49871925440459175], [0.5550757049095608, 0.49694709545980137], [0.5738084272426077, 0.49454680736168743], [0.5925967311050585, 0.49134249558480003], [0.6114013775535108, 0.48742771367820387], [0.6301864306052414, 0.48276379079159165], [0.648926781663159, 0.4772994360273946], [0.6675702064249728, 0.4710909063826168], [0.6860884295909518, 0.4640855644485803], [0.7044453890439168, 0.45628515353038396], [0.722592093722966, 0.4477211541323313], [0.7405018004535244, 0.43835712852367376], [0.7581254571228347, 0.42821234423908555], [0.7754210143761534, 0.4173028842750694], [0.7923623735876, 0.40561397611121003], [0.8088945461516955, 0.39317354699102686], [0.8249746330148909, 0.37999039194943685], [0.840576952273409, 0.36606263907410297], [0.8556527588088183, 0.3514331465234184], [0.8701628988827119, 0.3361178636958038], [0.8840850330712718, 0.32012561483558427], [0.8973612142623709, 0.3034905059583094], [0.9099546800766617, 0.28624096866093457], [0.9218514714025469, 0.26839650792968434], [0.9330128366584267, 0.2500014055184518], [0.9433892789690503, 0.23108884233257787], [0.9529731538505596, 0.21168480824165703], [0.9617431308270605, 0.19183234032607088], [0.9696406906754642, 0.17157715881862956], [0.976664215898664, 0.15095167052848138], [0.9828150771120139, 0.1299956210320345], [0.9880284400451029, 0.10876529915817723], [0.992304836603751, 0.08729993375043729], [0.9956935187759139, 0.06563977190440731], [0.9981204893400154, 0.04383945814142851], [0.9994430379087048, 0.021949651396883776], [1.0, -3.999292530240781e-18]], [[1.0, -0.009700000797436504], [0.972814820937662, -0.013427166128378002], [0.9460273105746485, -0.019311117460901066], [0.9198975384133043, -0.027417065511587922], [0.8944326262750435, -0.03720420211785185], [0.8695916085716264, -0.04820893142829935], [0.8452562506137943, -0.05997284538088678], [0.8213704972014567, -0.07226793519298033], [0.7978364836542251, -0.08481626513316967], [0.7747271105521287, -0.09769103256879573], [0.7518270816853404, -0.1104423214420353], [0.7291991054610998, -0.1231353134476893], [0.7067426934962894, -0.1355433669179665], [0.6843720224380992, -0.14745900459434627], [0.6621757615604592, -0.15899922877132633], [0.6400472868708421, -0.1698979339318399], [0.6180288681070304, -0.18017856879716906], [0.596130915297601, -0.18979663804763064], [0.5743843593804281, -0.19875341680801975], [0.5528224019164987, -0.20706050714375485], [0.5314191402541405, -0.21456345578626546], [0.5102098556646594, -0.22126949312274335], [0.48927449428551406, -0.22733963488918565], [0.4685581219527465, -0.232477523464134], [0.4481789889872023, -0.23701906902810455], [0.42808894214957655, -0.24063993686421326], [0.40836452490976816, -0.24356310669917974], [0.3890374410707167, -0.24586547365069092], [0.3701207832494179, -0.24745012707509298], [0.351638017985902, -0.24827816451397514], [0.3336226369676553, -0.24869877989423206], [0.316086683477116, -0.24832638123074138], [0.2990473512236038, -0.2474808383603458], [0.28251251450525233, -0.2461813791179991], [0.26650750337440615, -0.24437983350998593], [0.2510374848946496, -0.2420566941155251], [0.23611818339237947, -0.2392911685736875], [0.2217156177865985, -0.23626573720058006], [0.20787580058037902, -0.23282325311462923], [0.19458937496927162, -0.22903781965399794], [0.1818390749616781, -0.2250019422781238], [0.16966301130123493, -0.22060742750566548], [0.15800280533223746, -0.216060024576764], [0.14691075993712707, -0.21121711548292377], [0.13633679613804492, -0.20622435580947224], [0.126301477796997, -0.20104162439305456], [0.11681928100772958, -0.19565912228957807], [0.10780469802589737, -0.19022877340619543], [0.09935657392940785, -0.1846020107417001], [0.09137367133034736, -0.178937250913979], [0.08391003280416234, -0.17316445331562028], [0.07693016655713039, -0.1673373982614164], [0.07038559916693365, -0.1615179872695338], [0.06433620420443147, -0.1556406844165198], [0.058676358543849276, -0.14981998977842131], [0.05339824302249441, -0.14405964112761405], [0.04850849939925613, -0.13835043370171504], [0.0439476417799842, -0.1327420683313336], [0.039835080848750086, -0.12713718465942173], [0.03603196422903636, -0.12164298232671254], [0.032459080390270706, -0.11630570412102703], [0.029279600822030717, -0.11101980777958942], [0.026389815851582704, -0.10584503607521019], [0.023751534028485122, -0.10080241323440968], [0.02132938472436034, -0.09590312613033282], [0.019065988460695026, -0.09117045170124377], [0.017051070178518243, -0.08655643909522898], [0.015211691982254983, -0.08208900370644], [0.013516961741489012, -0.07777452929780704], [0.011954580190145173, -0.07361170497371533], [0.010574673422701767, -0.06957687178156302], [0.009334287927727456, -0.06568040834660262], [0.008221569016748372, -0.06192101712505021], [0.007245760684657933, -0.058291367490092394], [0.0063850041084027075, -0.05479367846267109], [0.005620549458400411, -0.05142623480429925], [0.004961392671888378, -0.04818534326996452], [0.00439016063485372, -0.04506718600284795], [0.0038607108663922525, -0.042076898371845584], [0.003364925408746787, -0.03921016229261023], [0.002954260558267777, -0.03645607183754071], [0.0026194530456219943, -0.03380932523933092], [0.0023170451510109817, -0.03127178664927866], [0.0020166134714225607, -0.02884391108335626], [0.0017252401215495138, -0.026519867915580076], [0.0014670130657125809, -0.024292961266953246], [0.0012492927280258182, -0.02215799578791274], [0.0010569343152266092, -0.020112569694162467], [0.0008775577070391671, -0.018154554885739232], [0.000709225386954812, -0.016280217797130764], [0.0005751559094737434, -0.014484971824017942], [0.00047979011698222877, -0.0127646491771296], [0.00039824002394703994, -0.01111773229580928], [0.00030827058175925603, -0.00954304859133613], [0.00017197166175532378, -0.008039274420917054], [7.427893943512759e-05, -0.006600361992829514], [4.651691220346802e-05, -0.0052209543108317135], [2.5967607554203575e-05, -0.0039000264820696494], [1.1841616500780902e-05, -0.002635872221640312], [3.4190289688228305e-06, -0.0014267048023756425], [0.0, -0.0002183381182870425], [2.0152996413715802e-05, 0.0010439130100723501], [7.724444131709259e-05, 0.002362090207110489], [0.00017487599088050938, 0.0037367532214771736], [0.0002909730494678072, 0.005172602544168677], [0.0003748586965914709, 0.006674975740254286], [0.00044898263582639404, 0.008245624354714593], [0.0005314897498612465, 0.009885795250662537], [0.0006474028480724348, 0.01159640003912339], [0.0008190321455711436, 0.013379986562403242], [0.0010037566162302523, 0.015242557882137632], [0.0011818559827972766, 0.017189054385361707], [0.0013752659836643772, 0.01922084067562314], [0.0016098316032750368, 0.021338599133533864], [0.0018910966392580335, 0.02354618016175801], [0.00218380190163998, 0.025851215269140977], [0.0024581102806754637, 0.02826140643464015], [0.002734141120369452, 0.030778678746663228], [0.003047460945982169, 0.033402133486447064], [0.0034387918505252336, 0.03613142393319912], [0.0038942216798088535, 0.038974013934345894], [0.004362505000441325, 0.04194098221604008], [0.004852025385714465, 0.045036646741212855], [0.005423036502531098, 0.04825357344937659], [0.0061137982518892995, 0.051593154778082656], [0.006897170142878932, 0.0550617425107617], [0.0077826429437389865, 0.05866365879811034], [0.008797819836064456, 0.06239359341656825], [0.009959217983302932, 0.06625399210556], [0.011259130229158396, 0.07024988613191635], [0.012712329952018361, 0.07438001232174585], [0.014311805254679044, 0.07865384371099937], [0.016029192371048388, 0.08308700019640014], [0.017927328561866174, 0.08766079214776996], [0.02002724588812787, 0.09237053909245127], [0.02231065312541924, 0.09723179926570243], [0.024737678330481908, 0.10226815487303148], [0.02742695195560316, 0.10742923421567308], [0.030401681620336986, 0.11270337545635674], [0.0336518171958288, 0.11810055473932256], [0.037187426333475784, 0.12361762381656978], [0.041009968842541336, 0.12925964514349883], [0.04513766886472257, 0.135016637534662], [0.049651942540327614, 0.1408338838517037], [0.05454383530836095, 0.1467173851332466], [0.059779921436016244, 0.15269627458959828], [0.06542084664345259, 0.15872125043600396], [0.07148926336793981, 0.16477007665732993], [0.07802338029778311, 0.17080179433791073], [0.08503358567512653, 0.17679897652609083], [0.09255561433484281, 0.18271181912943255], [0.10056561238147192, 0.18856644534341557], [0.10907617298302415, 0.19432747748970652], [0.11813648724365974, 0.19993106696593205], [0.12770042449533656, 0.20542089132942842], [0.13781353000941593, 0.21072046552765825], [0.1484830349505131, 0.21578901670487002], [0.15969366620418393, 0.2206449414576513], [0.1714491579332297, 0.22526109607316389], [0.18376800830781834, 0.22956824924688882], [0.1966560999089404, 0.2335104319885185], [0.21011739706656954, 0.23703048313285405], [0.22412099348486456, 0.24018685947091165], [0.23866180524129846, 0.2429597175746643], [0.25373889128520155, 0.24528397604079683], [0.2693339788267895, 0.2472104784189794], [0.2854531307208307, 0.2485662877482187], [0.3020644836295928, 0.24957044610156817], [0.31917061279675024, 0.24996391655689357], [0.33675133026164544, 0.2498572287878262], [0.35479995358889044, 0.24930348051741005], [0.37328403893354867, 0.24811379106614237], [0.3922110208489133, 0.24645847263366782], [0.41155506680265475, 0.24426931967499074], [0.4313025292927424, 0.2415455426101128], [0.4514228732611877, 0.2381868301048049], [0.4719217894337347, 0.23434186980059818], [0.49276149438512146, 0.2299016168893588], [0.5139337180063014, 0.22490927991425355], [0.535401330361274, 0.21930376975530894], [0.5571652837034407, 0.21316360336965945], [0.5792461663228469, 0.2066316196728149], [0.6015559220594956, 0.19946936795602777], [0.6241587922446569, 0.19195727185536385], [0.6469395633650801, 0.18381862828528864], [0.669967503531355, 0.1753131722823326], [0.6931440013853893, 0.16624424491924802], [0.716471462565169, 0.1566859037483073], [0.7399819466907641, 0.146785102113887], [0.7635823937579872, 0.13638435575528476], [0.7872665945059139, 0.12554155389692828], [0.8110332784537861, 0.11431578679152637], [0.8348653163453958, 0.10273569813177293], [0.8586474615071256, 0.09063752386138957], [0.882441776969757, 0.0782086538558849], [0.9062868606286918, 0.06558634644075849], [0.9300394813263451, 0.052559836345299926], [0.9537096102564377, 0.039218525688285356], [0.9770510059276799, 0.025201197728252852], [1.0, 0.010500000863204465]], [[1.0, -0.0007000000687508087], [0.9740853959194252, -0.002583835650798177], [0.9481234820947695, -0.003511192999753185], [0.9222284426437378, -0.004664829345846592], [0.8964067241041673, -0.00562585063381231], [0.870802923698691, -0.008208588229888588], [0.8455386771620136, -0.012346718313823252], [0.820688862952975, -0.01782022971097534], [0.7962780172684378, -0.024323072326369988], [0.7723222852352607, -0.03166823716635891], [0.7488385188520135, -0.03971827587214972], [0.7258282165734912, -0.048344582826327434], [0.7032566820554241, -0.057347253606913146], [0.681093129351226, -0.06657165917373728], [0.6592939179243109, -0.07585475014573408], [0.6378266333671213, -0.08507197348391085], [0.6166628440822344, -0.09411391937969525], [0.5957812290205711, -0.10288965502408032], [0.5751677097271539, -0.1113250925241911], [0.5548216826623001, -0.11937743061372157], [0.5347390771650246, -0.1269935860126023], [0.5149241926004264, -0.13414104467495758], [0.49538706899159435, -0.14080181043897075], [0.4761363537794876, -0.14695421237458656], [0.4571815432884351, -0.15257845369640158], [0.43853145302203184, -0.15765072481882497], [0.42019145623197285, -0.16212815200689384], [0.40217929190078655, -0.1660132525655519], [0.3845166585727944, -0.16933234287254245], [0.36722187716717647, -0.1721059241446898], [0.35031156503569544, -0.1743563004812084], [0.33379993800431673, -0.17610154664599154], [0.3176999462617681, -0.17736253715727868], [0.3020232353144527, -0.17816637248740053], [0.2867793641657665, -0.17851900991934888], [0.2719761460379571, -0.17848736910300672], [0.25762046570520797, -0.17803130286033733], [0.2437181025887648, -0.17719704582326393], [0.2302724296579383, -0.17601597073969458], [0.21728569363134453, -0.1745096421545146], [0.20475830744596635, -0.17270352528992663], [0.1926886350178931, -0.17062689563786762], [0.18107542759967882, -0.16829694488537075], [0.16991443477361784, -0.16573955920454161], [0.1592007687006324, -0.16297955578425252], [0.14893560371214642, -0.16001216555628997], [0.13911190264879314, -0.15686388700325155], [0.12972382620099807, -0.15355303790983343], [0.1207665636985421, -0.1500919643966396], [0.11223022139449068, -0.1465045508872478], [0.10410701011844144, -0.1428071850342972], [0.09639342828708657, -0.1390047250843633], [0.08908272477290892, -0.13510974006792817], [0.08217005086601636, -0.13113032172195915], [0.07564771290136148, -0.12707931390748425], [0.06950648236352254, -0.12297139353290089], [0.0637389042587166, -0.11881722520971517], [0.05833366446573059, -0.1146321781444023], [0.05327649239700696, -0.11043385665027089], [0.04855416896648911, -0.10623668352684952], [0.044153579977588966, -0.10205352585558172], [0.04005625829838444, -0.09790139550372616], [0.03625302533604215, -0.09378679115538598], [0.03273537816074554, -0.08971526874738117], [0.029493272888497127, -0.08569347518233446], [0.026515596647617972, -0.08172848973787154], [0.023789212038133133, -0.07782800546068674], [0.02130136838466949, -0.07399886080038838], [0.01903893020960975, -0.07024674134805413], [0.016977951773201105, -0.06658453662893825], [0.015089729073330468, -0.06302428168619668], [0.01336520909496689, -0.05956644282706434], [0.011793809293981059, -0.05621119992343751], [0.010360000509406258, -0.05296178962390877], [0.009051966569385594, -0.049819055596415786], [0.00788220274833697, -0.04677479217865376], [0.006853405375711837, -0.04382252114845109], [0.005940143166819571, -0.040970450267240346], [0.005141763577632161, -0.03821557241311532], [0.004451123759355311, -0.035554873732774425], [0.0038714289891750024, -0.032988972703923], [0.003382170185210982, -0.030515832496600198], [0.0029591159723927956, -0.02814021664446404], [0.0025917487004416366, -0.025859004697111377], [0.002258706811445087, -0.0236717494412171], [0.0019432410786499074, -0.02157773417925745], [0.0016513134673321183, -0.019571760387418438], [0.0013928526806993061, -0.0176492239842595], [0.0011625544902112458, -0.01580659756865392], [0.0009642754991416238, -0.014040918987710007], [0.0007944756358188702, -0.012349045770108879], [0.0006505007796651115, -0.010728300655673354], [0.0005374780416448986, -0.009176187631471367], [0.00044617728702701654, -0.007689763468736316], [0.0003659077136778219, -0.006267092849660606], [0.00028858709806578805, -0.004906250801280336], [0.00021458577669387783, -0.003604633281033846], [0.00014475016632273368, -0.0023595624741509784], [7.462118114395304e-05, -0.0011688977485185196], [0.0, -3.047420334543662e-05], [7.39142590141607e-05, 0.0011073838225341384], [0.00015308512827769182, 0.0022964170887059287], [0.00023578316046749288, 0.0035388108649763764], [0.00032466284181655947, 0.004836742171150548], [0.00041793768681640784, 0.0061928557976717235], [0.0005198272614769996, 0.00760924952777395], [0.0006374517668085109, 0.009087877347397869], [0.0007744812933304183, 0.010631598117476533], [0.0009335386700628877, 0.012242434567194864], [0.0011219218200088593, 0.013922310405272375], [0.0013428177851274156, 0.015674411218332344], [0.0015890789009902788, 0.01750172758856982], [0.001868648949178168, 0.019406957694032594], [0.0021620555473137355, 0.02139622419859113], [0.002448545155766821, 0.02347598755702656], [0.0027397721470469585, 0.025648451370764686], [0.0030582724295371076, 0.02791394398712809], [0.003415095852786781, 0.03027587457715634], [0.0038144626334171744, 0.03273705308658583], [0.004289110807341952, 0.035293143963534335], [0.004866814898351861, 0.037946896103045184], [0.005535407892122533, 0.04069863835933437], [0.006315274208560907, 0.04355032872711398], [0.007219946335336521, 0.04649618086802664], [0.008268113471549907, 0.04953631685646017], [0.009467686362395873, 0.052667822755750375], [0.010773239701120613, 0.05591186728950533], [0.012198473827868626, 0.05926700736828055], [0.013770921903811026, 0.06272740324924946], [0.015482353296411686, 0.06630006263327626], [0.01734757618080197, 0.06998289133468841], [0.019386484333096882, 0.07377031030244952], [0.02162510735502849, 0.07765310313686292], [0.02407627298532358, 0.08162608983616378], [0.02674847881015923, 0.08568717346492517], [0.02965700421284133, 0.08982972937117294], [0.03281723720800127, 0.09404623534518931], [0.03624418671815884, 0.09832824584032623], [0.039951644958674995, 0.10266729598164284], [0.04394961208931651, 0.10705720789534375], [0.048260436178719585, 0.11147949518449084], [0.05290067037836304, 0.1159186621162413], [0.057880790685364995, 0.12036449114023395], [0.06321705076266584, 0.12479888642248523], [0.06892981491054884, 0.12919575651027007], [0.07502867697496861, 0.13354043779144792], [0.08152111395764128, 0.13781973708757203], [0.0884128542135609, 0.14202295306644672], [0.09572254059290793, 0.1461147471654421], [0.10345871239727066, 0.15007448326286385], [0.11162369797060213, 0.15389093727192146], [0.12022001848364, 0.15755286576067964], [0.1292542839555179, 0.16103784729767678], [0.1387305112962166, 0.1643278313867576], [0.14865556294495114, 0.16739202077612886], [0.15903188316667646, 0.17020864579039238], [0.1698597465828022, 0.17275995545455092], [0.1811376573858385, 0.1750336679341741], [0.1928653274820235, 0.17700893381001714], [0.20504088912438734, 0.17866916369240587], [0.2176609393344354, 0.18000605313068044], [0.23072092736986505, 0.18102466119095934], [0.24421827911593066, 0.18171322421044403], [0.25814948703277957, 0.18205891452204512], [0.27251148959789706, 0.18209640866145246], [0.2873008320734126, 0.1817802343625458], [0.3025141304156621, 0.18111868815355459], [0.31814767497472657, 0.1801153727849609], [0.3341968384182675, 0.17875819309478372], [0.3506579887405686, 0.17705311082176048], [0.36752772719283205, 0.17501190333732955], [0.3848006362443497, 0.17262690171093278], [0.4024711033329405, 0.16989848781311243], [0.4205348791460704, 0.16683601965970132], [0.43898701785563055, 0.1634497663666793], [0.4578226645213963, 0.15975029503767466], [0.47703490685513406, 0.1557424941713547], [0.4966183180755087, 0.15144068734051955], [0.5165677407590069, 0.14686348992217496], [0.5368755478565596, 0.14202152027164644], [0.5575369092066707, 0.136940250340967], [0.5785401925464546, 0.1316208208919659], [0.5998784174966255, 0.12608700779302928], [0.6215408648750914, 0.12035169335291225], [0.6435148971057749, 0.11442414883628599], [0.6657930881431217, 0.10833693625227972], [0.6883581303176236, 0.1020899700875436], [0.7111953681693454, 0.09569670289439107], [0.7342891178890629, 0.08917083190427197], [0.7576247551496664, 0.0825330039818461], [0.7811834968775511, 0.07579274582502861], [0.8049477547455766, 0.06896684605742531], [0.8288995655949544, 0.062073747951475085], [0.8530200781817828, 0.05513148637862533], [0.8772921240784591, 0.04816644396459677], [0.9016913524620883, 0.041182210770885665], [0.9262077253140539, 0.03423457734898552], [0.95080216805722, 0.027278776982551725], [0.9754129796679485, 0.020191714031001888], [1.0, 0.012980001274836426]], [[1.0, -0.009100000000035333], [0.975116888824809, -0.004408982970901418], [0.9500170144833869, -0.001267710881206632], [0.9248220399954561, 0.00029786497376200783], [0.8996561222947546, 0.00032082323603066076], [0.8746329896916062, -0.0010523056348648457], [0.8498447338893673, -0.003731819522916065], [0.825357901146252, -0.0075301538838263805], [0.8012278753469552, -0.012315337714296793], [0.7775024745661263, -0.018010882576677226], [0.7542241630130456, -0.024535187589463887], [0.7313817106894381, -0.03166285334098508], [0.708972343466617, -0.039261327645016664], [0.6869899979697126, -0.047212462049151936], [0.6654123144842132, -0.05537729437887572], [0.6442096002201585, -0.06361808860018936], [0.6233575421045241, -0.07182386766045327], [0.6028334287955721, -0.07989471733914331], [0.5826125361281351, -0.08772853133527177], [0.5626818337407472, -0.09525323343727045], [0.5430340541540662, -0.10241031695068104], [0.5236611438029783, -0.1091365161949558], [0.504569229408322, -0.11540533729014342], [0.4857643768639643, -0.12118907297839258], [0.46725396689822457, -0.12646235424343502], [0.4490497296702909, -0.13121347988617257], [0.4311675076037335, -0.1354476213449085], [0.4136228309443798, -0.13917321522532614], [0.39642884981982723, -0.142392233632705], [0.37959898930232217, -0.145113731076931], [0.36314865226820703, -0.1473640637133097], [0.34708773154156286, -0.1491463804489662], [0.3314284750920704, -0.15048838566684558], [0.316179676856666, -0.15140524010944711], [0.30135022249005966, -0.15192487710274674], [0.2869457400726895, -0.1520752395371469], [0.2729714944499751, -0.15187383089315404], [0.259431591631577, -0.15130595711861053], [0.24632727454432682, -0.1504392663899201], [0.23366052001721843, -0.14927350531799544], [0.22143151136887015, -0.1478285176077632], [0.20963832525348547, -0.1461300736097295], [0.19827926500066534, -0.14419383612036507], [0.18735136550904913, -0.14203779269646416], [0.17684976790384396, -0.13968382593463674], [0.16677091431280014, -0.13714461433415295], [0.1571094886418051, -0.13443648473383416], [0.14785636762671825, -0.13158522369056733], [0.1390032542426463, -0.1286106958355363], [0.13054379345511574, -0.12552311758271906], [0.12246857144346525, -0.12233980716157042], [0.11476534137252803, -0.11908301556501792], [0.10742633516540687, -0.11576154248617503], [0.100442270548086, -0.11238768447443219], [0.09379894281219692, -0.10898120306600752], [0.08748562169664223, -0.10555320174100463], [0.0814928866187119, -0.10211153716974286], [0.07580827341800682, -0.09866803252787848], [0.07041849320199417, -0.09523547205821126], [0.06531580582075608, -0.09181638935222552], [0.06049040143792183, -0.08841746653236092], [0.055927087372912035, -0.08505167739256499], [0.05161818099878261, -0.08172099469428376], [0.04755553752485826, -0.0784277681836078], [0.04372936623244988, -0.07517629896241318], [0.04012813934908722, -0.07197280421103688], [0.03674170668614735, -0.06882221370799613], [0.033562180811167255, -0.0657262623070011], [0.0305795498226875, -0.06268836885430455], [0.027786284527133727, -0.059709710695828214], [0.02517922494394876, -0.0567871142888966], [0.022745147889074703, -0.05392779707025105], [0.02048339454148378, -0.05112760270563451], [0.01838301430055354, -0.04838993298901676], [0.016432516621794433, -0.045718999036117536], [0.014632601980868545, -0.04311031881987241], [0.012976024455946495, -0.04056571084137732], [0.011450500909388617, -0.038088660185701215], [0.01004619140252735, -0.035681263306873184], [0.008775104619943568, -0.03333413232072003], [0.007621030189549337, -0.03105337242551935], [0.006572924935193394, -0.028841068019221473], [0.005620537393445899, -0.02669867307399059], [0.004779291294260458, -0.024618942569254447], [0.004033032875170755, -0.022603988467183724], [0.0033629543349801504, -0.020659583454279686], [0.0027416216114200553, -0.01879095595300758], [0.0021868490359414246, -0.01699123041691662], [0.0017443662257478135, -0.015243168719029757], [0.001380743099955818, -0.01355652313471212], [0.0010773371164253212, -0.011932514510301273], [0.0008570433656744766, -0.010369648299250538], [0.0006907110093847351, -0.008866719760548612], [0.000557101163152368, -0.007426996402408326], [0.0004492346341684504, -0.006048118604988126], [0.00035463773927077956, -0.004728143450793376], [0.0002620311610632321, -0.003465842426563095], [0.000173570477047793, -0.0022585496476769467], [8.742594046483296e-05, -0.0011039809212412212], [0.0, -1.5378487119428414e-07], [8.656669537949219e-05, 0.0011033602026853514], [0.00017058605573308402, 0.002256903078718741], [0.0002559870231588971, 0.0034623687512728165], [0.0003453156548066578, 0.004721895441110301], [0.00043532420966615115, 0.00603819119623419], [0.0005363555165842592, 0.007412526960960042], [0.0006621860963757774, 0.00884626480470484], [0.0008206595473597481, 0.010342352816005481], [0.0010216534087053107, 0.011899203050657914], [0.0012922060475798174, 0.013517940736848652], [0.0016212375724380904, 0.015198889875544241], [0.0020200766870226527, 0.016944062601348158], [0.0025006509585371764, 0.018748029544516], [0.0030669251688239746, 0.020615735281815387], [0.003663286633263974, 0.02256349613548325], [0.004330107769926092, 0.024581752988033268], [0.005090653494328206, 0.026667461152787567], [0.0059497927144148855, 0.028818444487579458], [0.006902842861675586, 0.0310407142865263], [0.007943923296635751, 0.03333960696796922], [0.009097236323635224, 0.035706260186990656], [0.010369298302886966, 0.0381408187161357], [0.011764901379215834, 0.04064435739646034], [0.013279431236021096, 0.043222078711762445], [0.014931112515994105, 0.045866232243684676], [0.01672874885276124, 0.04857583539091758], [0.018674367390884964, 0.051353108215208505], [0.02077903212236463, 0.054193368763093094], [0.023051192673460407, 0.05709418205541994], [0.025499678595786703, 0.06005314074094947], [0.028132733278590765, 0.06306786426477273], [0.0309598294302738, 0.06613415165288311], [0.033984422838387054, 0.06925294823542172], [0.037217425786655205, 0.07241890638113667], [0.0406677112579899, 0.07562863617514454], [0.044342949167327575, 0.07887948928963653], [0.04825418468983505, 0.08216490558661826], [0.052409379054388826, 0.08548073554350522], [0.05 | 3D array of the x and y airfoil coordinates of the n_af airfoils.
airfoils.name | output | n/a | ['circular', 'SNL-FFA-W3-500', 'FFA-W3-360', 'FFA-W3-301', 'FFA-W3-241', 'FFA-W3-211', 'NACA63-618'] | 1D array of names of airfoils.
blade.compute_coord_xy_dim.coord_xy_dim | output | m | [[[2.25, -2.352610294076296e-15], [2.247433577966623, -0.1001688332020118], [2.241283580248343, -0.20006115702960459], [2.2300826142000316, -0.2995281605132613], [2.2143883938730182, -0.3983391923966174], [2.1945876690377575, -0.4962387250406705], [2.1704873632678776, -0.5930296691388246], [2.142053587510613, -0.688529779357898], [2.109543602842712, -0.7824906126246324], [2.0730368711665794, -0.8747070682021101], [2.0325391144365454, -0.9650235865045383], [1.9882244373580997, -1.0532627042875238], [1.9402888290980884, -1.1391883913938807], [1.8887867884403016, -1.2226764218587944], [1.8338605163762394, -1.3036096729231852], [1.7757468363163866, -1.3817589314117142], [1.7145436342474587, -1.4570077322583743], [1.650365573387373, -1.529275895626311], [1.5835061617704245, -1.598402139353397], [1.5141125817963934, -1.6642941186104174], [1.4423106867466409, -1.726926722794338], [1.3683322449791155, -1.7861170415305507], [1.2923618844854405, -1.8418020302893978], [1.2145406359569906, -1.8940230076627915], [1.1351355355582167, -1.9426663821410803], [1.0543110713035089, -1.9876685238919267], [0.9722021623009389, -2.029123327547451], [0.88907238014899, -2.0669003657617786], [0.8050778389515932, -2.1010132516469042], [0.7203614067924291, -2.1316190708793843], [0.6351638271174553, -2.158488581805033], [0.5496194293598344, -2.1817954506218453], [0.46389599187486724, -2.2017101603943128], [0.37820268953538705, -2.217946969804049], [0.29263903959151444, -2.230969580556043], [0.20739871250819764, -2.2405804772401243], [0.12261903262604501, -2.2464235393441623], [0.038411777277396086, -2.249550662054181], [-0.045034400383252515, -2.249393050512752], [-0.1276554847192627, -2.2461884573550135], [-0.2092837331504359, -2.240395086815443], [-0.2898301369604712, -2.231321496284059], [-0.36919770472375907, -2.219490919158469], [-0.4472561320084059, -2.205153079716986], [-0.5239758077729579, -2.1880829447154477], [-0.5992055291982776, -2.1687890493406976], [-0.6729420765577359, -2.1469816646625954], [-0.7450448219611644, -2.123107277164351], [-0.8155165485180816, -2.0969887639741063], [-0.8842516959541734, -2.0689732513798793], [-0.9512491789545859, -2.038999557485692], [-1.016440260004502, -2.007321627042182], [-1.0798134501432644, -1.9739429846395438], [-1.1413130759283712, -1.9390377963426364], [-1.200944502275249, -1.9026580146944214], [-1.2586779998530964, -1.8649897226563574], [-1.3145252266560097, -1.8260582913911998], [-1.368436696237594, -1.7860369952695612], [-1.4204643612001717, -1.744933630197628], [-1.4705373107062765, -1.7029475183588014], [-1.518753707416627, -1.6600575849089234], [-1.5650342875023333, -1.6164936864216264], [-1.609507082704629, -1.5722180773897483], [-1.652075498073645, -1.5274290523058633], [-1.692871021666081, -1.4821175358213925], [-1.7318356947626556, -1.4364106402954082], [-1.7690075603876323, -1.3903732564605393], [-1.8044679981529645, -1.3440394828940765], [-1.838144680265952, -1.297559417578161], [-1.8702133073224991, -1.2509060423490108], [-1.9005908444102155, -1.2042189259669749], [-1.9293844130459064, -1.1575314560374839], [-1.9566546016618138, -1.1108749053724327], [-1.9823063754266084, -1.0643599485571342], [-2.0065488911185954, -1.0179625557324214], [-2.0293295459841554, -0.971770836881573], [-2.050648426091997, -0.9258536091321671], [-2.0707093811939377, -0.8801894449269343], [-2.0893951114037415, -0.8348647648648685], [-2.1067684424772035, -0.7899119493887555], [-2.123009967573945, -0.7453212152960796], [-2.137983638493286, -0.7011684967059871], [-2.151770992636484, -0.6574752981706657], [-2.164568873790901, -0.6142290209920933], [-2.1762351373408495, -0.5714923526149621], [-2.1867991441461045, -0.529293467655273], [-2.1965407875691425, -0.48760581167585837], [-2.20531074665687, -0.44647479657916944], [-2.213012664191936, -0.40593784558240126], [-2.2200372620037956, -0.36596445799428445], [-2.2262951613217212, -0.3265750053192151], [-2.231571791076617, -0.2878038077920721], [-2.236055451312886, -0.2496510585949502], [-2.2401152651902003, -0.2120940211498916], [-2.243418112066416, -0.17515982367187663], [-2.2456598192626593, -0.13887274577127623], [-2.2473028175940772, -0.10321306175686078], [-2.248694610094804, -0.06816944644828521], [-2.249648681495264, -0.0337599993442202], [-2.25, 0.0], [-2.2496488145724753, 0.03375331299310535], [-2.248695545741136, 0.06814241319099348], [-2.2473055110749307, 0.10315163052638716], [-2.2456650314176434, 0.1387625372899867], [-2.2434314930422734, 0.17498587037030658], [-2.2401406063597507, 0.21184117195807375], [-2.23609509711181, 0.24930399657675303], [-2.2316277999388356, 0.287346988966038], [-2.2263816094027353, 0.3259918550910986], [-2.2201592299649433, 0.3652390646860972], [-2.2131734206563425, 0.40505444553857317], [-2.205523736241792, 0.44541639128980287], [-2.196820619303744, 0.48635560686371915], [-2.1871521030524264, 0.5278360119897798], [-2.1766718606440314, 0.5698116832854812], [-2.1651156279984813, 0.6123070566890814], [-2.152436788110251, 0.6552978348327192], [-2.1387783766686166, 0.6987217754375808], [-2.1239710199523616, 0.742586069426186], [-2.107906848488266, 0.7868765268910483], [-2.090723221724051, 0.8315178682516], [-2.072272578533966, 0.8765120301780763], [-2.052459322748288, 0.9218377172221593], [-2.0314088659180056, 0.9674070108156655], [-2.008944037737847, 1.0132346199451663], [-1.9850318048300815, 1.0592665892924698], [-1.9597492669377088, 1.105406378347309], [-1.9328885791239847, 1.1516796436294263], [-1.9045168605338807, 1.1979904003485282], [-1.8746270427742346, 1.2442832720562231], [-1.8430694121642046, 1.2905537030080239], [-1.8099420600467488, 1.3366546271793636], [-1.775087157605635, 1.3826059664857517], [-1.7385355798119926, 1.4282900918907389], [-1.700273325064772, 1.4736263135352203], [-1.6601962562876933, 1.5186021979134812], [-1.6184040753515232, 1.5630588023874354], [-1.5747520014623766, 1.607027822515151], [-1.5293296680229698, 1.650315731158193], [-1.4820381544516208, 1.6929405728026456], [-1.432912691596842, 1.7347293912499773], [-1.38191592865664, 1.7756246144968684], [-1.3290406443998468, 1.8155351378664153], [-1.2743219111875903, 1.854331446037963], [-1.2177158221643485, 1.8919856718248471], [-1.1592998968766406, 1.9283207810621532], [-1.099018690792477, 1.9633365632309798], [-1.0369494646519535, 1.996788529065202], [-0.9730539124823916, 2.0287157353813225], [-0.9074340770048822, 2.0588819087107666], [-0.8400645954662945, 2.087317237496295], [-0.7710369214823533, 2.113771652768113], [-0.7003577625950416, 2.138247402696052], [-0.6281110182344337, 2.1605620304932787], [-0.5543494480486937, 2.1806107062693094], [-0.4791363704067185, 2.198421107097942], [-0.4025761085089311, 2.21362329092391], [-0.32470545379129595, 2.2265716039770713], [-0.24567001439310843, 2.2365083945967736], [-0.16549985653636612, 2.244125375666263], [-0.08436804454927932, 2.24809180857766], [-0.002335379977185026, 2.249998181814834], [0.08045812388563867, 2.2482445498376977], [0.16387934115154518, 2.2442366448206608], [0.24784067209302368, 2.2362619295691037], [0.33213792259173475, 2.2254606331275912], [0.4166852899727633, 2.211041230131598], [0.5013061989907984, 2.193424711551915], [0.5858389377235862, 2.17243705856216], [0.6701705174842154, 2.1478474621232735], [0.7540659289123774, 2.1199090787217734], [0.8373979331592833, 2.0883850400186086], [0.9200042506976258, 2.0532831908867255], [1.0016644217533468, 2.0147451935954885], [1.08225810204086, 1.9726070783565297], [1.1615645570527564, 1.926955549075883], [1.2393945646926903, 1.87786297923781], [1.3156306811441998, 1.8252628925004428], [1.3900254576826299, 1.7692809614596183], [1.4623858485670092, 1.7099567637724635], [1.5325962852303405, 1.647281875833461], [1.6004374146396825, 1.5814491593553806], [1.6657330449722036, 1.512530386631115], [1.7283826488207228, 1.440565266760127], [1.7881254641806685, 1.3657072768123901], [1.844796060344978, 1.2880843589742033], [1.898331621311461, 1.2077842856835772], [1.9485577649629202, 1.1250063248330309], [1.9952517553607265, 1.039899790496598], [2.0383791923275174, 0.9525816370874542], [2.0778440887217724, 0.8632455314673166], [2.113383108039589, 0.7720972146838306], [2.144988971543988, 0.6792825173781638], [2.1726678470040626, 0.5849802946441528], [2.196127980202963, 0.48944384621179515], [2.215371764716879, 0.39284970187696544], [2.2306208344916127, 0.29537897356983045], [2.2415422020300695, 0.19727756163642599], [2.2474936705891713, 0.09877343128597464], [2.25, -2.3682228053600873e-15]], [[2.2665345664431147, -0.0020948222278285586], [2.2596115020727705, -0.10015900356618825], [2.2493763371466446, -0.20031460893279185], [2.2344792616775195, -0.2996515645822391], [2.215462402887159, -0.3990416332131095], [2.192651740657363, -0.4975498912680239], [2.1657866105019012, -0.5946747104001151], [2.1348018854019664, -0.6905055105352131], [2.099899065360014, -0.7847922702685584], [2.061177307768475, -0.8773298990073997], [2.018553707224238, -0.9679604696321163], [1.9722214285261257, -1.0565064702611786], [1.9223394794504753, -1.1427303707566576], [1.8689344238796495, -1.226506775305778], [1.8121893894211698, -1.3076521711307905], [1.7522999410760145, -1.3855037702493462], [1.6893843539468676, -1.4603451533964373], [1.6235629722261442, -1.532102559779716], [1.5551435481693945, -1.6006371922429172], [1.4842787575366938, -1.6658738327890033], [1.4110782979134833, -1.7277411444359425], [1.3357794745782121, -1.7860719506505418], [1.258589668426658, -1.84087107295068], [1.1796226017920939, -1.8920697278032965], [1.0991803845129176, -1.9396913655651833], [1.0174020487287962, -1.9835550706675087], [0.9344465400040342, -2.023847616190232], [0.8505775317910876, -2.060471487743412], [0.7659464342208046, -2.0933964342654208], [0.6806965674572074, -2.122755005191326], [0.5950704099322514, -2.148454175930651], [0.5091995705561905, -2.170509538198177], [0.42325036437590985, -2.189204892691149], [0.33742598323833545, -2.2042641900634554], [0.2518304425611396, -2.216117242373193], [0.1666517451097517, -2.224549223080307], [0.08202750857197326, -2.2292547321487963], [-0.0019482218615058998, -2.231313795409753], [-0.08507562807017774, -2.2301066067348914], [-0.167296731240519, -2.2258873782163877], [-0.2484555632508973, -2.2191303831475886], [-0.3284508155939424, -2.20911619775426], [-0.4072105108575311, -2.1964280125879294], [-0.4845872472355737, -2.181246676908948], [-0.5605703729315317, -2.16340457854654], [-0.6350056365805311, -2.143380534307307], [-0.7078827416111201, -2.1208834870132915], [-0.7790967287592616, -2.0964011844076915], [-0.8486112996043867, -2.0697012196873774], [-0.9163605969583926, -2.0411762055602805], [-0.9823210551012578, -2.0107357113838225], [-1.0464388053665103, -1.9786458178404498], [-1.1087197254767351, -1.9449310966394522], [-1.1690857528565777, -1.9097330537922526], [-1.2275807978215083, -1.873143671195467], [-1.2841768934564242, -1.8353414487217192], [-1.3388810783306886, -1.7963449144085444], [-1.3916655461724745, -1.7563378969297316], [-1.44253161684313, -1.715285801729898], [-1.4914606865230255, -1.6734203755046946], [-1.538575287998866, -1.630736217410599], [-1.5837317413852652, -1.5874109939430823], [-1.6270918462816863, -1.5434299060490706], [-1.6685745966543222, -1.4989921837617057], [-1.7083187505543433, -1.4540918385217207], [-1.7462875241805462, -1.4088595880813226], [-1.7824803875105673, -1.3633377891495304], [-1.8170012760068164, -1.3175688131958194], [-1.8497888508105922, -1.2716993838192803], [-1.8810126944340257, -1.225699714054667], [-1.9105664344201987, -1.1796930282777078], [-1.9385683327943506, -1.1337156625879212], [-1.9650792493322544, -1.0877973994024897], [-1.9899998865689437, -1.0420419321982581], [-2.013538739519603, -0.9964266254961605], [-2.03565486536666, -0.9510382262022846], [-2.056345522320933, -0.9059435822327901], [-2.0758091943521757, -0.8611184533228513], [-2.0939496560413726, -0.8166493861673073], [-2.1108292992284468, -0.7725668153656523], [-2.1266042857935523, -0.7288568322689373], [-2.1411414857718, -0.6855914907199874], [-2.15453103637132, -0.642791235772977], [-2.1669730737832507, -0.6004447738452059], [-2.1783220936339625, -0.5586107232196533], [-2.1885934694760936, -0.5173139563210828], [-2.1980572055458656, -0.47652792861887666], [-2.2065765844382508, -0.43629684232256605], [-2.2140616762734906, -0.3966570007157778], [-2.220893047318174, -0.35757806747617166], [-2.22697429842971, -0.31907875206821995], [-2.232095017469076, -0.2811913434853131], [-2.2364485466173294, -0.24391602467412318], [-2.240399262236769, -0.20723097682574418], [-2.243636155952787, -0.1711624314292845], [-2.2458298108117165, -0.13573198938682735], [-2.247416784163659, -0.10091896107605466], [-2.2487575398988193, -0.06671236149016647], [-2.2496650107871203, -0.033128616368076964], [-2.2499999851033587, 0.0], [-2.249668135196627, 0.03275667222028881], [-2.248759898613108, 0.06631733931195463], [-2.2474125149671247, 0.10048852390056247], [-2.245804640561813, 0.13525206598301012], [-2.2436155389446077, 0.17061956925201635], [-2.2404153278512253, 0.2066115475579967], [-2.2364906389406256, 0.24320451302135862], [-2.2321581574065625, 0.2803717533261792], [-2.22706256732976, 0.31813420172051515], [-2.2210056604154778, 0.35649284599198583], [-2.21421084863786, 0.3954161100951497], [-2.206780590593562, 0.4348842424259589], [-2.198330509813148, 0.4749269212844227], [-2.188931579474749, 0.515508002365403], [-2.1787259175247202, 0.5565836090426814], [-2.1674734397879956, 0.5981797751209695], [-2.1551455774237094, 0.6402753255329076], [-2.141875891134679, 0.6828098317516144], [-2.127487460070176, 0.725789238842861], [-2.1118676228560482, 0.7692006911062453], [-2.095161342232382, 0.812973449751932], [-2.0772423408983225, 0.8571136622174222], [-2.058019402085789, 0.9016018974479726], [-2.037594184450626, 0.9463513583341561], [-2.0157845154943224, 0.9913768241352114], [-1.992570588450013, 1.0366291557890897], [-1.9680130467366121, 1.082011335670157], [-1.941902901045038, 1.1275465074208877], [-1.9143052741053224, 1.173143940626944], [-1.8852143637661534, 1.2187502187900008], [-1.8544827314488106, 1.2643609276006371], [-1.8222127915030424, 1.3098384852803766], [-1.788268361051116, 1.3552105359583022], [-1.7526582615088653, 1.4003569046569682], [-1.715362815114427, 1.4451979943381785], [-1.6762915669321277, 1.4897294153242862], [-1.6355600474539396, 1.5338080357383084], [-1.5929858410787574, 1.5774468696855433], [-1.5486501672184758, 1.6204556720124965], [-1.502463251910349, 1.6628573055341147], [-1.4544605661189267, 1.7044871918148654], [-1.4046091499134896, 1.745295142564829], [-1.3528974345442282, 1.7851912971599868], [-1.2993319823806504, 1.8240329434561018], [-1.243878347278178, 1.8618015849337082], [-1.1866267375900819, 1.8983403419633014], [-1.1275018637759138, 1.9336328455315277], [-1.0665712961055165, 1.9674357971069045], [-1.0037875454748741, 1.9997794564373637], [-0.9392475664268091, 2.030432733524818], [-0.8729136024352515, 2.0594081265078725], [-0.8048840730596892, 2.0864759006587947], [-0.7351621833968313, 2.111629729890796], [-0.663811374770886, 2.134672057009975], [-0.5909020814837858, 2.155525434468753], [-0.5164788189417816, 2.1741920789522964], [-0.4406400544647444, 2.1903015160318313], [-0.36342697794517764, 2.204207428443217], [-0.28497930637082836, 2.2151693123278813], [-0.20531867720894978, 2.223835100611899], [-0.12460989227520244, 2.2288943546941615], [-0.04290934797067383, 2.2318664172964575], [0.039635915414190946, 2.2312248757993123], [0.12289565026183626, 2.228328534395389], [0.20678524638702683, 2.221483036486224], [0.2911004648711407, 2.211824686958224], [0.3757611973872702, 2.1985170157045046], [0.46058484031389973, 2.182052128333041], [0.5454166168421817, 2.1621641052165943], [0.630140048481939, 2.1386703642334073], [0.7145254403821877, 2.1118341955665136], [0.7984382087062011, 2.0813548574323817], [0.881725116261856, 2.047305532251888], [0.9641634351999582, 2.009795186350684], [1.0456323637299063, 1.9686620863065534], [1.1259072450122576, 1.923949305236758], [1.2048083440237531, 1.8757831501923885], [1.2822085319466625, 1.8240538769681254], [1.3578658475680692, 1.7688957061269743], [1.431580599926067, 1.7103211183933866], [1.5032421880865654, 1.6483462156392783], [1.5726552391072521, 1.5832126954883101], [1.639612363421472, 1.5148931045417962], [1.7040402937683077, 1.4435306330812712], [1.765643967120095, 1.3691658444398787], [1.824291937264557, 1.2920149549694169], [1.8798887798266493, 1.2120877309305569], [1.9322698668020677, 1.1292755972706796], [1.9812355240293633, 1.0438816537001079], [2.0267194494182315, 0.9562672126590194], [2.0686306463515804, 0.8666267992844232], [2.1067174539793454, 0.7751670214787644], [2.1409704181749647, 0.6820342433841183], [2.17135496295173, 0.5874071792283111], [2.1976165414077693, 0.491540635028073], [2.219778380324552, 0.3946120837823805], [2.2380018449774215, 0.2968021710836226], [2.251977221594075, 0.1983570673642466], [2.2610002626326993, 0.10032092450872403], [2.2665345664431147, 0.0013724774257939218]], [[2.342554565524852, -0.017677961382867122], [2.2995289378061003, -0.09756233034724571], [2.255275606508805, -0.19493455167038856], [2.209374344053563, -0.28983182533118845], [2.1622269293024146, -0.3897081792743914], [2.113750003666355, -0.48923019798796624], [2.063256508183556, -0.5859461659976026], [2.0109699999241375, -0.6814958961669005], [1.9563383045954013, -0.7755648439108801], [1.8994380694935142, -0.8680098503663322], [1.8394258023814947, -0.9585127666027631], [1.7766624553786787, -1.0469450541480882], [1.7109891580697953, -1.1330088937422425], [1.6421911439951051, -1.2165137731418674], [1.5708008734929437, -1.2969529746976132], [1.496652164406865, -1.3710339220211833], [1.420034113796813, -1.4414184694360415], [1.341111030770222, -1.5080643226255332], [1.2608619553145786, -1.5709816467233062], [1.1792504776154078, -1.6302096307047758], [1.0960154179948518, -1.6853430869439239], [1.0114191716260388, -1.7363221216540632], [0.9258174370780872, -1.7836269463489751], [0.839128626253906, -1.8264001351150014], [0.7518831376185754, -1.8656360859405723], [0.664036098332269, -1.900312537532262], [0.5759055098831793, -1.9312676665261397], [0.4877438167692224, -1.95864639025973], [0.39966550925392375, -1.9821036362962035], [0.3118126300989221, -2.001586459616745], [0.224428847144172, -2.018007850311297], [0.13762211492866222, -2.030220249880919], [0.051541433435470296, -2.039335647486354], [-0.0336614010390096, -2.0451659570125167], [-0.11785511305795218, -2.0478753675523036], [-0.20090087627100886, -2.0471323818482943], [-0.28266582248406696, -2.043019886264131], [-0.3631839258029267, -2.036803840141596], [-0.44218896252669865, -2.0275026168929835], [-0.5196680612753761, -2.015490410436829], [-0.5955568020512869, -2.0013542862923925], [-0.669674713960869, -1.9841852491202994], [-0.7421289257823329, -1.965016328675703], [-0.8126628676789607, -1.9434914268053078], [-0.881399887017277, -1.9198992180824426], [-0.9481736466210033, -1.8944735609054157], [-1.012926810278797, -1.8669238630361478], [-1.0758109201684845, -1.8380545031471818], [-1.1365205611995581, -1.8072029349702583], [-1.1952730738797244, -1.7751168239457331], [-1.2518914483213062, -1.7414767765021892], [-1.3064296141591893, -1.7066411427895951], [-1.3590157745896347, -1.6708072769259423], [-1.409421699150123, -1.633851249181881], [-1.4579591788451818, -1.596191855526361], [-1.5046164381485867, -1.5579464500041222], [-1.5493696468780864, -1.5190808373125684], [-1.592346544768721, -1.479865822438183], [-1.6331987398071162, -1.4399201896056348], [-1.6722765973385116, -1.3997416290676585], [-1.7098681699615355, -1.3594586473644061], [-1.7453938440503898, -1.3188133661112038], [-1.77924312202344, -1.2779838855726806], [-1.8114506659078895, -1.2371757399298309], [-1.8421998064640608, -1.19641089985311], [-1.871606285277304, -1.1558503432028713], [-1.8994037866317508, -1.1153473206064164], [-1.9258501692076295, -1.0750144083377438], [-1.9509675855375093, -1.0349687156899796], [-1.9748782592672576, -0.995158279503736], [-1.9973264342150092, -0.9555664794210692], [-2.0185029510423935, -0.9162544539754535], [-2.0384693457669436, -0.8772392227999651], [-2.0571063694124407, -0.8385639462820882], [-2.074607937723077, -0.8002183146347327], [-2.091013944241234, -0.7622765847182222], [-2.1063014588509965, -0.724788206013133], [-2.1206254342373927, -0.6877053228985364], [-2.134042627763288, -0.6511146010965179], [-2.1466102800073816, -0.615029592503935], [-2.158303888867768, -0.5794013660524757], [-2.169023693224656, -0.5442679795642328], [-2.178920020395456, -0.5096405194981618], [-2.188206200039892, -0.4755189594540325], [-2.1967272858673916, -0.4419264154087015], [-2.2044041642044925, -0.40885923881392966], [-2.2114199380559896, -0.3762912919663505], [-2.2177317807640926, -0.34425585271236364], [-2.2233013419998584, -0.3127791085685571], [-2.228414157048332, -0.28183235029641635], [-2.2329316244888386, -0.251419675418924], [-2.236685846497986, -0.22155536078696472], [-2.2398922605601546, -0.19223896869282947], [-2.2428620208121592, -0.16345581869602765], [-2.245459875546887, -0.1352224946939423], [-2.247202496381303, -0.10753473657610897], [-2.248319220405533, -0.08035780689409949], [-2.249239407945199, -0.053666238073439704], [-2.249790262828019, -0.027391304810320156], [-2.2499999869686316, 0.0], [-2.249815638021623, 0.024255222780196078], [-2.249252342928812, 0.05026660922180957], [-2.2482616362089543, 0.07679685564855498], [-2.246958473960906, 0.10383129760495635], [-2.2451911320264935, 0.13138749934937527], [-2.2427949492843435, 0.15949199077562742], [-2.2399251009827883, 0.1881298629535164], [-2.236765408104481, 0.21728120100522885], [-2.232994171859513, 0.24696074868053589], [-2.228417227918981, 0.27717350184680706], [-2.2233178216467575, 0.30790867549463324], [-2.217814078690724, 0.3391613692947585], [-2.211579402112595, 0.37095292647930106], [-2.204566095354197, 0.40325042347626994], [-2.1968319335403472, 0.4360788433165818], [-2.1883173567546463, 0.46946827168008165], [-2.17911603083781, 0.5033844698045619], [-2.1692846520731157, 0.5377830753837831], [-2.158603514525469, 0.5726590200375755], [-2.146925676287789, 0.6080112989003632], [-2.1344336394260695, 0.643809054602835], [-2.121160143005621, 0.6800948379718798], [-2.107045252290885, 0.7168652902522112], [-2.092015578622395, 0.7540440103704711], [-2.0758607951522894, 0.7916460280532945], [-2.0586526482274023, 0.8296640979947664], [-2.0403441139377696, 0.8679971673366267], [-2.0207277726382418, 0.9066463693623608], [-1.9998443033498494, 0.9455671312528472], [-1.9776990414621105, 0.9847230988317075], [-1.9541659261834206, 1.0241109461845093], [-1.9293665173460153, 1.0636757863551558], [-1.9033177129319487, 1.1035106514647324], [-1.8758709886070877, 1.143474231594189], [-1.8469662797657984, 1.1834965365968748], [-1.8166104386421056, 1.223640979612954], [-1.7850186261526066, 1.2638993950130157], [-1.751753641717145, 1.3041243236401896], [-1.7168297926498441, 1.3441548847786713], [-1.6802242013163047, 1.3840529979907568], [-1.6419665353471422, 1.4237253231185942], [-1.6020525380531114, 1.4631819919213138], [-1.560438551019726, 1.5023419863878793], [-1.516928100830589, 1.5409518503556034], [-1.4715499785684434, 1.579068459490499], [-1.4244750581494716, 1.6167008747394882], [-1.375492524471228, 1.6536945002759336], [-1.3245968860773172, 1.689816664529012], [-1.271675111133417, 1.7250199585486763], [-1.2167807132532844, 1.7591162800125588], [-1.1597912846816416, 1.7919703540222436], [-1.100847185887799, 1.823518949973996], [-1.039925437067932, 1.8536817049229821], [-0.9769420035167455, 1.8821411236953218], [-0.91208460663847, 1.9090352125790122], [-0.8452633582099093, 1.934158270514304], [-0.7765298012669816, 1.9571422002979686], [-0.7059536245572111, 1.9783218777165645], [-0.6336249819199969, 1.9971075305820796], [-0.5595058624425201, 2.013782954368026], [-0.4836941742941772, 2.0272339526337753], [-0.40621322657455716, 2.0383860897258246], [-0.32725065764446515, 2.04632642338944], [-0.24690950241309373, 2.052009896596245], [-0.16524907195212965, 2.053941075280377], [-0.08246222805552182, 2.05318480432629], [0.0014147260499064525, 2.0485979585462215], [0.08616745988080783, 2.0411906443791397], [0.1716979308045457, 2.030020648378615], [0.2578716010474202, 2.0152746689340146], [0.34450909119094125, 1.997283763234853], [0.4314315643365178, 1.9752890543466823], [0.5185568811418005, 1.9498433757497242], [0.6056591337275438, 1.920814537662272], [0.6926205555565861, 1.8880660374302978], [0.7792017504390556, 1.8513272851004952], [0.8652984964343476, 1.8111130609424815], [0.9507226379516744, 1.7670094870648323], [1.0352840692514302, 1.7192123889665372], [1.1187471884819435, 1.66754445779923], [1.2010416574373153, 1.6122023115903574], [1.2826527852672316, 1.553766219304289], [1.362841473437549, 1.4915114145030999], [1.4415129569623044, 1.4263095799124401], [1.518079138030466, 1.357407514764273], [1.5927059206914074, 1.285638937387064], [1.6650198882244847, 1.2104691175164093], [1.73494480849323, 1.1299962013942788], [1.8024823087039594, 1.0454747915498332], [1.8672960248347095, 0.9586342040324434], [1.9293409658276885, 0.8696845678289199], [1.9884696064757996, 0.7788453492894936], [2.0446552279145918, 0.6862650788670517], [2.097521893513425, 0.5920549284756199], [2.147134356829611, 0.496524430237988], [2.193690072219515, 0.3998807262698947], [2.2368435329949565, 0.3022085043940577], [2.2764851928698766, 0.2037075960567818], [2.3114102479333543, 0.11080138274567529], [2.342554565524852, 0.012999154880012397]], [[2.470268670043649, -0.032957028131515506], [2.379803625726333, -0.08976997316427222], [2.2902010700624884, -0.17149726111245814], [2.2020626439777873, -0.25342042285936794], [2.115599138166395, -0.3439701125165244], [2.030481355149031, -0.4358081389000632], [1.94584195008443, -0.525576400808753], [1.863455165771176, -0.6148866590706451], [1.7812529001014639, -0.7031530990118382], [1.69888195051146, -0.7904717656661194], [1.6145555832134926, -0.8758860516226057], [1.5288516263427674, -0.9594605571819231], [1.4412061909328864, -1.0406555380515679], [1.3510941956188682, -1.1190187659440938], [1.2594691049692512, -1.1942633938393663], [1.1656901769607324, -1.2624263883573719], [1.0702439358216376, -1.3265630256819296], [0.973334221124889, -1.386602429464923], [0.8779304752478008, -1.442633312903185], [0.7832608782313499, -1.4947604115534465], [0.6881104703165046, -1.5422852402290839], [0.5927248290450009, -1.5852174698022086], [0.49754588930415894, -1.6243996852752758], [0.4023322692978017, -1.6583182919902286], [0.3077450555853338, -1.6887395833378918], [0.21358416571481076, -1.7139386962148382], [0.12026618530969482, -1.7352475542703927], [0.028005852413827335, -1.753029638762779], [-0.06311765856694856, -1.7666834330775927], [-0.15297203383072197, -1.7759811884387466], [-0.24133930446649474, -1.7827497370055123], [-0.32813962382955886, -1.7848049444317609], [-0.4132540877727578, -1.783987861230432], [-0.49659400820302285, -1.7802373714980813], [-0.5780168701347129, -1.773438452842063], [-0.6574458937874385, -1.7631966068048242], [-0.734768993053548, -1.7499729706963716], [-0.8101280246413569, -1.7351500781627534], [-0.8832368131370152, -1.7174665414078716], [-0.9541244468860774, -1.697403730540833], [-1.0228214133349505, -1.6756381523892836], [-1.0891053885074853, -1.6511421846277903], [-1.153232197597313, -1.625372041585663], [-1.2148904630377804, -1.5974212565856907], [-1.2743108546770876, -1.5680758214778217], [-1.3313424945994288, -1.5372816710092043], [-1.385899868970527, -1.5047811349468545], [-1.4383511007668122, -1.4716942582666153], [-1.4881967827144174, -1.4369203971929212], [-1.5358879045704261, -1.401577055540954], [-1.5811414557783032, -1.3651101631112454], [-1.624104863355934, -1.3279671080571736], [-1.6650035910215244, -1.2905462416653828], [-1.7035125196050758, -1.2524251190677067], [-1.7401454756839418, -1.2143962335271838], [-1.7749151516032693, -1.1765108717187138], [-1.8077792622506754, -1.1386838880216985], [-1.8389973079573916, -1.101288689019177], [-1.8679673350221535, -1.0635524308286426], [-1.8953332481283156, -1.0262793614700014], [-1.9214989619647134, -0.9897661103736891], [-1.9455934409476168, -0.9532407108305696], [-1.9681594399234457, -0.9171144072391998], [-1.989339679477105, -0.8815967418133275], [-2.0093364860558567, -0.8467489895089779], [-2.0283963965957637, -0.8127689371632641], [-2.046062516403104, -0.7792846370902261], [-2.062702564025865, -0.7464955240587066], [-2.0784228982331863, -0.7144806160559233], [-2.0933013425890534, -0.6831664839608629], [-2.107010081388942, -0.6523648525508439], [-2.1197827628581654, -0.622166542744395], [-2.131680011001487, -0.5925725765075027], [-2.1425966436456783, -0.563549380056859], [-2.152690630182474, -0.5351030732630184], [-2.1620596814601623, -0.5072884496596499], [-2.170663813575909, -0.4801304837208456], [-2.1786129038055106, -0.4535548350032857], [-2.186096140937755, -0.42764510039012715], [-2.1931623655597883, -0.4023926071121232], [-2.1996216351055318, -0.3777058319565919], [-2.205438354282835, -0.35357813499507623], [-2.2108133660821503, -0.3300092130831474], [-2.215945424172936, -0.3070126568827354], [-2.2207140540082606, -0.28456566167510955], [-2.2249797039568215, -0.26262836549647156], [-2.228809958180245, -0.24117494228906627], [-2.2322476859181966, -0.22022269398653802], [-2.2353128852156368, -0.19978319024351143], [-2.238152800626131, -0.17982980809649357], [-2.2406157335862886, -0.16034695230205012], [-2.242603074104929, -0.14132448686900703], [-2.244310741928976, -0.12275957027316384], [-2.245956689912857, -0.10464440407776097], [-2.2475991984190062, -0.08697887013224657], [-2.2486995455980026, -0.0697199036392392], [-2.249257324526736, -0.05280268881175315], [-2.2496964354540303, -0.036146509924725526], [-2.249908907414076, -0.019426590342027202], [-2.2499999769806998, 0.0], [-2.2499561007868105, 0.013945319905151129], [-2.2497197513899, 0.02964378966812901], [-2.249142680139925, 0.045734118072766734], [-2.2482642884549895, 0.06220908459997054], [-2.2471032110281755, 0.07909101282844538], [-2.2457636205861973, 0.09640930832915408], [-2.2442477008765436, 0.11416105947242862], [-2.2425830565145186, 0.13233827446875235], [-2.240530241665556, 0.1509491916475128], [-2.2379250491133855, 0.17000325634828492], [-2.2350564090602205, 0.18951328601912157], [-2.2320431839056027, 0.20949136063891458], [-2.2286598021949136, 0.22994979500029114], [-2.224772812619278, 0.25086911556346864], [-2.22036950149639, 0.27246996609707325], [-2.2155573891806477, 0.2947673520731259], [-2.2105090564394505, 0.3176268115614559], [-2.205191746967927, 0.34102613905430323], [-2.1993792129125875, 0.36494639985891575], [-2.192890399918163, 0.3894014029686832], [-2.1858894690587243, 0.4144129115035866], [-2.178560578732679, 0.4400694012162436], [-2.170865931542235, 0.46638820689076943], [-2.1625715345065504, 0.4933069112619099], [-2.1534606261171, 0.5208400378636678], [-2.143671141908438, 0.5490334368916739], [-2.1331016128152296, 0.5777860803361801], [-2.1215692447408725, 0.6070703050600741], [-2.109062839454236, 0.6369006928866908], [-2.095603877015994, 0.6672644219178058], [-2.081094819138153, 0.6981588628999441], [-2.0656384560046823, 0.7296346502112888], [-2.0493689621618794, 0.7618623357902446], [-2.0320065972921943, 0.7946755485857058], [-2.0134569921313776, 0.8280168501834982], [-1.9938032291796493, 0.8620301889246663], [-1.9733042114476136, 0.8968733920114943], [-1.951347604699605, 0.9321970397025445], [-1.9278722399050436, 0.9678789056223618], [-1.902912633924115, 1.004023305204153], [-1.8764698683950254, 1.040621581789897], [-1.8485533467299664, 1.0777497564949081], [-1.8190884286358158, 1.1153324835454568], [-1.787710366574719, 1.152980979806946], [-1.754484908312855, 1.190830180462621], [-1.7196212425768562, 1.2290790515607204], [-1.6828122063865307, 1.267399232835139], [-1.6439810401029578, 1.3055716033909142], [-1.6029576446946636, 1.3434400940054076], [-1.5597395384984925, 1.3808643428129364], [-1.5141445143787946, 1.4175312285772668], [-1.4663263314000206, 1.4535672371071449], [-1.4162362194694855, 1.488794354048295], [-1.363664566806872, 1.5227637622940855], [-1.3088706801359677, 1.555834820077095], [-1.251653427957736, 1.5875608176677642], [-1.1920122369451664, 1.61759015944951], [-1.1300327883788535, 1.6462017770945243], [-1.0657447400778897, 1.6730018633961725], [-0.9990628177298297, 1.6978375130766032], [-0.930009690878097, 1.7198924729548], [-0.858577968119981, 1.7393792018927798], [-0.7849637792366486, 1.7561194010780583], [-0.7092308090237742, 1.7705510434375593], [-0.6314076716849679, 1.7815352831299751], [-0.551647566 | 3D array of the dimensional x and y airfoil coordinates of the airfoils interpolated along span for n_span stations. The origin is placed at the pitch axis.
blade.compute_coord_xy_dim.coord_xy_dim_twisted | output | m | [[[2.114282115869634, 0.7696175248224425], [2.1461334710991187, 0.6746129310537694], [2.174522827910032, 0.5786423978080166], [2.198020404277228, 0.48134383498563466], [2.2170713786875824, 0.3831247485128799], [2.2319517687295125, 0.28435754146455966], [2.2424127293276466, 0.18516137268280697], [2.2483600781617983, 0.0856959028075055], [2.2499505780544475, -0.013717414214801327], [2.2471887426756645, -0.11285866900959696], [2.240026739333152, -0.21157972799175984], [2.2285674692012236, -0.3096542794295819], [2.2129143649221072, -0.4067934917507857], [2.193076146195511, -0.5028619907532288], [2.169146374481543, -0.5977010782458051], [2.1412691853467587, -0.6910143609999193], [2.1094967232512802, -0.782658916892464], [2.073909309343291, -0.8725201816491825], [2.0347275806047276, -0.9603462064176912], [1.9920582547763617, -1.0459998724534927], [1.946011004650127, -1.1294145354055618], [1.8967410536324534, -1.2103390409966475], [1.844400328605966, -1.2886509950669778], [1.789135486539998, -1.364340984046914], [1.7311586019991232, -1.4372109278434375], [1.6706024765091332, -1.5071447712231942], [1.6076260078529838, -1.5741845958001686], [1.5424322562732637, -1.638117686229452], [1.4751725756133214, -1.6989034353150343], [1.4060349477948595, -1.7566405851260993], [1.3351671822257982, -1.8110313748161342], [1.2627549086250784, -1.86219304751878], [1.1890140992283267, -1.9102284139592753], [1.1140435732206657, -1.9547974197344582], [1.0380954552690285, -1.9963017564008803], [0.9612841732308917, -2.034489577077121], [0.8836169563552941, -2.0689792700080654], [0.8055586427685318, -2.10072104736515], [0.7270919486929819, -2.1291158942290545], [0.6483583522220908, -2.154365325528069], [0.5696722076430525, -2.176842530323967], [0.49088064526119135, -2.1958673275445886], [0.4122537792226986, -2.211898213507303], [0.3339994728657677, -2.225125278434861], [0.2560685779979552, -2.235326934353911], [0.1787771226228856, -2.2429293228250855], [0.10202902982871298, -2.247659089780169], [0.026109166662214633, -2.249887687973685], [-0.049045667385458125, -2.2494496303876668], [-0.12321754401443252, -2.2466349978513005], [-0.19642637077918024, -2.241385927668669], [-0.2685206939780588, -2.2339175350614076], [-0.3394885120597668, -2.224229202195092], [-0.4092179358600573, -2.2124655463759932], [-0.47769623620435997, -2.198677221499839], [-0.544831826914613, -2.1830289171948487], [-0.610626984522791, -2.1655484619020156], [-0.6749759386729757, -2.146381751295356], [-0.7379248416282511, -2.1255538815429746], [-0.7993388812282138, -2.103227896691292], [-0.8593175077517092, -2.0794175698682524], [-0.9177076155351271, -2.054311780545433], [-0.9746424245004902, -2.027918853532184], [-1.0299633391404417, -2.000392081865438], [-1.0837970205189995, -1.9717679133965482], [-1.1360455268660308, -1.9421459682772553], [-1.1867224104663374, -1.9116002357936277], [-1.235892478695695, -1.8801905938068497], [-1.2834364251558448, -1.8480333466469108], [-1.3295285939712322, -1.8151632046414736], [-1.374043219011128, -1.7816829156172904], [-1.417069540018178, -1.7476604944248821], [-1.4586537938522202, -1.7131460519380965], [-1.4986688216045096, -1.6782110800790444], [-1.5373193833801664, -1.6429045409901857], [-1.5745259111576493, -1.6072912370541146], [-1.610264946761909, -1.5714358638539818], [-1.6447353732632486, -1.5353880135854805], [-1.677797405835377, -1.499188771350294], [-1.7094990048408123, -1.4628900541234253], [-1.7400132165958833, -1.4265444411094934], [-1.7691862257644024, -1.3901767505621119], [-1.7970872958081603, -1.3538350799492973], [-1.8239057064951678, -1.317574921371714], [-1.8494864448588313, -1.2814065601430995], [-1.873847463549151, -1.2453665143607695], [-1.897260856028722, -1.2095255694759426], [-1.9195707750012725, -1.1738753226223415], [-1.9406738747311725, -1.1384179804825074], [-1.9609477419041175, -1.1032585294125323], [-1.9803014208742067, -1.0683855399186912], [-1.998521543984466, -1.0337578675581933], [-2.015784987119328, -0.9994401023112813], [-2.032446385373859, -0.9655371384501101], [-2.0481834323632686, -0.9319605231816551], [-2.0627019979236834, -0.8986290286489182], [-2.0764433666950812, -0.8656822944888615], [-2.0897379544585943, -0.8332285428342567], [-2.1024043053963695, -0.8012209834745407], [-2.114282115869633, -0.7696175248224447], [-2.125497509705874, -0.7377800561681522], [-2.136364609676298, -0.7051392064225035], [-2.147033401568049, -0.6717662476927088], [-2.157672664287708, -0.6377422276066899], [-2.1679641228227937, -0.6029398651244866], [-2.177478177545616, -0.5671819855311211], [-2.1864909324360067, -0.5305951077909965], [-2.195305788933956, -0.4933187839528896], [-2.2035946064394416, -0.4552104686224307], [-2.2111721507688693, -0.41620223501980314], [-2.218226658846867, -0.3763989688234052], [-2.224844289885244, -0.3358550260463721], [-2.2306694868913475, -0.294408304872255], [-2.2357726316578344, -0.2521228211997653], [-2.2402824197250832, -0.20909429260242673], [-2.2439588855410695, -0.1652093649760381], [-2.2467499130252637, -0.1204749246432325], [-2.248768619978203, -0.07499838516404955], [-2.2498583088133652, -0.028715054706057286], [-2.24991276295317, 0.018398629739348693], [-2.249035306903971, 0.06622494527925715], [-2.2470879427307384, 0.11481618537838012], [-2.243973556379154, 0.16418503799316064], [-2.239779921950794, 0.21420599041967903], [-2.2343455871282973, 0.26495346591085345], [-2.2276210555391316, 0.31638806282317133], [-2.219645754445165, 0.3683926917398832], [-2.210233151790659, 0.42106255542837134], [-2.1994134863449992, 0.4742845005571986], [-2.187161174436011, 0.5280089086929317], [-2.1733339746687164, 0.5822827087881874], [-2.1579737573463698, 0.6369341533397802], [-2.140939028074206, 0.6920359482910742], [-2.1222185641995166, 0.7474669990256555], [-2.1017716085381526, 0.8031562720997493], [-2.0794960525559496, 0.8591277043045188], [-2.055431217516271, 0.9151978370247847], [-2.02945189720299, 0.9714459765662392], [-2.0015761220263646, 1.027659609859874], [-1.9717171103579392, 1.0838895289712207], [-1.9398488079006118, 1.1399611594665844], [-1.9059164241853321, 1.195833177956981], [-1.8698820110006114, 1.251422445152193], [-1.8317342241710646, 1.3065952613944627], [-1.7914222732279725, 1.361340458857606], [-1.748958446880235, 1.4154651661770479], [-1.704290572949433, 1.4689881504581779], [-1.6574076237809896, 1.5216532425887968], [-1.6082869634537844, 1.5735102461584658], [-1.556943661700347, 1.6243022355514096], [-1.5033642116492296, 1.674066253658261], [-1.4475490138704719, 1.722536033520823], [-1.3895051403049439, 1.7697113933717223], [-1.329249019896587, 1.8153921840585023], [-1.2667943725830508, 1.8594618523756123], [-1.2022101644336667, 1.9019247477522976], [-1.1354678864653334, 1.9423975587064934], [-1.0667233158084644, 1.9812006730438578], [-0.9958541212137657, 2.0175723343501977], [-0.9231251572734831, 2.05215224781974], [-0.8482438671255935, 2.083630746706062], [-0.7718114149612693, 2.113481585418993], [-0.6934121036594716, 2.140153433768863], [-0.6136518629091086, 2.1649216954800794], [-0.5320272313325545, 2.186147168308728], [-0.4491201041420667, 2.2048314587014657], [-0.36474036545728356, 2.2202014363628413], [-0.27919794057250696, 2.2325923005271866], [-0.1925852635707198, 2.2417852150959305], [-0.10492955902022627, 2.247524645181509], [-0.01653825347929705, 2.2499680916327103], [0.07255011047534399, 2.2488494514535606], [0.16218035850856005, 2.2441205882469215], [0.25209687287694305, 2.2358392105892264], [0.3422426545813406, 2.2238100751639034], [0.43238062634756413, 2.208039153247694], [0.5223082242662574, 2.188529728983711], [0.6119378270027197, 2.165179163900813], [0.7009939251146042, 2.138020909753152], [0.7892815795724907, 2.1070261251839764], [0.8766950741097433, 2.0721473642052963], [0.9629623180825287, 2.0334908250979433], [1.0478931975200105, 1.9910636841111153], [1.1313796661475226, 1.9448688695046086], [1.2131241937048538, 1.8949614065298517], [1.2929275651990721, 1.8414049340779814], [1.3707007308717283, 1.7842604438822542], [1.4462116671432952, 1.7236555363906747], [1.5192000000850252, 1.6596543318675092], [1.5895933999876886, 1.5923549634882221], [1.6572354253813188, 1.5219065836954324], [1.7218082497874714, 1.4484124485910106], [1.7832551518192488, 1.372007102740747], [1.8415207494274368, 1.2928607225666033], [1.8962442449968562, 1.2111115338156289], [1.947367505314516, 1.126926236900498], [1.9950368458348477, 1.0405508296361923], [2.038855253790924, 0.9521024807740885], [2.078141293134378, 0.8615757400462059], [2.114282115869634, 0.7696175248224425]], [[2.1476473228473147, 0.7244268809399652], [2.1725184490313794, 0.6293167365589637], [2.1949224756799626, 0.5311639807273244], [2.2126481328594423, 0.4322925758986853], [2.226488345734321, 0.3320504930777479], [2.2364522613167575, 0.23142781371249987], [2.2421321960683036, 0.13081616403449525], [2.2434951169578334, 0.03010996814417022], [2.2406517645460977, -0.07038936148024644], [2.2336303353729385, -0.17045577330735184], [2.222301682528656, -0.2699662414996489], [2.2067918899306704, -0.36869070964371586], [2.1871754507370404, -0.466353216132146], [2.1634373389661645, -0.5628264661512796], [2.1356922075487494, -0.6578779357975846], [2.103912885814931, -0.7508171213897866], [2.0683022958951502, -0.8418747384283418], [2.0289507939760507, -0.9309423473509533], [1.986105414843093, -1.0177898396698253], [1.939886673750077, -1.102297033404634], [1.8903756186973033, -1.1843611971244332], [1.8377434581117673, -1.263747917811333], [1.782188178914037, -1.3403952982743488], [1.7237954599143166, -1.414201735929913], [1.6628589905040443, -1.4850926196860457], [1.599452486551479, -1.552852018188671], [1.5337863690083542, -1.6176059111936272], [1.4660791498804913, -1.6791774223342406], [1.3964645571961838, -1.7374893702079475], [1.3251208323751675, -1.7926213790475098], [1.2522478493847544, -1.8444076183322515], [1.1779752718819756, -1.8928206774278589], [1.1025515983538599, -1.9380760836702347], [1.0260808301571696, -1.979847227374989], [0.948799248221128, -2.0185079118792992], [0.8708160875926162, -2.0537943888435404], [0.7921638277488946, -2.085373262266625], [0.7132776950655831, -2.1142374461909967], [0.6341483230776156, -2.139735788416877], [0.5549121057469524, -2.1620905095953478], [0.47586878579472314, -2.181700878449046], [0.3968837565994268, -2.19785295167627], [0.3182121079931937, -2.2110760884601732], [0.24005142754742864, -2.221494356923312], [0.1623580864514258, -2.2289455725182163], [0.08543165739734537, -2.2338338580232113], [0.009188611677458658, -2.2358802093967323], [-0.06611530766854412, -2.2355130070838882], [-0.14052020197899828, -2.2325004701964666], [-0.21383785790205634, -2.2271933944611244], [-0.2860749352954688, -2.219498566731943], [-0.3570951297215751, -2.2096507674660995], [-0.42689613376536073, -2.1976751560029375], [-0.49535865075809604, -2.1836807553756645], [-0.562494795101796, -2.1677687684813414], [-0.6282208669474236, -2.150099316174757], [-0.6925375954544233, -2.1306922049689847], [-0.7553597250932649, -2.1097126549134866], [-0.8166995934578887, -2.0871283193071655], [-0.8764653045974816, -2.0631527579010847], [-0.9347746586915122, -2.0378201257921633], [-0.9914346138174418, -2.0112526690814434], [-1.0466031777335045, -1.9834882251934647], [-1.1001397653638922, -1.9546895529070343], [-1.1521777346370365, -1.9248954507083489], [-1.2026403477972258, -1.8942179520550066], [-1.251513527700586, -1.8626970094906432], [-1.2988821474526648, -1.8304060701236193], [-1.3446410797266437, -1.7974644592038738], [-1.3889605081875298, -1.76389831122746], [-1.4317001787762025, -1.7297902587864025], [-1.4729604697427723, -1.6952126235624216], [-1.5127894854465158, -1.6602131221700127], [-1.5510599331577808, -1.6248581540419054], [-1.587976564418668, -1.5891930991547065], [-1.6234727942447666, -1.553287006620487], [-1.6575246011049818, -1.5172023194320203], [-1.690327767898417, -1.4809796889497586], [-1.7217634073367367, -1.4446702568819685], [-1.751880866007057, -1.4083228486408381], [-1.7808325259659552, -1.371974338230249], [-1.8084691869516276, -1.3356503113042888], [-1.8348696789558239, -1.2993990229034256], [-1.8602272006084957, -1.263273917666287], [-1.8843851360024053, -1.22728388848018], [-1.9073500762744973, -1.1914574228958603], [-1.9293862904340946, -1.1558559113881197], [-1.9503501063021915, -1.1204774073843926], [-1.97014470276532, -1.085327477181686], [-1.9891402940158631, -1.0504993539687133], [-2.00723956964521, -1.0159798649276592], [-2.024232868219359, -0.9817321599508575], [-2.0403032745777887, -0.9478183773839499], [-2.055802937204626, -0.9143346298637307], [-2.0704288462289777, -0.8812060887978062], [-2.083862038321023, -0.8483476394250462], [-2.0965226735421005, -0.8158795975933428], [-2.108755722114456, -0.7839070843390326], [-2.120378720161364, -0.7523857049872313], [-2.1313135544286443, -0.7211119647279839], [-2.141497533188723, -0.6899768354377063], [-2.15139320509556, -0.6578953930318309], [-2.1610685620609837, -0.6250948935467652], [-2.170687016177162, -0.5916497973645692], [-2.1799484686033974, -0.5574463187062486], [-2.1884522877309496, -0.5223272510411432], [-2.1964624578055076, -0.48640670706106914], [-2.204270397884698, -0.44981148579053915], [-2.211546243780015, -0.4124078815060148], [-2.2181025591703465, -0.3741314339146302], [-2.224140851214605, -0.3350836556842859], [-2.2297518435924197, -0.29531609391815256], [-2.234580947233852, -0.25467744540004994], [-2.2386838074751183, -0.2132246943327467], [-2.2421809834037987, -0.17104495085002014], [-2.2448533988546817, -0.12803660883029233], [-2.246667205493235, -0.08421057021813005], [-2.2477295517657265, -0.03966688139607799], [-2.247874754671432, 0.0056567912102899465], [-2.246991975492656, 0.051784377350619026], [-2.245195858881319, 0.09860240995397274], [-2.242368758822332, 0.14615718332705419], [-2.238418042648299, 0.19445952583993253], [-2.2334121885983453, 0.2433946378790237], [-2.2271833703537376, 0.2930349043354117], [-2.219697077160349, 0.3433401261633068], [-2.210979659938392, 0.3941989675061972], [-2.2008405708689693, 0.44570033105364204], [-2.189312418916685, 0.4977374009197435], [-2.176372588312593, 0.5502614378569888], [-2.161880003032377, 0.6033155136192963], [-2.1458875809542524, 0.656736480595687], [-2.128275182565888, 0.7105941705241962], [-2.109012648573323, 0.7647719203876798], [-2.0880558288175197, 0.8192006384626217], [-2.0653176329514387, 0.8739051569078155], [-2.040861624350819, 0.9287128671312126], [-2.014519180696262, 0.9836945598939626], [-1.9863062646443344, 1.0386439950329254], [-1.9561451651659754, 1.0936116013955663], [-1.9240167357137405, 1.1484301137419535], [-1.8898736699213408, 1.20306255465754], [-1.8536762094754395, 1.2574275113408633], [-1.8153848321679353, 1.3113876964440985], [-1.7749609808446483, 1.3649366289202451], [-1.732439826398341, 1.4178967932109554], [-1.6877448046020866, 1.4702768136222433], [-1.6408619456557658, 1.5218245696244546], [-1.5917559635570147, 1.5725839447610006], [-1.540444635536498, 1.6223049655519686], [-1.486896202288007, 1.671011571613032], [-1.4311302631362393, 1.7184546037154087], [-1.3731478266363946, 1.76462704225545], [-1.3129456716764323, 1.8093214185104132], [-1.250565695691833, 1.8524417964682127], [-1.1860507763570667, 1.893976008955025], [-1.1193754519787626, 1.9335415656864923], [-1.0506920929707046, 1.9714602916801203], [-0.9798957191177201, 2.0069859658187803], [-0.9072144852713526, 2.0407254081914603], [-0.8323845120472819, 2.071384487183427], [-0.755946161506536, 2.1003843261895017], [-0.6775495112294905, 2.126231904569456], [-0.5977534272081924, 2.1501726066329754], [-0.5160950250035616, 2.170574335213141], [-0.43313194916363235, 2.1884479982626392], [-0.348671998514131, 2.2029755748206377], [-0.263045861419667, 2.2145646887548174], [-0.17631492458542475, 2.2229138425011175], [-0.08853100580391127, 2.2278127543764588], [3.933389333909965e-06, 2.2294372102622564], [0.08925879439098294, 2.227459199020984], [0.17906496865595678, 2.2218989311029453], [0.2691765540470198, 2.2127882419260856], [0.35953095563582427, 2.1999352131551175], [0.4499015624398849, 2.183308644604845], [0.5400776396946739, 2.162970576655348], [0.629973936949462, 2.1387763100061816], [0.7193182394172772, 2.110775437981934], [0.807917389739713, 2.0789157831579543], [0.8956614605727293, 2.043177151081213], [0.9822879221153045, 2.0037258740439636], [1.0676091231572213, 1.9604694796462137], [1.1515097695948109, 1.913520123217339], [1.2336973625216348, 1.862821662402366], [1.3139780933621186, 1.8085367804934316], [1.3922584413016976, 1.7506441456260269], [1.4684172600606826, 1.6889881477080317], [1.5421682664930068, 1.6237919036716288], [1.6133328573675458, 1.5553764174614], [1.6817624919156926, 1.4838967892169728], [1.7471525676415094, 1.4094680725270634], [1.809447220259229, 1.332225880901951], [1.868556420773997, 1.252328420075317], [1.924157385659433, 1.1699354743596344], [1.9762152374269482, 1.0852225991864137], [2.0248249335440622, 0.9984126278150623], [2.069614201294933, 0.9096394838342566], [2.1095812972291816, 0.8196665333538169], [2.146536073388613, 0.727711282183502]], [[2.2425734196164258, 0.6773026357617933], [2.225153087801539, 0.5882563046476545], [2.2117425017254133, 0.4821438030401337], [2.1960245845076676, 0.37790673899104493], [2.180591975799235, 0.26854495689530017], [2.163784570642929, 0.15912761064772846], [2.144219635465291, 0.05179269151323962], [2.122596623796943, -0.054959710088683944], [2.098294951855522, -0.1609928077752223], [2.0713454008673895, -0.2661471594433137], [2.0408480860400267, -0.3703688646660911], [2.0071096559614596, -0.4734281948760659], [1.969890121159618, -0.5750877871152825], [1.9289279058668434, -0.675229329656206], [1.8845813946700298, -0.773211077007274], [1.8357161561926758, -0.8659375903895901], [1.7833971092391474, -0.9558654921773744], [1.727768649307917, -1.0429056968385362], [1.669768853464435, -1.1267777867446798], [1.6093745604620477, -1.2075299802225863], [1.5462162496951997, -1.2848526866417864], [1.4805267816456344, -1.358610944938981], [1.4127881827197069, -1.4291579903242175], [1.3426684421094377, -1.4956990872198455], [1.270968811866941, -1.559026791642898], [1.1973435004236817, -1.6181780563905237], [1.1223446087916065, -1.6738591742436224], [1.0462561869274716, -1.7261337445835612], [0.9690853246980997, -1.774638266735114], [0.8909519951850913, -1.8192800812096], [0.8123594745987148, -1.860858961710474], [0.7330708040000593, -1.8982469032943754], [0.6535578147788899, -1.9324617939847124], [0.5739097480921356, -1.9632790129494213], [0.49430063829024795, -1.990816472628062], [0.4147648410640671, -2.0147164260797172], [0.33545381893942866, -2.0350186628702573], [0.2567102749321268, -2.0529423474421904], [0.1784975821723893, -2.067471052577749], [0.10093892155858308, -2.078958350373359], [0.024269789033316336, -2.087945847255327], [-0.05160681999231731, -2.093511896664415], [-0.12648709706080918, -2.0966748743479773], [-0.20023152180798753, -2.0970186456596855], [-0.27287235616897776, -2.0948554713073726], [-0.34418143328921846, -2.0903594136165187], [-0.4141901056622662, -2.083235941924695], [-0.4828047411980054, -2.0742982124974514], [-0.5499299802872512, -2.0628229325309864], [-0.6155518399794188, -2.0495885909360014], [-0.679595909349278, -2.0342376855894204], [-0.7420075031345644, -2.0171284521086683], [-0.8028505826599255, -1.9984873715224638], [-0.8619438938342974, -1.9781284473891432], [-0.9194611181292769, -1.9565440600906652], [-0.9753562325421292, -1.9338428029880328], [-1.029616610610947, -1.9099849549437309], [-1.0822840047758868, -1.885267011344492], [-1.1331386401351295, -1.8592216377759239], [-1.1823676605414217, -1.8324279962543846], [-1.23020809892957, -1.8050941819942705], [-1.2761827950104596, -1.7768021384503823], [-1.320610978272909, -1.7478373903530713], [-1.3634648463730883, -1.7184065116246132], [-1.4049129847295077, -1.6885848138491526], [-1.4450182324362795, -1.658560342857153], [-1.4835697231264406, -1.6281140214608687], [-1.5207803727610174, -1.5974297825556107], [-1.5566366349891743, -1.5666260398973986], [-1.5912706422039535, -1.5356893837788705], [-1.6244430511774293, -1.504528150247972], [-1.656318013006309, -1.4732572849260037], [-1.6869492561601143, -1.4419112784048247], [-1.7162100978938095, -1.4104960145171423], [-1.744288799074687, -1.3790591110474697], [-1.771201456273474, -1.3476833114332476], [-1.7969115155878772, -1.3164090489970244], [-1.8215811511528084, -1.2852365359117053], [-1.845238888682551, -1.254265364492499], [-1.8679353817646511, -1.223525440455029], [-1.8896617289566546, -1.1929627696628895], [-1.9103113721210625, -1.1625841375546986], [-1.930024601037835, -1.132444680230888], [-1.9490051711287841, -1.102607590036695], [-1.9670982456483808, -1.0730490282728766], [-1.98422934564852, -1.0437420659304961], [-2.00058109533329, -1.0147159995961013], [-2.0161027302054912, -0.9859899212445096], [-2.030749862164913, -0.9575774774985574], [-2.044803708819426, -0.9295358634315027], [-2.0581306800154495, -0.90182791973262], [-2.0705661885782924, -0.8744175275771968], [-2.0823161249637216, -0.8473681111048678], [-2.0936820176597393, -0.8207578558840813], [-2.104529775588395, -0.7945625207774107], [-2.114399042305866, -0.7686348087413747], [-2.123519147845901, -0.7430095037787833], [-2.1323077140864584, -0.7177895177626987], [-2.140620072165422, -0.6928580063313714], [-2.1489374446216982, -0.6667591772608824], [-2.1559491060090186, -0.643538789209845], [-2.1631192592531736, -0.6185288226278626], [-2.170034956410154, -0.5928966434754468], [-2.1768016445050375, -0.5666903233223742], [-2.1832796192728825, -0.5398481252939077], [-2.1893194774242817, -0.5122959158802685], [-2.195065006175885, -0.4840939185837019], [-2.2006858683576467, -0.4553156268063206], [-2.2058791839477854, -0.42585162765129403], [-2.21046099029796, -0.39563961149397175], [-2.214698614327247, -0.36477381511549445], [-2.2187034237200263, -0.3332939237875692], [-2.2221698159882632, -0.3010827700532706], [-2.2250424804589204, -0.26815766439215494], [-2.2273840005964627, -0.23451186685932668], [-2.229146407231096, -0.2000989932923738], [-2.2304090128181593, -0.16497950125478367], [-2.2312128208206867, -0.1292125616749874], [-2.231346491815357, -0.09273790818970651], [-2.2306693862592857, -0.05551295614455709], [-2.229346664637502, -0.01762125908834611], [-2.227422204887003, 0.020968120753750652], [-2.2248377690170598, 0.06026973639513644], [-2.2215006242470654, 0.10023236625100684], [-2.2172143447844106, 0.14093269267664355], [-2.2120453073125983, 0.18234253467438777], [-2.2059186543371725, 0.22437931328932492], [-2.198636618650301, 0.2671055771028237], [-2.1902248435122638, 0.3104667006431826], [-2.1806776515619553, 0.35442638156760775], [-2.169873658647851, 0.3990187998796897], [-2.157912699478779, 0.4441555112371798], [-2.14483848193361, 0.48992036156231544], [-2.130467277483093, 0.5362224014263414], [-2.114720978725557, 0.583012583797926], [-2.0976249218013443, 0.6303494429358343], [-2.0793821835302744, 0.678161419754084], [-2.0595315032680652, 0.7264372373616632], [-2.0380388707164507, 0.7750190014788567], [-2.0149007849115033, 0.8239726299454514], [-1.9901179207312127, 0.873200183505202], [-1.9636892151020051, 0.9227126002484805], [-1.935548961932813, 0.9724454388464329], [-1.9054344041981714, 1.0222148499712844], [-1.8733898941685836, 1.0720666227476288], [-1.8395813157678145, 1.1219587748002704], [-1.80376151048167, 1.1718061266369904], [-1.7658562842202068, 1.2213880848467804], [-1.7257436331188343, 1.2706928654939684], [-1.6834189253813912, 1.319524957103183], [-1.6387251643897236, 1.3677914348737426], [-1.5917776684924647, 1.4153903142525899], [-1.5425306755151764, 1.4622516517076656], [-1.4908098396142822, 1.508097115523281], [-1.4368353467971677, 1.5530028843269128], [-1.3804603894016418, 1.5967991337122664], [-1.3216251143480324, 1.6391190260525506], [-1.2604953164208348, 1.6802617442406398], [-1.1969823284828291, 1.7196372907449389], [-1.1311339461621004, 1.7575279779424615], [-1.0627135018258511, 1.792840641550253], [-0.9920175369509456, 1.8264523652736278], [-0.9189547228581564, 1.8574356089316373], [-0.8439064518006069, 1.886671889524017], [-0.766486217729581, 1.9127153668373016], [-0.687193773105628, 1.9365259042876544], [-0.6057250397731122, 1.9570009640777912], [-0.5225840535302334, 1.9750417678720489], [-0.43758524016351535, 1.9897193696290778], [-0.350912420173627, 2.0011722132894385], [-0.2628350204814599, 2.0096633292179304], [-0.17329896159665992, 2.0144149306528645], [-0.0825465186783571, 2.015930678666475], [0.009245720205468766, 2.01401737604724], [0.10200572904367355, 2.0085097527568867], [0.19558505045678654, 1.9990784307982203], [0.28973159515456726, 1.9861841833569156], [0.38438830637575794, 1.9693759650235627], [0.47931558687858455, 1.9487844700215224], [0.574340960511283, 1.9241705359848327], [0.6693389831492784, 1.8957011056687592], [0.7646012100594617, 1.8640741995372765], [0.8596365159761308, 1.8283785827106176], [0.9540960802378162, 1.7894187024045107], [1.047641422005749, 1.7463009137487202], [1.140183931535931, 1.6998706507844856], [1.2315254253328638, 1.6495065442133714], [1.3221566857791385, 1.5933695748107637], [1.4117074813234785, 1.532658474720394], [1.4993440952552213, 1.4689252076017099], [1.5849612882852577, 1.4023571316101437], [1.6683531254592068, 1.3331201381564945], [1.7494500729051718, 1.2613481683987815], [1.8278601354225197, 1.187035996688215], [1.903553432104611, 1.1104984408922074], [1.9766571643536628, 1.0319918521024942], [2.046816248326465, 0.9514947276870368], [2.113866840659063, 0.8691654606627579], [2.174754764981095, 0.7907818870344124], [2.233482642319253, 0.7066018376338483]], [[2.3875474514416504, 0.6347681742313178], [2.315766124248565, 0.5556538516782664], [2.251537435510587, 0.4527818772641532], [2.1887714257591475, 0.350116329960392], [2.129945742172728, 0.23959609161105422], [2.0727634793823966, 0.1281983856293234], [2.01548341028488, 0.018922755134777702], [1.9602488464449794, -0.08930407803380602], [1.904910325600273, -0.19647601937969278], [1.849153658096551, -0.3027808495216945], [1.7910002715042113, -0.4077795166321391], [1.7310239941987078, -0.5113783214677012], [1.6685362214665502, -0.6132096797301922], [1.6029093296464176, -0.7129798067985598], [1.5349840285804612, -0.8101552395927993], [1.4630740734113188, -0.9010927978823229], [1.3884722887037357, -0.9886031796283052], [1.3113558312159599, -1.0725631390956527], [1.234607953121504, -1.1522569144752304], [1.157513717168725, -1.2279936017265787], [1.0787147638529175, -1.299428428130395], [0.9984501724279985, -1.3665044466488363], [0.9173728257870536, -1.4299137554388928], [0.8348419112889831, -1.4882640208051345], [0.7519705616229868, -1.5430776629910326], [0.6681007295302339, -1.592747772068095], [0.5839929171645059, -1.6384444765179003], [0.4999519695527403, -1.6804598389400802], [0.41589182966963073, -1.7181932887623121], [0.33187845540091376, -1.751389824015006], [0.24861462938110454, -1.781749716074424], [0.16558793595945448, -1.8071482888406676], [0.08340960321385105, -1.8293262333903522], [0.0021485404401656027, -1.848200771462754], [-0.07808905692288137, -1.8636226944765604], [-0.15733569616964405, -1.8751914185535363], [-0.2353590286498209, -1.8833207371432572], [-0.3119226288522399, -1.889380185052078], [-0.38709126949278594, -1.8920779418455282], [-0.4607630817137965, -1.8918853736760073], [-0.5327848940521642, -1.889462123988968], [-0.603219890403577, -1.8837586960529125], [-0.6719215072844591, -1.8762463226325201], [-0.7388344886828764, -1.8659681418782776], [-0.8039688813515635, -1.8537432330475303], [-0.8671939902326895, -1.8394788276170477], [-0.9284969948715491, -1.8229037389338392], [-0.9879301666677751, -1.8051957967710333], [-1.0453095841492304, -1.7851604312319855], [-1.100767997896635, -1.7639953834495201], [-1.1541823868193841, -1.741090772638306], [-1.2055740006459186, -1.7169171722085854], [-1.255052462337532, -1.6919189923786877], [-1.3024186900290857, -1.665601734865185], [-1.347953631795522, -1.6388671377135993], [-1.3916556716160329, -1.6117680100815108], [-1.433507065711927, -1.5842109551501622], [-1.473656941690375, -1.5566255469585104], [-1.511734191072131, -1.5281051905463743], [-1.5481418443607835, -1.4995980391355201], [-1.5831888029496344, -1.4714987014233607], [-1.6162446190829605, -1.4428288261358428], [-1.6477209609780097, -1.4141308467320783], [-1.6776987196642652, -1.3856450416881052], [-1.7063561854413334, -1.3574850031716281], [-1.733877387233013, -1.3299077009259705], [-1.7599227300893814, -1.3024317067506404], [-1.7847924857291582, -1.2753482732035564], [-1.8085677486232252, -1.2487621844288879], [-1.8313432680442687, -1.2226237320948419], [-1.8528541843085113, -1.1966631755046033], [-1.8733009760886716, -1.1710310079610793], [-1.8927417433273934, -1.145744570485944], [-1.9110842632178553, -1.120743155234625], [-1.9284789954354118, -1.0960752768196942], [-1.9450052432476836, -1.0718200600346723], [-1.960617767250132, -1.0479907650876652], [-1.9754424275545286, -1.024545454531037], [-1.9896388413534034, -1.0016156699495629], [-2.003256377911778, -0.9792062378896912], [-2.0161368328168927, -0.9571777810195055], [-2.028247722395978, -0.9355143016992868], [-2.0397825228890736, -0.9142696974544942], [-2.050928950014084, -0.8935106806263124], [-2.061577150129197, -0.8731827870151673], [-2.0716035022220507, -0.8532099805818422], [-2.081080052127676, -0.8335856279398239], [-2.0900434109873283, -0.8143379559017782], [-2.098509713583275, -0.7954835007161176], [-2.1066279268390598, -0.777036354807406], [-2.114256185894694, -0.7589405715291545], [-2.1213022726385145, -0.7411597848455763], [-2.127955607532363, -0.7237441197018559], [-2.1344281644412217, -0.7067448727151717], [-2.140776094197373, -0.6901776547355633], [-2.146492273509547, -0.6738556455947696], [-2.151593798487009, -0.6577163234975754], [-2.1565106263497635, -0.6417963386580355], [-2.1612264183375296, -0.6257538275979233], [-2.1665555968779713, -0.6070722708622814], [-2.1702759332757133, -0.5936322943197041], [-2.1742839517964425, -0.5784522547455118], [-2.1780696119494363, -0.562802959023254], [-2.1816689057288388, -0.5467019907817412], [-2.1851057998567662, -0.5301328821679427], [-2.188488537583591, -0.5130954249904873], [-2.1918184360829747, -0.49559301209389894], [-2.195119919950713, -0.4776407868795791], [-2.1981646463170477, -0.4591662116911493], [-2.200797046264959, -0.4401158867498436], [-2.203298792892444, -0.4205554261897388], [-2.2057875997194634, -0.4005052682870135], [-2.2080495835756633, -0.3798926935484401], [-2.20995098822582, -0.35870044682605495], [-2.211539103365581, -0.33671263695506193], [-2.212921510432301, -0.3139438250184178], [-2.2142281106354114, -0.29057005023825705], [-2.21542137121734, -0.266603856624813], [-2.2162783262735006, -0.24200243274047478], [-2.2166283619044704, -0.21670363145993182], [-2.2166354229477, -0.1907307890619221], [-2.216500709665175, -0.16404839879945898], [-2.216192503524581, -0.13662957066086484], [-2.215468648704228, -0.10847127345727875], [-2.2141243411910354, -0.07950103787902774], [-2.212304771825057, -0.049711930521699865], [-2.2098849763051422, -0.019173855272252904], [-2.206681475919844, 0.012135870315228225], [-2.202687422060324, 0.04423430867050071], [-2.1979200386942264, 0.0771033178802355], [-2.1922846954780764, 0.11076668299630144], [-2.1858940321353955, 0.14524542674115437], [-2.178923263764326, 0.18066757427619162], [-2.171058136049448, 0.21694840135961058], [-2.1621922820891575, 0.2540580615225917], [-2.152444541841177, 0.29211274810049004], [-2.142106799879499, 0.3311945804585311], [-2.130495154329858, 0.3711323114120746], [-2.1175177268140386, 0.41182475153096154], [-2.1032358994231335, 0.4533630345747731], [-2.0876483780292485, 0.4957385330929994], [-2.0707847285555396, 0.5390219117183955], [-2.0525527498122744, 0.5831607576701894], [-2.0324963238925737, 0.6278791188743855], [-2.01071516706364, 0.6732891868569134], [-1.9874643930068465, 0.7195261075436378], [-1.9623596354576858, 0.7663565739790985], [-1.9352678605283002, 0.8135903021822104], [-1.905983168525001, 0.8611229053774608], [-1.8744652987994903, 0.9088198967915647], [-1.8404543184115676, 0.9564289290142701], [-1.8041324111803423, 1.0040303112341513], [-1.7654045856845924, 1.0514657896608497], [-1.723947908589484, 1.098359747528357], [-1.680109028277246, 1.1449882522476842], [-1.6335737457824917, 1.1909754282110323], [-1.584246645062366, 1.2359828739038208], [-1.5322854883147825, 1.2802560587712073], [-1.4776125803739382, 1.3234077785215812], [-1.4201045540860597, 1.3653138064358852], [-1.35956300507311, 1.4051820447509018], [-1.2960381395573444, 1.4432190672697394], [-1.2296 | 3D array of the dimensional x and y airfoil coordinates of the airfoils interpolated along span for n_span stations. The origin is placed at the pitch axis.
blade.compute_coord_xy_dim.wetted_area | output | m**2 | 150.1937 | The wetted (painted) surface area of the blade
blade.compute_coord_xy_dim.projected_area | output | m**2 | 151.2918 | The projected surface area of the blade
blade.compute_reynolds.Re | output |  | [7651196.004478336, 7813132.869734933, 8174692.2601799965, 8727214.680753196, 9189191.562120609, 9665893.717246836, 10202526.276086496, 10790151.284792965, 11420900.50550146, 12088025.200079957, 12785832.761002822, 13367363.459300894, 13925164.155431222, 14165958.597292256, 14330398.486963104, 14222504.046101432, 14033005.973476328, 13782383.054664083, 13443816.36004606, 13011694.781132128, 12316472.172246562, 11882617.949272128, 11194696.79043032, 10411497.718436284, 9517667.806107448, 8489452.301428461, 7325739.570181974, 6024734.270383004, 4580551.395416471, 2998212.0586560727]
blade.fatigue.sparU_sigma_ult | output | Pa | 1285200000
blade.fatigue.sparU_wohlerA | output | Pa | 1285200000
blade.fatigue.sparU_wohlerexp | output |  | 16.1
blade.fatigue.sparL_sigma_ult | output | Pa | 1285200000
blade.fatigue.sparL_wohlerA | output | Pa | 1285200000
blade.fatigue.sparL_wohlerexp | output |  | 16.1
blade.fatigue.teU_sigma_ult | output | Pa | 640230000
blade.fatigue.teU_wohlerA | output | Pa | 640230000
blade.fatigue.teU_wohlerexp | output |  | 10
blade.fatigue.teL_sigma_ult | output | Pa | 640230000
blade.fatigue.teL_wohlerA | output | Pa | 640230000
blade.fatigue.teL_wohlerexp | output |  | 10
blade.high_level_blade_props.rotor_diameter | output | m | 205.9925 | Diameter of the rotor used in WISDEM. It is defined as two times the blade length plus the hub diameter.
blade.high_level_blade_props.r_blade | output | m | [3.0, 6.448147165807186, 9.896294331614373, 13.34444149742156, 16.792588663228745, 20.240735829035934, 23.68888299484312, 27.13703016065031, 30.58517732645749, 34.03332449226468, 37.48147165807187, 40.929618823879046, 44.37776598968624, 47.825913155493424, 51.2740603213006, 54.722207487107795, 58.17035465291498, 61.618501818722166, 65.06664898452937, 68.51479615033654, 72.99738746588586, 75.41109048195092, 78.8592376477581, 82.30738481356529, 85.75553197937248, 89.20367914517963, 92.65182631098685, 96.09997347679402, 99.5481206426012, 102.9962678084084] | 1D array of the dimensional spanwise grid defined along the rotor (hub radius to blade tip projected on the plane)
blade.high_level_blade_props.rotor_radius | output | m | 102.9963 | Scalar of the rotor radius, defined ignoring prebend and sweep curvatures, and cone and uptilt angles.
blade.high_level_blade_props.blade_ref_axis | output | m | [[0.0, 0.0, 0.0], [0.01458960863306122, 0.0, 3.4481471658071863], [0.05222307680765803, 0.0, 6.8962943316143726], [0.10814189079154829, 0.0, 10.34444149742156], [0.17425050028042421, 0.0, 13.792588663228745], [0.24113677336298817, 0.0, 17.240735829035934], [0.3000855814876169, 0.0, 20.68888299484312], [0.34265121339954685, 0.0, 24.13703016065031], [0.35982107219826126, 0.0, 27.58517732645749], [0.34758647247479363, 0.0, 31.03332449226468], [0.3145081037342804, 0.0, 34.48147165807187], [0.2668581446781227, 0.0, 37.929618823879046], [0.2108704900449745, 0.0, 41.37776598968624], [0.14047729704289402, 0.0, 44.825913155493424], [0.038047053391842355, 0.0, 48.2740603213006], [-0.09075291861109813, 0.0, 51.722207487107795], [-0.23512381066742405, 0.0, 55.17035465291498], [-0.3941373321774326, 0.0, 58.618501818722166], [-0.585777112144827, 0.0, 62.06664898452936], [-0.8052918056877612, 0.0, 65.51479615033654], [-1.1155553024383709, 0.0, 69.99738746588586], [-1.2912172307106229, 0.0, 72.41109048195092], [-1.5637296993685719, 0.0, 75.8592376477581], [-1.8590358827384128, 0.0, 79.30738481356529], [-2.1706742111500468, 0.0, 82.75553197937248], [-2.4983777867013965, 0.0, 86.20367914517963], [-2.8433553645576635, 0.0, 89.65182631098685], [-3.2095215196586184, 0.0, 93.09997347679402], [-3.5968444286312473, 0.0, 96.5481206426012], [-3.999999999999999, 0.0, 99.9962678084084]] | 2D array of the coordinates (x,y,z) of the blade reference axis scaled based on rotor diameter, defined along blade span. The coordinate system is the one of BeamDyn: it is placed at blade root with x pointing the suction side of the blade, y pointing the trailing edge and z along the blade span. A standard configuration will have negative x values (prebend), if swept positive y values, and positive z values.
blade.high_level_blade_props.prebend | output | m | [0.0, 0.01458960863306122, 0.05222307680765803, 0.10814189079154829, 0.17425050028042421, 0.24113677336298817, 0.3000855814876169, 0.34265121339954685, 0.35982107219826126, 0.34758647247479363, 0.3145081037342804, 0.2668581446781227, 0.2108704900449745, 0.14047729704289402, 0.038047053391842355, -0.09075291861109813, -0.23512381066742405, -0.3941373321774326, -0.585777112144827, -0.8052918056877612, -1.1155553024383709, -1.2912172307106229, -1.5637296993685719, -1.8590358827384128, -2.1706742111500468, -2.4983777867013965, -2.8433553645576635, -3.2095215196586184, -3.5968444286312473, -3.999999999999999] | Blade prebend at each section
blade.high_level_blade_props.prebendTip | output | m | -4 | Blade prebend at tip
blade.high_level_blade_props.presweep | output | m | [0.0, 0.0, 0.0, 0.0, 0.0, 0.0, 0.0, 0.0, 0.0, 0.0, 0.0, 0.0, 0.0, 0.0, 0.0, 0.0, 0.0, 0.0, 0.0, 0.0, 0.0, 0.0, 0.0, 0.0, 0.0, 0.0, 0.0, 0.0, 0.0, 0.0] | Blade presweep at each section
blade.high_level_blade_props.presweepTip | output | m | 0 | Blade presweep at tip
blade.high_level_blade_props.blade_length | output | m | 100.1755 | Scalar of the 3D blade length computed along its axis, scaled based on the user defined rotor diameter.
blade.high_level_blade_props.blade_solidity | output |  | 0.010588 | Blade solidity
blade.high_level_blade_props.rotor_solidity | output |  | 0.031765 | Rotor solidity
blade.internal_structure_2d_fem.joint_position | output |  | 0.7 | Spanwise position of the segmentation joint.
blade.internal_structure_2d_fem.joint_mass | output | kg | 472 | Mass of the joint.
blade.internal_structure_2d_fem.joint_nonmaterial_cost | output | USD | 18600 | Cost of the joint.
blade.internal_structure_2d_fem.d_f | output | m | 0.03 | Diameter of the fastener
blade.internal_structure_2d_fem.sigma_max | output | Pa | 675000000 | Max stress on bolt
blade.internal_structure_2d_fem.joint_bolt | output | n/a | M36 | Type of bolt: M30, M36, or M48
blade.internal_structure_2d_fem.reinforcement_layer_ss | output | n/a | joint_reinf_ss | Layer identifier for the reinforcement layer at the join where bolts are inserted, suction side
blade.internal_structure_2d_fem.reinforcement_layer_ps | output | n/a | joint_reinf_ps | Layer identifier for the reinforcement layer at the join where bolts are inserted, pressure side
blade.internal_structure_2d_fem.web_rotation | output | rad | [[-0.3491, -0.32625117093725764, -0.30085552622478245, -0.2731956053054779, -0.24355394762224736, -0.20577589884786782, -0.1576145108901439, -0.1136986486334804, -0.08888556174463991, -0.08740227021440287, -0.08747036236925905, -0.08755245976654401, -0.08760934772745713, -0.08649735156799883, -0.08026523138581591, -0.0709071911194134, -0.06112252537717545, -0.05334185864146969, -0.0468397267304825, -0.04037517185557232, -0.030440134476388537, -0.023562445954621404, -0.00966270163050956, 0.007145978052090492, 0.02406407624641657, 0.038338165876185194, 0.050562117073935514, 0.06194147336869993, 0.07234987147859483, 0.0816609481217366], [-0.3491, -0.32625117093725764, -0.30085552622478245, -0.2731956053054779, -0.24355394762224736, -0.20577589884786782, -0.1576145108901439, -0.1136986486334804, -0.08888556174463991, -0.08740227021440287, -0.08747036236925905, -0.08755245976654401, -0.08760934772745713, -0.08649735156799883, -0.08026523138581591, -0.0709071911194134, -0.06112252537717545, -0.05334185864146969, -0.0468397267304825, -0.04037517185557232, -0.030440134476388537, -0.023562445954621404, -0.00966270163050956, 0.007145978052090492, 0.02406407624641657, 0.038338165876185194, 0.050562117073935514, 0.06194147336869993, 0.07234987147859483, 0.0816609481217366]] | 2D array of the rotation angle of the shear webs in respect to the chord line. The first dimension represents each shear web, the second dimension represents each entry along blade span. If the rotation is equal to negative twist +- a constant, then the web is built straight.
blade.internal_structure_2d_fem.web_start_nd | output |  | [[0.19443410767975144, 0.1978961908795244, 0.19958140163058266, 0.2986974167831211, 0.31098566508299724, 0.3244825141878242, 0.3339999200691356, 0.3412752701900534, 0.3456625181598481, 0.34669277366432344, 0.34713246678640675, 0.35067402311339446, 0.354399191773664, 0.3656981155256709, 0.37274311816100836, 0.3823228857683756, 0.3914888470084759, 0.3989652666010856, 0.4056023534602609, 0.41086001420695, 0.41544217615171664, 0.41686849992532654, 0.41765576865359394, 0.4178254037924655, 0.4176210466140057, 0.4160753604728791, 0.41231161575707337, 0.4052603317544656, 0.39177859992278913, 0.2452326256565541], [0.19443410767975144, 0.1978961908795244, 0.19958140163058266, 0.24103291898514712, 0.25044233605231986, 0.260861464412477, 0.26853677228868456, 0.27407620038687786, 0.27663037150890807, 0.2759846823866674, 0.2747768621095504, 0.2759657932760544, 0.2772675456653925, 0.284397437039185, 0.2869623732517525, 0.29046479478890935, 0.2930909457841013, 0.2937625033244742, 0.29314104193186197, 0.2906767820435845, 0.28457176428889247, 0.2799372496415655, 0.27169063497213075, 0.2619613492832529, 0.2505271298554034, 0.23573882436487986, 0.21583322763232943, 0.18757385164413623, 0.14241966748178495, 0.24523262565655413]] | 2D array of the non-dimensional start point defined along the outer profile of a web. The TE suction side is 0, the TE pressure side is 1. The first dimension represents each web, the second dimension represents each entry along blade span.
blade.internal_structure_2d_fem.web_end_nd | output |  | [[0.6944435148559402, 0.6984335324442567, 0.7070219551103599, 0.6230318654664394, 0.6284217290256973, 0.631610078735017, 0.6361239156952919, 0.640394189084552, 0.6424371300571419, 0.6426573770826506, 0.6428748659448841, 0.6399042274145718, 0.6366632388859866, 0.626050099309368, 0.6202671881185161, 0.6122454654023456, 0.6045372959904954, 0.598123469740195, 0.5923054315234986, 0.5877530764230364, 0.5840496832207385, 0.5831403730230964, 0.5833085305831393, 0.584182865936254, 0.5851557528462358, 0.5869658879641508, 0.5906942372414079, 0.597571429866808, 0.6108789436036907, 0.75672068587476], [0.6944435148559402, 0.6984335324442567, 0.7070219551103599, 0.6802576314722945, 0.688103086860494, 0.6945145346909828, 0.7013369216204749, 0.7078913964741228, 0.7119749867696943, 0.7139679520099879, 0.7158530315155636, 0.7151573369938065, 0.7142567974703925, 0.7075228543157447, 0.7060414566867756, 0.703863186233816, 0.7024866160358529, 0.70273769778644, 0.7040745532079242, 0.7072080984038756, 0.714266970848546, 0.7195042452673338, 0.7288640886127752, 0.7397477515793972, 0.7519355663999808, 0.7667548440983365, 0.7861310555605142, 0.8134791005887387, 0.8575867502123765, 0.75672068587476]] | 2D array of the non-dimensional end point defined along the outer profile of a web. The TE suction side is 0, the TE pressure side is 1. The first dimension represents each web, the second dimension represents each entry along blade span.
blade.internal_structure_2d_fem.web_offset_y_pa | output | m | [[0.0, 0.0, 0.0, -1.15, -1.148663742273099, -1.1446243453802123, -1.137835873753066, -1.128252391823385, -1.1158279640228943, -1.1005166547833196, -1.082272528536386, -1.0610496497138182, -1.0368020827473423, -1.0094838920686833, -0.9790491421095665, -0.9454518973017167, -0.90864622207686, -0.868586180866721, -0.8252258381030251, -0.7785192582174977, -0.7127225388271461, -0.6748836448078492, -0.6178627401471788, -0.5573118560915777, -0.4931850570727715, -0.42543640752248557, -0.35401997187244455, -0.27888981455437434, -0.2, 4.163336342344337e-17], [0.0, 0.0, 0.0, -0.45, -0.4469632, -0.4381856, -0.4241664, -0.4054048, -0.3824, -0.3556512, -0.3256576, -0.2929184, -0.25793279999999996, -0.22119999999999995, -0.18321920000000003, -0.14448959999999988, -0.1055104, -0.0667808, -0.02879999999999988, 0.007932800000000018, 0.05299874560000001, 0.07565760000000005, 0.10565120000000017, 0.13240000000000018, 0.15540480000000023, 0.17416639999999994, 0.18818560000000017, 0.1969631999999999, 0.2, 2.7755575615628914e-17]] | 2D array of the offset along the y axis to set the position of the shear webs. Positive values move the web towards the trailing edge, negative values towards the leading edge. The first dimension represents each shear web, the second dimension represents each entry along blade span.
blade.internal_structure_2d_fem.layer_rotation | output | rad | [[0.0, 0.0, 0.0, 0.0, 0.0, 0.0, 0.0, 0.0, 0.0, 0.0, 0.0, 0.0, 0.0, 0.0, 0.0, 0.0, 0.0, 0.0, 0.0, 0.0, 0.0, 0.0, 0.0, 0.0, 0.0, 0.0, 0.0, 0.0, 0.0, 0.0], [0.0, 0.0, 0.0, 0.0, 0.0, 0.0, 0.0, 0.0, 0.0, 0.0, 0.0, 0.0, 0.0, 0.0, 0.0, 0.0, 0.0, 0.0, 0.0, 0.0, 0.0, 0.0, 0.0, 0.0, 0.0, 0.0, 0.0, 0.0, 0.0, 0.0], [-0.3491, -0.32625117093725764, -0.30085552622478245, -0.2731956053054779, -0.24355394762224736, -0.20577589884786782, -0.1576145108901439, -0.1136986486334804, -0.08888556174463991, -0.08740227021440287, -0.08747036236925905, -0.08755245976654401, -0.08760934772745713, -0.08649735156799883, -0.08026523138581591, -0.0709071911194134, -0.06112252537717545, -0.05334185864146969, -0.0468397267304825, -0.04037517185557232, -0.030440134476388537, -0.023562445954621404, -0.00966270163050956, 0.007145978052090492, 0.02406407624641657, 0.038338165876185194, 0.050562117073935514, 0.06194147336869993, 0.07234987147859483, 0.0816609481217366], [-0.3491, -0.32625117093725764, -0.30085552622478245, -0.2731956053054779, -0.24355394762224736, -0.20577589884786782, -0.1576145108901439, -0.1136986486334804, -0.08888556174463991, -0.08740227021440287, -0.08747036236925905, -0.08755245976654401, -0.08760934772745713, -0.08649735156799883, -0.08026523138581591, -0.0709071911194134, -0.06112252537717545, -0.05334185864146969, -0.0468397267304825, -0.04037517185557232, -0.030440134476388537, -0.023562445954621404, -0.00966270163050956, 0.007145978052090492, 0.02406407624641657, 0.038338165876185194, 0.050562117073935514, 0.06194147336869993, 0.07234987147859483, 0.0816609481217366], [-0.3491, -0.32625117093725764, -0.30085552622478245, -0.2731956053054779, -0.24355394762224736, -0.20577589884786782, -0.1576145108901439, -0.1136986486334804, -0.08888556174463991, -0.08740227021440287, -0.08747036236925905, -0.08755245976654401, -0.08760934772745713, -0.08649735156799883, -0.08026523138581591, -0.0709071911194134, -0.06112252537717545, -0.05334185864146969, -0.0468397267304825, -0.04037517185557232, -0.030440134476388537, -0.023562445954621404, -0.00966270163050956, 0.007145978052090492, 0.02406407624641657, 0.038338165876185194, 0.050562117073935514, 0.06194147336869993, 0.07234987147859483, 0.0816609481217366], [-0.3491, -0.32625117093725764, -0.30085552622478245, -0.2731956053054779, -0.24355394762224736, -0.20577589884786782, -0.1576145108901439, -0.1136986486334804, -0.08888556174463991, -0.08740227021440287, -0.08747036236925905, -0.08755245976654401, -0.08760934772745713, -0.08649735156799883, -0.08026523138581591, -0.0709071911194134, -0.06112252537717545, -0.05334185864146969, -0.0468397267304825, -0.04037517185557232, -0.030440134476388537, -0.023562445954621404, -0.00966270163050956, 0.007145978052090492, 0.02406407624641657, 0.038338165876185194, 0.050562117073935514, 0.06194147336869993, 0.07234987147859483, 0.0816609481217366], [0.0, 0.0, 0.0, 0.0, 0.0, 0.0, 0.0, 0.0, 0.0, 0.0, 0.0, 0.0, 0.0, 0.0, 0.0, 0.0, 0.0, 0.0, 0.0, 0.0, 0.0, 0.0, 0.0, 0.0, 0.0, 0.0, 0.0, 0.0, 0.0, 0.0], [0.0, 0.0, 0.0, 0.0, 0.0, 0.0, 0.0, 0.0, 0.0, 0.0, 0.0, 0.0, 0.0, 0.0, 0.0, 0.0, 0.0, 0.0, 0.0, 0.0, 0.0, 0.0, 0.0, 0.0, 0.0, 0.0, 0.0, 0.0, 0.0, 0.0], [0.0, 0.0, 0.0, 0.0, 0.0, 0.0, 0.0, 0.0, 0.0, 0.0, 0.0, 0.0, 0.0, 0.0, 0.0, 0.0, 0.0, 0.0, 0.0, 0.0, 0.0, 0.0, 0.0, 0.0, 0.0, 0.0, 0.0, 0.0, 0.0, 0.0], [0.0, 0.0, 0.0, 0.0, 0.0, 0.0, 0.0, 0.0, 0.0, 0.0, 0.0, 0.0, 0.0, 0.0, 0.0, 0.0, 0.0, 0.0, 0.0, 0.0, 0.0, 0.0, 0.0, 0.0, 0.0, 0.0, 0.0, 0.0, 0.0, 0.0], [0.0, 0.0, 0.0, 0.0, 0.0, 0.0, 0.0, 0.0, 0.0, 0.0, 0.0, 0.0, 0.0, 0.0, 0.0, 0.0, 0.0, 0.0, 0.0, 0.0, 0.0, 0.0, 0.0, 0.0, 0.0, 0.0, 0.0, 0.0, 0.0, 0.0], [0.0, 0.0, 0.0, 0.0, 0.0, 0.0, 0.0, 0.0, 0.0, 0.0, 0.0, 0.0, 0.0, 0.0, 0.0, 0.0, 0.0, 0.0, 0.0, 0.0, 0.0, 0.0, 0.0, 0.0, 0.0, 0.0, 0.0, 0.0, 0.0, 0.0], [0.0, 0.0, 0.0, 0.0, 0.0, 0.0, 0.0, 0.0, 0.0, 0.0, 0.0, 0.0, 0.0, 0.0, 0.0, 0.0, 0.0, 0.0, 0.0, 0.0, 0.0, 0.0, 0.0, 0.0, 0.0, 0.0, 0.0, 0.0, 0.0, 0.0], [0.0, 0.0, 0.0, 0.0, 0.0, 0.0, 0.0, 0.0, 0.0, 0.0, 0.0, 0.0, 0.0, 0.0, 0.0, 0.0, 0.0, 0.0, 0.0, 0.0, 0.0, 0.0, 0.0, 0.0, 0.0, 0.0, 0.0, 0.0, 0.0, 0.0], [0.0, 0.0, 0.0, 0.0, 0.0, 0.0, 0.0, 0.0, 0.0, 0.0, 0.0, 0.0, 0.0, 0.0, 0.0, 0.0, 0.0, 0.0, 0.0, 0.0, 0.0, 0.0, 0.0, 0.0, 0.0, 0.0, 0.0, 0.0, 0.0, 0.0], [0.0, 0.0, 0.0, 0.0, 0.0, 0.0, 0.0, 0.0, 0.0, 0.0, 0.0, 0.0, 0.0, 0.0, 0.0, 0.0, 0.0, 0.0, 0.0, 0.0, 0.0, 0.0, 0.0, 0.0, 0.0, 0.0, 0.0, 0.0, 0.0, 0.0], [0.0, 0.0, 0.0, 0.0, 0.0, 0.0, 0.0, 0.0, 0.0, 0.0, 0.0, 0.0, 0.0, 0.0, 0.0, 0.0, 0.0, 0.0, 0.0, 0.0, 0.0, 0.0, 0.0, 0.0, 0.0, 0.0, 0.0, 0.0, 0.0, 0.0], [0.0, 0.0, 0.0, 0.0, 0.0, 0.0, 0.0, 0.0, 0.0, 0.0, 0.0, 0.0, 0.0, 0.0, 0.0, 0.0, 0.0, 0.0, 0.0, 0.0, 0.0, 0.0, 0.0, 0.0, 0.0, 0.0, 0.0, 0.0, 0.0, 0.0], [0.0, 0.0, 0.0, 0.0, 0.0, 0.0, 0.0, 0.0, 0.0, 0.0, 0.0, 0.0, 0.0, 0.0, 0.0, 0.0, 0.0, 0.0, 0.0, 0.0, 0.0, 0.0, 0.0, 0.0, 0.0, 0.0, 0.0, 0.0, 0.0, 0.0], [0.0, 0.0, 0.0, 0.0, 0.0, 0.0, 0.0, 0.0, 0.0, 0.0, 0.0, 0.0, 0.0, 0.0, 0.0, 0.0, 0.0, 0.0, 0.0, 0.0, 0.0, 0.0, 0.0, 0.0, 0.0, 0.0, 0.0, 0.0, 0.0, 0.0]] | 2D array of the rotation angle of a layer in respect to the chord line. The first dimension represents each layer, the second dimension represents each entry along blade span. If the rotation is equal to negative twist +- a constant, then the layer is built straight.
blade.internal_structure_2d_fem.layer_start_nd | output |  | [[0.0, 0.0, 0.0, 0.0, 0.0, 0.0, 0.0, 0.0, 0.0, 0.0, 0.0, 0.0, 0.0, 0.0, 0.0, 0.0, 0.0, 0.0, 0.0, 0.0, 0.0, 0.0, 0.0, 0.0, 0.0, 0.0, 0.0, 0.0, 0.0, 0.0], [0.0, 0.0, 0.0, 0.0, 0.0, 0.0, 0.0, 0.0, 0.0, 0.0, 0.0, 0.0, 0.0, 0.0, 0.0, 0.0, 0.0, 0.0, 0.0, 0.0, 0.0, 0.0, 0.0, 0.0, 0.0, 0.0, 0.0, 0.0, 0.0, 0.0], [0.1661383603494756, 0.1694628569270011, 0.16968067888535437, 0.2375949530027449, 0.24398990006773233, 0.2519311500881011, 0.2576652264500764, 0.26174661649555087, 0.26334339770109555, 0.2621083664556708, 0.26061866422837776, 0.2616314995326834, 0.2629598544862647, 0.26995748937711933, 0.2725208985317948, 0.2758827050334076, 0.2783864708757078, 0.2789155644341235, 0.27802615853755763, 0.2750634045725415, 0.26774667347125214, 0.26207131421706575, 0.25166728116937254, 0.23859669313117138, 0.227875469260909, 0.21289914882504438, 0.19074835516998262, 0.15633559281281478, 0.10381686391715891, 0.08009451161731798], [0.6661477675256644, 0.6700001984917334, 0.6771212323651317, 0.6207208564326209, 0.6272750170824042, 0.6324595900641107, 0.6392686724563994, 0.645745352503658, 0.6497799829968233, 0.6517123168547534, 0.6533345130885748, 0.651550423114974, 0.6492426796180643, 0.6395043420213119, 0.6344403669427179, 0.6271127349251724, 0.6198647907156044, 0.6135616535828007, 0.6074273211719201, 0.6019908500063249, 0.5959795702170866, 0.5931166245783371, 0.5893669387235123, 0.5862305208235664, 0.5844476893192411, 0.5818881458651411, 0.5782695778866841, 0.5727057328003304, 0.5737487939946404, 0.5968472850353708], [0.19443410767975144, 0.1978961908795244, 0.19958140163058266, 0.20542464311933956, 0.21272282382163815, 0.22201710404838199, 0.22991051269542517, 0.23619816233798707, 0.24018570672054076, 0.2417677397265339, 0.24321801739271495, 0.24714692440054453, 0.2514718654064332, 0.2614718519611263, 0.2671562341675582, 0.27388979239580685, 0.28019576532759827, 0.28503635054090354, 0.28909800028747185, 0.26924739897792005, 0.15010341950539766, 0.2666667765640185, 0.2930567897903598, 0.2921064449099263, 0.2910646146603808, 0.28898448525609133, 0.2852726377942026, 0.2791943981779224, 0.26861132553798667, 0.24523262565655413], [0.6944435148559402, 0.6984335324442567, 0.7070219551103599, 0.7160785943181758, 0.727041866331137, 0.7349028098288584, 0.7412705651127219, 0.7467993398914506, 0.7491285127869466, 0.7488060015796503, 0.7479347564119759, 0.7444243939444215, 0.7404243118117376, 0.7307665445111873, 0.7260795036816726, 0.7205897255336017, 0.7154694307822183, 0.7115076478297959, 0.708132452123774, 0.6833664940750557, 0.5617569951687705, 0.6787073645677476, 0.7076220245693976, 0.7099371856243094, 0.712085852509696, 0.7147034419752497, 0.7185162292704639, 0.7243480575863829, 0.7343491554404629, 0.7567206858747599], [0.4890559543162311, 0.4889383942311296, 0.48796411049385335, 0.48706864014719237, 0.4866845505982981, 0.4857654747585992, 0.48502104276090363, 0.48531087640878967, 0.4856425830643033, 0.48579239552057807, 0.4861193594105758, 0.4862716947753552, 0.4862731663547805, 0.4857912891748808, 0.4850630282771577, 0.48383155522978366, 0.48238805281939284, 0.48077684683033073, 0.4789477388987355, 0.47684624458672537, 0.47359139036180653, 0.47152323732789425, 0.46807164252978684, 0.46388290037817503, 0.4585452152866592, 0.45118660428881174, 0.4459587735889037, 0.44467842990449175, 0.4432423328295308, 0.44179699440331593], [0.0, 0.0, 0.0, 0.0, 0.0, 0.0, 0.0, 0.0, 0.0, 0.0, 0.0, 0.0, 0.0, 0.0, 0.0, 0.0, 0.0, 0.0, 0.0, 0.0, 0.0, 0.0, 0.0, 0.0, 0.0, 0.0, 0.0, 0.0, 0.0, 0.0], [0.9592541238444028, 0.9589529282727886, 0.956569200212556, 0.9538865630507011, 0.950563372756349, 0.9478007176483189, 0.9455854010199337, 0.9439728749705358, 0.9425686770536883, 0.9418952483531543, 0.9416519804881729, 0.9409328931423909, 0.9401221912596872, 0.9377508505883955, 0.9348865038772928, 0.9304760307735537, 0.9251900438190216, 0.9248770841258409, 0.9250240376688414, 0.9250799772802982, 0.924968790735632, 0.9248582303117606, 0.9247042142179469, 0.9247885079320827, 0.9300560916887364, 0.9302752538430316, 0.9304513929655849, 0.9306536233974412, 0.9308126540473582, 0.931124027312094], [0.04074587615559723, 0.04104707172721142, 0.04343079978744407, 0.04611343694929892, 0.049436627243651, 0.05219928235168118, 0.054414598980066245, 0.05602712502946415, 0.057431322946311716, 0.05810475164684571, 0.058348019511827165, 0.05906710685760906, 0.059877808740312816, 0.06224914941160448, 0.06511349612270725, 0.06952396922644637, 0.07480995618097841, 0.07512291587415915, 0.07497596233115852, 0.07492002271970176, 0.07503120926436799, 0.07514176968823938, 0.07529578578205315, 0.0752114920679173, 0.06994390831126364, 0.06972474615696847, 0.06954860703441507, 0.06934637660255885, 0.0691873459526418, 0.06887597268790605], [0.2227298550100273, 0.22632952483204768, 0.22948212437581095, 0.3008019256052278, 0.3113824225094479, 0.3227278371803193, 0.3302845928426913, 0.33580146990087323, 0.3384231564347329, 0.3378333828562191, 0.33690304992777587, 0.33920465144286516, 0.3419282801246595, 0.35209392270927103, 0.3582741241440523, 0.3669720849566914, 0.375518605818145, 0.3827751215054574, 0.38964943920179285, 0.3957804603142563, 0.4027958816390277, 0.40631466334865907, 0.4113402530067285, 0.41753853299536126, 0.4199313238915094, 0.42260813183400925, 0.4260419733187715, 0.43129105098389503, 0.4334057871588144, 0.4103707396957903], [0.5109427148761995, 0.5109315780434064, 0.5110923195372874, 0.5115139368012026, 0.5127486086526316, 0.5131460934915146, 0.5131065827132474, 0.5139515909632981, 0.5146796797545375, 0.5150790456134902, 0.515622345579818, 0.516273111276618, 0.5168142049704297, 0.5175575547660904, 0.5182280882826983, 0.5190603729151136, 0.5199539060083804, 0.5209445305276691, 0.5221180426956284, 0.5235335658948336, 0.5258216716206937, 0.5273093526045379, 0.5298251643878843, 0.5330886569456504, 0.5373961725885538, 0.5431032487752457, 0.5460130356861798, 0.5447154157497146, 0.5433496873716276, 0.5417782450793086], [0.7227392621862161, 0.7268668663967799, 0.7369226778555882, 0.6839278290351037, 0.6946675395241197, 0.703256277156329, 0.7118880388490143, 0.7198002059089803, 0.7248597417304606, 0.7274373332553017, 0.729618898787973, 0.7291235750251559, 0.7282111052564589, 0.7216407753534636, 0.7201935925549754, 0.7182021148484563, 0.7169969256580416, 0.7174212106541346, 0.7190506018361553, 0.7227079057480397, 0.7310287783848622, 0.7373599737099304, 0.7490399105608683, 0.7619290398402178, 0.7743882790965585, 0.7904088076784185, 0.812991661514389, 0.847166181144916, 0.8949495168862853, 0.9165940867141491], [0.0, 0.0, 0.0, 0.0, 0.0, 0.0, 0.0, 0.0, 0.0, 0.0, 0.0, 0.0, 0.0, 0.0, 0.0, 0.05, 0.05, 0.05, 0.05, 0.05, 0.05, 0.05, 0.05, 0.05, 0.05, 0.05, 0.04, 0.05, 0.05, 0.05], [0.0, 0.0, 0.0, 0.0, 0.0, 0.0, 0.0, 0.0, 0.0, 0.0, 0.0, 0.0, 0.0, 0.0, 0.0, 0.0, 0.0, 0.0, 0.0, 0.0, 0.0, 0.0, 0.0, 0.0, 0.0, 0.0, 0.0, 0.0, 0.0, 0.0], [0.0, 0.0, 0.0, 0.0, 0.0, 0.0, 0.0, 0.0, 0.0, 0.0, 0.0, 0.0, 0.0, 0.0, 0.0, 0.0, 0.0, 0.0, 0.0, 0.0, 0.0, 0.0, 0.0, 0.0, 0.0, 0.0, 0.0, 0.0, 0.0, 0.0], [0.0, 0.0, 0.0, 0.0, 0.0, 0.0, 0.0, 0.0, 0.0, 0.0, 0.0, 0.0, 0.0, 0.0, 0.0, 0.0, 0.0, 0.0, 0.0, 0.0, 0.0, 0.0, 0.0, 0.0, 0.0, 0.0, 0.0, 0.0, 0.0, 0.0], [0.0, 0.0, 0.0, 0.0, 0.0, 0.0, 0.0, 0.0, 0.0, 0.0, 0.0, 0.0, 0.0, 0.0, 0.0, 0.0, 0.0, 0.0, 0.0, 0.0, 0.0, 0.0, 0.0, 0.0, 0.0, 0.0, 0.0, 0.0, 0.0, 0.0], [0.0, 0.0, 0.0, 0.0, 0.0, 0.0, 0.0, 0.0, 0.0, 0.0, 0.0, 0.0, 0.0, 0.0, 0.0, 0.0, 0.0, 0.0, 0.0, 0.0, 0.0, 0.0, 0.0, 0.0, 0.0, 0.0, 0.0, 0.0, 0.0, 0.0], [0.0, 0.0, 0.0, 0.0, 0.0, 0.0, 0.0, 0.0, 0.0, 0.0, 0.0, 0.0, 0.0, 0.0, 0.0, 0.0, 0.0, 0.0, 0.0, 0.0, 0.0, 0.0, 0.0, 0.0, 0.0, 0.0, 0.0, 0.0, 0.0, 0.0]] | 2D array of the non-dimensional start point defined along the outer profile of a layer. The TE suction side is 0, the TE pressure side is 1. The first dimension represents each layer, the second dimension represents each entry along blade span.
blade.internal_structure_2d_fem.layer_end_nd | output |  | [[1.0, 1.0, 1.0, 1.0, 1.0, 1.0, 1.0, 1.0, 1.0, 1.0, 1.0, 1.0, 1.0, 1.0, 1.0, 1.0, 1.0, 1.0, 1.0, 1.0, 1.0, 1.0, 1.0, 1.0, 1.0, 1.0, 1.0, 1.0, 1.0, 1.0], [1.0, 1.0, 1.0, 1.0, 1.0, 1.0, 1.0, 1.0, 1.0, 1.0, 1.0, 1.0, 1.0, 1.0, 1.0, 1.0, 1.0, 1.0, 1.0, 1.0, 1.0, 1.0, 1.0, 1.0, 1.0, 1.0, 1.0, 1.0, 1.0, 1.0], [0.2227298550100273, 0.22632952483204768, 0.22948212437581095, 0.3008019256052278, 0.3113824225094479, 0.3227278371803193, 0.3302845928426913, 0.33580146990087323, 0.3384231564347329, 0.3378333828562191, 0.33690304992777587, 0.33920465144286516, 0.3419282801246595, 0.35209392270927103, 0.3582741241440523, 0.3669720849566914, 0.375518605818145, 0.3827751215054574, 0.38964943920179285, 0.3957804603142563, 0.4027958816390277, 0.40631466334865907, 0.4113402530067285, 0.41753853299536126, 0.4199313238915094, 0.42260813183400925, 0.4260419733187715, 0.43129105098389503, 0.4334057871588144, 0.4103707396957903], [0.7227392621862161, 0.7268668663967799, 0.7369226778555882, 0.6839278290351037, 0.6946675395241197, 0.703256277156329, 0.7118880388490143, 0.7198002059089803, 0.7248597417304606, 0.7274373332553017, 0.729618898787973, 0.7291235750251559, 0.7282111052564589, 0.7216407753534636, 0.7201935925549754, 0.7182021148484563, 0.7169969256580416, 0.7174212106541346, 0.7190506018361553, 0.7227079057480397, 0.7310287783848622, 0.7373599737099304, 0.7490399105608683, 0.7619290398402178, 0.7743882790965585, 0.7904088076784185, 0.812991661514389, 0.847166181144916, 0.8949495168862853, 0.9165940867141491], [0.19443410767975144, 0.1978961908795244, 0.19958140163058266, 0.20542464311933956, 0.21272282382163815, 0.22201710404838199, 0.22991051269542517, 0.23619816233798707, 0.24018570672054076, 0.2417677397265339, 0.24321801739271495, 0.24714692440054453, 0.2514718654064332, 0.2614718519611263, 0.2671562341675582, 0.27388979239580685, 0.28019576532759827, 0.28503635054090354, 0.28909800028747185, 0.31451629488106314, 0.4370829868619208, 0.320758032488366, 0.2930567897903598, 0.2921064449099263, 0.2910646146603808, 0.28898448525609133, 0.2852726377942026, 0.2791943981779224, 0.26861132553798667, 0.24523262565655413], [0.6944435148559402, 0.6984335324442567, 0.7070219551103599, 0.7160785943181758, 0.727041866331137, 0.7349028098288584, 0.7412705651127219, 0.7467993398914506, 0.7491285127869466, 0.7488060015796503, 0.7479347564119759, 0.7444243939444215, 0.7404243118117376, 0.7307665445111873, 0.7260795036816726, 0.7205897255336017, 0.7154694307822183, 0.7115076478297959, 0.708132452123774, 0.7286353899781988, 0.8487365625252937, 0.732798620492095, 0.7076220245693976, 0.7099371856243094, 0.712085852509696, 0.7147034419752497, 0.7185162292704639, 0.7243480575863829, 0.7343491554404629, 0.7567206858747599], [0.5109427148761995, 0.5109315780434064, 0.5110923195372874, 0.5115139368012026, 0.5127486086526316, 0.5131460934915146, 0.5131065827132474, 0.5139515909632981, 0.5146796797545375, 0.5150790456134902, 0.515622345579818, 0.516273111276618, 0.5168142049704297, 0.5175575547660904, 0.5182280882826983, 0.5190603729151136, 0.5199539060083804, 0.5209445305276691, 0.5221180426956284, 0.5235335658948336, 0.5258216716206937, 0.5273093526045379, 0.5298251643878843, 0.5330886569456504, 0.5373961725885538, 0.5431032487752457, 0.5460130356861798, 0.5447154157497146, 0.5433496873716276, 0.5417782450793086], [0.04074587615559723, 0.04104707172721142, 0.04343079978744407, 0.04611343694929892, 0.049436627243651, 0.05219928235168118, 0.054414598980066245, 0.05602712502946415, 0.057431322946311716, 0.05810475164684571, 0.058348019511827165, 0.05906710685760906, 0.059877808740312816, 0.06224914941160448, 0.06511349612270725, 0.06952396922644637, 0.07480995618097841, 0.07512291587415915, 0.07497596233115852, 0.07492002271970176, 0.07503120926436799, 0.07514176968823938, 0.07529578578205315, 0.0752114920679173, 0.06994390831126364, 0.06972474615696847, 0.06954860703441507, 0.06934637660255885, 0.0691873459526418, 0.06887597268790605], [1.0, 1.0, 1.0, 1.0, 1.0, 1.0, 1.0, 1.0, 1.0, 1.0, 1.0, 1.0, 1.0, 1.0, 1.0, 1.0, 1.0, 1.0, 1.0, 1.0, 1.0, 1.0, 1.0, 1.0, 1.0, 1.0, 1.0, 1.0, 1.0, 1.0], [0.1661383603494756, 0.1694628569270011, 0.16968067888535437, 0.2375949530027449, 0.24398990006773233, 0.2519311500881011, 0.2576652264500764, 0.26174661649555087, 0.26334339770109555, 0.2621083664556708, 0.26061866422837776, 0.2616314995326834, 0.2629598544862647, 0.26995748937711933, 0.2725208985317948, 0.2758827050334076, 0.2783864708757078, 0.2789155644341235, 0.27802615853755763, 0.2750634045725415, 0.26774667347125214, 0.26207131421706575, 0.25166728116937254, 0.23859669313117138, 0.227875469260909, 0.21289914882504438, 0.19074835516998262, 0.15633559281281478, 0.10381686391715891, 0.08009451161731798], [0.4890559543162311, 0.4889383942311296, 0.48796411049385335, 0.48706864014719237, 0.4866845505982981, 0.4857654747585992, 0.48502104276090363, 0.48531087640878967, 0.4856425830643033, 0.48579239552057807, 0.4861193594105758, 0.4862716947753552, 0.4862731663547805, 0.4857912891748808, 0.4850630282771577, 0.48383155522978366, 0.48238805281939284, 0.48077684683033073, 0.4789477388987355, 0.47684624458672537, 0.47359139036180653, 0.47152323732789425, 0.46807164252978684, 0.46388290037817503, 0.4585452152866592, 0.45118660428881174, 0.4459587735889037, 0.44467842990449175, 0.4432423328295308, 0.44179699440331593], [0.6661477675256644, 0.6700001984917334, 0.6771212323651317, 0.6207208564326209, 0.6272750170824042, 0.6324595900641107, 0.6392686724563994, 0.645745352503658, 0.6497799829968233, 0.6517123168547534, 0.6533345130885748, 0.651550423114974, 0.6492426796180643, 0.6395043420213119, 0.6344403669427179, 0.6271127349251724, 0.6198647907156044, 0.6135616535828007, 0.6074273211719201, 0.6019908500063249, 0.5959795702170866, 0.5931166245783371, 0.5893669387235123, 0.5862305208235664, 0.5844476893192411, 0.5818881458651411, 0.5782695778866841, 0.5727057328003304, 0.5737487939946404, 0.5968472850353708], [0.9592541238444028, 0.9589529282727886, 0.956569200212556, 0.9538865630507011, 0.950563372756349, 0.9478007176483189, 0.9455854010199337, 0.9439728749705358, 0.9425686770536883, 0.9418952483531543, 0.9416519804881729, 0.9409328931423909, 0.9401221912596872, 0.9377508505883955, 0.9348865038772928, 0.9304760307735537, 0.9251900438190216, 0.9248770841258409, 0.9250240376688414, 0.9250799772802982, 0.924968790735632, 0.9248582303117606, 0.9247042142179469, 0.9247885079320827, 0.9300560916887364, 0.9302752538430316, 0.9304513929655849, 0.9306536233974412, 0.9308126540473582, 0.931124027312094], [1.0, 1.0, 1.0, 1.0, 1.0, 1.0, 1.0, 1.0, 1.0, 1.0, 1.0, 1.0, 1.0, 1.0, 1.0, 0.95, 0.95, 0.95, 0.95, 0.95, 0.95, 0.95, 0.95, 0.95, 0.95, 0.95, 0.95, 0.95, 0.95, 0.95], [0.0, 0.0, 0.0, 0.0, 0.0, 0.0, 0.0, 0.0, 0.0, 0.0, 0.0, 0.0, 0.0, 0.0, 0.0, 0.0, 0.0, 0.0, 0.0, 0.0, 0.0, 0.0, 0.0, 0.0, 0.0, 0.0, 0.0, 0.0, 0.0, 0.0], [0.0, 0.0, 0.0, 0.0, 0.0, 0.0, 0.0, 0.0, 0.0, 0.0, 0.0, 0.0, 0.0, 0.0, 0.0, 0.0, 0.0, 0.0, 0.0, 0.0, 0.0, 0.0, 0.0, 0.0, 0.0, 0.0, 0.0, 0.0, 0.0, 0.0], [0.0, 0.0, 0.0, 0.0, 0.0, 0.0, 0.0, 0.0, 0.0, 0.0, 0.0, 0.0, 0.0, 0.0, 0.0, 0.0, 0.0, 0.0, 0.0, 0.0, 0.0, 0.0, 0.0, 0.0, 0.0, 0.0, 0.0, 0.0, 0.0, 0.0], [0.0, 0.0, 0.0, 0.0, 0.0, 0.0, 0.0, 0.0, 0.0, 0.0, 0.0, 0.0, 0.0, 0.0, 0.0, 0.0, 0.0, 0.0, 0.0, 0.0, 0.0, 0.0, 0.0, 0.0, 0.0, 0.0, 0.0, 0.0, 0.0, 0.0], [0.0, 0.0, 0.0, 0.0, 0.0, 0.0, 0.0, 0.0, 0.0, 0.0, 0.0, 0.0, 0.0, 0.0, 0.0, 0.0, 0.0, 0.0, 0.0, 0.0, 0.0, 0.0, 0.0, 0.0, 0.0, 0.0, 0.0, 0.0, 0.0, 0.0], [0.0, 0.0, 0.0, 0.0, 0.0, 0.0, 0.0, 0.0, 0.0, 0.0, 0.0, 0.0, 0.0, 0.0, 0.0, 0.0, 0.0, 0.0, 0.0, 0.0, 0.0, 0.0, 0.0, 0.0, 0.0, 0.0, 0.0, 0.0, 0.0, 0.0]] | 2D array of the non-dimensional end point defined along the outer profile of a layer. The TE suction side is 0, the TE pressure side is 1. The first dimension represents each layer, the second dimension represents each entry along blade span.
blade.internal_structure_2d_fem.layer_offset_y_pa | output | m | [[0.0, 0.0, 0.0, 0.0, 0.0, 0.0, 0.0, 0.0, 0.0, 0.0, 0.0, 0.0, 0.0, 0.0, 0.0, 0.0, 0.0, 0.0, 0.0, 0.0, 0.0, 0.0, 0.0, 0.0, 0.0, 0.0, 0.0, 0.0, 0.0, 0.0], [0.0, 0.0, 0.0, 0.0, 0.0, 0.0, 0.0, 0.0, 0.0, 0.0, 0.0, 0.0, 0.0, 0.0, 0.0, 0.0, 0.0, 0.0, 0.0, 0.0, 0.0, 0.0, 0.0, 0.0, 0.0, 0.0, 0.0, 0.0, 0.0, 0.0], [0.0, 0.0, 0.0, -0.8, -0.768, -0.736, -0.7040000000000001, -0.672, -0.64, -0.608, -0.576, -0.544, -0.512, -0.48, -0.448, -0.4159999999999999, -0.38399999999999995, -0.352, -0.31999999999999995, -0.2879999999999999, -0.24639999999999998, -0.22399999999999998, -0.19199999999999995, -0.15999999999999992, -0.1279999999999999, -0.09599999999999997, -0.06399999999999995, -0.03199999999999992, 0.0, 0.0], [0.0, 0.0, 0.0, -0.8, -0.768, -0.736, -0.7040000000000001, -0.672, -0.64, -0.608, -0.576, -0.544, -0.512, -0.48, -0.448, -0.4159999999999999, -0.38399999999999995, -0.352, -0.31999999999999995, -0.2879999999999999, -0.24639999999999998, -0.22399999999999998, -0.19199999999999995, -0.15999999999999992, -0.1279999999999999, -0.09599999999999997, -0.06399999999999995, -0.03199999999999992, 0.0, 0.0], [0.0, 0.0, 0.0, 0.0, 0.0, 0.0, 0.0, 0.0, 0.0, 0.0, 0.0, 0.0, 0.0, 0.0, 0.0, 0.0, 0.0, 0.0, 0.0, 0.0, 0.0, 0.0, 0.0, 0.0, 0.0, 0.0, 0.0, 0.0, 0.0, 0.0], [0.0, 0.0, 0.0, 0.0, 0.0, 0.0, 0.0, 0.0, 0.0, 0.0, 0.0, 0.0, 0.0, 0.0, 0.0, 0.0, 0.0, 0.0, 0.0, 0.0, 0.0, 0.0, 0.0, 0.0, 0.0, 0.0, 0.0, 0.0, 0.0, 0.0], [0.0, 0.0, 0.0, 0.0, 0.0, 0.0, 0.0, 0.0, 0.0, 0.0, 0.0, 0.0, 0.0, 0.0, 0.0, 0.0, 0.0, 0.0, 0.0, 0.0, 0.0, 0.0, 0.0, 0.0, 0.0, 0.0, 0.0, 0.0, 0.0, 0.0], [0.0, 0.0, 0.0, 0.0, 0.0, 0.0, 0.0, 0.0, 0.0, 0.0, 0.0, 0.0, 0.0, 0.0, 0.0, 0.0, 0.0, 0.0, 0.0, 0.0, 0.0, 0.0, 0.0, 0.0, 0.0, 0.0, 0.0, 0.0, 0.0, 0.0], [0.0, 0.0, 0.0, 0.0, 0.0, 0.0, 0.0, 0.0, 0.0, 0.0, 0.0, 0.0, 0.0, 0.0, 0.0, 0.0, 0.0, 0.0, 0.0, 0.0, 0.0, 0.0, 0.0, 0.0, 0.0, 0.0, 0.0, 0.0, 0.0, 0.0], [0.0, 0.0, 0.0, 0.0, 0.0, 0.0, 0.0, 0.0, 0.0, 0.0, 0.0, 0.0, 0.0, 0.0, 0.0, 0.0, 0.0, 0.0, 0.0, 0.0, 0.0, 0.0, 0.0, 0.0, 0.0, 0.0, 0.0, 0.0, 0.0, 0.0], [0.0, 0.0, 0.0, 0.0, 0.0, 0.0, 0.0, 0.0, 0.0, 0.0, 0.0, 0.0, 0.0, 0.0, 0.0, 0.0, 0.0, 0.0, 0.0, 0.0, 0.0, 0.0, 0.0, 0.0, 0.0, 0.0, 0.0, 0.0, 0.0, 0.0], [0.0, 0.0, 0.0, 0.0, 0.0, 0.0, 0.0, 0.0, 0.0, 0.0, 0.0, 0.0, 0.0, 0.0, 0.0, 0.0, 0.0, 0.0, 0.0, 0.0, 0.0, 0.0, 0.0, 0.0, 0.0, 0.0, 0.0, 0.0, 0.0, 0.0], [0.0, 0.0, 0.0, 0.0, 0.0, 0.0, 0.0, 0.0, 0.0, 0.0, 0.0, 0.0, 0.0, 0.0, 0.0, 0.0, 0.0, 0.0, 0.0, 0.0, 0.0, 0.0, 0.0, 0.0, 0.0, 0.0, 0.0, 0.0, 0.0, 0.0], [0.0, 0.0, 0.0, 0.0, 0.0, 0.0, 0.0, 0.0, 0.0, 0.0, 0.0, 0.0, 0.0, 0.0, 0.0, 0.0, 0.0, 0.0, 0.0, 0.0, 0.0, 0.0, 0.0, 0.0, 0.0, 0.0, 0.0, 0.0, 0.0, 0.0], [0.0, 0.0, 0.0, 0.0, 0.0, 0.0, 0.0, 0.0, 0.0, 0.0, 0.0, 0.0, 0.0, 0.0, 0.0, 0.0, 0.0, 0.0, 0.0, 0.0, 0.0, 0.0, 0.0, 0.0, 0.0, 0.0, 0.0, 0.0, 0.0, 0.0], [0.0, 0.0, 0.0, 0.0, 0.0, 0.0, 0.0, 0.0, 0.0, 0.0, 0.0, 0.0, 0.0, 0.0, 0.0, 0.0, 0.0, 0.0, 0.0, 0.0, 0.0, 0.0, 0.0, 0.0, 0.0, 0.0, 0.0, 0.0, 0.0, 0.0], [0.0, 0.0, 0.0, 0.0, 0.0, 0.0, 0.0, 0.0, 0.0, 0.0, 0.0, 0.0, 0.0, 0.0, 0.0, 0.0, 0.0, 0.0, 0.0, 0.0, 0.0, 0.0, 0.0, 0.0, 0.0, 0.0, 0.0, 0.0, 0.0, 0.0], [0.0, 0.0, 0.0, 0.0, 0.0, 0.0, 0.0, 0.0, 0.0, 0.0, 0.0, 0.0, 0.0, 0.0, 0.0, 0.0, 0.0, 0.0, 0.0, 0.0, 0.0, 0.0, 0.0, 0.0, 0.0, 0.0, 0.0, 0.0, 0.0, 0.0], [0.0, 0.0, 0.0, 0.0, 0.0, 0.0, 0.0, 0.0, 0.0, 0.0, 0.0, 0.0, 0.0, 0.0, 0.0, 0.0, 0.0, 0.0, 0.0, 0.0, 0.0, 0.0, 0.0, 0.0, 0.0, 0.0, 0.0, 0.0, 0.0, 0.0], [0.0, 0.0, 0.0, 0.0, 0.0, 0.0, 0.0, 0.0, 0.0, 0.0, 0.0, 0.0, 0.0, 0.0, 0.0, 0.0, 0.0, 0.0, 0.0, 0.0, 0.0, 0.0, 0.0, 0.0, 0.0, 0.0, 0.0, 0.0, 0.0, 0.0]] | 2D array of the offset along the y axis to set the position of a layer. Positive values move the layer towards the trailing edge, negative values towards the leading edge. The first dimension represents each layer, the second dimension represents each entry along blade span.
blade.internal_structure_2d_fem.layer_width | output | m | [[0.0, 0.0, 0.0, 0.0, 0.0, 0.0, 0.0, 0.0, 0.0, 0.0, 0.0, 0.0, 0.0, 0.0, 0.0, 0.0, 0.0, 0.0, 0.0, 0.0, 0.0, 0.0, 0.0, 0.0, 0.0, 0.0, 0.0, 0.0, 0.0, 0.0], [0.0, 0.0, 0.0, 0.0, 0.0, 0.0, 0.0, 0.0, 0.0, 0.0, 0.0, 0.0, 0.0, 0.0, 0.0, 0.0, 0.0, 0.0, 0.0, 0.0, 0.0, 0.0, 0.0, 0.0, 0.0, 0.0, 0.0, 0.0, 0.0, 0.0], [0.8, 0.8, 0.8, 0.8, 0.8, 0.8, 0.8, 0.8, 0.8, 0.8, 0.8, 0.8, 0.8, 0.8, 0.8, 0.8, 0.8, 0.8, 0.8, 0.8, 0.8, 0.8, 0.8, 0.8, 0.7536, 0.7059, 0.6587, 0.611, 0.5383, 0.3419], [0.8, 0.8, 0.8, 0.8, 0.8, 0.8, 0.8, 0.8, 0.8, 0.8, 0.8, 0.8, 0.8, 0.8, 0.8, 0.8, 0.8, 0.8, 0.8, 0.8, 0.8, 0.8, 0.8, 0.7855, 0.7453, 0.7019, 0.6571, 0.6099, 0.5246, 0.331], [0.0, 0.0, 0.0, 0.0, 0.0, 0.0, 0.0, 0.0, 0.0, 0.0, 0.0, 0.0, 0.0, 0.0, 0.0, 0.0, 0.0, 0.0, 0.0, 0.3, 1.7, 0.3, 1.3877787807814457e-17, 0.0, 0.0, 0.0, 0.0, 0.0, 0.0, 0.0], [0.0, 0.0, 0.0, 0.0, 0.0, 0.0, 0.0, 0.0, 0.0, 0.0, 0.0, 0.0, 0.0, 0.0, 0.0, 0.0, 0.0, 0.0, 0.0, 0.3, 1.7, 0.3, 1.3877787807814457e-17, 0.0, 0.0, 0.0, 0.0, 0.0, 0.0, 0.0], [0.3094, 0.3094, 0.3094, 0.3094, 0.3094, 0.3094, 0.3094, 0.3094, 0.3094, 0.3094, 0.3094, 0.3094, 0.3094, 0.3094, 0.3094, 0.3094, 0.3094, 0.3094, 0.3094, 0.3094, 0.3094, 0.3094, 0.3094, 0.3094, 0.3094, 0.3094, 0.2801, 0.2223, 0.1635, 0.1035], [0.576, 0.57745, 0.581, 0.58365, 0.58685, 0.58985, 0.59945, 0.60525, 0.61195, 0.61385, 0.6119, 0.60915, 0.6066, 0.6063, 0.60745, 0.6106, 0.61615, 0.57865, 0.53735, 0.4965, 0.4444673776755774, 0.41675, 0.37725, 0.33625, 0.27445, 0.2347, 0.1947, 0.1541, 0.113, 0.0713], [0.576, 0.57745, 0.581, 0.58365, 0.58685, 0.58985, 0.59945, 0.60525, 0.61195, 0.61385, 0.6119, 0.60915, 0.6066, 0.6063, 0.60745, 0.6106, 0.61615, 0.57865, 0.53735, 0.4965, 0.4444673776755774, 0.41675, 0.37725, 0.33625, 0.27445, 0.2347, 0.1947, 0.1541, 0.113, 0.0713], [0.0, 0.0, 0.0, 0.0, 0.0, 0.0, 0.0, 0.0, 0.0, 0.0, 0.0, 0.0, 0.0, 0.0, 0.0, 0.0, 0.0, 0.0, 0.0, 0.0, 0.0, 0.0, 0.0, 0.0, 0.0, 0.0, 0.0, 0.0, 0.0, 0.0], [0.0, 0.0, 0.0, 0.0, 0.0, 0.0, 0.0, 0.0, 0.0, 0.0, 0.0, 0.0, 0.0, 0.0, 0.0, 0.0, 0.0, 0.0, 0.0, 0.0, 0.0, 0.0, 0.0, 0.0, 0.0, 0.0, 0.0, 0.0, 0.0, 0.0], [0.0, 0.0, 0.0, 0.0, 0.0, 0.0, 0.0, 0.0, 0.0, 0.0, 0.0, 0.0, 0.0, 0.0, 0.0, 0.0, 0.0, 0.0, 0.0, 0.0, 0.0, 0.0, 0.0, 0.0, 0.0, 0.0, 0.0, 0.0, 0.0, 0.0], [0.0, 0.0, 0.0, 0.0, 0.0, 0.0, 0.0, 0.0, 0.0, 0.0, 0.0, 0.0, 0.0, 0.0, 0.0, 0.0, 0.0, 0.0, 0.0, 0.0, 0.0, 0.0, 0.0, 0.0, 0.0, 0.0, 0.0, 0.0, 0.0, 0.0], [0.0, 0.0, 0.0, 0.0, 0.0, 0.0, 0.0, 0.0, 0.0, 0.0, 0.0, 0.0, 0.0, 0.0, 0.0, 0.0, 0.0, 0.0, 0.0, 0.0, 0.0, 0.0, 0.0, 0.0, 0.0, 0.0, 0.0, 0.0, 0.0, 0.0], [0.0, 0.0, 0.0, 0.0, 0.0, 0.0, 0.0, 0.0, 0.0, 0.0, 0.0, 0.0, 0.0, 0.0, 0.0, 0.0, 0.0, 0.0, 0.0, 0.0, 0.0, 0.0, 0.0, 0.0, 0.0, 0.0, 0.0, 0.0, 0.0, 0.0], [0.0, 0.0, 0.0, 0.0, 0.0, 0.0, 0.0, 0.0, 0.0, 0.0, 0.0, 0.0, 0.0, 0.0, 0.0, 0.0, 0.0, 0.0, 0.0, 0.0, 0.0, 0.0, 0.0, 0.0, 0.0, 0.0, 0.0, 0.0, 0.0, 0.0], [0.0, 0.0, 0.0, 0.0, 0.0, 0.0, 0.0, 0.0, 0.0, 0.0, 0.0, 0.0, 0.0, 0.0, 0.0, 0.0, 0.0, 0.0, 0.0, 0.0, 0.0, 0.0, 0.0, 0.0, 0.0, 0.0, 0.0, 0.0, 0.0, 0.0], [0.0, 0.0, 0.0, 0.0, 0.0, 0.0, 0.0, 0.0, 0.0, 0.0, 0.0, 0.0, 0.0, 0.0, 0.0, 0.0, 0.0, 0.0, 0.0, 0.0, 0.0, 0.0, 0.0, 0.0, 0.0, 0.0, 0.0, 0.0, 0.0, 0.0], [0.0, 0.0, 0.0, 0.0, 0.0, 0.0, 0.0, 0.0, 0.0, 0.0, 0.0, 0.0, 0.0, 0.0, 0.0, 0.0, 0.0, 0.0, 0.0, 0.0, 0.0, 0.0, 0.0, 0.0, 0.0, 0.0, 0.0, 0.0, 0.0, 0.0], [0.0, 0.0, 0.0, 0.0, 0.0, 0.0, 0.0, 0.0, 0.0, 0.0, 0.0, 0.0, 0.0, 0.0, 0.0, 0.0, 0.0, 0.0, 0.0, 0.0, 0.0, 0.0, 0.0, 0.0, 0.0, 0.0, 0.0, 0.0, 0.0, 0.0]] | 2D array of the width along the outer profile of a layer. The first dimension represents each layer, the second dimension represents each entry along blade span.
blade.interp_airfoils.r_thick_interp | output |  | [1.0, 0.9904761955070918, 0.9058355221451091, 0.7692063747146259, 0.6243318537689522, 0.5149550598613979, 0.4565247668788405, 0.4089803671230991, 0.37373472220540643, 0.3529975776954834, 0.3385438805507016, 0.3271695421630018, 0.3178133888750906, 0.30941424702967435, 0.30091105322857653, 0.2925054880595256, 0.2849006144977736, 0.2778530148241121, 0.271119271319333, 0.264455966264228, 0.2554986747356164, 0.25036700062620737, 0.2424545046048751, 0.23345852449310675, 0.2235312610322791, 0.21373557166468143, 0.2047799151588242, 0.19617537435258997, 0.18790426085675252, 0.18] | 1D array of the relative thicknesses of the blade defined along span.
blade.interp_airfoils.ac_interp | output |  | [0.5, 0.4957501832280946, 0.4588490059555538, 0.4020554079195539, 0.34747207885727177, 0.31720170850588386, 0.316, 0.316, 0.316, 0.31553758156380457, 0.31111337360993563, 0.3035863592877327, 0.29491461778567823, 0.2870562282922547, 0.28196904410751594, 0.27898070211664444, 0.2762221659153193, 0.2737219282512675, 0.2715084818722161, 0.2696103195258921, 0.26766091442823553, 0.2668738179223346, 0.26609246416055515, 0.26570207918127375, 0.26548575936508495, 0.26516019876486274, 0.26287948339002876, 0.25487264545217786, 0.2426412483034642, 0.22800000000000004] | 1D array of the aerodynamic center of the blade defined along span.
blade.interp_airfoils.cl_interp | output |  | [[[[0.0], [0.0], [0.0], [0.0], [0.0]], [[0.0], [0.0], [0.0], [0.0], [0.0]], [[0.0], [0.0], [0.0], [0.0], [0.0]], [[0.0], [0.0], [0.0], [0.0], [0.0]], [[0.0], [0.0], [0.0], [0.0], [0.0]], [[0.0], [0.0], [0.0], [0.0], [0.0]], [[0.0], [0.0], [0.0], [0.0], [0.0]], [[0.0], [0.0], [0.0], [0.0], [0.0]], [[5.551115123125783e-17], [0.0], [0.0], [0.0], [0.0]], [[-1.1102230246251565e-16], [0.0], [0.0], [0.0], [0.0]], [[0.0], [0.0], [0.0], [0.0], [0.0]], [[0.0], [0.0], [0.0], [0.0], [0.0]], [[0.0], [0.0], [0.0], [0.0], [0.0]], [[0.0], [0.0], [0.0], [0.0], [0.0]], [[0.0], [0.0], [0.0], [0.0], [0.0]], [[0.0], [0.0], [0.0], [0.0], [0.0]], [[0.0], [0.0], [0.0], [0.0], [0.0]], [[0.0], [0.0], [0.0], [0.0], [0.0]], [[0.0], [0.0], [0.0], [0.0], [0.0]], [[0.0], [0.0], [0.0], [0.0], [0.0]], [[0.0], [0.0], [0.0], [0.0], [0.0]], [[5.551115123125783e-17], [5.551115123125783e-17], [-5.551115123125783e-17], [-5.551115123125783e-17], [5.551115123125783e-17]], [[0.0], [0.0], [0.0], [0.0], [0.0]], [[0.0], [0.0], [0.0], [0.0], [0.0]], [[0.0], [0.0], [0.0], [0.0], [0.0]], [[0.0], [0.0], [0.0], [0.0], [0.0]], [[0.0], [0.0], [0.0], [0.0], [0.0]], [[0.0], [0.0], [0.0], [0.0], [0.0]], [[-1.3877787807814457e-17], [1.3877787807814457e-17], [-1.3877787807814457e-17], [1.3877787807814457e-17], [-1.3877787807814457e-17]], [[0.0], [0.0], [0.0], [0.0], [0.0]], [[0.0], [0.0], [0.0], [0.0], [0.0]], [[-6.938893903907228e-18], [6.938893903907228e-18], [6.938893903907228e-18], [-6.938893903907228e-18], [-6.938893903907228e-18]], [[1.3877787807814457e-17], [-1.3877787807814457e-17], [-1.3877787807814457e-17], [-1.3877787807814457e-17], [-1.3877787807814457e-17]], [[0.0], [0.0], [0.0], [0.0], [0.0]], [[-2.7755575615628914e-17], [-2.7755575615628914e-17], [-2.7755575615628914e-17], [2.7755575615628914e-17], [-2.7755575615628914e-17]], [[0.0], [0.0], [0.0], [0.0], [0.0]], [[0.0], [0.0], [0.0], [0.0], [0.0]], [[0.0], [0.0], [0.0], [0.0], [0.0]], [[0.0], [0.0], [0.0], [0.0], [0.0]], [[-5.551115123125783e-17], [5.551115123125783e-17], [5.551115123125783e-17], [5.551115123125783e-17], [-5.551115123125783e-17]], [[0.0], [0.0], [0.0], [0.0], [0.0]], [[0.0], [0.0], [0.0], [0.0], [0.0]], [[0.0], [0.0], [0.0], [0.0], [0.0]], [[0.0], [0.0], [0.0], [0.0], [0.0]], [[0.0], [0.0], [0.0], [0.0], [0.0]], [[0.0], [0.0], [0.0], [0.0], [0.0]], [[0.0], [0.0], [0.0], [0.0], [0.0]], [[0.0], [0.0], [0.0], [0.0], [0.0]], [[0.0], [0.0], [0.0], [0.0], [0.0]], [[0.0], [0.0], [0.0], [0.0], [0.0]], [[0.0], [-1.1102230246251565e-16], [1.1102230246251565e-16], [-1.1102230246251565e-16], [1.1102230246251565e-16]], [[0.0], [0.0], [0.0], [0.0], [0.0]], [[1.1102230246251565e-16], [-1.1102230246251565e-16], [1.1102230246251565e-16], [-1.1102230246251565e-16], [1.1102230246251565e-16]], [[0.0], [0.0], [0.0], [0.0], [0.0]], [[-1.1102230246251565e-16], [0.0], [0.0], [0.0], [0.0]], [[0.0], [0.0], [0.0], [0.0], [0.0]], [[0.0], [0.0], [0.0], [0.0], [0.0]], [[0.0], [0.0], [0.0], [0.0], [0.0]], [[0.0], [0.0], [0.0], [0.0], [0.0]], [[0.0], [0.0], [0.0], [0.0], [0.0]], [[0.0], [0.0], [0.0], [0.0], [0.0]], [[0.0], [0.0], [0.0], [0.0], [0.0]], [[0.0], [0.0], [0.0], [0.0], [0.0]], [[0.0], [0.0], [0.0], [0.0], [0.0]], [[0.0], [0.0], [0.0], [0.0], [0.0]], [[0.0], [0.0], [0.0], [0.0], [0.0]], [[0.0], [0.0], [0.0], [0.0], [0.0]], [[0.0], [0.0], [0.0], [0.0], [0.0]], [[0.0], [0.0], [0.0], [0.0], [0.0]], [[0.0], [0.0], [0.0], [0.0], [0.0]], [[0.0], [0.0], [0.0], [0.0], [0.0]], [[0.0], [0.0], [0.0], [0.0], [0.0]], [[0.0], [0.0], [0.0], [0.0], [0.0]], [[0.0], [0.0], [0.0], [0.0], [0.0]], [[0.0], [0.0], [0.0], [0.0], [0.0]], [[0.0], [0.0], [0.0], [0.0], [0.0]], [[0.0], [0.0], [0.0], [0.0], [0.0]], [[0.0], [0.0], [0.0], [0.0], [0.0]], [[0.0], [0.0], [0.0], [0.0], [0.0]], [[0.0], [0.0], [0.0], [0.0], [0.0]], [[0.0], [0.0], [0.0], [0.0], [0.0]], [[0.0], [0.0], [0.0], [0.0], [0.0]], [[0.0], [0.0], [0.0], [0.0], [0.0]], [[0.0], [0.0], [0.0], [0.0], [0.0]], [[0.0], [0.0], [0.0], [0.0], [0.0]], [[0.0], [0.0], [0.0], [0.0], [0.0]], [[0.0], [0.0], [0.0], [0.0], [0.0]], [[0.0], [0.0], [0.0], [0.0], [0.0]], [[0.0], [0.0], [0.0], [0.0], [0.0]], [[0.0], [0.0], [0.0], [0.0], [0.0]], [[0.0], [0.0], [0.0], [0.0], [0.0]], [[0.0], [0.0], [0.0], [0.0], [0.0]], [[0.0], [0.0], [0.0], [0.0], [0.0]], [[0.0], [0.0], [0.0], [0.0], [0.0]], [[0.0], [0.0], [0.0], [0.0], [0.0]], [[0.0], [0.0], [0.0], [0.0], [0.0]], [[0.0], [0.0], [0.0], [0.0], [0.0]], [[0.0], [0.0], [0.0], [0.0], [0.0]], [[0.0], [0.0], [0.0], [0.0], [0.0]], [[0.0], [0.0], [0.0], [0.0], [0.0]], [[0.0], [0.0], [0.0], [0.0], [0.0]], [[0.0], [0.0], [0.0], [0.0], [0.0]], [[0.0], [0.0], [0.0], [0.0], [0.0]], [[0.0], [0.0], [0.0], [0.0], [0.0]], [[0.0], [0.0], [0.0], [0.0], [0.0]], [[0.0], [0.0], [0.0], [0.0], [0.0]], [[0.0], [0.0], [0.0], [0.0], [0.0]], [[0.0], [0.0], [0.0], [0.0], [0.0]], [[0.0], [0.0], [0.0], [0.0], [0.0]], [[0.0], [0.0], [0.0], [0.0], [0.0]], [[0.0], [0.0], [0.0], [0.0], [0.0]], [[0.0], [0.0], [0.0], [0.0], [0.0]], [[0.0], [0.0], [0.0], [0.0], [0.0]], [[0.0], [0.0], [0.0], [0.0], [0.0]], [[0.0], [0.0], [0.0], [0.0], [0.0]], [[0.0], [0.0], [0.0], [0.0], [0.0]], [[0.0], [0.0], [0.0], [0.0], [0.0]], [[0.0], [0.0], [0.0], [0.0], [0.0]], [[0.0], [0.0], [0.0], [0.0], [0.0]], [[0.0], [0.0], [0.0], [0.0], [0.0]], [[0.0], [0.0], [0.0], [0.0], [0.0]], [[0.0], [0.0], [0.0], [0.0], [0.0]], [[0.0], [0.0], [0.0], [0.0], [0.0]], [[0.0], [0.0], [0.0], [0.0], [0.0]], [[0.0], [0.0], [0.0], [0.0], [0.0]], [[0.0], [0.0], [0.0], [0.0], [0.0]], [[0.0], [0.0], [0.0], [0.0], [0.0]], [[0.0], [0.0], [0.0], [0.0], [0.0]], [[0.0], [0.0], [0.0], [0.0], [0.0]], [[0.0], [0.0], [0.0], [0.0], [0.0]], [[0.0], [0.0], [0.0], [0.0], [0.0]], [[0.0], [0.0], [0.0], [0.0], [0.0]], [[0.0], [0.0], [0.0], [0.0], [0.0]], [[0.0], [0.0], [0.0], [0.0], [0.0]], [[0.0], [0.0], [0.0], [0.0], [0.0]], [[-1.1102230246251565e-16], [0.0], [0.0], [0.0], [0.0]], [[0.0], [0.0], [0.0], [0.0], [1.1102230246251565e-16]], [[0.0], [0.0], [0.0], [0.0], [0.0]], [[0.0], [0.0], [0.0], [0.0], [0.0]], [[0.0], [0.0], [0.0], [0.0], [0.0]], [[0.0], [0.0], [0.0], [0.0], [0.0]], [[0.0], [0.0], [0.0], [0.0], [0.0]], [[0.0], [0.0], [0.0], [0.0], [0.0]], [[0.0], [0.0], [0.0], [0.0], [0.0]], [[0.0], [0.0], [0.0], [0.0], [0.0]], [[0.0], [0.0], [0.0], [0.0], [0.0]], [[0.0], [0.0], [0.0], [0.0], [0.0]], [[0.0], [0.0], [0.0], [0.0], [0.0]], [[0.0], [0.0], [0.0], [0.0], [0.0]], [[0.0], [0.0], [0.0], [0.0], [0.0]], [[0.0], [0.0], [0.0], [0.0], [0.0]], [[0.0], [0.0], [0.0], [0.0], [0.0]], [[0.0], [0.0], [0.0], [0.0], [0.0]], [[0.0], [0.0], [0.0], [0.0], [0.0]], [[0.0], [0.0], [0.0], [0.0], [0.0]], [[0.0], [0.0], [0.0], [0.0], [0.0]], [[0.0], [0.0], [0.0], [0.0], [0.0]], [[-1.1102230246251565e-16], [1.1102230246251565e-16], [1.1102230246251565e-16], [1.1102230246251565e-16], [-1.1102230246251565e-16]], [[0.0], [0.0], [0.0], [0.0], [0.0]], [[0.0], [0.0], [0.0], [0.0], [0.0]], [[0.0], [0.0], [0.0], [0.0], [0.0]], [[0.0], [0.0], [0.0], [0.0], [0.0]], [[0.0], [0.0], [0.0], [0.0], [0.0]], [[-5.551115123125783e-17], [-5.551115123125783e-17], [-5.551115123125783e-17], [5.551115123125783e-17], [5.551115123125783e-17]], [[0.0], [0.0], [0.0], [0.0], [0.0]], [[0.0], [0.0], [0.0], [0.0], [0.0]], [[0.0], [0.0], [0.0], [0.0], [0.0]], [[0.0], [0.0], [0.0], [0.0], [0.0]], [[0.0], [0.0], [6.938893903907228e-18], [0.0], [-6.938893903907228e-18]], [[0.0], [0.0], [0.0], [0.0], [0.0]], [[0.0], [0.0], [0.0], [0.0], [0.0]], [[0.0], [0.0], [0.0], [0.0], [0.0]], [[0.0], [0.0], [0.0], [0.0], [0.0]], [[0.0], [0.0], [0.0], [0.0], [0.0]], [[0.0], [0.0], [0.0], [0.0], [0.0]], [[0.0], [0.0], [0.0], [0.0], [0.0]], [[0.0], [0.0], [0.0], [0.0], [0.0]], [[5.551115123125783e-17], [5.551115123125783e-17], [5.551115123125783e-17], [-5.551115123125783e-17], [5.551115123125783e-17]], [[5.551115123125783e-17], [-5.551115123125783e-17], [5.551115123125783e-17], [5.551115123125783e-17], [5.551115123125783e-17]], [[0.0], [0.0], [0.0], [0.0], [0.0]], [[0.0], [0.0], [0.0], [0.0], [0.0]], [[0.0], [0.0], [0.0], [0.0], [0.0]], [[0.0], [0.0], [0.0], [0.0], [0.0]], [[0.0], [0.0], [0.0], [0.0], [0.0]], [[0.0], [0.0], [0.0], [0.0], [0.0]], [[0.0], [0.0], [0.0], [0.0], [0.0]], [[0.0], [0.0], [0.0], [0.0], [0.0]], [[0.0], [0.0], [0.0], [0.0], [0.0]], [[0.0], [0.0], [0.0], [0.0], [0.0]], [[0.0], [0.0], [0.0], [0.0], [0.0]], [[0.0], [0.0], [0.0], [0.0], [0.0]], [[-5.551115123125783e-17], [0.0], [0.0], [0.0], [0.0]], [[0.0], [0.0], [0.0], [0.0], [0.0]], [[0.0], [0.0], [0.0], [0.0], [0.0]], [[0.0], [0.0], [0.0], [0.0], [0.0]], [[0.0], [0.0], [0.0], [0.0], [0.0]], [[0.0], [0.0], [0.0], [0.0], [0.0]], [[0.0], [0.0], [0.0], [0.0], [0.0]], [[0.0], [0.0], [0.0], [0.0], [0.0]], [[0.0], [0.0], [0.0], [0.0], [0.0]]], [[[0.0], [0.0], [0.0], [0.0], [0.0]], [[0.0022613799145844186], [0.0019477572404127518], [0.0019209423387884948], [0.0019310973328110943], [0.001893404733665248]], [[0.004522759880484493], [0.0038955145320670997], [0.0038418847288127916], [0.003862194716860178], [0.0037868095185604224]], [[0.0067841398976479245], [0.00584327187491088], [0.005762827170020735], [0.0057932921520950885], [0.005680214354633412]], [[0.009661336088146007], [0.008405934324341682], [0.008298603568172965], [0.008339250374214013], [0.008188381087927778]], [[0.013714085542698564], [0.012142210586566978], [0.01200784276582057], [0.012058728334000509], [0.011869857742594057]], [[0.01601395661430497], [0.014128446101735637], [0.013967262270888247], [0.014028303252844472], [0.013801738504629015]], [[0.017019860507278377], [0.014966065925516815], [0.014790486869944025], [0.014856979451433352], [0.01461017917094204]], [[0.02542942808978106], [0.02372633007927566], [0.023580850337686844], [0.02363594185456728], [0.0234314712721318]], [[0.03135418769564147], [0.029919436132374605], [0.02979535172560349], [0.029842339507605092], [0.029667959326661414]], [[0.03450201789911661], [0.03330330899597066], [0.03320072198088757], [0.03323957408546924], [0.033095355406042706]], [[0.03454743991267992], [0.03351531274412187], [0.03342698199241838], [0.033460434453231096], [0.03333625933363688]], [[0.03235313546744435], [0.03146336833259712], [0.031387220947206834], [0.03141605994549064], [0.03130900977632828]], [[0.02972334214256865], [0.028956117654540064], [0.02889045760065692], [0.028915323855421685], [0.028823020741577443]], [[0.028036504796668568], [0.027377036378063976], [0.027320598250134345], [0.02734197305099463], [0.027262629874978517]], [[0.026610256607054364], [0.026045179810998853], [0.025996819828314255], [0.026015134886056293], [0.02594714954859209]], [[0.025232369076536226], [0.0247508107268974], [0.024709598357691], [0.024725206439433517], [0.02466726937882721]], [[0.02374825020180546], [0.023341284430436093], [0.023306455798752818], [0.023319646671677324], [0.02327068213141127]], [[0.022188986966452218], [0.021847536526218986], [0.02181831476386195], [0.021829381543948007], [0.021788301806642263]], [[0.020586789619064863], [0.02030430101979544], [0.020280125295468007], [0.020289281427896544], [0.020255293877941435]], [[0.018948944888693864], [0.018718253252723457], [0.018698510372465546], [0.018705987463478443], [0.01867823256568217]], [[0.017221698464218185], [0.017036841714952983], [0.017021021442266873], [0.017027012964328223], [0.017004772481700056]], [[0.015393237670774981], [0.015248628601643416], [0.015236252777892978], [0.015240939885668811], [0.015223541353555164]], [[0.013543752756405097], [0.013433770660381636], [0.013424358253317586], [0.013427922909630921], [0.013414690948894345]], [[0.01167476432805463], [0.011594584025213031], [0.011587722095092984], [0.011590320911504123], [0.011580674114309561]], [[0.009709709861759577], [0.009654289270478796], [0.009649546306595973], [0.009651342578070037], [0.009644674833743996]], [[0.007727645180527001], [0.007692344674642804], [0.007689323612830534], [0.0076904677539487085], [0.007686220713703479]], [[0.005808642719658322], [0.005788862171684277], [0.005787169328204618], [0.005787810476789335], [0.0057854305298472575]], [[0.0039106509332848295], [0.0039018849768858895], [0.0039011347747514406], [0.0039014188699220444], [0.00390036431842581]], [[0.0019653920351828634], [0.00196260525147042], [0.0019623667558994248], [0.0019624571172246665], [0.0019621216852809056]], [[-1.478517394622236e-07], [-1.478517394622236e-07], [-1.478517394622236e-07], [-1.478517394622236e-07], [-1.478517394622236e-07]], [[-0.0019658890657138876], [-0.0019631022820014287], [-0.0019628637864304316], [-0.0019629541477556873], [-0.001962618715811928]], [[-0.003911170792172673], [-0.0039024048357737054], [-0.0039016546336392843], [-0.003901938728809857], [-0.00390088417731365]], [[-0.00580932291225867], [-0.005789542364284632], [-0.005787849520804973], [-0.005788490669389683], [-0.005786110722447613]], [[-0.007727993972015033], [-0.007692693466130829], [-0.007689672404318559], [-0.007690816545436734], [-0.007686569505191504]], [[-0.009710270033446433], [-0.009654849442165603], [-0.009650106478282829], [-0.009651902749756844], [-0.009645235005430804]], [[-0.011675329129167689], [-0.011595148826326132], [-0.011588286896206085], [-0.011590885712617224], [-0.011581238915422606]], [[-0.013543431895081184], [-0.013433449799057681], [-0.013424037391993673], [-0.013427602048307022], [-0.013414370087570432]], [[-0.015392460483883555], [-0.015247851414751892], [-0.01523547559100158], [-0.015240162698777399], [-0.015222764166663752]], [[-0.017220851328235892], [-0.017035994578970565], [-0.017020174306284677], [-0.017026165828346054], [-0.01700392534571786]], [[-0.018949337814025607], [-0.018718646178055215], [-0.018698903297797304], [-0.0187063803888102], [-0.018678625491013914]], [[-0.020587578874490156], [-0.020305090275220705], [-0.020280914550893286], [-0.02029007068332181], [-0.020256083133366687]], [[-0.022189637624284442], [-0.021848187184051182], [-0.02181896542169416], [-0.021830032201780217], [-0.021788952464474556]], [[-0.023748439713080563], [-0.02334147394171121], [-0.02330664531002795], [-0.023319836182952414], [-0.023270871642686375]], [[-0.025231987286012336], [-0.024750428936373386], [-0.024709216567166986], [-0.024724824648909613], [-0.02466688758830321]], [[-0.026609732375003387], [-0.026044655578948], [-0.025996295596263277], [-0.026014610654005343], [-0.025946625316541128]], [[-0.028035533769395618], [-0.027376065350791026], [-0.02731962722286141], [-0.027341002023721722], [-0.02726165884770558]], [[-0.029716534364337195], [-0.028949309876308615], [-0.02888364982242543], [-0.02890851607719022], [-0.028816212963345966]], [[-0.032343148496508656], [-0.03145338136166133], [-0.031377233976271166], [-0.031406072974554944], [-0.03129902280539258]], [[-0.03454308753835282], [-0.03351096036979488], [-0.033422629618091365], [-0.03345608207890407], [-0.033331906959309855]], [[-0.034501536746060164], [-0.03330282784291433], [-0.03320024082783102], [-0.033239092932412895], [-0.03309487425298614]], [[-0.034044946820303595], [-0.03280897097197848], [-0.03270319460567797], [-0.032743254626492885], [-0.03259455216286475]], [[-0.0334205542813544], [-0.03214602229313379], [-0.03203694624592929], [-0.03207825601912098], [-0.031924914461566256]], [[-0.03263121202936166], [-0.031316698640139], [-0.031204200936920473], [-0.031246806679670863], [-0.031088654464212856]], [[-0.03167977296447344], [-0.030301582966820506], [-0.030180963396852084], [-0.03022663888829799], [-0.030057130006215987]], [[-0.030567888076311583], [-0.02911419665844686], [-0.028990132261656282], [-0.029037112834807144], [-0.028862757186152152]], [[-0.029263293526925527], [-0.02776799202250671], [-0.02764034267396706], [-0.02768868135913201], [-0.027509281933179655]], [[-0.027805151743751394], [-0.026266395107153347], [-0.02613500193855505], [-0.02618475882147537], [-0.02600009250806563]], [[-0.026197034005863595], [-0.024612759309240617], [-0.02447744550963358], [-0.02452868743025422], [-0.024338506127535704]], [[-0.024387089276847317], [-0.022750490367504837], [-0.022610673419782186], [-0.022663620928674886], [-0.022467105965587385]], [[-0.022285259838960694], [-0.020581479286699726], [-0.020435887806954104], [-0.020491022538634118], [-0.020286386063505496]], [[-0.01996893506039259], [-0.01818875370788178], [-0.01803659996022622], [-0.018094220340145014], [-0.017880354695664243]], [[-0.01752122315158949], [-0.015661717488839075], [-0.015502753156596482], [-0.015562953277784996], [-0.015339509362537746]], [[-0.01502421240978542], [-0.01308882029052549], [-0.01292334171593585], [-0.012986009361768282], [-0.01275340392914076]], [[-0.012559293150555206], [-0.010557857181609842], [-0.010386708836250619], [-0.010451524170745713], [-0.010210944664738153]], [[-0.010207433995534018], [-0.008156227286205353], [-0.007980803835594769], [-0.008047238624200148], [-0.007800646057038882]], [[-0.008049385693632366], [-0.005971125506856884], [-0.005793372906644834], [-0.005860690102502536], [-0.00561082058268797]], [[-0.005843559863788844], [-0.0037830807725957594], [-0.0036068974656565944], [-0.0036762764668495373], [-0.0034289905768969953]], [[-0.004961248710409288], [-0.0030044918997776116], [-0.002837503546558068], [-0.0029173362585052376], [-0.0026849694370395805]], [[-0.004248800937337899], [-0.0023832610618411687], [-0.0022243599966522976], [-0.002313392286665439], [-0.002094148364134768]], [[-0.0032432339311585234], [-0.0014637588143466274], [-0.0013124860254800086], [-0.0014101568516242113], [-0.0012032854853470942]], [[-0.002123432980083023], [-0.00043004501128185435], [-0.00031811600337722234], [-0.0003927002463428031], [-0.00031755887330803256]], [[-0.001232000500867858], [-0.0002996191952376326], [-0.00029879666349053036], [-0.0002994911248406229], [-0.00029839283456151167]], [[-0.00028388201849771644], [-0.0002749589111623041], [-0.00027424623099370216], [-0.00027493177298809623], [-0.00027399099210939637]], [[-0.00025729081106590224], [-0.0002496955409555246], [-0.0002490893200508826], [-0.0002497527444982328], [-0.00024896297252968713]], [[-0.0002406323359311624], [-0.00023385604132775129], [-0.00023331599667864023], [-0.00023398813601580026], [-0.00023329526507603893]], [[-0.00021934220504615798], [-0.0002135477045102363], [-0.00021308664729755011], [-0.0002137397148181952], [-0.0002131587165114246]], [[-0.00019822990044257582], [-0.0001933545940243503], [-0.00019296748168090572], [-0.0001935926442599989], [-0.00019311513437257621]], [[-0.0001810284188224348], [-0.00017687300645692627], [-0.00017654401198148595], [-0.00017715158084026517], [-0.00017675607354245004]], [[-0.0001607725435313484], [-0.00015739619390081616], [-0.0001571298160749912], [-0.00015769479040525503], [-0.00015738453041570788]], [[-0.00013661002476325623], [-0.0001340644415683337], [-0.00013386447145570524], [-0.0001343544513679809], [-0.00013413062002908677]], [[-0.00011502029356732363], [-0.00011314177419754351], [-0.00011299506882376034], [-0.00011341364601246545], [-0.00011325765171891003]], [[-9.133528791802764e-05], [-9.008391580785785e-05], [-8.998693674227946e-05], [-9.031251947620549e-05], [-9.021625681183108e-05]], [[-7.217176937123187e-05], [-7.135527362856983e-05], [-7.129267475351406e-05], [-7.154345643515733e-05], [-7.148705401594478e-05]], [[-5.61445077253836e-05], [-5.563375323974773e-05], [-5.5595184772445905e-05], [-5.578311618540527e-05], [-5.5753111375886344e-05]], [[-4.004462138296194e-05], [-3.977428858249754e-05], [-3.975431579572933e-05], [-3.9875901788565676e-05], [-3.9863831289489726e-05]], [[-2.6312206210410416e-05], [-2.619224162253922e-05], [-2.6183668926635373e-05], [-2.625151272792406e-05], [-2.624858019689702e-05]], [[-1.6100377695140583e-05], [-1.6056023789300794e-05], [-1.6053024511897968e-05], [-1.6085921409978582e-05], [-1.608621615367678e-05]], [[-6.269655865687868e-06], [-6.263163145720299e-06], [-6.262767815396267e-06], [-6.2695323891880095e-06], [-6.269922581235085e-06]], [[0.0006958048429915355], [0.0006958048429915355], [0.0006958048429915355], [0.0006958048429915355], [0.0006958048429915355]], [[0.0024017480375390296], [0.0024017480375390296], [0.0024017480375390296], [0.0024017480375390296], [0.0024017480375390296]], [[0.004037940847259239], [0.004037940847259239], [0.004037940847259239], [0.004037940847259239], [0.004037940847259239]], [[0.00529765031573394], [0.00529765031573394], [0.00529765031573394], [0.00529765031573394], [0.00529765031573394]], [[0.006194682095296597], [0.006194682095296597], [0.006194682095296597], [0.006194682095296597], [0.006194682095296597]], [[0.002352445493193245], [0.002352445493193245], [0.002352445493193245], [0.002352445493193245], [0.002352445493193245]], [[-1.7539791515340693e-05], [-1.765124015529803e-05], [-1.7703677815241858e-05], [-1.8080199910106443e-05], [-1.814737647841489e-05]], [[-0.008527687202333434], [-0.008648334418110443], [-0.008704248589468555], [-0.00872574038766824], [-0.00872574038766824]], [[-0.0138335116443275], [-0.0138335116443275], [-0.0138335116443275], [-0.0138335116443275], [-0.0138335116443275]], [[-0.017652620038883016], [-0.017652620038883016], [-0.017652620038883016], [-0.017652620038883016], [-0.017652620038883016]], [[-0.013381736020624896], [-0.013381736020624896], [-0.013381736020624896], [-0.013381736020624896], [-0.013381736020624896]], [[-0.009108608786774108], [-0.009108608786774108], [-0.009108608786774108], [-0.009108608786774108], [-0.009108608786774108]], [[-0.004972030284284848], [-0.004972030284284848], [-0.004972030284284848], [-0.004972030284284848], [-0.004972030284284848]], [[-0.0006526134564394728], [-0.0006526134564394728], [-0.0006526134564394728], [-0.0006526134564394728], [-0.0006526134564394728]], [[1.5071253668029472e-05], [1.5023129114406092e-05], [1.5011013192754719e-05], [1.4972455612150687e-05], [1.4954691867276326e-05]], [[4.0754968267123215e-05], [4.0700885674656295e-05], [4.0670083618195296e-05], [4.0359118205348515e-05], [4.028161791515966e-05]], [[7.123540519598896e-05], [7.123526788445009e-05], [7.123516750437084e-05], [7.048610481209978e-05], [7.024976461638376e-05]], [[0.00010749884578147711], [0.00010748938549288642], [0.00010748257778050302], [0.00010635316003731674], [0.00010576110824800887]], [[0.00014418753091018088], [0.0001443361285721756], [0.00014433821573144046], [0.00014271755640545697], [0.000141776242811191]], [[0.00018651196545474424], [0.0001870002315178948], [0.00018700710854192837], [0.00018466032242363262], [0.00018327549785927821]], [[0.0002265551544423372], [0.0002276812848604759], [0.00022769813437656383], [0.0002243670817870802], [0.00022238990659834146]], [[0.00026768362615067764], [0.0002672357415608728], [0.00026697963694058413], [0.0002643503358295274], [0.0002624938153023004]], [[0.0003065168112853789], [0.00030246342577697205], [0.00030196059217452165], [0.00030141066851860354], [0.000300430997151796]], [[0.000346816805800787], [0.0003426128563219222], [0.0003419398991283962], [0.0003407472572335979], [0.0003405669007151002]], [[0.00037993607726249934], [0.00037612539822901025], [0.00037532089258957013], [0.00037325032446089423], [0.0003732038031382112]], [[0.0005649579372753455], [0.0004112446955291116], [0.00041035048726584256], [0.00040824214293477823], [0.0004069776731491781]], [[0.001286585459697065], [0.000525881649417026], [0.00043973797522600666], [0.00043749273950749457], [0.0004368615898073247]], [[0.002430888779530238], [0.0016559320608572903], [0.0014990810380717257], [0.0011213230582269307], [0.0012245872531989055]], [[0.002880401240793473], [0.002113925139628825], [0.0019608780714976404], [0.0015987246523169185], [0.0014348747058906541]], [[0.003660296999629553], [0.0027131221121045046], [0.00253810133700505], [0.002164821609491163], [0.0019637297017106037]], [[0.004703976155022049], [0.0033161729137284324], [0.0030828894707771726], [0.002648714358181037], [0.0028526655851799365]], [[0.005411458845714201], [0.00380720084482411], [0.0035508943680574445], [0.003110132287097722], [0.0035664061106852607]], [[0.006734672780653539], [0.004843120377089338], [0.004578392751112048], [0.00421855706469354], [0.0049361446323483715]], [[0.007546704417639605], [0.00485898908727922], [0.004623318489609285], [0.0046119624668274906], [0.005897410141082637]], [[0.009746651421108449], [0.006208330880459523], [0.005906089032661543], [0.0060374688940251775], [0.0075245746751295695]], [[0.012638388517341004], [0.00839126139428964], [0.008027970397613715], [0.00816170774590147], [0.00961738489813957]], [[0.015396131722842626], [0.010857248589406676], [0.010389745321518179], [0.01014561859344515], [0.012084543787892033]], [[0.019119954296246668], [0.014265655221720991], [0.013585643056415742], [0.012658198016487793], [0.015703176986191114]], [[0.021701785644210426], [0.016085691488850126], [0.015620959840608614], [0.01644265119254905], [0.018472658405998293]], [[0.025037422238419448], [0.019336474664518002], [0.01888298144730495], [0.020480028369931395], [0.02158698739631985]], [[0.029015583921283825], [0.024744444887085035], [0.02428959700358872], [0.024008361242761768], [0.02472768736719341]], [[0.032396445178557186], [0.027421851631048065], [0.027004484936779555], [0.02747737722357763], [0.027247061742149414]], [[0.03475262039713059], [0.029540822566374712], [0.02912257235071347], [0.03041129221516503], [0.029384441303689807]], [[0.03652440064207812], [0.032791155093780326], [0.03248109152323819], [0.032969456870844814], [0.03236841843687899]], [[0.03810780041977436], [0.03558366092316598], [0.035343169297739147], [0.03527101683479472], [0.03501147675665363]], [[0.04041034466196609], [0.038575493547249325], [0.038333518754523614], [0.03804267406877872], [0.037918549046380576]], [[0.0423779024270306], [0.04085527612939554], [0.04062187493128234], [0.04024642498140913], [0.040180261245173335]], [[0.045040416694360985], [0.043551270516469356], [0.04332490201869575], [0.04296581705694291], [0.04289892304600351]], [[0.04720581584983713], [0.045562469286483054], [0.04534229762292233], [0.04506797474701191], [0.04496074051702709]], [[0.04921952668992394], [0.04737481049037062], [0.04716410305066743], [0.047009361772294034], [0.0468413636412765]], [[0.05151689213017677], [0.04944830925239582], [0.04925918065146334], [0.04922642805995109], [0.04900620519710258]], [[0.053272872356712936], [0.0510566184424775], [0.05086644426309317], [0.05091706455371983], [0.05065672448622255]], [[0.054939186193972256], [0.052738383859021964], [0.05255003643072434], [0.05262136812313063], [0.05235658546105515]], [[0.055204518178190234], [0.05307392827520972], [0.052891589722533786], [0.05296064602769478], [0.052704309496432775]], [[0.05492193423877315], [0.0528585487776841], [0.052681961668868404], [0.052748839904473085], [0.05250058831082857]], [[0.05422657436384169], [0.05222757973512218], [0.052056503274725704], [0.05212129449983498], [0.051880789870971764]], [[0.053253578541516466], [0.05131635551620174], [0.05115056554510436], [0.05121335456015008], [0.0509802821435921]], [[0.0521380867599178], [0.050260210489599805], [0.050099499485001656], [0.050160364831787915], [0.04993443309541942]], [[0.05101523900716619], [0.04919447902399357], [0.049038656099416086], [0.049097670061118176], [0.048878610693182944]], [[0.05002017527138239], [0.04825449548806057], [0.048103386393345604], [0.04816061499450999], [0.047948182903612774]], [[0.04928803554068669], [0.04757559425047819], [0.04742904137178808], [0.04748454437833324], [0.047278517693438105]], [[0.046712129211543024], [0.045237661827888714], [0.04511147503974078], [0.04515926426947328], [0.044981871241481536]], [[0.04448424092357875], [0.04321314501665413], [0.043104363037525156], [0.04314556160650204], [0.042992632793412894]], [[0.04229135686808666], [0.04119532188518871], [0.041101521808212915], [0.041137045029305264], [0.04100518343809914]], [[0.040050762810957916], [0.039108665070094334], [0.039028039173051754], [0.03905857460285239], [0.03894522720854346]], [[0.038013903460699175], [0.03720665089490577], [0.03713756520535633], [0.03716372957355918], [0.03706660766289599]], [[0.036045695970106345], [0.0353577554706222], [0.035298880657470166], [0.03532117791710257], [0.03523841068766492]], [[0.033926342188554226], [0.03334496251516947], [0.03329520732705041], [0.033314051431228175], [0.033244102087991]], [[0.031699482102933135], [0.031211695759743002], [0.03116995038494727], [0.03118576007078458], [0.03112707473177609]], [[0.029410826859424435], [0.029007271717610944], [0.028972734968571695], [0.028985815157755307], [0.02893726151496226]], [[0.027070482591741454], [0.02674092311178372], [0.026712718997129653], [0.026723400555719562], [0.026683750701724684]], [[0.024601216252823938], [0.024337135182445152], [0.024314534792893805], [0.024323094110124233], [0.024291321992083892]], [[0.02198922940020355], [0.021782645015729865], [0.021764965267514952], [0.021771661135766132], [0.021746806089889575]], [[0.019347760063455954], [0.019190642783422432], [0.019177196487616704], [0.01918228885377865], [0.019163386052726286]], [[0.01667891815034804], [0.016564374860574257], [0.016554572103259932], [0.016558284698133127], [0.016544503559283705]], [[0.0138713273048192], [0.013792155031560921], [0.013785379368871212], [0.01378794547097699], [0.013778420121939791]], [[0.011039493888456597], [0.010989064594336295], [0.010984748791747323], [0.01098638327905907], [0.01098031607870871]], [[0.008262141580027506], [0.00823388365435028], [0.00823146530652221], [0.008232381233071802], [0.00822898130886883]], [[0.005195071851685728], [0.005182063285952158], [0.005180950160077812], [0.005181371688346141], [0.00517980700854432]], [[0.0023263241853435195], [0.002322360444586188], [0.002322021250798911], [0.002322149766269794], [0.0023216727040379845]], [[2.334884518959509e-06], [2.334884518959509e-06], [2.334884518959509e-06], [2.334884518959509e-06], [2.334884518959509e-06]], [[-0.002298917067193075], [-0.0022960270516024376], [-0.0022957797213175144], [-0.002295873428555777], [-0.002295525576611548]], [[-0.0041806643276360075], [-0.004171898371237022], [-0.004171148169102615], [-0.004171432264273167], [-0.004170377712776957]], [[-0.005833257869143075], [-0.0058134773211690124], [-0.005811784477689368], [-0.005812425626274077], [-0.005810045679331993]], [[-0.007727645180527001], [-0.007692344674642797], [-0.007689323612830527], [-0.0076904677539487015], [-0.007686220713703479]], [[-0.009709709861759626], [-0.009654289270478796], [-0.009649546306596021], [-0.009651342578070037], [-0.00964467483374399]], [[-0.01167476432805463], [-0.011594584025213017], [-0.011587722095092984], [-0.011590320911504123], [-0.011580674114309547]], [[-0.013543752756405153], [-0.013433770660381636], [-0.013424358253317573], [-0.013427922909630963], [-0.013414690948894331]], [[-0.015393237670774926], [-0.01524862860164336], [-0.015236252777892922], [-0.015240939885668867], [-0.015223541353555109]], [[-0.017221698464218074], [-0.01703684171495297], [-0.017021021442266873], [-0.017027012964328236], [-0.01700477248169993]], [[-0.018948944888693864], [-0.01871825325272347], [-0.01869851037246556], [-0.018705987463478443], [-0.01867823256568217]], [[-0.020586789619064988], [-0.020304301019795468], [-0.020280125295468035], [-0.020289281427896544], [-0.02025529387794145]], [[-0.02218898696645223], [-0.021847536526218986], [-0.02181831476386195], [-0.021829381543948007], [-0.021788301806642263]], [[-0.023748250201805474], [-0.023341284430436093], [-0.023306455798752845], [-0.023319646671677324], [-0.02327068213141127]], [[-0.02523236907653635], [-0.0247508107268974], [-0.024709598357691], [-0.024725206439433628], [-0.02466726937882724]], [[-0.026610256607054364], [-0.026045179810998867], [-0.02599681982831427], [-0.026015134886056307], [-0.025947149548592105]], [[-0.028036504796668554], [-0.02737703637806406], [-0.027320598250134318], [-0.027341973050994617], [-0.02726262987497849]], [[-0.02972334214256865], [-0.028956117654540064], [-0.028890457600656907], [-0.02891532385542167], [-0.028823020741577415]], [[-0.03235313546744435], [-0.031463368332597136], [-0.03138722094720686], [-0.031416059945490724], [-0.03130900977632828]], [[-0.034547439912679945], [-0.03351531274412189], [-0.03342698199241839], [-0.033460434453231096], [-0.033336259333636896]], [[-0.03450201789911657], [-0.03330330899597074], [-0.03320072198088754], [-0.03323957408546918], [-0.03309535540604268]], [[-0.03135418769564155], [-0.029919436132374744], [-0.02979535172560349], [-0.029842339507605203], [-0.029667959326661525]], [[-0.025429428089781075], [-0.023726330079275628], [-0.023580850337686914], [-0.023635941854567234], [-0.0234314712721318]], [[-0.017019860507278384], [-0.014966065925516836], [-0.014790486869944046], [-0.014856979451433374], [-0.01461017917094205]], [[-0.016013956614304964], [-0.014128446101735602], [-0.013967262270888226], [-0.014028303252844486], [-0.013801738504629027]], [[- | 4D array with the lift coefficients of the airfoils. Dimension 0 is along the blade span for n_span stations, dimension 1 is along the angles of attack, dimension 2 is along the Reynolds number, dimension 3 is along the number of tabs, which may describe multiple sets at the same station, for example in presence of a flap.
blade.interp_airfoils.cd_interp | output |  | [[[[0.5], [0.5], [0.5], [0.5], [0.5]], [[0.5], [0.5], [0.5], [0.5], [0.5]], [[0.5], [0.5], [0.5], [0.5], [0.5]], [[0.5], [0.5], [0.5], [0.5], [0.5]], [[0.5], [0.5], [0.5], [0.5], [0.5]], [[0.5], [0.5000000000000001], [0.5], [0.5000000000000001], [0.5]], [[0.5], [0.5], [0.5], [0.5], [0.5]], [[0.5], [0.5], [0.5], [0.5], [0.5]], [[0.5], [0.5], [0.5], [0.5], [0.5]], [[0.5], [0.5], [0.5], [0.5], [0.5]], [[0.5], [0.5], [0.5], [0.5], [0.5]], [[0.5], [0.5], [0.5], [0.5], [0.5]], [[0.5], [0.5], [0.5], [0.5], [0.5]], [[0.5], [0.5], [0.49999999999999994], [0.49999999999999994], [0.5]], [[0.5], [0.49999999999999994], [0.5], [0.5], [0.5]], [[0.5], [0.5], [0.5], [0.5], [0.5]], [[0.5], [0.5], [0.5], [0.5], [0.5]], [[0.5], [0.5], [0.5], [0.49999999999999994], [0.5]], [[0.5], [0.5], [0.49999999999999994], [0.5], [0.5]], [[0.5], [0.5], [0.5], [0.5], [0.5]], [[0.5], [0.5], [0.5], [0.5], [0.5]], [[0.5], [0.5], [0.4999999999999999], [0.5], [0.5000000000000001]], [[0.5], [0.5], [0.4999999999999999], [0.5], [0.5]], [[0.5], [0.5000000000000001], [0.5000000000000001], [0.5000000000000001], [0.5]], [[0.5], [0.5], [0.5000000000000001], [0.5000000000000001], [0.5]], [[0.5000000000000001], [0.5], [0.5], [0.5], [0.4999999999999999]], [[0.5], [0.5000000000000002], [0.5000000000000002], [0.5], [0.5]], [[0.5], [0.5], [0.5], [0.5000000000000002], [0.5]], [[0.5], [0.5000000000000002], [0.5], [0.5], [0.5]], [[0.5], [0.5], [0.5], [0.5], [0.5]], [[0.5], [0.5], [0.5], [0.5], [0.5]], [[0.5], [0.5], [0.5], [0.5], [0.5000000000000002]], [[0.5], [0.5000000000000002], [0.5], [0.5], [0.5]], [[0.5], [0.5], [0.5000000000000002], [0.5], [0.5]], [[0.5000000000000002], [0.5], [0.5], [0.5], [0.5]], [[0.5], [0.5000000000000001], [0.5000000000000001], [0.4999999999999999], [0.4999999999999999]], [[0.5], [0.4999999999999999], [0.5], [0.5], [0.4999999999999999]], [[0.4999999999999999], [0.5], [0.5], [0.4999999999999999], [0.5]], [[0.5], [0.5], [0.5], [0.5], [0.5]], [[0.5000000000000001], [0.5], [0.5], [0.5000000000000001], [0.5]], [[0.5000000000000001], [0.5], [0.5], [0.5], [0.4999999999999999]], [[0.49999999999999994], [0.5], [0.5], [0.49999999999999994], [0.5]], [[0.5], [0.5], [0.5], [0.5], [0.49999999999999994]], [[0.5], [0.5], [0.49999999999999994], [0.5], [0.5]], [[0.5], [0.5], [0.5], [0.5], [0.5]], [[0.49999999999999994], [0.5], [0.5], [0.5], [0.5000000000000001]], [[0.5], [0.5000000000000001], [0.5], [0.5], [0.5]], [[0.49999999999999994], [0.5], [0.5], [0.5], [0.5]], [[0.5], [0.5], [0.5], [0.5], [0.5]], [[0.5], [0.5], [0.5], [0.5], [0.5]], [[0.5], [0.5], [0.5], [0.5], [0.5]], [[0.5], [0.5], [0.5], [0.5], [0.5]], [[0.5], [0.5], [0.5], [0.5], [0.5]], [[0.5], [0.5], [0.5], [0.5], [0.5]], [[0.5], [0.5], [0.5], [0.5], [0.5]], [[0.5], [0.5], [0.5], [0.5], [0.5]], [[0.5], [0.5], [0.5], [0.5], [0.5]], [[0.5], [0.5], [0.5], [0.5], [0.5]], [[0.5], [0.5], [0.5], [0.5], [0.5]], [[0.5], [0.5], [0.5], [0.5], [0.5]], [[0.5], [0.5], [0.5], [0.5], [0.5]], [[0.5], [0.5], [0.5], [0.5], [0.5]], [[0.5], [0.5], [0.5], [0.5], [0.5]], [[0.5], [0.5], [0.5], [0.5], [0.5]], [[0.5], [0.5], [0.5], [0.5], [0.5]], [[0.5], [0.5], [0.5], [0.5], [0.5]], [[0.5], [0.5], [0.5], [0.5], [0.5]], [[0.5], [0.5], [0.5], [0.5], [0.5]], [[0.5], [0.5], [0.5], [0.5], [0.5]], [[0.5], [0.5], [0.5], [0.5], [0.5]], [[0.5], [0.5], [0.5000000000000001], [0.5], [0.5]], [[0.5], [0.4999999999999999], [0.5], [0.4999999999999999], [0.4999999999999999]], [[0.5], [0.5000000000000001], [0.5], [0.5], [0.5]], [[0.5], [0.5], [0.5], [0.5], [0.5]], [[0.5], [0.5], [0.5], [0.5], [0.5]], [[0.5], [0.5], [0.5], [0.5], [0.5]], [[0.5], [0.5], [0.5], [0.5], [0.5]], [[0.5], [0.5], [0.5], [0.5], [0.5]], [[0.4999999999999999], [0.4999999999999999], [0.4999999999999999], [0.5], [0.5]], [[0.5], [0.5], [0.5], [0.5], [0.5]], [[0.4999999999999999], [0.4999999999999999], [0.5], [0.4999999999999999], [0.5]], [[0.5000000000000001], [0.5000000000000001], [0.5], [0.5000000000000001], [0.5000000000000001]], [[0.5], [0.5], [0.5], [0.5], [0.5]], [[0.5000000000000001], [0.5000000000000001], [0.5000000000000001], [0.5], [0.5000000000000001]], [[0.5], [0.5000000000000001], [0.5000000000000001], [0.5], [0.5000000000000001]], [[0.5000000000000001], [0.5], [0.5000000000000001], [0.5000000000000001], [0.5]], [[0.5], [0.5], [0.5], [0.5], [0.5]], [[0.5], [0.5], [0.5], [0.5], [0.5]], [[0.5], [0.5], [0.5], [0.5], [0.5]], [[0.5], [0.5], [0.5], [0.5], [0.5]], [[0.5000000000000001], [0.5000000000000001], [0.5], [0.5], [0.5000000000000001]], [[0.5], [0.5], [0.5], [0.5], [0.5]], [[0.4999999999999999], [0.5], [0.5], [0.5], [0.5]], [[0.5], [0.5], [0.5], [0.5], [0.5]], [[0.5], [0.5], [0.5], [0.5000000000000001], [0.5]], [[0.5], [0.5], [0.5], [0.5], [0.5]], [[0.5], [0.5], [0.5], [0.5], [0.5]], [[0.4999999999999999], [0.5], [0.5], [0.5], [0.5]], [[0.5], [0.5], [0.5], [0.5], [0.5]], [[0.5], [0.5], [0.5], [0.5], [0.5]], [[0.5], [0.5], [0.5], [0.5], [0.4999999999999999]], [[0.5], [0.5], [0.5], [0.5], [0.5]], [[0.5], [0.5], [0.5], [0.5], [0.5]], [[0.5], [0.5], [0.5], [0.5], [0.5]], [[0.5], [0.5], [0.5], [0.5], [0.5]], [[0.5], [0.5000000000000001], [0.5], [0.5000000000000001], [0.5]], [[0.5], [0.5], [0.5], [0.5000000000000001], [0.5]], [[0.5], [0.4999999999999999], [0.4999999999999999], [0.5], [0.5]], [[0.5], [0.5], [0.5], [0.5], [0.4999999999999999]], [[0.5], [0.5], [0.5], [0.5], [0.5]], [[0.5], [0.5], [0.5], [0.5], [0.5]], [[0.5], [0.5], [0.5], [0.5], [0.5]], [[0.5], [0.5], [0.5], [0.5], [0.5]], [[0.5], [0.5], [0.5], [0.5], [0.5]], [[0.5], [0.5], [0.5], [0.5], [0.5]], [[0.5], [0.5], [0.5], [0.5], [0.5]], [[0.5], [0.5], [0.5], [0.5], [0.5]], [[0.5], [0.5], [0.5], [0.5], [0.5]], [[0.5], [0.5], [0.5], [0.5], [0.5]], [[0.5], [0.5], [0.5], [0.5], [0.5]], [[0.5000000000000001], [0.5], [0.5], [0.5000000000000001], [0.5]], [[0.4999999999999999], [0.5], [0.4999999999999999], [0.5], [0.5]], [[0.5], [0.5], [0.5], [0.5], [0.5]], [[0.5], [0.5], [0.5], [0.5], [0.5]], [[0.5], [0.5], [0.5], [0.5], [0.5]], [[0.5], [0.5], [0.5], [0.5], [0.5]], [[0.5], [0.5], [0.5], [0.5], [0.5]], [[0.5], [0.5], [0.5], [0.5], [0.5]], [[0.5], [0.5], [0.5], [0.5], [0.5]], [[0.5], [0.5], [0.5], [0.5], [0.5]], [[0.5], [0.5], [0.5], [0.5], [0.5]], [[0.5], [0.5], [0.5], [0.5], [0.5]], [[0.5], [0.5], [0.5], [0.5], [0.5]], [[0.5], [0.5], [0.5], [0.5], [0.5000000000000001]], [[0.5], [0.5], [0.5], [0.5], [0.5]], [[0.5], [0.5], [0.5], [0.5], [0.5]], [[0.5000000000000001], [0.5], [0.5], [0.5], [0.5]], [[0.5], [0.5], [0.5], [0.5], [0.5]], [[0.5], [0.5], [0.5], [0.5], [0.5]], [[0.5], [0.5], [0.5], [0.5], [0.5]], [[0.5], [0.5], [0.5], [0.5], [0.5]], [[0.5], [0.5], [0.5], [0.5], [0.5]], [[0.5], [0.5], [0.5], [0.5], [0.5]], [[0.5], [0.5], [0.5], [0.5], [0.5]], [[0.5], [0.5], [0.5], [0.5], [0.5]], [[0.5], [0.5], [0.5], [0.5], [0.5]], [[0.5], [0.5], [0.5], [0.5], [0.5]], [[0.5], [0.5], [0.5], [0.5], [0.5]], [[0.5], [0.5], [0.5], [0.5], [0.5]], [[0.5], [0.5], [0.5], [0.5], [0.5]], [[0.5], [0.5], [0.5], [0.5], [0.5]], [[0.5], [0.5], [0.5], [0.5], [0.5]], [[0.5], [0.5], [0.49999999999999994], [0.5], [0.5]], [[0.5], [0.5], [0.5], [0.5000000000000001], [0.49999999999999994]], [[0.49999999999999994], [0.5], [0.5], [0.5], [0.5000000000000001]], [[0.5], [0.49999999999999994], [0.5], [0.49999999999999994], [0.5]], [[0.5], [0.5], [0.5], [0.5], [0.49999999999999994]], [[0.5], [0.5], [0.5], [0.5], [0.49999999999999994]], [[0.49999999999999994], [0.5], [0.5], [0.49999999999999994], [0.5]], [[0.5000000000000001], [0.5], [0.5], [0.5], [0.4999999999999999]], [[0.5], [0.5], [0.4999999999999999], [0.5000000000000001], [0.5000000000000001]], [[0.5], [0.5], [0.5], [0.5000000000000001], [0.5000000000000001]], [[0.5], [0.5], [0.5], [0.5], [0.5]], [[0.4999999999999999], [0.5], [0.5000000000000001], [0.5], [0.5]], [[0.5], [0.5000000000000001], [0.5000000000000001], [0.4999999999999999], [0.4999999999999999]], [[0.4999999999999998], [0.5], [0.5], [0.5], [0.5]], [[0.5], [0.4999999999999998], [0.5], [0.5], [0.5]], [[0.5], [0.4999999999999998], [0.5], [0.4999999999999998], [0.5]], [[0.5], [0.5], [0.4999999999999998], [0.5], [0.5000000000000002]], [[0.5], [0.5], [0.5], [0.5], [0.5]], [[0.5], [0.5], [0.5], [0.5], [0.5]], [[0.5], [0.5], [0.5], [0.5], [0.5000000000000002]], [[0.5], [0.5], [0.5], [0.5], [0.4999999999999998]], [[0.5], [0.5], [0.5], [0.5], [0.5]], [[0.5], [0.5], [0.5], [0.5], [0.5]], [[0.5000000000000001], [0.4999999999999999], [0.5000000000000001], [0.5], [0.4999999999999999]], [[0.5], [0.5], [0.5], [0.5], [0.4999999999999999]], [[0.5], [0.5000000000000001], [0.5], [0.5], [0.4999999999999999]], [[0.4999999999999999], [0.5], [0.5], [0.4999999999999999], [0.4999999999999999]], [[0.5], [0.5], [0.5], [0.5], [0.5]], [[0.5], [0.5], [0.5], [0.5], [0.5]], [[0.5], [0.5], [0.49999999999999994], [0.5], [0.5]], [[0.49999999999999994], [0.5], [0.5], [0.5], [0.5]], [[0.49999999999999994], [0.5], [0.5], [0.5], [0.5]], [[0.5], [0.5], [0.5], [0.49999999999999994], [0.5]], [[0.5], [0.5], [0.5], [0.5], [0.49999999999999994]], [[0.5], [0.5], [0.49999999999999994], [0.5], [0.5]], [[0.5], [0.5], [0.5], [0.5], [0.5]], [[0.5], [0.5], [0.5], [0.5], [0.5]], [[0.5], [0.5], [0.5], [0.5], [0.5]], [[0.5], [0.5], [0.5], [0.5], [0.5]], [[0.5], [0.5], [0.5], [0.5], [0.5]], [[0.5], [0.5], [0.5], [0.5], [0.5]], [[0.5], [0.5], [0.5], [0.5], [0.5]], [[0.5], [0.5], [0.5], [0.5], [0.5]], [[0.5], [0.5], [0.5], [0.5], [0.5]], [[0.5], [0.5], [0.5], [0.5], [0.5]], [[0.5], [0.5], [0.5], [0.5], [0.5]], [[0.5], [0.5], [0.5], [0.5], [0.5]], [[0.5], [0.5], [0.5], [0.5], [0.5]]], [[[0.4831722427726052], [0.4831722427726052], [0.4831722427726052], [0.4831722427726052], [0.4831722427726052]], [[0.4831722427726052], [0.4831722427726052], [0.4831722427726052], [0.4831722427726052], [0.4831722427726052]], [[0.4831722427726052], [0.4831722427726052], [0.4831722427726052], [0.4831722427726052], [0.4831722427726052]], [[0.4831722427726052], [0.4831722427726052], [0.4831722427726052], [0.4831722427726052], [0.4831722427726052]], [[0.4834923668551853], [0.4834923668551853], [0.4834923668551853], [0.4834923668551853], [0.4834923668551853]], [[0.48374285301125347], [0.4841061568392814], [0.4841367826803765], [0.4840881218811282], [0.4841328770358827]], [[0.4836897744878868], [0.48400470516789174], [0.48403093056796737], [0.48399015871043066], [0.48402766817754883]], [[0.4837780337260297], [0.4840871450533082], [0.4841128858551434], [0.48407286738822947], [0.48410968374783425]], [[0.4854381581157774], [0.485740645346889], [0.4857658345366331], [0.4857266736449643], [0.4857627010488448]], [[0.4881871911951964], [0.48848224525062184], [0.4885068154533336], [0.4884686168824697], [0.48850375896635706]], [[0.49085739617592855], [0.4911441699862117], [0.4911680506634], [0.4911309240775172], [0.4911650799520963]], [[0.49331479025867886], [0.4935925044503414], [0.49361563070081027], [0.4935796770003654], [0.49361275383880876]], [[0.4960316601084449], [0.4962995637226483], [0.4963218730113514], [0.4962871894165472], [0.49631909777778727]], [[0.5000014492338427], [0.500001523411298], [0.5000015309811967], [0.5000015193226822], [0.5000015300252537]], [[0.5014763985931359], [0.5017260439718974], [0.5017468599078676], [0.5017144999227783], [0.5017442701974045]], [[0.5043446163092495], [0.5045842569319895], [0.504604237969068], [0.5045731757977728], [0.5046017521421332]], [[0.5072280688263192], [0.5074559749679626], [0.5074749737643875], [0.5074454382836865], [0.5074726101741319]], [[0.5099781277462337], [0.5101930336032072], [0.5102109450012481], [0.5101830997240047], [0.5102087167241203]], [[0.5127644224294098], [0.5129655645349607], [0.512982326278477], [0.5129562680992584], [0.5129802410475006]], [[0.5155361948838252], [0.5157228998263872], [0.5157384567012144], [0.5157142715120528], [0.5157365213762162]], [[0.5180816571226122], [0.5182532156047752], [0.5182675089602757], [0.5182452879756679], [0.5182657308337255]], [[0.5205169114197377], [0.5206728205379103], [0.5206858089969698], [0.5206656165921638], [0.5206841932128511]], [[0.5229409202456845], [0.5230807238891275], [0.5230923698885053], [0.523074264458717], [0.5230909211131161]], [[0.5250727181903581], [0.525196009394719], [0.5252062792543044], [0.5251903132326925], [0.5252050016807295]], [[0.5269121426885004], [0.5270184679691305], [0.5270273241323636], [0.5270135558753815], [0.5270262224266828]], [[0.5287981513004192], [0.5288872707638983], [0.5288946934786654], [0.5288831536970158], [0.5288937700949723]], [[0.5303841910462106], [0.5304559588349623], [0.5304619360965293], [0.5304526436925072], [0.5304611925476073]], [[0.531388107386701], [0.531441966531126], [0.5314464520619235], [0.5314394786646568], [0.5314458940745704]], [[0.5324257113099702], [0.5324622422461645], [0.5324652845569597], [0.5324605560444828], [0.5324649062104698]], [[0.5334205630276073], [0.5334351085371642], [0.5334362713359482], [0.5334344377066152], [0.5334361265579761]], [[0.5337219773371985], [0.5337219773371985], [0.5337219773371985], [0.5337219773371985], [0.5337219773371985]], [[0.5334133298750375], [0.5334278777729583], [0.5334290892295388], [0.5334272043258417], [0.5334289383929752]], [[0.5324182084253084], [0.5324547387441182], [0.5324577810033781], [0.5324530525709922], [0.532457402663298]], [[0.5313803222096802], [0.5314341803955982], [0.531438665846289], [0.5314316925735408], [0.5314381078689034]], [[0.5303817456863753], [0.5304535130582575], [0.5304594902849372], [0.530450197935141], [0.5304587467403565]], [[0.5287998546598078], [0.5288889744942042], [0.528896397240058], [0.528884857410092], [0.5288954738524962]], [[0.5269146371304103], [0.5270209630799857], [0.5270298192993745], [0.5270160509551186], [0.5270287175867044]], [[0.5250741949640537], [0.5251974866554434], [0.5252077565559915], [0.5251917904707235], [0.5252064789773173]], [[0.522940013063691], [0.5230798163453543], [0.5230914623142362], [0.5230733569318343], [0.5230900135426438]], [[0.5205155921432667], [0.520671500635499], [0.5206844890416578], [0.5206642967190429], [0.5206828732641261]], [[0.5180793931420153], [0.5182509503306008], [0.5182652435764131], [0.518243022762202], [0.5182634654635244]], [[0.5155370059301065], [0.5157237114343395], [0.5157392683569969], [0.5157150830935469], [0.5157373330260397]], [[0.5127654590873926], [0.5129666020557277], [0.5129833638731249], [0.5129573055791841], [0.5129812786329405]], [[0.5099784889117766], [0.510193395136495], [0.5102113065662752], [0.5101834612397635], [0.5102090782851895]], [[0.5072279512986214], [0.5074558572900373], [0.5074748560733386], [0.5074453206129982], [0.5074724924847208]], [[0.5043445168823895], [0.504584157348443], [0.5046041383715582], [0.5045730762219068], [0.5046016525463686]], [[0.5014758141084085], [0.501725458438416], [0.5017462742771515], [0.5017139144425116], [0.5017436845788761]], [[0.500001387994217], [0.5000014567543485], [0.5000014637656692], [0.5000014529669876], [0.5000014628803232]], [[0.4958784280868654], [0.49614633170106875], [0.4961686409897719], [0.49613395739496774], [0.4961658657562078]], [[0.49308031460782753], [0.4933580287994901], [0.49338115504995883], [0.493345201349514], [0.4933782781879573]], [[0.49085746446149864], [0.49114423827178183], [0.4911681189489701], [0.4911309923630872], [0.4911651482376663]], [[0.4904985528704766], [0.490787054823283], [0.4908110794090633], [0.4907737290929581], [0.4908080907958221]], [[0.4901529619775232], [0.49044316642439356], [0.49046733278292365], [0.49042976205697386], [0.490464326533426]], [[0.48981940128935825], [0.4901112801565924], [0.4901355859500726], [0.4900977984486765], [0.4901325623551266]], [[0.4894965803127013], [0.48979010310135845], [0.489814545790032], [0.4897765454616081], [0.48981150516557237]], [[0.4891832085542726], [0.4894783423401711], [0.48950291918232336], [0.4894647102893106], [0.4894998618694124]], [[0.48887799552079136], [0.4891747049545093], [0.4891994130064683], [0.4891610001253262], [0.48919633937129486]], [[0.48857965071897763], [0.488877898025852], [0.4889027341419885], [0.48886412216319675], [0.4888996445758686]], [[0.48828688365555123], [0.4885866286356785], [0.48861158946840566], [0.48857278359646433], [0.48860848438778215]], [[0.4880187783171864], [0.48832083696760087], [0.48834598786639377], [0.4883067730521313], [0.48834282904757115]], [[0.4878109408351684], [0.4881176062357805], [0.4881431310813264], [0.4881029130284864], [0.4881398138378378]], [[0.4876393194926707], [0.4879517769275691], [0.48797777072277493], [0.48793624037863254], [0.4879742404355778]], [[0.487477335320133], [0.4877955542354042], [0.48782201443593587], [0.48777917575605184], [0.48781827142153705]], [[0.4872984093479946], [0.48762623591980936], [0.4876541467621487], [0.48760854126930536], [0.48765008907197316]], [[0.4870759626066953], [0.4874100106892706], [0.48743807044552506], [0.4873921326170936], [0.48743396742311906]], [[0.48678341612667453], [0.48711671730999007], [0.48714464152658665], [0.48709931501915726], [0.4871406615367433]], [[0.48639419093837183], [0.48671748493695327], [0.4867448924901409], [0.48670143968417284], [0.48674126058779643]], [[0.4859133880412852], [0.486218672886286], [0.4862441144813001], [0.4862054088777809], [0.4862411747249483]], [[0.48561233133847886], [0.48590716971707837], [0.4859317752459058], [0.4858958455818816], [0.4859293324738066]], [[0.48542944864090476], [0.48571358542414644], [0.48573733461342566], [0.48570425480236556], [0.48573540242323093]], [[0.4852547190874697], [0.48552804345767203], [0.48555092750147644], [0.4855207296483964], [0.485549511799455]], [[0.48508099454420434], [0.48534350650136726], [0.4853655253996967], [0.4853382095045967], [0.4853646261858485]], [[0.4849140403033912], [0.48516573984751465], [0.48518689360036904], [0.48516245966324933], [0.4851865108746942]], [[0.48474963828846007], [0.4849905254195441], [0.48501081402692375], [0.4849892620477841], [0.4850109477894221]], [[0.48459005821173895], [0.4848201329297836], [0.48483955639168835], [0.48482088637052884], [0.48484020664236005]], [[0.4844417331525818], [0.48466099545758706], [0.48467955377401684], [0.4846637657108374], [0.4846807205128619]], [[0.48430117560239017], [0.48450962549435594], [0.48452731866531085], [0.48451441256011163], [0.4845290018923291]], [[0.48416883090111407], [0.4843664683800405], [0.4843832964055204], [0.4843732722583013], [0.4843854961207119]], [[0.4840435556985006], [0.4842303807643877], [0.4842463436443927], [0.48423920145515376], [0.4842490598477577]], [[0.4839277425546586], [0.48410375520750626], [0.4841188529420364], [0.4841145927107775], [0.48412208563357445]], [[0.4838208401066756], [0.48398604034648396], [0.4840002729355391], [0.48399889466226026], [0.48400402211525057]], [[0.48372446017507836], [0.4838784348119244], [0.4838922154454274], [0.48389371913012885], [0.4838964811133122]], [[0.4836363524608951], [0.4837787451961587], [0.48379243017272994], [0.48379681581541145], [0.4837972123287879]], [[0.483565653358161], [0.48369649798221437], [0.48371005351148144], [0.483717321112143], [0.48371535215571276]], [[0.4835037521565878], [0.48362308870048665], [0.4836364747513941], [0.4836466243100358], [0.48364228988379865]], [[0.48346094754653246], [0.4835688239196036], [0.48358199258282436], [0.48359502409944644], [0.48358832420340225]], [[0.4834297278943271], [0.48352620209660935], [0.4835390953721046], [0.48355500884670666], [0.4835459434808557]], [[0.4834121547388072], [0.4834972979087765], [0.48350984465807034], [0.48352864009065255], [0.48351720925499486]], [[0.4834131231888126], [0.4834870238957293], [0.4834991355495614], [0.4835208129401238], [0.4835070166346591]], [[0.48342778411371645], [0.4834905545587696], [0.4835021189159511], [0.4835266782644935], [0.48351051648922205]], [[0.4834902391731163], [0.4835425164890183], [0.48355313793671484], [0.48357884286384295], [0.4835612396266959]], [[0.4835937447854764], [0.48363611316325694], [0.48364569727715623], [0.48367181980276386], [0.4836529646324598]], [[0.4837048842601107], [0.48373800770085557], [0.4837466430914529], [0.4837751103642073], [0.48375414667642586]], [[0.48373198283655966], [0.48375291050073677], [0.4837605954681958], [0.48379933230687133], [0.4837719985062539]], [[0.48388884499945317], [0.48390099042006696], [0.483907381472798], [0.48395915129799766], [0.48392238182834013]], [[0.4840794385148049], [0.4840904929513271], [0.4840962790074078], [0.4841428226797379], [0.48411504521046156]], [[0.48424470345172393], [0.4842612642898941], [0.4842674560017586], [0.4842993976057661], [0.4842899118005616]], [[0.4843228642221065], [0.48433946625344837], [0.48434573217856103], [0.4843784531476863], [0.4843678441331744]], [[0.4843625519793837], [0.48437888620830966], [0.48438522554787466], [0.48441955167526213], [0.48440727607938283]], [[0.48421512486613627], [0.4842307690562021], [0.4842367789306886], [0.48426889175877913], [0.4842728362651924]], [[0.4841114592195096], [0.4841241549145325], [0.4841295852215262], [0.4841629996100858], [0.48417325682506307]], [[0.4840404714346744], [0.4840487374813317], [0.4840533093785365], [0.4840941760756598], [0.48410381742677855]], [[0.4839835812072059], [0.484002225392857], [0.48400921086452126], [0.4840453462766229], [0.48404818301401026]], [[0.4839648485690341], [0.48399522941173956], [0.48400394527319573], [0.48403622091241155], [0.4840297160820386]], [[0.4839639207878409], [0.48397671985834617], [0.4839829679094211], [0.4840288045793109], [0.4840277270297007]], [[0.4839912003593517], [0.4839959728066694], [0.48399895242465774], [0.4840477064413079], [0.4840555235027636]], [[0.4840296816637857], [0.4840336149410591], [0.48403608329912634], [0.4840778879272044], [0.4840962186494932]], [[0.48410545625282414], [0.48410639780438147], [0.48410705701746076], [0.4841473694520886], [0.4841708067699294]], [[0.4841878857415263], [0.4841832133505595], [0.48418314785293365], [0.4842249135831015], [0.4842512899438154]], [[0.4843038749319434], [0.48428896894948575], [0.4842887599899237], [0.4843381235016031], [0.4843665191391118]], [[0.48443649007881695], [0.4844415440166737], [0.48444448175759214], [0.4844769223326169], [0.4844990985161528]], [[0.4845956948832465], [0.48463260912264966], [0.48463825072318323], [0.48464726327642543], [0.48465784374874343]], [[0.48477090030700365], [0.4848085272048901], [0.48481450108303015], [0.4848246690191023], [0.48482511824550156]], [[0.4849855890272258], [0.485014455951452], [0.48502105937062284], [0.48503961761669184], [0.4850372026253374]], [[0.4852049311903549], [0.4852368112896063], [0.48524354871325304], [0.48526069899179997], [0.4852660979598563]], [[0.4854530406705868], [0.48548678594246175], [0.48549377142312206], [0.4855110899593761], [0.4855133612143666]], [[0.485698820317085], [0.48573394729999947], [0.4857412966023317], [0.48575976665783044], [0.48575222294016257]], [[0.48598385851471093], [0.48602140196070165], [0.48602888576430725], [0.4860465551341598], [0.4860493944231568]], [[0.48626751487189845], [0.4863137799495339], [0.48632222455226726], [0.4863399307047815], [0.4863460919439677]], [[0.48654374736861455], [0.4866093703624223], [0.4866202195945732], [0.4866399058920074], [0.48662753784325574]], [[0.48683435968934313], [0.4869180283732577], [0.48693096172239736], [0.4869520280770273], [0.4869258347572616]], [[0.48711140469687203], [0.48721336034547674], [0.4872275131495307], [0.487246437568127], [0.48720797234356783]], [[0.4874217026016589], [0.48754576167559194], [0.4875583569621426], [0.48756439727120443], [0.48750134876237755]], [[0.4876768421397655], [0.48784296108145764], [0.4878571224917306], [0.48784966090748383], [0.48776949564937294]], [[0.4878178266791696], [0.48807265758093604], [0.488094363334713], [0.4880823494114513], [0.4880051646336412]], [[0.48794909492060956], [0.48826074575351336], [0.4882957115399667], [0.4883223168578387], [0.4881876195668035]], [[0.48803491662941306], [0.48838839432318737], [0.48843635986081907], [0.4884976345759625], [0.48828709454229824]], [[0.4881444364482416], [0.4885818439947206], [0.48861784393415564], [0.4885451103460535], [0.4883792749191124]], [[0.4881765269759438], [0.48862552480719396], [0.4886614957376545], [0.4885456037048859], [0.4884345856225014]], [[0.4881315280622041], [0.4884946906991132], [0.48853054377386174], [0.48854493527422177], [0.4884769980904433]], [[0.4880827680282358], [0.48852700856504805], [0.4885641444149126], [0.4885147829466524], [0.48853956116139974]], [[0.4880598693214648], [0.4885722396379138], [0.4886131512975912], [0.48847599252999113], [0.48857787827072147]], [[0.4881132677123033], [0.4884974085285796], [0.48852876064405915], [0.48845407884039316], [0.48851555301347893]], [[0.4881136762366307], [0.48839770552379724], [0.48842162135763384], [0.4883970375838169], [0.4884242038877272]], [[0.488044863618847], [0.48828102793603023], [0.48830133363439143], [0.48829849180214113], [0.48831148027767285]], [[0.4879559252111509], [0.4881721894595417], [0.48819256999948846], [0.4881979886667282], [0.48820557802909803]], [[0.487811262582201], [0.4880318710328958], [0.48805202692861815], [0.4880555447017382], [0.48806435495765405]], [[0.4876712924319356], [0.4879015044441027], [0.48792126472611697], [0.4879162612673401], [0.48793015266845413]], [[0.4875112040408958], [0.48776581595084023], [0.4877874059971341], [0.4877707441365936], [0.4877921778350806]], [[0.4873268162559536], [0.487605797509762], [0.4876292147760016], [0.4876008984692581], [0.48762987082606396]], [[0.4871388364395704], [0.48743502796311133], [0.4874597322006695], [0.48742303973448103], [0.48745741544562954]], [[0.48697319696052266], [0.48727294194064996], [0.48729790277337715], [0.4872590969014359], [0.4872947976927537]], [[0.4870690470114619], [0.4873672943183363], [0.48739213043447277], [0.48735351845568103], [0.4873890408683529]], [[0.487368133216504], [0.48766484265022186], [0.48768955070218095], [0.48765113782103875], [0.4876864770670075]], [[0.48782450627270046], [0.48811964005859904], [0.48814421690075127], [0.4881060080077385], [0.4881411595878403]], [[0.4883922168771028], [0.48868573966575984], [0.48871018235443336], [0.4886721820260094], [0.48870714172997387]], [[0.4890253157267624], [0.48931719459399653], [0.4893415003874768], [0.4893037128860807], [0.4893384767925308]], [[0.4896778535187309], [0.4899680579656012], [0.4899922243241313], [0.4899546535981815], [0.48998921807463364]], [[0.4903038809500596], [0.4905923829028661], [0.4906164074886463], [0.4905790571725412], [0.49061341887540516]], [[0.4908574487178001], [0.49114422252808326], [0.4911681032052716], [0.49113097661938876], [0.4911651324939678]], [[0.4934101378598163], [0.4936878520514788], [0.4937109783019476], [0.4936750246015028], [0.4937081014399461]], [[0.4960937415333921], [0.49636164514759545], [0.4963839544362986], [0.49634927084149444], [0.4963811792027345]], [[0.5000014677820879], [0.5000015436320404], [0.500001551374526], [0.5000015394503546], [0.5000015503967687]], [[0.5014758141084085], [0.501725458438416], [0.5017462742771516], [0.5017139144425116], [0.5017436845788761]], [[0.5043445168823895], [0.504584157348443], [0.5046041383715582], [0.5045730762219068], [0.5046016525463686]], [[0.5072279512986215], [0.5074558572900373], [0.5074748560733386], [0.5074453206129982], [0.5074724924847208]], [[0.5099784889117766], [0.510193395136495], [0.5102113065662753], [0.5101834612397635], [0.5102090782851895]], [[0.5127654590873925], [0.5129666020557277], [0.5129833638731249], [0.5129573055791841], [0.5129812786329405]], [[0.5155370059301065], [0.5157237114343397], [0.5157392683569969], [0.5157150830935469], [0.5157373330260397]], [[0.5180793931420155], [0.5182509503306009], [0.5182652435764131], [0.518243022762202], [0.5182634654635245]], [[0.5205155921432667], [0.520671500635499], [0.5206844890416575], [0.5206642967190429], [0.5206828732641261]], [[0.522940013063691], [0.5230798163453543], [0.5230914623142362], [0.5230733569318342], [0.523090013542644]], [[0.5250741949640536], [0.5251974866554435], [0.5252077565559915], [0.5251917904707235], [0.5252064789773172]], [[0.5269146371304103], [0.5270209630799856], [0.5270298192993744], [0.5270160509551186], [0.5270287175867043]], [[0.5287998546598078], [0.5288889744942042], [0.528896397240058], [0.528884857410092], [0.5288954738524962]], [[0.5303817456863751], [0.5304535130582577], [0.5304594902849372], [0.530450197935141], [0.5304587467403568]], [[0.5313803222096802], [0.5314341803955979], [0.5314386658462888], [0.5314316925735408], [0.5314381078689032]], [[0.5324182084253084], [0.5324547387441179], [0.5324577810033778], [0.5324530525709918], [0.5324574026632982]], [[0.5334133298750374], [0.533427877772958], [0.5334290892295388], [0.5334272043258417], [0.5334289383929754]], [[0.5337219773371985], [0.5337219773371985], [0.5337219773371985], [0.5337219773371985], [0.5337219773371985]], [[0.5334205630276074], [0.5334351085371642], [0.5334362713359483], [0.5334344377066152], [0.5334361265579761]], [[0.5324257113099702], [0.5324622422461645], [0.5324652845569597], [0.532460556044483], [0.53246490621047]], [[0.5313881073867005], [0.531441966531126], [0.5314464520619235], [0.5314394786646566], [0.5314458940745704]], [[0.5303841910462106], [0.5304559588349621], [0.530461936096529], [0.530452643692507], [0.5304611925476073]], [[0.5287981513004191], [0.5288872707638983], [0.5288946934786652], [0.5288831536970157], [0.5288937700949723]], [[0.5269121426885003], [0.5270184679691307], [0.5270273241323636], [0.5270135558753815], [0.527026222426683]], [[0.525072718190358], [0.525196009394719], [0.5252062792543045], [0.5251903132326925], [0.5252050016807293]], [[0.5229409202456844], [0.5230807238891273], [0.523092369888505], [0.5230742644587171], [0.5230909211131162]], [[0.5205169114197377], [0.5206728205379103], [0.52068580899697], [0.5206656165921637], [0.5206841932128511]], [[0.5180816571226121], [0.5182532156047752], [0.5182675089602756], [0.5182452879756679], [0.5182657308337255]], [[0.5155361948838251], [0.5157228998263872], [0.5157384567012143], [0.515714271512053], [0.5157365213762162]], [[0.5127644224294098], [0.5129655645349607], [0.512982326278477], [0.5129562680992584], [0.5129802410475006]], [[0.5099781277462336], [0.5101930336032072], [0.5102109450012482], [0.5101830997240046], [0.5102087167241203]], [[0.5072280688263192], [0.5074559749679625], [0.5074749737643875], [0.5074454382836864], [0.5074726101741319]], [[0.5043446163092495], [0.5045842569319895], [0.504604237969068], [0.5045731757977728], [0.5046017521421332]], [[0.5014763985931358], [0.5017260439718975], [0.5017468599078676], [0.5017144999227783], [0.5017442701974044]], [[0.5000014492338426], [0.5000015234112981], [0.5000015309811967], [0.5000015193226822], [0.5000015300252536]], [[0.4960316601084449], [0.4962995637226482], [0.4963218730113514], [0.4962871894165472], [0.4963190977777873]], [[0.4933147902586789], [0.4935925044503414], [0.49361563070081027], [0.4935796770003654], [0.49361275383880876]], [[0.4908573961759285], [0.4911441699862117], [0.4911680506634], [0.4911309240775172], [0.49116507995209624]], [[0.4881871911951964], [0.48848224525062184], [0.4885068154533335], [0.4884686168824696], [0.488503758966357]], [[0.4854381581157774], [0.485740645346889], [0.4857658345366331], [0.4857266736449643], [0.4857627010488448]], [[0.4837780337260297], [0.4840871450533082], [0.4841128858551434], [0.48407286738822947], [0.48410968374783425]], [[0.4836897744878868], [0.4840047051678916], [0.48403093056796737], [0.48399015871043066], [0.4840276681775487]], [[0.48374285301125347], [0.4841061568392814], [0.4841367826803765], [0.4840881218811281], [0.4841328770358827]], [[0.4834923668551853], [0.4834923668551853], [0.4834923668551853], [0.4834923668551853], [0.4834923668551853]], [[0.4831722427726052], [0.4831722427726052], [0.4831722427726052], [0.4831722427726052], [0.4831722427726052]], [[0.4831722427726052], [0.4831722427726052], [0.4831722427726052], [0.4831722427726052], [0.4831722427726052]], [[0.4831722427726052], [0.4831722427726052], [0.4831722427726052], [0.4831722427726052], [0.4831722427726052]], [[0.4831722427726052], [0.4831722427726052], [0.4831722427726052], [0.4831722427726052], [0.4831722427726052]]], [[[0.3432894731347227], [0.3432894731347227], [0.3432894731347227], [0.3432894731347227], [0.3432894731347227]], [[0.3432894731347227], [0.3432894731347227], [0.3432894731347227], [0.3432894731347227], [0.3432894731347227]], [[0.3432894731347227], [0.3432894731347227], [0.3432894731347227], [0.3432894731347227], [0.3432894731347227]], [[0.3432894731347227], [0.3432894731347227], [0.3432894731347227], [0.3432894731347227], [0.3432894731347227]], [[0.3463458446163585], [0.3463458446163585], [0.3463458446163585], [0.3463458446163585], [0.3463458446163585]], [[0.3489216630050588], [0.352074937701545], [0.35236933885325344], [0.35190134494428227], [0.35233182127122703]], [[0.350793193807834], [0.3529250 | 4D array with the drag coefficients of the airfoils. Dimension 0 is along the blade span for n_span stations, dimension 1 is along the angles of attack, dimension 2 is along the Reynolds number, dimension 3 is along the number of tabs, which may describe multiple sets at the same station, for example in presence of a flap.
blade.interp_airfoils.cm_interp | output |  | [[[[0.0], [0.0], [0.0], [0.0], [0.0]], [[0.0], [0.0], [0.0], [0.0], [0.0]], [[0.0], [0.0], [0.0], [0.0], [0.0]], [[0.0], [0.0], [0.0], [0.0], [0.0]], [[0.0], [0.0], [0.0], [0.0], [0.0]], [[0.0], [0.0], [0.0], [0.0], [0.0]], [[0.0], [0.0], [0.0], [0.0], [0.0]], [[0.0], [0.0], [0.0], [0.0], [0.0]], [[0.0], [0.0], [0.0], [0.0], [0.0]], [[0.0], [0.0], [0.0], [0.0], [0.0]], [[0.0], [0.0], [0.0], [0.0], [0.0]], [[0.0], [0.0], [0.0], [0.0], [0.0]], [[0.0], [0.0], [0.0], [0.0], [0.0]], [[0.0], [0.0], [0.0], [0.0], [0.0]], [[0.0], [0.0], [0.0], [0.0], [0.0]], [[0.0], [0.0], [0.0], [0.0], [0.0]], [[0.0], [0.0], [0.0], [0.0], [0.0]], [[0.0], [0.0], [0.0], [0.0], [0.0]], [[0.0], [0.0], [0.0], [0.0], [0.0]], [[0.0], [0.0], [0.0], [0.0], [0.0]], [[0.0], [0.0], [0.0], [0.0], [0.0]], [[0.0], [0.0], [0.0], [0.0], [0.0]], [[0.0], [0.0], [0.0], [0.0], [0.0]], [[0.0], [0.0], [0.0], [0.0], [0.0]], [[0.0], [0.0], [0.0], [0.0], [0.0]], [[0.0], [0.0], [0.0], [0.0], [0.0]], [[0.0], [0.0], [0.0], [0.0], [0.0]], [[0.0], [0.0], [0.0], [0.0], [0.0]], [[0.0], [0.0], [0.0], [0.0], [0.0]], [[0.0], [0.0], [0.0], [0.0], [0.0]], [[0.0], [0.0], [0.0], [0.0], [0.0]], [[0.0], [0.0], [0.0], [0.0], [0.0]], [[0.0], [0.0], [0.0], [0.0], [0.0]], [[0.0], [0.0], [0.0], [0.0], [0.0]], [[0.0], [0.0], [0.0], [0.0], [0.0]], [[0.0], [0.0], [0.0], [0.0], [0.0]], [[0.0], [0.0], [0.0], [0.0], [0.0]], [[0.0], [0.0], [0.0], [0.0], [0.0]], [[0.0], [0.0], [0.0], [0.0], [0.0]], [[0.0], [0.0], [0.0], [0.0], [0.0]], [[0.0], [0.0], [0.0], [0.0], [0.0]], [[0.0], [0.0], [0.0], [0.0], [0.0]], [[0.0], [0.0], [0.0], [0.0], [0.0]], [[0.0], [0.0], [0.0], [0.0], [0.0]], [[2.7755575615628914e-17], [2.7755575615628914e-17], [-2.7755575615628914e-17], [0.0], [0.0]], [[-2.7755575615628914e-17], [0.0], [0.0], [0.0], [0.0]], [[0.0], [0.0], [0.0], [0.0], [0.0]], [[0.0], [0.0], [0.0], [0.0], [0.0]], [[0.0], [0.0], [0.0], [0.0], [0.0]], [[0.0], [0.0], [0.0], [0.0], [0.0]], [[0.0], [0.0], [0.0], [0.0], [0.0]], [[0.0], [0.0], [0.0], [0.0], [0.0]], [[0.0], [0.0], [0.0], [0.0], [0.0]], [[0.0], [0.0], [0.0], [0.0], [0.0]], [[0.0], [0.0], [0.0], [0.0], [0.0]], [[0.0], [0.0], [0.0], [0.0], [0.0]], [[0.0], [0.0], [0.0], [0.0], [0.0]], [[0.0], [0.0], [0.0], [0.0], [0.0]], [[0.0], [0.0], [0.0], [0.0], [0.0]], [[0.0], [0.0], [0.0], [0.0], [0.0]], [[0.0], [0.0], [0.0], [0.0], [0.0]], [[0.0], [0.0], [0.0], [0.0], [0.0]], [[0.0], [0.0], [0.0], [0.0], [0.0]], [[0.0], [0.0], [0.0], [0.0], [0.0]], [[0.0], [0.0], [0.0], [0.0], [0.0]], [[0.0], [0.0], [0.0], [0.0], [0.0]], [[0.0], [0.0], [0.0], [0.0], [0.0]], [[0.0], [0.0], [0.0], [0.0], [0.0]], [[0.0], [0.0], [0.0], [0.0], [0.0]], [[0.0], [0.0], [0.0], [0.0], [0.0]], [[0.0], [0.0], [0.0], [0.0], [0.0]], [[0.0], [0.0], [0.0], [0.0], [0.0]], [[0.0], [0.0], [0.0], [0.0], [0.0]], [[0.0], [0.0], [0.0], [0.0], [0.0]], [[0.0], [0.0], [0.0], [0.0], [0.0]], [[0.0], [0.0], [0.0], [0.0], [0.0]], [[0.0], [0.0], [0.0], [0.0], [0.0]], [[0.0], [0.0], [0.0], [0.0], [0.0]], [[0.0], [0.0], [0.0], [0.0], [0.0]], [[0.0], [0.0], [0.0], [0.0], [0.0]], [[0.0], [0.0], [0.0], [0.0], [0.0]], [[0.0], [0.0], [0.0], [0.0], [0.0]], [[0.0], [0.0], [0.0], [0.0], [0.0]], [[0.0], [0.0], [0.0], [0.0], [0.0]], [[0.0], [0.0], [0.0], [0.0], [0.0]], [[0.0], [0.0], [0.0], [0.0], [0.0]], [[0.0], [0.0], [0.0], [0.0], [0.0]], [[0.0], [0.0], [0.0], [0.0], [0.0]], [[0.0], [0.0], [0.0], [0.0], [0.0]], [[0.0], [0.0], [0.0], [0.0], [0.0]], [[0.0], [0.0], [0.0], [0.0], [0.0]], [[0.0], [0.0], [0.0], [0.0], [0.0]], [[0.0], [0.0], [0.0], [0.0], [0.0]], [[0.0], [0.0], [0.0], [0.0], [0.0]], [[0.0], [0.0], [0.0], [0.0], [0.0]], [[0.0], [0.0], [0.0], [0.0], [0.0]], [[0.0], [0.0], [0.0], [0.0], [0.0]], [[0.0], [0.0], [0.0], [0.0], [0.0]], [[0.0], [0.0], [0.0], [0.0], [0.0]], [[0.0], [0.0], [0.0], [0.0], [0.0]], [[0.0], [0.0], [0.0], [0.0], [0.0]], [[0.0], [0.0], [0.0], [0.0], [0.0]], [[0.0], [0.0], [0.0], [0.0], [0.0]], [[0.0], [0.0], [0.0], [0.0], [0.0]], [[0.0], [0.0], [0.0], [0.0], [0.0]], [[0.0], [0.0], [1.734723475976807e-18], [1.734723475976807e-18], [1.734723475976807e-18]], [[0.0], [0.0], [0.0], [0.0], [0.0]], [[0.0], [0.0], [0.0], [0.0], [0.0]], [[0.0], [0.0], [0.0], [0.0], [0.0]], [[0.0], [0.0], [0.0], [0.0], [0.0]], [[0.0], [0.0], [0.0], [0.0], [0.0]], [[0.0], [0.0], [0.0], [0.0], [0.0]], [[0.0], [0.0], [0.0], [0.0], [0.0]], [[0.0], [0.0], [0.0], [0.0], [0.0]], [[0.0], [0.0], [0.0], [0.0], [-3.469446951953614e-18]], [[0.0], [0.0], [0.0], [0.0], [0.0]], [[0.0], [0.0], [0.0], [0.0], [0.0]], [[0.0], [0.0], [0.0], [0.0], [0.0]], [[0.0], [0.0], [0.0], [0.0], [0.0]], [[0.0], [0.0], [0.0], [0.0], [0.0]], [[0.0], [0.0], [0.0], [0.0], [0.0]], [[0.0], [0.0], [0.0], [0.0], [0.0]], [[0.0], [0.0], [0.0], [0.0], [0.0]], [[0.0], [0.0], [0.0], [0.0], [0.0]], [[0.0], [0.0], [0.0], [0.0], [0.0]], [[0.0], [0.0], [0.0], [0.0], [0.0]], [[0.0], [0.0], [0.0], [0.0], [0.0]], [[0.0], [0.0], [0.0], [0.0], [0.0]], [[0.0], [0.0], [0.0], [0.0], [0.0]], [[0.0], [0.0], [0.0], [0.0], [0.0]], [[0.0], [0.0], [0.0], [0.0], [0.0]], [[0.0], [0.0], [0.0], [0.0], [0.0]], [[0.0], [0.0], [0.0], [0.0], [0.0]], [[0.0], [0.0], [0.0], [0.0], [0.0]], [[0.0], [0.0], [0.0], [0.0], [0.0]], [[0.0], [0.0], [0.0], [0.0], [0.0]], [[0.0], [0.0], [0.0], [0.0], [0.0]], [[0.0], [0.0], [0.0], [0.0], [0.0]], [[0.0], [0.0], [0.0], [0.0], [0.0]], [[0.0], [0.0], [0.0], [0.0], [0.0]], [[0.0], [0.0], [0.0], [0.0], [0.0]], [[0.0], [0.0], [0.0], [0.0], [0.0]], [[0.0], [0.0], [0.0], [0.0], [0.0]], [[0.0], [0.0], [0.0], [0.0], [0.0]], [[0.0], [0.0], [0.0], [0.0], [0.0]], [[0.0], [0.0], [0.0], [0.0], [0.0]], [[0.0], [0.0], [0.0], [0.0], [0.0]], [[0.0], [0.0], [0.0], [0.0], [0.0]], [[0.0], [0.0], [0.0], [0.0], [0.0]], [[0.0], [0.0], [0.0], [0.0], [0.0]], [[0.0], [0.0], [0.0], [0.0], [0.0]], [[0.0], [0.0], [0.0], [0.0], [0.0]], [[0.0], [0.0], [0.0], [0.0], [0.0]], [[0.0], [0.0], [0.0], [0.0], [0.0]], [[0.0], [0.0], [0.0], [0.0], [0.0]], [[2.7755575615628914e-17], [0.0], [-2.7755575615628914e-17], [0.0], [0.0]], [[0.0], [0.0], [0.0], [0.0], [0.0]], [[0.0], [0.0], [0.0], [0.0], [0.0]], [[0.0], [0.0], [0.0], [0.0], [0.0]], [[0.0], [0.0], [0.0], [0.0], [0.0]], [[0.0], [0.0], [0.0], [0.0], [0.0]], [[0.0], [0.0], [0.0], [0.0], [0.0]], [[0.0], [0.0], [0.0], [0.0], [0.0]], [[0.0], [0.0], [0.0], [0.0], [0.0]], [[0.0], [0.0], [0.0], [0.0], [0.0]], [[0.0], [0.0], [0.0], [0.0], [0.0]], [[0.0], [0.0], [0.0], [0.0], [0.0]], [[0.0], [0.0], [0.0], [0.0], [0.0]], [[0.0], [0.0], [0.0], [0.0], [0.0]], [[0.0], [0.0], [0.0], [0.0], [0.0]], [[0.0], [0.0], [0.0], [0.0], [0.0]], [[0.0], [0.0], [0.0], [0.0], [0.0]], [[0.0], [0.0], [0.0], [0.0], [0.0]], [[0.0], [0.0], [0.0], [0.0], [0.0]], [[0.0], [0.0], [0.0], [0.0], [0.0]], [[0.0], [0.0], [0.0], [0.0], [0.0]], [[0.0], [0.0], [0.0], [0.0], [0.0]], [[0.0], [0.0], [0.0], [0.0], [0.0]], [[0.0], [0.0], [0.0], [0.0], [0.0]], [[0.0], [0.0], [0.0], [0.0], [0.0]], [[0.0], [0.0], [0.0], [0.0], [0.0]], [[0.0], [0.0], [0.0], [0.0], [0.0]], [[0.0], [0.0], [0.0], [0.0], [0.0]], [[0.0], [0.0], [0.0], [0.0], [0.0]], [[0.0], [0.0], [0.0], [0.0], [0.0]], [[0.0], [0.0], [0.0], [0.0], [0.0]], [[0.0], [0.0], [0.0], [0.0], [0.0]], [[0.0], [0.0], [0.0], [0.0], [0.0]], [[0.0], [0.0], [0.0], [0.0], [0.0]], [[0.0], [0.0], [0.0], [0.0], [0.0]], [[0.0], [0.0], [0.0], [0.0], [0.0]], [[0.0], [0.0], [0.0], [0.0], [0.0]], [[0.0], [0.0], [0.0], [0.0], [0.0]], [[0.0], [0.0], [0.0], [0.0], [0.0]], [[0.0], [0.0], [0.0], [0.0], [0.0]], [[5.551115123125783e-17], [0.0], [5.551115123125783e-17], [0.0], [5.551115123125783e-17]], [[-5.551115123125783e-17], [-5.551115123125783e-17], [-5.551115123125783e-17], [-5.551115123125783e-17], [-5.551115123125783e-17]], [[0.0], [0.0], [0.0], [0.0], [0.0]], [[0.0], [0.0], [0.0], [0.0], [0.0]], [[0.0], [0.0], [0.0], [0.0], [0.0]]], [[[0.0], [0.0], [0.0], [0.0], [0.0]], [[0.006014469032053882], [0.006014469032053882], [0.006014469032053882], [0.006014469032053882], [0.006014469032053882]], [[0.010391777650816132], [0.010391777650816132], [0.010391777650816132], [0.010391777650816132], [0.010391777650816132]], [[0.012431091001836855], [0.012440224077290382], [0.01244113071813567], [0.012441506331431082], [0.01244222592335209]], [[0.01520808857228953], [0.015016685841413968], [0.014997589476624384], [0.014989401894239862], [0.014973650725836299]], [[0.01861332956464552], [0.018134822737456466], [0.018087081825482583], [0.018066612869521208], [0.018027234948512348]], [[0.020223934331574427], [0.01945832340807204], [0.01938193794891381], [0.019349187619375624], [0.019286182945761468]], [[0.01982459026604879], [0.018887178661038437], [0.018793259826633574], [0.018751862759204985], [0.01867239575839269]], [[0.021735789620602367], [0.020987813609719012], [0.020909054557321755], [0.020863218986670408], [0.020806895977423884]], [[0.02335481808105086], [0.02278860007751138], [0.022724538688159865], [0.02267444703233247], [0.022637632432472438]], [[0.024325517088512633], [0.02391238681093877], [0.023860939357700145], [0.023807247126171716], [0.02378691011949577]], [[0.023499543369144615], [0.02315830746008457], [0.02311292387561406], [0.02305750289220959], [0.02304501874240189]], [[0.022213710757019223], [0.021936632261523092], [0.02189680643139444], [0.021839833108338896], [0.021834399415461475]], [[0.021385625652815515], [0.021185020854874226], [0.021152147211939643], [0.0210933202852292], [0.021096305996900294]], [[0.020923245533689516], [0.02074390027592421], [0.020713079620379854], [0.02065380970229133], [0.020659130497399952]], [[0.020451048817530404], [0.020310427989828322], [0.020283553232885637], [0.020223553150651635], [0.020233129017055623]], [[0.020141069519902022], [0.020030928025276007], [0.020007421025536057], [0.019946837926787045], [0.01995974581255483]], [[0.01992836094995462], [0.019847804527857588], [0.019827953789851707], [0.019766846788019043], [0.019783135101784186]], [[0.01976033913984014], [0.019690660692997283], [0.01967234837310146], [0.019611390526280165], [0.01962873362952304]], [[0.01970001119267832], [0.01964385805763036], [0.019627595871936312], [0.019566679982631813], [0.01958543646415767]], [[0.019643197662341308], [0.019599743642070552], [0.019585636716793378], [0.01952480194548034], [0.019544896296698644]], [[0.019621042912828943], [0.01958259596990654], [0.019569460804656505], [0.01950906830468417], [0.01952950382233208]], [[0.019615141749233622], [0.019580588050366526], [0.019568258555327435], [0.01950835356446541], [0.019528988298942937]], [[0.0194915108383963], [0.019461889567270955], [0.01945061841146071], [0.01939113296812133], [0.019412122655444917]], [[0.01934627406157382], [0.019317032257657074], [0.019305903703311193], [0.019247158613975412], [0.019267821761857963]], [[0.019224525563275037], [0.01919457770881146], [0.01918335867205436], [0.019125332093195155], [0.019145553615206465]], [[0.019049253959330138], [0.019018646294223753], [0.019007367170503445], [0.018950254469089958], [0.018969942572493258]], [[0.018952897477585294], [0.01892176929372067], [0.018910418962255288], [0.01885372125141794], [0.018873139620050276]], [[0.0188205037751921], [0.018786530369022635], [0.018774699735127204], [0.018718973892799484], [0.018737559063550197]], [[0.018457757323276043], [0.018421214663672008], [0.018408976183780585], [0.01835410025238904], [0.018371956617893766]], [[0.018004298628688423], [0.01796522137860546], [0.017952608027598516], [0.017898602504241842], [0.017915712818972144]], [[0.017582465442652403], [0.017546973261218037], [0.01753501347816231], [0.01748097198164671], [0.01749812165473096]], [[0.016896911180990595], [0.016867383406908625], [0.01685655483421108], [0.016802064259656323], [0.01681961334424598]], [[0.016036094511739325], [0.016011346998526053], [0.016001526882694364], [0.015946787192295114], [0.01596456890230693]], [[0.015338948265745903], [0.015317421371838745], [0.015308338464455024], [0.015253446500047896], [0.015271274233556145]], [[0.014655341696555645], [0.01463555805239359], [0.01462689805739905], [0.014571946366244322], [0.014589649366457392]], [[0.013879165019493635], [0.013861895513056804], [0.013853875373057718], [0.013798813449415255], [0.013816488975654795]], [[0.01313474201419202], [0.013118396541260895], [0.013110623824174009], [0.013055552157809062], [0.013072997505615615]], [[0.012427819136699499], [0.012409527721331769], [0.012401250350004209], [0.012346351502323986], [0.012363200246286801]], [[0.011693014852347479], [0.011673327108798967], [0.011664703771007617], [0.011609939771148908], [0.011626266279113485]], [[0.010965963624901029], [0.010944293832804056], [0.010935198361079972], [0.01088060971196219], [0.01089633623440018]], [[0.010259366783568133], [0.010232011258847339], [0.010221666147067418], [0.01016750211643034], [0.010182147145558158]], [[0.00956085232447064], [0.009527081514194083], [0.00951548125601303], [0.009461779550087514], [0.009475266938479915]], [[0.008874674001851164], [0.008834950453664885], [0.008822298105365431], [0.008769015715467045], [0.008781421880213226]], [[0.008168624573261812], [0.008118983453831205], [0.008104363561257814], [0.008049609868040847], [0.008060975017398858]], [[0.007463762099756917], [0.007402516955636554], [0.0073863956951130474], [0.0073326187164544365], [0.007342180392808838]], [[0.006745926357536403], [0.006674037810436437], [0.00665656997100186], [0.006603694631083568], [0.006611530688372107]], [[0.005950515582713197], [0.00586894204898202], [0.005850392315087487], [0.005798624346312058], [0.005804694538708785]], [[0.005186236015154236], [0.005096369298793611], [0.005077023731630626], [0.0050265984749396355], [0.005030850398703151]], [[0.004279256172763221], [0.004179730975920891], [0.004159491686387014], [0.004110428887366992], [0.0041127765229348225]], [[0.003047252734188941], [0.00294106490252491], [0.00292034056117777], [0.0028727370417866663], [0.0028733964530507495]], [[0.0028106509369274415], [0.0027055676354901807], [0.0026850222812228202], [0.0026377196244752074], [0.0026382268880273886]], [[0.0026418256169486766], [0.002539514650166046], [0.0025193316543585535], [0.002472312626769231], [0.002472810408580913]], [[0.0025191383772348044], [0.0024208991873783713], [0.0024012251981390836], [0.002354479083257843], [0.0023550781091021887]], [[0.0024210186648585047], [0.002327780587502804], [0.0023087260404464826], [0.00226224752435462], [0.002263026822238743]], [[0.0023259233939337287], [0.002238245009026693], [0.002219883644970572], [0.0021736727350168657], [0.0021746796693190855]], [[0.0022123207446350206], [0.0021303898786443664], [0.002112757150135867], [0.002066819610929587], [0.0020680697895999614]], [[0.0020586995775929637], [0.0019823335962454555], [0.0019654237945230433], [0.0019197714963666256], [0.001921248636974565]], [[0.001843607857092995], [0.0017722539911431802], [0.0017560160846558394], [0.001710666460934209], [0.0017123223375195757]], [[0.00154252613600207], [0.001475407142053231], [0.0014597662260328048], [0.0014147895784910828], [0.0014165567191686624]], [[0.0011335639509630303], [0.0010701960881541774], [0.0010551224166023138], [0.0010106714994863528], [0.0010125079502795835]], [[0.0006090825979272116], [0.000549221308418165], [0.0005347019299562217], [0.0004908569403193584], [0.0004927419650041474]], [[3.444260421552395e-05], [3.410457887642951e-05], [3.4022484040673734e-05], [3.377217038120356e-05], [3.3783236594035065e-05]], [[2.4548649902223288e-05], [2.435162076526963e-05], [2.4302464984074165e-05], [2.4147825807781936e-05], [2.4154994598825363e-05]], [[1.5351823610087936e-05], [1.5259442436874136e-05], [1.5235577591797902e-05], [1.5157379418259415e-05], [1.5161236331039888e-05]], [[7.4685365911621865e-06], [7.4405618938786985e-06], [7.432985110232462e-06], [7.406735416129202e-06], [7.408138941990706e-06]], [[1.4999153400193505e-06], [1.4983057448863905e-06], [1.4978400550464017e-06], [1.4960948371608301e-06], [1.4961980022761695e-06]], [[-0.0026717309086599847], [-0.0026717309086599847], [-0.0026717309086599847], [-0.0026717309086599847], [-0.0026717309086599847]], [[-0.004269751748408962], [-0.004269751748408962], [-0.004269751748408962], [-0.004269751748408962], [-0.004269751748408962]], [[-0.004386780021474065], [-0.004386780021474065], [-0.004386780021474065], [-0.004386780021474065], [-0.004386780021474065]], [[-0.004496624587925019], [-0.004496624587925019], [-0.004496624587925019], [-0.004496624587925019], [-0.004496624587925019]], [[-0.004609777367068302], [-0.004609777367068302], [-0.004609777367068302], [-0.004609777367068302], [-0.004609777367068302]], [[-0.0047031328435362535], [-0.0047031328435362535], [-0.0047031328435362535], [-0.0047031328435362535], [-0.0047031328435362535]], [[-0.004810116233512074], [-0.004810116233512074], [-0.004810116233512074], [-0.004810116233512074], [-0.004810116233512074]], [[-0.004911119612340045], [-0.004911119612340045], [-0.004911119612340045], [-0.004911119612340045], [-0.004911119612340045]], [[-0.004976842712604346], [-0.004976842712604346], [-0.004976842712604346], [-0.004976842712604346], [-0.004976842712604346]], [[-0.005046539534222266], [-0.005046539534222266], [-0.005046539534222266], [-0.005046539534222266], [-0.005046539534222266]], [[-0.00511193646294239], [-0.00511193646294239], [-0.00511193646294239], [-0.00511193646294239], [-0.00511193646294239]], [[-0.00516086755049161], [-0.00516086755049161], [-0.00516086755049161], [-0.00516086755049161], [-0.00516086755049161]], [[-0.005210879394035375], [-0.005210879394035375], [-0.005210879394035375], [-0.005210879394035375], [-0.005210879394035375]], [[-0.0052806500510164806], [-0.0052806500510164806], [-0.0052806500510164806], [-0.0052806500510164806], [-0.0052806500510164806]], [[-0.005334751397961607], [-0.005334751397961607], [-0.005334751397961607], [-0.005334751397961607], [-0.005334751397961607]], [[-0.0051660662160202125], [-0.005025545888179439], [-0.005015341451182362], [-0.005096498848402062], [-0.005081360017170675]], [[-0.004844667295988141], [-0.0046968213058049685], [-0.004685922028034244], [-0.004764461231633876], [-0.00475063501081982]], [[-0.004852672351690936], [-0.0047061652349767655], [-0.004695273195280854], [-0.004769254575434846], [-0.004757377091845698]], [[-0.005043088766209708], [-0.004908464151859172], [-0.004898141078307237], [-0.004952898400312544], [-0.004949090698786143]], [[-0.0051855888342226125], [-0.005061246848747855], [-0.0050514161350980885], [-0.005089537747773862], [-0.005092713303773533]], [[-0.005269428978453658], [-0.005154835131835872], [-0.005145471185269909], [-0.005167821811120382], [-0.005177617635619566]], [[-0.0053617772696760435], [-0.005256931561915298], [-0.005248034382433098], [-0.005254614021458284], [-0.0052710301144569816]], [[-0.005459433791255949], [-0.005381293063470724], [-0.005370522160087848], [-0.005361330812287707], [-0.005384367173785931]], [[-0.0053720362886092166], [-0.0053720362886092166], [-0.0053720362886092166], [-0.005363947918650844], [-0.0053720362886092166]], [[-0.0052568870547034935], [-0.0052568870547034935], [-0.0052568870547034935], [-0.0052568870547034935], [-0.0052568870547034935]], [[-0.005056730020665645], [-0.005056730020665645], [-0.005056730020665645], [-0.005056730020665645], [-0.005056730020665645]], [[-0.004795366635436699], [-0.004795366635436699], [-0.004795366635436699], [-0.004795366635436699], [-0.004795366635436699]], [[-0.0032259153627989187], [-0.0031940164098017906], [-0.003179752323820305], [-0.00308663722728212], [-0.0031500272019028275]], [[-0.0011830012519191346], [-0.001154753429138728], [-0.0011413588726284383], [-0.0010468788685166898], [-0.001101081410929063]], [[-8.933415262946456e-06], [-8.851945761877492e-06], [-8.824122059136394e-06], [-8.696844875278557e-06], [-8.72852645258178e-06]], [[-5.333351878271907e-07], [-5.327383120091057e-07], [-5.325427863244869e-07], [-5.316916247641995e-07], [-5.319039956942859e-07]], [[0.0007678688027299325], [0.0007678688027299325], [0.0007678688027299325], [0.0007678688027299325], [0.0007678688027299325]], [[0.0005552757202971839], [0.0005552757202971839], [0.0005552757202971839], [0.0005552757202971839], [0.0005552757202971839]], [[0.00035109696114464344], [0.00035109696114464344], [0.00035109696114464344], [0.00035109696114464344], [0.00035109696114464344]], [[0.00017284542952130267], [0.00017284542952130267], [0.00017284542952130267], [0.00017284542952130267], [0.00017284542952130267]], [[-7.63530012609843e-08], [-7.634055958875298e-08], [-7.633665326532745e-08], [-7.632049636382716e-08], [-7.63190088180635e-08]], [[-7.421169182534812e-07], [-7.408713717520395e-07], [-7.405190136197844e-07], [-7.392305550974008e-07], [-7.393112647858992e-07]], [[-1.546260754817317e-06], [-1.5436305608952823e-06], [-1.5425168002243528e-06], [-1.5358416342692131e-06], [-1.5355840047967702e-06]], [[-2.3566545309314235e-06], [-2.353082685038581e-06], [-2.351212578181449e-06], [-2.3364731505598826e-06], [-2.3336050927959436e-06]], [[-3.3365733798787836e-06], [-3.3301500824045767e-06], [-3.3269327998292422e-06], [-3.302945082228354e-06], [-3.2927882125878723e-06]], [[-4.245318024644756e-06], [-4.237745677934147e-06], [-4.233622810522527e-06], [-4.1987852205274505e-06], [-4.1795021624851936e-06]], [[-5.4230272128054195e-06], [-5.415737417567915e-06], [-5.411388887884439e-06], [-5.3568095719058045e-06], [-5.324130682543473e-06]], [[-6.4327474144278834e-06], [-6.430660259885371e-06], [-6.429205018634084e-06], [-6.348296051893708e-06], [-6.3005754262707506e-06]], [[-7.524094913176783e-06], [-7.490928036943054e-06], [-7.477381630800403e-06], [-7.3998015752661794e-06], [-7.349831205288003e-06]], [[-8.450913830496424e-06], [-8.325036758198914e-06], [-8.305757069305367e-06], [-8.273089809252097e-06], [-8.239055792471934e-06]], [[-9.608581695222406e-06], [-9.473710249582531e-06], [-9.447199862066451e-06], [-9.38394255298701e-06], [-9.369007356849028e-06]], [[-1.039840375697431e-05], [-1.0254011644519239e-05], [-1.0222991576953411e-05], [-1.0140534947763449e-05], [-1.0128543343780431e-05]], [[-1.1444314830141985e-05], [-1.126268862437874e-05], [-1.1226575848387695e-05], [-1.11390422746869e-05], [-1.1091506464610992e-05]], [[-1.2220750614846173e-05], [-1.2019413516648056e-05], [-1.1979318061211227e-05], [-1.1881912418436964e-05], [-1.1844511115208646e-05]], [[-1.3376925043224585e-05], [-1.315485387383842e-05], [-1.3108466694492036e-05], [-1.298907348410783e-05], [-1.299519599741927e-05]], [[-1.4168293086084215e-05], [-1.3932523941024167e-05], [-1.3884593391110152e-05], [-1.3765317953096795e-05], [-1.3719107936677969e-05]], [[-1.5147066488781571e-05], [-1.4855579128458113e-05], [-1.4799730933631565e-05], [-1.4670215764637541e-05], [-1.4594178685631547e-05]], [[-1.6307579828058957e-05], [-1.5879002622833267e-05], [-1.5804090464270094e-05], [-1.564805953115176e-05], [-1.569313755151163e-05]], [[-1.7221761069857733e-05], [-1.6696243290008003e-05], [-1.66104345449428e-05], [-1.6446431073549074e-05], [-1.6584605162864308e-05]], [[-1.860132584865365e-05], [-1.7991666198646783e-05], [-1.7906068913156256e-05], [-1.7776261479661437e-05], [-1.7943678115566603e-05]], [[-1.965939632664858e-05], [-1.88489920613117e-05], [-1.8760551651706564e-05], [-1.8681774353188768e-05], [-1.8979741541955142e-05]], [[-2.1137217280926823e-05], [-2.0093722508137193e-05], [-2.000135390506884e-05], [-1.9969285850797783e-05], [-2.0351916325283062e-05]], [[-2.3093841863473102e-05], [-2.1919978549309743e-05], [-2.1811831769153606e-05], [-2.1762129333798702e-05], [-2.2064217033608557e-05]], [[-0.0001572692596862081], [-2.3615543826339264e-05], [-2.3465213517561562e-05], [-2.324075288777025e-05], [-2.3661081458715982e-05]], [[-0.00033007834598925215], [-0.00020555300361527022], [-0.00018351312577673598], [-0.00013925186431297185], [-0.0001989287608346827]], [[-0.0004191656251292704], [-0.00031392686832949594], [-0.000304860184508593], [-0.0003055732723858968], [-0.0003018756239466479]], [[-0.00052350421226468], [-0.0004401361391466827], [-0.000433082342998636], [-0.000439072906694888], [-0.0004227790862719443]], [[-0.0005925858906562116], [-0.0005463980751407669], [-0.0005364606702120359], [-0.0005105837212044939], [-0.000504564543519357]], [[-0.0006425145627896719], [-0.000620145139407044], [-0.0006121708494159148], [-0.0005734746190993231], [-0.0005749888309353954]], [[-0.0006177523559262425], [-0.0006146402457875714], [-0.0006126349900427786], [-0.0005713065299874052], [-0.0005814538469924128]], [[-2.981269502227296e-05], [-2.9672587388902827e-05], [-2.962294730579282e-05], [-2.938455676815971e-05], [-2.9390372790316643e-05]], [[-2.8573738444469254e-05], [-2.8377292139832727e-05], [-2.8324862450520433e-05], [-2.8146328817185012e-05], [-2.8125346819549146e-05]], [[-2.8844300716368565e-05], [-2.8626706434397436e-05], [-2.8573663436767816e-05], [-2.8411446444324973e-05], [-2.838701064114893e-05]], [[-2.9401799295974973e-05], [-2.9166210835256112e-05], [-2.9112172171455453e-05], [-2.8958483106640565e-05], [-2.893306150404673e-05]], [[-3.0362107588138842e-05], [-3.0106994887330735e-05], [-3.005093815145604e-05], [-2.989954923993815e-05], [-2.9874342121340852e-05]], [[-3.153043687823334e-05], [-3.125482214529074e-05], [-3.119618135041455e-05], [-3.104390593581391e-05], [-3.10197385785492e-05]], [[-3.2808550534765835e-05], [-3.2511598142929976e-05], [-3.245006631611563e-05], [-3.2295394363380386e-05], [-3.227270362548065e-05]], [[-3.4374466720554775e-05], [-3.405182868627607e-05], [-3.398658351577363e-05], [-3.382746332228348e-05], [-3.380598802298421e-05]], [[-3.59875292286517e-05], [-3.563747072646631e-05], [-3.556843441588145e-05], [-3.540529319575811e-05], [-3.5384454399160076e-05]], [[-3.781169061362055e-05], [-3.742916532711513e-05], [-3.7355812228471313e-05], [-3.718855718793171e-05], [-3.7167013429220686e-05]], [[-4.1498481470819e-05], [-4.1048125527267526e-05], [-4.0964499090575396e-05], [-4.078157823554293e-05], [-4.075690520139244e-05]], [[-4.685183247794128e-05], [-4.6296087228996086e-05], [-4.619626612756278e-05], [-4.598725525914449e-05], [-4.595742302272027e-05]], [[-5.365120262593864e-05], [-5.295149552966838e-05], [-5.2829705618047396e-05], [-5.258521214695361e-05], [-5.2548277917514874e-05]], [[-0.0004442021525828954], [-0.0003201970684996516], [-0.00029864948042852835], [-0.0002565260037580702], [-0.0002497860475993083]], [[-0.0009292552540257661], [-0.0007974192043846209], [-0.0007749883506989463], [-0.0007324767433263615], [-0.0007254334743572316]], [[-0.0014095892721352338], [-0.001271436794171521], [-0.0012482820936243026], [-0.0012053770407525373], [-0.0011981603586878088]], [[-0.001850855357329333], [-0.001708544706041988], [-0.0016848864216394213], [-0.0016415859295401646], [-0.0016343793202865872]], [[-0.002218573239625604], [-0.0020749136455807966], [-0.002051035250141083], [-0.0020073418639385797], [-0.0020003828081856263]], [[-0.003782184392508597], [-0.00364730537205048], [-0.003623940319196052], [-0.003578455143703222], [-0.0035738272402744613]], [[-0.005069409662839178], [-0.004946168244698503], [-0.004923664610987265], [-0.004876436532742941], [-0.004874327770720122]], [[-0.006095568540350927], [-0.005982499885180209], [-0.005960752738618923], [-0.0059117602278058], [-0.0059121163955823015]], [[-0.007078802666589903], [-0.0069787226272846475], [-0.00695817213842536], [-0.006907731675184008], [-0.00691052005613998]], [[-0.007947038073414806], [-0.007861407578166245], [-0.007842364895902294], [-0.007790674673852662], [-0.007795868956306944]], [[-0.008708521859631904], [-0.008637578984699468], [-0.008620217263342951], [-0.00856720738740116], [-0.008574919701707737]], [[-0.009459215973546778], [-0.009400731159115015], [-0.00938496679402804], [-0.009330847630660236], [-0.00934074294024638]], [[-0.010180406199019748], [-0.010131782043421016], [-0.010117326490067767], [-0.010062433029589056], [-0.010073982151256718]], [[-0.010855615119243454], [-0.010817678206212766], [-0.010805331706421686], [-0.010751923196333585], [-0.010764688514507868]], [[-0.011521595164743013], [-0.011492113187521483], [-0.011481334107537801], [-0.01142730329321022], [-0.011441627143061822]], [[-0.01220172757435549], [-0.012175953004353278], [-0.012165936948505367], [-0.012111609056016222], [-0.012126835340676018]], [[-0.012869660625178296], [-0.012846845864638558], [-0.012837481136479943], [-0.012782907837823189], [-0.01279893306992276]], [[-0.013513830247581834], [-0.013494624291176746], [-0.013486115198294728], [-0.013431248445360533], [-0.013448171184832741]], [[-0.01418271395180732], [-0.01416353632672153], [-0.014155030386959963], [-0.01410010323037128], [-0.014117431797938555]], [[-0.014866142057607612], [-0.014844955661822788], [-0.014835957589771954], [-0.014781104006826754], [-0.0147985551033392]], [[-0.015497189082464228], [-0.015474932416544549], [-0.015465679087734472], [-0.01541083692294366], [-0.015428538590353452]], [[-0.016144007715003947], [-0.016119040387535095], [-0.01610917207185486], [-0.016054447058037727], [-0.01607218784749795]], [[-0.016928728068476076], [-0.016899015280881745], [-0.016888149661328], [-0.01683367120445643], [-0.016851187988692482]], [[-0.0175813174131189], [-0.017545769328529394], [-0.017533798832427974], [-0.017479755096137705], [-0.01749689656515581]], [[-0.01800435110200302], [-0.017965273851920066], [-0.017952660500913122], [-0.017898654977556435], [-0.01791576529228675]], [[-0.018451995015472827], [-0.01841542002049429], [-0.01840317629397999], [-0.018348308279780408], [-0.018366158018166358]], [[-0.018816248129432594], [-0.018782274723263083], [-0.01877044408936771], [-0.018714718247039987], [-0.018733303417790642]], [[-0.01895250952143677], [-0.018921381337572134], [-0.01891003100610676], [-0.018853333295269416], [-0.01887275166390174]], [[-0.01904925395933015], [-0.019018646294223753], [-0.019007367170503445], [-0.018950254469089958], [-0.018969942572493258]], [[-0.019224525563275037], [-0.01919457770881146], [-0.01918335867205436], [-0.019125332093195155], [-0.019145553615206465]], [[-0.019346274061573833], [-0.019317032257657074], [-0.019305903703311193], [-0.01924715861397542], [-0.019267821761857963]], [[-0.019491510838396307], [-0.01946188956727095], [-0.019450618411460716], [-0.019391132968121325], [-0.019412122655444924]], [[-0.01961514174923363], [-0.019580588050366526], [-0.019568258555327435], [-0.01950835356446541], [-0.019528988298942937]], [[-0.019621042912828943], [-0.019582595969906566], [-0.019569460804656505], [-0.01950906830468417], [-0.01952950382233208]], [[-0.019643197662341308], [-0.019599743642070566], [-0.019585636716793378], [-0.019524801945480355], [-0.019544896296698658]], [[-0.01970001119267832], [-0.019643858057630373], [-0.01962759587193634], [-0.0195666799826318], [-0.019585436464157682]], [[-0.019760339139840155], [-0.019690660692997297], [-0.019672348373101473], [-0.019611390526280165], [-0.01962873362952304]], [[-0.01992836094995462], [-0.019847804527857615], [-0.019827953789851707], [-0.019766846788019057], [-0.019783135101784144]], [[-0.020141069519902036], [-0.020030928025276007], [-0.020007421025536057], [-0.01994683792678706], [-0.019959745812554844]], [[-0.020451048817530404], [-0.020310427989828322], [-0.020283553232885637], [-0.020223553150651635], [-0.020233129017055623]], [[-0.020923245533689516], [-0.02074390027592421], [-0.02071307962037988], [-0.02065380970229136], [-0.020659130497399952]], [[-0.02138344640522094], [-0.021182841607279623], [-0.021149967964345068], [-0.021091141037634625], [-0.02109412674930572]], [[-0.022191353546707537], [-0.021914275051211407], [-0.02187444922108278], [-0.021817475898027267], [-0.021812042205149845]], [[-0.023465499106890747], [-0.023124263197830675], [-0.023078879613360193], [-0.023023458629955668], [-0.023010974480148022]], [[-0.024325508984271077], [-0.023912378706697185], [-0.02386093125345856], [-0.023807239021930104], [-0.023786902015254185]], [[-0.023441968370474048], [-0.022875750366934594], [-0.022811688977583067], [-0.022761597321755644], [-0.022724782721895653]], [[-0.02191767083314411], [-0.021169694822260752], [-0.02109093576986349], [-0.021045100199212158], [-0.020988777189965623]], [[-0.020066595779626863], [-0.01912918417461648], [-0.01903526534021162], [-0.01899386827278303], [-0.018917215508837598]], [[-0.019950214860987324], [-0.01918460393748493], [-0.01910821847832668], [-0.01907546814878852], [-0.01901246347517427]], [[-0.018997616868311487], [-0.018519110041122527], [-0.018471369129148665], [-0.018450900173187276], [-0.018411522252178417]], [[-0.01701332248497367], [-0.01681414664670479], [-0.016794289760965322], [-0.016785776921794004], [-0.01676940140239251]], [[-0.016086479919567714], [-0.016100750349963847], [-0.016102166976284693], [-0.016102753872058687], [-0.016103878234435307]], [[-0.015045474827221739], [-0.015045474827221739], [-0.015045474827221739], [-0.015045474827221739], [-0.0 | 4D array with the moment coefficients of the airfoils. Dimension 0 is along the blade span for n_span stations, dimension 1 is along the angles of attack, dimension 2 is along the Reynolds number, dimension 3 is along the number of tabs, which may describe multiple sets at the same station, for example in presence of a flap.
blade.interp_airfoils.coord_xy_interp | output |  | [[[1.0, -5.228022875725102e-16], [0.9994296839925829, -0.022259740711558177], [0.998063017832965, -0.04445803489546769], [0.9955739142666737, -0.0665618134473914], [0.9920863097495596, -0.08851982053258164], [0.9876861486750572, -0.11027527223126012], [0.9823305251706395, -0.1317843709197388], [0.9760119083356917, -0.15300661763508847], [0.9687874672983805, -0.17388680280547386], [0.9606748602592399, -0.19437934848935778], [0.9516753587636768, -0.2144496858898974], [0.9418276527462444, -0.23405837873056085], [0.9311752953551308, -0.25315297586530683], [0.9197303974311781, -0.2717058715241765], [0.9075245591947199, -0.2896910384273745], [0.8946104080703081, -0.3070575403137143], [0.8810096964994353, -0.3237794960574165], [0.866747905197194, -0.339839087916958], [0.8518902581712055, -0.355200475411866], [0.8364694626214207, -0.3698431374689817], [0.820513485943698, -0.3837614939542973], [0.8040738322175812, -0.39691489811790015], [0.7871915298856534, -0.4092893400643106], [0.7698979191015535, -0.4208940017028426], [0.7522523412351593, -0.4317036404757956], [0.7342913491785575, -0.44170411642042817], [0.7160449249557642, -0.4509162950105447], [0.6975716400331089, -0.4593111923915063], [0.6789061864336874, -0.46689183369931203], [0.6600803126205398, -0.4736931268620854], [0.6411475171372123, -0.4796641292900073], [0.6221376509688521, -0.48484343347152115], [0.6030879981944149, -0.48926892453206955], [0.5840450421189749, -0.49287710440089977], [0.5650308976870032, -0.4957710179013429], [0.5460886027795995, -0.49790677272002765], [0.5272486739168989, -0.4992052309653694], [0.508535950506088, -0.4999001471231513], [0.48999235547038833, -0.49986512233616714], [0.4716321145068305, -0.49915299052333634], [0.4534925037443476, -0.4978655748478763], [0.43559330289767306, -0.49584922139645754], [0.41795606561694243, -0.49322020425743757], [0.40060974844257646, -0.4900340177148858], [0.38356093160600935, -0.48624065438121056], [0.3668432157337161, -0.4819531220757106], [0.35045731632050314, -0.4771070365916879], [0.33443448400863013, -0.4718016171476336], [0.3187741003293152, -0.4659975031053569], [0.3034996231212948, -0.45977183363997315], [0.2886112935656476, -0.45311101277459814], [0.27412438666566624, -0.4460714726760404], [0.26004145552371905, -0.4386539965865653], [0.2463748720159175, -0.4308972880761414], [0.23312344393883352, -0.4228128921543159], [0.22029377781042306, -0.41444216059030164], [0.20788328296533118, -0.4057907314202666], [0.19590295639164576, -0.39689711005990247], [0.18434125306662855, -0.38776302893280623], [0.17321393095416077, -0.37843278185751145], [0.16249917612963843, -0.3689016855353163], [0.15221460277725932, -0.35922081920480586], [0.14233175939897136, -0.3493817949754996], [0.13287211153919, -0.33942867829019185], [0.12380643962975978, -0.3293594524047539], [0.11514762338607656, -0.3192023645100907], [0.10688720880274838, -0.30897183476900875], [0.09900711152156343, -0.2986754406431281], [0.09152340438534401, -0.28834653723959136], [0.08439704281722242, -0.2779791205220024], [0.0776464790199521, -0.26760420577043886], [0.0712479082120208, -0.2572292124527742], [0.06518786629737473, -0.24686109008276283], [0.05948747212742032, -0.23652443301269652], [0.05410024641809, -0.22621390127387142], [0.049037878670187655, -0.21594907486257175], [0.044300349757333976, -0.2057452464738149], [0.039842359734680484, -0.19559765442820762], [0.035689975243613004, -0.1855255033033041], [0.031829235005065896, -0.1755359887530568], [0.028220007205789974, -0.16562693673246215], [0.024892524779269766, -0.15581522149021937], [0.021828668303003517, -0.1461056218157035], [0.018984694713133153, -0.13649533799824295], [0.016392191702033498, -0.1269983005811027], [0.014044634634199048, -0.11762077059006065], [0.011879824984634942, -0.10835684703907963], [0.00993094518736226, -0.09921662146203765], [0.008219407957347494, -0.0902084101294225], [0.0066583862213787865, -0.08132543510984099], [0.005267741928506431, -0.07257222340427001], [0.004095157538529609, -0.06395640173157158], [0.0030987885971364196, -0.055478013021100045], [0.0021966077355110324, -0.04713200469997591], [0.0014626417630186888, -0.03892440526041703], [0.0009644846082979224, -0.030860610171394718], [0.0005993738679828514, -0.022936235945969063], [0.0002900866455990823, -0.015148765877396714], [7.807077883024657e-05, -0.007502222076493378], [0.0, 0.0], [7.804120611659719e-05, 0.007500736220690077], [0.0002898787241920041, 0.015142758486887441], [0.000598775316682048, 0.02292258456141937], [0.0009633263516348351, 0.03083611939777482], [0.0014596682128281925, 0.03888574897117924], [0.002190976364499905, 0.047075815990683056], [0.0030899784195977838, 0.05540088812816734], [0.0040827111247031585, 0.06385488643689734], [0.005248531243836643, 0.07244263446468859], [0.006631282230012606, 0.08116423659691048], [0.008183684298590573, 0.09001209900857182], [0.009883614168490653, 0.09898142028662286], [0.011817640154723611, 0.10807902374749315], [0.01396619932168302, 0.1172968915532844], [0.016295142079104163, 0.1266248185078847], [0.018863193778115264, 0.13606823481979585], [0.02168071375327755, 0.1456217410739376], [0.02471591629586298, 0.15527150565279574], [0.028006440010586352, 0.16501912653915243], [0.031576255891496444, 0.17486145042023293], [0.03539483961687758, 0.18478174850035556], [0.03949498254800754, 0.19478045115068363], [0.04389792827815823, 0.20485282604936875], [0.04857580757377652, 0.21497933573681455], [0.053567991613811754, 0.2251632488767036], [0.058881821148870805, 0.23539257539832661], [0.06450016290273135, 0.24564586185495754], [0.07046920463911448, 0.2559288096954281], [0.07677403099247092, 0.2662200889663396], [0.08341621271683673, 0.2765073937902718], [0.09042901951906561, 0.28678971177956086], [0.0977906533229447, 0.29703436159541413], [0.10553618719874776, 0.30724577033016703], [0.11365876004177941, 0.31739779819794195], [0.12216148331893956, 0.32747251411893785], [0.1310674986027348, 0.3374671550918847], [0.14035464992188373, 0.3473464005305412], [0.15005511078613856, 0.35711729389225577], [0.16014896266156226, 0.36673682914626515], [0.17065818789963985, 0.3762090161783657], [0.181574957422924, 0.3854954202777727], [0.19290757140963555, 0.39458324766597075], [0.20465763457781186, 0.4034522528592034], [0.21681735306942437, 0.4120736546751029], [0.22939648396347811, 0.4204412604055216], [0.24237780069407988, 0.4285157291249229], [0.25577362426833844, 0.43629701405132887], [0.2695667856328992, 0.4437307842367116], [0.2837657972261352, 0.4508257189736273], [0.29834798288780395, 0.457529313046837], [0.3133189787852679, 0.46384827499917675], [0.3286584618928104, 0.4697270339484696], [0.3443649416455463, 0.4751660894880115], [0.3604197737256814, 0.480124895665173], [0.37681123376695697, 0.48458015694873546], [0.3935252510207292, 0.48853802379954264], [0.41053864255357086, 0.49191628687198], [0.4278432324908231, 0.4947936897726825], [0.4454066634681981, 0.49700186546594965], [0.46322225410302975, 0.4986945279258362], [0.4812515456557157, 0.4995759574617022], [0.49948102667173666, 0.49999959595885196], [0.5178795830856975, 0.49960989996393285], [0.53641763136701, 0.49871925440459125], [0.5550757049095608, 0.4969470954598008], [0.5738084272426077, 0.494546807361687], [0.5925967311050585, 0.49134249558479953], [0.6114013775535108, 0.48742771367820337], [0.6301864306052414, 0.48276379079159115], [0.648926781663159, 0.4772994360273941], [0.6675702064249728, 0.4710909063826163], [0.6860884295909518, 0.46408556444857973], [0.7044453890439168, 0.45628515353038346], [0.722592093722966, 0.4477211541323308], [0.7405018004535244, 0.43835712852367326], [0.7581254571228347, 0.4282123442390851], [0.7754210143761534, 0.4173028842750689], [0.7923623735876, 0.40561397611120953], [0.8088945461516955, 0.3931735469910263], [0.8249746330148909, 0.37999039194943635], [0.840576952273409, 0.36606263907410247], [0.8556527588088183, 0.3514331465234179], [0.8701628988827119, 0.3361178636958033], [0.8840850330712717, 0.32012561483558377], [0.8973612142623708, 0.3034905059583089], [0.9099546800766618, 0.28624096866093407], [0.9218514714025469, 0.26839650792968384], [0.9330128366584267, 0.2500014055184513], [0.9433892789690503, 0.23108884233257734], [0.9529731538505595, 0.2116848082416565], [0.9617431308270605, 0.19183234032607036], [0.9696406906754642, 0.17157715881862903], [0.976664215898664, 0.15095167052848085], [0.9828150771120139, 0.12999562103203396], [0.9880284400451029, 0.1087652991581767], [0.9923048366037509, 0.08729993375043676], [0.9956935187759139, 0.06563977190440677], [0.9981204893400154, 0.043839458141428], [0.9994430379087047, 0.021949651396883253], [1.0, -5.262717345244639e-16]], [[1.0, -0.0004638118459895953], [0.9984671733845202, -0.022176073806829073], [0.9962010189226616, -0.044351395222738545], [0.9929026769529263, -0.06634546047691313], [0.9886921791534908, -0.08835128540674543], [0.9836417003030666, -0.11016186981181435], [0.9776935270191353, -0.13166614881679514], [0.9708332396137559, -0.15288392077035748], [0.9631054519385788, -0.1737598287607129], [0.954532118302001, -0.1942484639483162], [0.9450948827272965, -0.21431485989644075], [0.9348365135795949, -0.2339197139318746], [0.9237922165624115, -0.2530104348178591], [0.9119678731501509, -0.2715592588317117], [0.8994040293865623, -0.2895255546496477], [0.8861439850623914, -0.30676257525251216], [0.8722139273132252, -0.3233331078794496], [0.8576405013890981, -0.3392208212500267], [0.8424918463138651, -0.35439498446765005], [0.8268017658276134, -0.36883894361410424], [0.8105945479290707, -0.38253690406162383], [0.7939227340691527, -0.3954518514729365], [0.7768322401803981, -0.4075848533740013], [0.7593482453756809, -0.4189206804928453], [0.7415376393986641, -0.4294645249422542], [0.7234312051733087, -0.43917633044306814], [0.705064134628845, -0.4480974501783146], [0.6864948073590625, -0.4562062936146256], [0.6677567468827389, -0.4634961629040646], [0.6488816855296917, -0.4699964056434572], [0.6299233101319794, -0.47568642538005484], [0.6109107600460605, -0.4805696742550079], [0.5918808588686519, -0.48470898820901515], [0.5728785950404724, -0.4880432475178806], [0.5539269984789256, -0.4906676163064863], [0.5350676946300881, -0.49253453011194503], [0.5163311532459858, -0.49357637071225186], [0.49773819674912345, -0.4940322652122179], [0.47933306660787195, -0.49376498314870565], [0.4611285998354018, -0.4928308092881163], [0.44315932912926065, -0.4913347518591997], [0.4254476850733872, -0.4891175241862929], [0.4080096040923348, -0.4863082497256368], [0.3908777222269456, -0.4829469700751172], [0.37405439787754124, -0.4789965744435154], [0.3575737836368038, -0.47456307703290074], [0.34143815925513366, -0.46958203525468334], [0.3256707636257218, -0.46416144069790816], [0.31027963353432836, -0.4582498364766646], [0.29527935033472164, -0.45193415045643265], [0.28067513168210884, -0.4451943605070709], [0.26647890456738466, -0.4380893792040086], [0.25268936761168936, -0.4306246469372193], [0.23932380454759788, -0.42283149436736955], [0.22637249324966888, -0.4147302870857254], [0.21384162583594854, -0.40636054651531306], [0.20172964390601206, -0.3977263749246579], [0.19004270401008846, -0.38886847357967336], [0.17878051391940514, -0.3797791829451586], [0.16794719268130187, -0.37050981375349185], [0.1575156104719489, -0.36105917021098194], [0.14751757926659972, -0.35146658922371105], [0.13791727522783742, -0.3417287941527196], [0.12873263379551803, -0.3318898962587249], [0.11993293273125566, -0.32194856962266255], [0.11152631628830112, -0.31193375629085474], [0.1035129018182118, -0.3018548344067732], [0.09586967710637402, -0.29172118538198283], [0.08861022310916078, -0.2815652950964024], [0.08169699278465405, -0.2713805684570672], [0.07515353791922992, -0.26119428841162695], [0.0689536742727614, -0.2510145000882887], [0.06308392696199935, -0.2408477975730364], [0.0575662813086175, -0.23071713950277656], [0.05235457470435836, -0.2206175141857337], [0.04745787224483998, -0.210568128140777], [0.042876780986014475, -0.20058378207747635], [0.03856735485208224, -0.19065910899054278], [0.03455089898704609, -0.1808132710703352], [0.030813599295340163, -0.17105300680166907], [0.027320880179595934, -0.161375236688796], [0.024102217770986714, -0.15179591407869095], [0.02113765490830785, -0.14231956568402285], [0.01838287969958718, -0.13294369100743667], [0.015870108077630753, -0.12368126864619768], [0.013595936204282798, -0.11453780557129871], [0.011500582795211394, -0.10550742459297964], [0.009614318272012281, -0.09659991246456354], [0.007957053891586519, -0.08782330704853379], [0.0064445289752556685, -0.07917089161949087], [0.005098087130931879, -0.07064680861546084], [0.00396431543475112, -0.062258207100183136], [0.0030004062476149847, -0.05400512757964083], [0.002125683476350713, -0.045882739179928946], [0.001409007077869603, -0.037896849780697024], [0.0009233128284636501, -0.03005224200938579], [0.0005719431369820731, -0.022344335003813873], [0.0002750881655745939, -0.01477069658801215], [7.41662246608336e-05, -0.007334963563321715], [0.0, 0.0], [7.347445324379198e-05, 0.007252611896674817], [0.0002745659257330717, 0.014683235244873173], [0.0005728883741955862, 0.02224903247250814], [0.00092888574053064, 0.029945982797076012], [0.0014135718626495971, 0.03777665537698494], [0.002122126409694201, 0.04574559215698956], [0.002991086641440035, 0.05384759271643007], [0.003950335703883144, 0.062076742716421635], [0.005078543629372844, 0.07043767696000137], [0.006419595456864862, 0.07893061415193242], [0.007924025833754341, 0.087548563081347], [0.009569149536340523, 0.09628715057146045], [0.011440070855323989, 0.1051529476558098], [0.01352107571228472, 0.11413795167113061], [0.015780697958844073, 0.12323244795107474], [0.018272094317778625, 0.13244220060624826], [0.021001590178729122, 0.1417625212927189], [0.023939614041401977, 0.15118003060948984], [0.02712533771965366, 0.16069604484578753], [0.03058370542078846, 0.17030771763782235], [0.034282621134373775, 0.17999938680277952], [0.038250043752213414, 0.18977241343674528], [0.042506169459466475, 0.19962249533533663], [0.04702849014627919, 0.20953041486422877], [0.05185734038696555, 0.2194994442798542], [0.0569971055718374, 0.22951870376683936], [0.06243435872093425, 0.23956671277975136], [0.06821537188347812, 0.24964859552216043], [0.0743257263211002, 0.2597442634918527], [0.08076670668052384, 0.2698418898118907], [0.08757095714437121, 0.27994049711580676], [0.09471580228559101, 0.29000962360221166], [0.10223139417679081, 0.3000553899215217], [0.1101157796798437, 0.3100511882893672], [0.11837331562223306, 0.31997939522976504], [0.12702402951280237, 0.3298390388299363], [0.13604234189662803, 0.33959842844845023], [0.14546864117305108, 0.3492604455213171], [0.15528494465845252, 0.3587829681182552], [0.16551112908835186, 0.3681710582651799], [0.17613934088294245, 0.3773882768662191], [0.18717687765731914, 0.3864235117978308], [0.19862630083322627, 0.39525686713693636], [0.2104861574450254, 0.4038567451745826], [0.22276407416847543, 0.4122190506206185], [0.2354400780902196, 0.4203090489617321], [0.24853083896880593, 0.42812311595611435], [0.26202139615928166, 0.43560738319454445], [0.275922264161973, 0.4427685504481824], [0.2902119763985298, 0.4495554523831977], [0.3048988924919414, 0.4559708561960908], [0.3199612214964364, 0.4619638966216653], [0.33539825377575, 0.46753317300933045], [0.3511959428693748, 0.4726349444795142], [0.3673386940107639, 0.47725206347213606], [0.3838166511021187, 0.48138502078055556], [0.4006080126231038, 0.4849517901466881], [0.4177036587735642, 0.4880306800018812], [0.43507265499822245, 0.49045773635660583], [0.45271021057379146, 0.492376417191462], [0.47057983694609773, 0.49349658001198776], [0.48866904746183576, 0.49415462050041453], [0.5069452861228687, 0.4940125776377233], [0.5253797149747718, 0.4933713024806604], [0.5439536005872413, 0.4918556497537658], [0.5626217226887857, 0.4897172072337827], [0.581366344599658, 0.48677077316982476], [0.6001470362911642, 0.4831253040200702], [0.6189295288327601, 0.4787219228681121], [0.6376880328744812, 0.47352020444549037], [0.6563716919801897, 0.46757844348681354], [0.6749507081188533, 0.46083005314765507], [0.6933911532444501, 0.453291236651978], [0.7116437134755846, 0.44498612009123784], [0.7296816422460073, 0.4358788942802349], [0.7474551985791178, 0.42597909598145167], [0.7649245875788055, 0.41531469067365273], [0.7820616618200305, 0.40386138003606425], [0.798812848987524, 0.39164888166776], [0.8151339357669349, 0.37867995890959544], [0.8310004341502942, 0.36495817685594373], [0.8463690868703138, 0.35053704946112146], [0.8611939760746471, 0.33541049830407976], [0.8754588797550087, 0.3196102269575249], [0.8890984683928713, 0.3031452164959244], [0.9020836386545227, 0.2860633390985634], [0.9143932627540562, 0.2683667571004267], [0.9259908906206432, 0.2500314310413086], [0.9368323126596996, 0.23112446983111865], [0.9469028490122432, 0.2117258711840455], [0.9561823522364571, 0.19187870465591542], [0.9646151024331149, 0.1716287150318257], [0.972199006376436, 0.15100830860478814], [0.9789264086424856, 0.1300570542579335], [0.9847409503350865, 0.10883136825772055], [0.9896477740655049, 0.08737054466842599], [0.9936826075080232, 0.06571457999407904], [0.9967768773419313, 0.04391797850773191], [0.9987746570413105, 0.02221192451065693], [1.0, 0.00030387842938652644]], [[1.0, -0.0038492654100905654], [0.9906314389460237, -0.02124358659915649], [0.980995553124424, -0.04244577814857979], [0.9710008406108143, -0.06310906534007898], [0.9607347862368819, -0.08485651608924341], [0.9501792391917762, -0.10652681256063543], [0.9391845966882083, -0.12758610905981918], [0.9277995368785148, -0.14839146457103897], [0.9159038272676024, -0.16887438898026688], [0.9035141573243257, -0.1890037103413512], [0.8904468618951541, -0.208710153716595], [0.8767805360441657, -0.2279657306584762], [0.8624805867331169, -0.24670559288775049], [0.8475002499100438, -0.26488825755621626], [0.8319554654799055, -0.2824033900682671], [0.8158100483185959, -0.2985340525300442], [0.7991269475008924, -0.31385984705471537], [0.7819419403062059, -0.3283715643196321], [0.7644682065620801, -0.34207141771900273], [0.7466978182593739, -0.3549679404068633], [0.7285739051584692, -0.3669729053145124], [0.7101536021654689, -0.37807327094489135], [0.6915143604167835, -0.3883736003485406], [0.6726384146150914, -0.39768719440107136], [0.6536412557053597, -0.4062305770385771], [0.6345131129076632, -0.4137811572647527], [0.615323229055061, -0.4205214427943107], [0.596126572356429, -0.4264829884701754], [0.5769480723498308, -0.43159065692971227], [0.5578186579572891, -0.4358329197265611], [0.5387913863253592, -0.43940857473661116], [0.5198897638790065, -0.4420677482815376], [0.5011462344316633, -0.44405256903897117], [0.48259385067647853, -0.4453220824349519], [0.4642611970179106, -0.44591203961647646], [0.44617850202456144, -0.445750259131233], [0.4283746969138166, -0.4448547889659564], [0.41084238403684853, -0.4435012838411975], [0.39363953193770973, -0.44147600071340914], [0.37676894327880944, -0.43886041796553904], [0.36024464511130966, -0.43578236543881144], [0.3441059338423623, -0.4320439150892622], [0.32832948285124114, -0.4278700026783168], [0.3129711586135177, -0.42318309006261184], [0.2980041030124043, -0.4180460343231093], [0.28346453492660506, -0.4125097566618625], [0.26936493895716, -0.4065109824384164], [0.2556723177436471, -0.4002248600725336], [0.24245317350983242, -0.39350712426247714], [0.2296601817209233, -0.3865205744767801], [0.21733188517170945, -0.3791956647649773], [0.20545654102184577, -0.37161042362860786], [0.19400623382802176, -0.36380782369123815], [0.18303065934450896, -0.3557608800302213], [0.1724619270321827, -0.347560782845731], [0.16230260093815232, -0.33923308524626017], [0.15255786993540327, -0.330770341418764], [0.14319991949640398, -0.3222315174535497], [0.13430460980079792, -0.31353360600231606], [0.12579565098828285, -0.3047849760015768], [0.11761032140899376, -0.2960136089458755], [0.10987482830100964, -0.28716335343151594], [0.10250435995139098, -0.27827298967604236], [0.09549136892073187, -0.26938727146052477], [0.08879593608379883, -0.26051098276089724], [0.0823928594350354, -0.2516791754983756], [0.07634012755417957, -0.24285989591584695], [0.07058159332805487, -0.2340776567921387], [0.06511243318139044, -0.2253579579426124], [0.059906033680536076, -0.21668948471465066], [0.05501808413281354, -0.2080686181293706], [0.05040703017899897, -0.1995086707196503], [0.0460594727365491, -0.1910133484040329], [0.04200137752342239, -0.18259204908666743], [0.038190520600419914, -0.17424252787596434], [0.03461821539846002, -0.16598095373833968], [0.031289454806718686, -0.1578180939885877], [0.028170498848183758, -0.1497435283648734], [0.025248988962446994, -0.1417761277855701], [0.022512461371877582, -0.1339188430913707], [0.019966251255758776, -0.12616101984850572], [0.017632080973324565, -0.11851094490945735], [0.015477217692402382, -0.11097103228125127], [0.013455210215236183, -0.1035412762154026], [0.011599797126485104, -0.09622671007114368], [0.009928204933218046, -0.08902653939993885], [0.00840056410254185, -0.08193507288052719], [0.0070261998710542, -0.07495955655561092], [0.005813462782772512, -0.06810569259296805], [0.0047001793171034595, -0.06136722973565946], [0.0037165290656212173, -0.05474506019366022], [0.0028990707281673442, -0.04824229266186361], [0.0022008941413638504, -0.041858831832156496], [0.0015542474400432613, -0.0355914811305357], [0.000988580836623855, -0.02944385159682524], [0.0006091360604109956, -0.02341501561864388], [0.00036597639590064723, -0.017497409334086188], [0.000165611320396738, -0.011685487338261911], [4.5666118543716746e-05, -0.0059642851265530004], [0.0, 0.0], [4.014082900951357e-05, 0.005281422899381116], [0.00016279480870046823, 0.010945239440763484], [0.00037851499417319666, 0.01672203449534614], [0.0006622704146375419, 0.022608614969762773], [0.00104709805559685, 0.028608805371302486], [0.0015688518452929335, 0.03472838241824101], [0.0021937433449480677, 0.040964099784372314], [0.0028817466864851644, 0.04731162112973881], [0.0037029097672634987, 0.05377415681354311], [0.0046995106542463486, 0.06035279465462601], [0.005809874442838592, 0.06704518628471319], [0.007008280012794275, 0.07385026468778995], [0.00836584180261431, 0.08077267721902089], [0.009892945439214583, 0.08780525497673816], [0.01157701075089403, 0.09495343785950609], [0.01343100653654625, 0.10222377683574566], [0.01543453764579356, 0.1096088166293537], [0.017575258817925734, 0.11709889762589731], [0.019901009644738878, 0.1246929162173274], [0.022443785806502765, 0.13239065360045627], [0.025163848620985106, 0.14018539077631315], [0.02805406936169285, 0.14808639292104409], [0.031127498442044772, 0.15609292868671448], [0.03440011578315609, 0.16418836221794472], [0.03791771873930052, 0.1723759661436091], [0.04166468499265604, 0.18065416284370714], [0.04565125370520231, 0.18900094869104078], [0.049922589206024506, 0.1974165704509935], [0.05446983389298282, 0.2058913226712703], [0.059291826018414456, 0.21441728945757682], [0.06441601453042958, 0.22299374661286886], [0.06981593053664034, 0.23160874284610145], [0.07548789460725183, 0.2402825353191704], [0.08146424698611672, 0.24898435468193852], [0.08775806636504947, 0.25769896101817813], [0.09436786071299282, 0.2664401621421328], [0.1012467800874717, 0.275206180039123], [0.10849002217751959, 0.28396490640097627], [0.11609447165506347, 0.2926813104590941], [0.12406510998175785, 0.30136887481049046], [0.13239547721678413, 0.3100072752201922], [0.1410865002275745, 0.31859871781531546], [0.15014768536053966, 0.32712556143120763], [0.15962181347198764, 0.3355326175753227], [0.16950261548391105, 0.3438322705678387], [0.1797528846708961, 0.35202649337321773], [0.19041852470159515, 0.36008162371812785], [0.20150073130625645, 0.36794699882477], [0.21302411645911587, 0.37561229569109705], [0.22497702790582438, 0.38303655621411475], [0.2373861191687035, 0.39019032513164387], [0.25022082763435244, 0.3970598343756056], [0.2634861570111782, 0.40362758541791155], [0.27720040533012097, 0.40982444567227433], [0.2913226974307258, 0.41568046514385326], [0.30587260591080706, 0.4211508537147743], [0.3208389075970025, 0.4261554605236767], [0.3362064282008572, 0.4307672026764393], [0.3519555372882918, 0.4348576609716632], [0.3680945114975877, 0.43848863009687317], [0.3846020319378581, 0.441417500753063], [0.4014730231986048, 0.44384580878176005], [0.418666628201559, 0.4455747667228921], [0.43616041174034154, 0.44681230742966915], [0.453941459200437, 0.44723280949710426], [0.47196777613371316, 0.44706813623183483], [0.49023145773982235, 0.4460693792812879], [0.5086858348979305, 0.4444564829983118], [0.5273095594386221, 0.4420242863041082], [0.5460733366040098, 0.43881344160405034], [0.5649381076488049, 0.4348960345284188], [0.5838649319580301, 0.43010682437603664], [0.6028359242041601, 0.4245661871759532], [0.6218018943608895, 0.41824533943083686], [0.6407371995020832, 0.41111455854241086], [0.6595897126062468, 0.403114925242496], [0.6783367399983431, 0.3943585297117821], [0.696937311976513, 0.3847552526306849], [0.7153500342062019, 0.3743477337755536], [0.7335236058593024, 0.3630973652547802], [0.7514427112318648, 0.35104695941282343], [0.7692130233527315, 0.33832286618363333], [0.7866736081435598, 0.32476727221308627], [0.8038038311219764, 0.3105699809571209], [0.8204756376716864, 0.29556698766425793], [0.8367251523607223, 0.27993982928064265], [0.8524710660361113, 0.26357207163912655], [0.8676967796274241, 0.24604959799133103], [0.882402647448648, 0.22764559018296313], [0.8965154283399627, 0.20873659595659286], [0.9100253257802211, 0.18936836958348877], [0.9229002170792276, 0.16958869848734337], [0.9351342843715338, 0.14942992424432947], [0.9466456698095422, 0.12891625384268313], [0.9574484730749383, 0.1081150859641732], [0.9675856886175663, 0.08707152450759312], [0.9769820845192789, 0.06580400971611246], [0.9856138077621519, 0.04435605363602719], [0.9932185198378127, 0.02412630736972231], [1.0, 0.002830484587919512]], [[1.0, -0.006982023820252598], [0.9808347678739969, -0.01901797966962391], [0.9618522559950746, -0.03633209758528676], [0.9431799234064913, -0.053687711825284326], [0.9248624266119182, -0.07287087626535042], [0.9068300243521396, -0.09232697786698986], [0.8888989675852842, -0.11134459500309918], [0.8714451338156342, -0.13026518299085982], [0.8540303907540221, -0.14896463561562434], [0.8365799116076857, -0.16746330024339437], [0.8187151726269655, -0.18555851734726225], [0.8005585880595272, -0.203263972652651], [0.7819906967033577, -0.22046532006342387], [0.7629002588379569, -0.23706675395467622], [0.7434892681716995, -0.2530075051114365], [0.7236219820019522, -0.26744799560364085], [0.7034014716292504, -0.28103549286716833], [0.6828709209459031, -0.29375498158119356], [0.6626594132942717, -0.30562525584483824], [0.6426034368031602, -0.31666850413180225], [0.6224455993938789, -0.3267367507146735], [0.6022379272454653, -0.3358320443904242], [0.58207404530183, -0.34413288877091675], [0.5619028162624872, -0.35131862527265906], [0.5418642928678292, -0.35776344729922754], [0.5219160871804512, -0.3631019385507439], [0.5021464538431742, -0.36761627018078524], [0.48260088561497005, -0.3713834465476635], [0.4632961557796841, -0.3742760349437542], [0.4442602953270343, -0.37624578625589944], [0.42553948148278853, -0.37767971916796633], [0.4071506299461746, -0.3781151196885583], [0.38911893084005383, -0.37794201869316396], [0.3714631729452564, -0.3771474686340873], [0.35421354839623437, -0.37570710174727795], [0.3373863231698063, -0.37353734260789184], [0.32100524297114985, -0.37073588423818893], [0.3050402551234105, -0.3675956196384267], [0.2895519865601909, -0.3638493208412111], [0.27453427484716164, -0.35959896723481494], [0.25998066114719154, -0.3549878783796773], [0.24593824531682978, -0.3497983500724409], [0.23235283018791478, -0.3443388847391759], [0.21929038182931626, -0.33841744528517526], [0.2067020322918878, -0.33220054593001497], [0.19461974541647994, -0.3256767328228881], [0.18306163750974225, -0.3187914179197124], [0.17194972085445812, -0.31178188537942], [0.16138979605462123, -0.3044149612329277], [0.1512863198708931, -0.29692739128831286], [0.1416992487544208, -0.2892017944723992], [0.1325973499451836, -0.2813329510163203], [0.12393285842490266, -0.27340525257581294], [0.11577465145339322, -0.2653292032133031], [0.10801387366334961, -0.2572726944880007], [0.10064783615164011, -0.24924659160244722], [0.0936854971186438, -0.24123285625692584], [0.08707188080966617, -0.2333105955131236], [0.08093451253020931, -0.22531608057924937], [0.07513697956067937, -0.21741969328736546], [0.06959371162551795, -0.20968427527904293], [0.06448923965905638, -0.20194628359372963], [0.05970857977223947, -0.19429284132320468], [0.05522149627392817, -0.18676834047763044], [0.050985125831038675, -0.17938576230036554], [0.04694723901459181, -0.1721870083974209], [0.04320463003862244, -0.16509328077788246], [0.039679396865029457, -0.1581468301659687], [0.03634900713875162, -0.1513643967078719], [0.03319697375496396, -0.14473042427183253], [0.0302927452406545, -0.13820502630969825], [0.027586822670489994, -0.13180744344638265], [0.025066362706665363, -0.1255378921877804], [0.02275364843963458, -0.1193892598490384], [0.02061521368271477, -0.1133628429391083], [0.018630358163189524, -0.10747024959679867], [0.016807552564789774, -0.10171677072310688], [0.0151235191285546, -0.09608665712050225], [0.01353817776520616, -0.0905976189850368], [0.01204118148163914, -0.08524781897017472], [0.010672770056620937, -0.08001786766833646], [0.009440484436401003, -0.07490635839508233], [0.008301775561705159, -0.06991322692855306], [0.007214537000819152, -0.06504135248240071], [0.006204291569485305, -0.06028590382339772], [0.005300603608578719, -0.055638436100884245], [0.0044891552547148324, -0.051093478003863754], [0.0037608645587776865, -0.04665469498761816], [0.0031114948879704236, -0.04232453811065489], [0.002509852137766974, -0.03809736723562504], [0.0019880740051367394, -0.03396987847357642], [0.0015670512483296024, -0.029939924490971038], [0.0012052778087769014, -0.026006903304232762], [0.000856579862332953, -0.022169162796216838], [0.0005086105773252692, -0.01842667793645134], [0.0002754994429219221, -0.014770325346458944], [0.0001573326667396193, -0.011186373649525202], [6.430598539356502e-05, -0.007657723029707693], [1.9293301596626775e-05, -0.004115568793796027], [0.0, 0.0], [9.295274733288345e-06, 0.0029543487771489956], [5.936644961438565e-05, 0.006280106469536732], [0.00018162034936621102, 0.00968888033557104], [0.00036770969101606075, 0.013179140691322108], [0.0006136866710648747, 0.016755616839372958], [0.0008974820526736672, 0.02042453841900087], [0.0012186332038077426, 0.02418528859462175], [0.0015712920218760409, 0.028036174286855096], [0.0020061856693502854, 0.03197894080513214], [0.002558101830692648, 0.03601558916682735], [0.0031658299639152464, 0.0401488347784168], [0.0038041887904869767, 0.04438123681180258], [0.004520966152898694, 0.048715404184728174], [0.005344434024390781, 0.05314721138205051], [0.006277285828421874, 0.05772340230440866], [0.0072967431253652655, 0.06244715589629561], [0.008366244274283976, 0.06728998608197595], [0.00949272877530388, 0.07224718857247366], [0.010724127767605675, 0.07731475200865474], [0.012098798041619717, 0.08249560185820384], [0.013581961688216748, 0.08779434868920691], [0.015134604318136827, 0.09322973629767085], [0.016764733398881997, 0.09880543709832701], [0.01852192089305424, 0.10450822784692348], [0.020452088235371556, 0.11034118538825215], [0.022526013458850764, 0.11631402319395188], [0.024765193023317117, 0.12240533824285948], [0.027208352287488965, 0.12860927003440162], [0.0298578636229339, 0.1349289077621021], [0.032709176428345164, 0.1413615350767055], [0.03578295441913553, 0.14790659496468755], [0.039057421253393856, 0.15457481443799806], [0.042504151738333384, 0.16140232532538623], [0.04618240951729052, 0.16835388152889735], [0.05011218694055444, 0.17541731458557533], [0.054275882785306435, 0.1826231202895812], [0.058618647840629784, 0.19000473470442877], [0.06327020655262171, 0.19748813243716548], [0.06824351772408657, 0.2050474195430617], [0.0735312688771196, 0.2127046954916619], [0.0791332308641262, 0.2204581263496313], [0.08504741155014664, 0.2283238173688102], [0.09128962365659636, 0.23628580637005925], [0.09793713980610144, 0.24426172873312701], [0.10497603117996618, 0.2522801707935244], [0.11236198065510394, 0.26038328397590893], [0.12016006143034333, 0.26850150438664244], [0.12838653521548518, 0.2765884107494485], [0.13707743788988175, 0.2846109394329305], [0.14623329519970152 | 3D array of the non-dimensional x and y airfoil coordinates of the airfoils interpolated along span for n_span stations. The leading edge is place at x=0 and y=0.
blade.opt_var.s_opt_twist | output |  | [0.0, 0.034482758620689655, 0.06896551724137931, 0.10344827586206896, 0.13793103448275862, 0.1724137931034483, 0.20689655172413793, 0.24137931034482757, 0.27586206896551724, 0.3103448275862069, 0.3448275862068966, 0.3793103448275862, 0.41379310344827586, 0.4482758620689655, 0.48275862068965514, 0.5172413793103449, 0.5517241379310345, 0.5862068965517241, 0.6206896551724138, 0.6551724137931034, 0.6896551724137931, 0.7241379310344828, 0.7586206896551724, 0.7931034482758621, 0.8275862068965517, 0.8620689655172413, 0.896551724137931, 0.9310344827586207, 0.9655172413793103, 1.0]
blade.opt_var.s_opt_chord | output |  | [0.0, 0.034482758620689655, 0.06896551724137931, 0.10344827586206896, 0.13793103448275862, 0.1724137931034483, 0.20689655172413793, 0.24137931034482757, 0.27586206896551724, 0.3103448275862069, 0.3448275862068966, 0.3793103448275862, 0.41379310344827586, 0.4482758620689655, 0.48275862068965514, 0.5172413793103449, 0.5517241379310345, 0.5862068965517241, 0.6206896551724138, 0.6551724137931034, 0.6896551724137931, 0.7241379310344828, 0.7586206896551724, 0.7931034482758621, 0.8275862068965517, 0.8620689655172413, 0.896551724137931, 0.9310344827586207, 0.9655172413793103, 1.0]
blade.opt_var.twist_opt | output | rad | [0.3491, 0.32625117093725764, 0.30085552622478245, 0.2731956053054779, 0.24355394762224736, 0.20577589884786782, 0.1576145108901439, 0.1136986486334804, 0.08888556174463991, 0.08740227021440287, 0.08747036236925905, 0.08755245976654401, 0.08760934772745713, 0.08649735156799883, 0.08026523138581591, 0.0709071911194134, 0.06112252537717545, 0.05334185864146969, 0.0468397267304825, 0.04037517185557232, 0.03298558472034764, 0.023562445954621404, 0.00966270163050956, -0.007145978052090492, -0.02406407624641657, -0.038338165876185194, -0.050562117073935514, -0.06194147336869993, -0.07234987147859483, -0.0816609481217366]
blade.opt_var.chord_opt | output | m | [4.5, 4.516534551546473, 4.592554552493484, 4.720268647024349, 4.75, 4.75, 4.75, 4.75, 4.75, 4.75, 4.75, 4.7, 4.64, 4.48, 4.30815493183957, 4.071095673436996, 3.830786554698718, 3.5937778702371683, 3.353572396827501, 3.1097268095527446, 2.8639490527742715, 2.6178045741630256, 2.372555490428877, 2.1253660784426107, 1.873608174226736, 1.6133977045902357, 1.3455144660008225, 1.0705044824934318, 0.7881317167515849, 0.5000000000000002]
blade.opt_var.af_position | output |  | [0.0, 0.02, 0.18, 0.29632121, 0.4824137, 0.76458948, 0.87235063, 1.0]
blade.opt_var.s_opt_layer_0 | output |  | [0.0, 0.034482758620689655, 0.06896551724137931, 0.10344827586206896, 0.13793103448275862, 0.1724137931034483, 0.20689655172413793, 0.24137931034482757, 0.27586206896551724, 0.3103448275862069, 0.3448275862068966, 0.3793103448275862, 0.41379310344827586, 0.4482758620689655, 0.48275862068965514, 0.5172413793103449, 0.5517241379310345, 0.5862068965517241, 0.6206896551724138, 0.6551724137931034, 0.6896551724137931, 0.7241379310344828, 0.7586206896551724, 0.7931034482758621, 0.8275862068965517, 0.8620689655172413, 0.896551724137931, 0.9310344827586207, 0.9655172413793103, 1.0]
blade.opt_var.layer_0_opt | output | m | [0.001, 0.001, 0.001, 0.001, 0.001, 0.001, 0.001, 0.001, 0.001, 0.001, 0.001, 0.001, 0.001, 0.001, 0.001, 0.001, 0.001, 0.001, 0.001, 0.001, 0.001, 0.001, 0.001, 0.001, 0.001, 0.001, 0.001, 0.001, 0.001, 0.001]
blade.opt_var.s_opt_layer_1 | output |  | [0.0, 0.034482758620689655, 0.06896551724137931, 0.10344827586206896, 0.13793103448275862, 0.1724137931034483, 0.20689655172413793, 0.24137931034482757, 0.27586206896551724, 0.3103448275862069, 0.3448275862068966, 0.3793103448275862, 0.41379310344827586, 0.4482758620689655, 0.48275862068965514, 0.5172413793103449, 0.5517241379310345, 0.5862068965517241, 0.6206896551724138, 0.6551724137931034, 0.6896551724137931, 0.7241379310344828, 0.7586206896551724, 0.7931034482758621, 0.8275862068965517, 0.8620689655172413, 0.896551724137931, 0.9310344827586207, 0.9655172413793103, 1.0]
blade.opt_var.layer_1_opt | output | m | [0.041, 0.033, 0.026, 0.02, 0.015, 0.011, 0.008284540718575178, 0.0065124340152886585, 0.005362077516845975, 0.004702475040252789, 0.004402630402514755, 0.004331547420637534, 0.0043582299116267645, 0.00435168169248812, 0.004307029653720184, 0.004219400685821545, 0.004083921679290805, 0.0038957195246265212, 0.0036499211123273024, 0.0033416533328917363, 0.002981327747509212, 0.0025793559173691184, 0.0021461494036608486, 0.0016921197675737938, 0.0012276785702973474, 0.001, 0.001, 0.001, 0.001, 0.001]
blade.opt_var.s_opt_layer_2 | output |  | [0.0, 0.034482758620689655, 0.06896551724137931, 0.10344827586206896, 0.13793103448275862, 0.1724137931034483, 0.20689655172413793, 0.24137931034482757, 0.27586206896551724, 0.3103448275862069, 0.3448275862068966, 0.3793103448275862, 0.41379310344827586, 0.4482758620689655, 0.48275862068965514, 0.5172413793103449, 0.5517241379310345, 0.5862068965517241, 0.6206896551724138, 0.6551724137931034, 0.6896551724137931, 0.7241379310344828, 0.7586206896551724, 0.7931034482758621, 0.8275862068965517, 0.8620689655172413, 0.896551724137931, 0.9310344827586207, 0.9655172413793103, 1.0]
blade.opt_var.layer_2_opt | output | m | [0.0, 0.010363863922080815, 0.018021234480601413, 0.025361659590798752, 0.03206819380434953, 0.03782389167293049, 0.042311807748218355, 0.045214996581889856, 0.046216512725621724, 0.04569526776353126, 0.04403017327973565, 0.041600140858352265, 0.038784082083498365, 0.03596090853929123, 0.03350953180984813, 0.0313580742821214, 0.02943465834306337, 0.027667406379626357, 0.025984440778762663, 0.02431388392742465, 0.022583858212564614, 0.0208042751114363, 0.018985046101293482, 0.01713608265938962, 0.01526729626297836, 0.013388598389313434, 0.011509900515648486, 0.009631202641983529, 0.007752504768318578, 0.005873806894653622]
blade.opt_var.s_opt_layer_3 | output |  | [0.0, 0.034482758620689655, 0.06896551724137931, 0.10344827586206896, 0.13793103448275862, 0.1724137931034483, 0.20689655172413793, 0.24137931034482757, 0.27586206896551724, 0.3103448275862069, 0.3448275862068966, 0.3793103448275862, 0.41379310344827586, 0.4482758620689655, 0.48275862068965514, 0.5172413793103449, 0.5517241379310345, 0.5862068965517241, 0.6206896551724138, 0.6551724137931034, 0.6896551724137931, 0.7241379310344828, 0.7586206896551724, 0.7931034482758621, 0.8275862068965517, 0.8620689655172413, 0.896551724137931, 0.9310344827586207, 0.9655172413793103, 1.0]
blade.opt_var.layer_3_opt | output | m | [0.0, 0.012478059721382662, 0.01761157401713909, 0.022745088312895515, 0.027664175500095572, 0.03215440847018287, 0.03600136011460119, 0.03899060332479406, 0.04090771099220513, 0.0415382560082781, 0.041101726495636016, 0.03981761057690187, 0.03790539637469875, 0.03558457201164968, 0.033074625610377724, 0.030595045293505926, 0.02815655274214637, 0.02576986963741116, 0.023445717660412414, 0.021194818492262218, 0.019027893814072678, 0.016955665306955872, 0.014962350275733031, 0.01303216602522535, 0.01114932986025402, 0.009298059085640267, 0.007462571006205302, 0.005627082926770338, 0.0037915948473353817, 0.0019561067679004216]
blade.opt_var.s_opt_layer_4 | output |  | [0.0, 0.034482758620689655, 0.06896551724137931, 0.10344827586206896, 0.13793103448275862, 0.1724137931034483, 0.20689655172413793, 0.24137931034482757, 0.27586206896551724, 0.3103448275862069, 0.3448275862068966, 0.3793103448275862, 0.41379310344827586, 0.4482758620689655, 0.48275862068965514, 0.5172413793103449, 0.5517241379310345, 0.5862068965517241, 0.6206896551724138, 0.6551724137931034, 0.6896551724137931, 0.7241379310344828, 0.7586206896551724, 0.7931034482758621, 0.8275862068965517, 0.8620689655172413, 0.896551724137931, 0.9310344827586207, 0.9655172413793103, 1.0]
blade.opt_var.layer_4_opt | output | m | [0.0, 0.0, 0.0, 0.0, 0.0, 0.0, 0.0, 0.0, 0.0, 0.0, 0.0, 0.0, 0.0, 0.0, 0.0, 0.0, 0.0, 0.0, 0.0, 0.001, 0.04347561483135778, 0.001, -8.131516293641283e-20, 0.0, 0.0, 0.0, 0.0, 0.0, 0.0, 0.0]
blade.opt_var.s_opt_layer_5 | output |  | [0.0, 0.034482758620689655, 0.06896551724137931, 0.10344827586206896, 0.13793103448275862, 0.1724137931034483, 0.20689655172413793, 0.24137931034482757, 0.27586206896551724, 0.3103448275862069, 0.3448275862068966, 0.3793103448275862, 0.41379310344827586, 0.4482758620689655, 0.48275862068965514, 0.5172413793103449, 0.5517241379310345, 0.5862068965517241, 0.6206896551724138, 0.6551724137931034, 0.6896551724137931, 0.7241379310344828, 0.7586206896551724, 0.7931034482758621, 0.8275862068965517, 0.8620689655172413, 0.896551724137931, 0.9310344827586207, 0.9655172413793103, 1.0]
blade.opt_var.layer_5_opt | output | m | [0.0, 0.0, 0.0, 0.0, 0.0, 0.0, 0.0, 0.0, 0.0, 0.0, 0.0, 0.0, 0.0, 0.0, 0.0, 0.0, 0.0, 0.0, 0.0, 0.001, 0.04347561483135778, 0.001, -8.131516293641283e-20, 0.0, 0.0, 0.0, 0.0, 0.0, 0.0, 0.0]
blade.opt_var.s_opt_layer_6 | output |  | [0.0, 0.034482758620689655, 0.06896551724137931, 0.10344827586206896, 0.13793103448275862, 0.1724137931034483, 0.20689655172413793, 0.24137931034482757, 0.27586206896551724, 0.3103448275862069, 0.3448275862068966, 0.3793103448275862, 0.41379310344827586, 0.4482758620689655, 0.48275862068965514, 0.5172413793103449, 0.5517241379310345, 0.5862068965517241, 0.6206896551724138, 0.6551724137931034, 0.6896551724137931, 0.7241379310344828, 0.7586206896551724, 0.7931034482758621, 0.8275862068965517, 0.8620689655172413, 0.896551724137931, 0.9310344827586207, 0.9655172413793103, 1.0]
blade.opt_var.layer_6_opt | output | m | [0.0, 0.0, 0.006650033728755581, 0.008148123658263425, 0.009646213587771253, 0.011144303517279089, 0.01260256197570184, 0.013981157491954431, 0.015240258594951785, 0.016340033813608823, 0.017240651676840472, 0.01790228071356164, 0.018327608985325365, 0.018519324553684678, 0.018480115480192617, 0.01821266982640221, 0.017719675653866496, 0.0170038210241385, 0.016105782583305264, 0.015066236977453804, 0.013925860852671158, 0.012725330855044377, 0.011505323630660504, 0.010306515825606558, 0.009125374203327537, 0.00795836552726849, 0.0068019565608744125, 0.005652614067590332, 0.0045068048108612615, 0.003360995554132208]
blade.opt_var.s_opt_layer_7 | output |  | [0.0, 0.034482758620689655, 0.06896551724137931, 0.10344827586206896, 0.13793103448275862, 0.1724137931034483, 0.20689655172413793, 0.24137931034482757, 0.27586206896551724, 0.3103448275862069, 0.3448275862068966, 0.3793103448275862, 0.41379310344827586, 0.4482758620689655, 0.48275862068965514, 0.5172413793103449, 0.5517241379310345, 0.5862068965517241, 0.6206896551724138, 0.6551724137931034, 0.6896551724137931, 0.7241379310344828, 0.7586206896551724, 0.7931034482758621, 0.8275862068965517, 0.8620689655172413, 0.896551724137931, 0.9310344827586207, 0.9655172413793103, 1.0]
blade.opt_var.layer_7_opt | output | m | [0.0, 0.0, 0.023343227487567127, 0.02514806479023719, 0.02695290209290725, 0.028757739395577298, 0.03056257669824736, 0.032367414000917416, 0.03399537923059806, 0.03526960031429983, 0.03601320517903334, 0.0360493217518092, 0.03520107795963813, 0.03329160172953063, 0.030593866909944815, 0.02738084734933888, 0.023925516896170944, 0.020500849398899176, 0.017379818705981716, 0.014835398665876708, 0.012771487503115443, 0.01109198344222918, 0.009700784707749164, 0.008501789524206603, 0.007398896116132821, 0.006296002708059051, 0.00519310929998528, 0.004090215891911514, 0.0029873224838377426, -2.168404344971009e-19]
blade.opt_var.s_opt_layer_8 | output |  | [0.0, 0.034482758620689655, 0.06896551724137931, 0.10344827586206896, 0.13793103448275862, 0.1724137931034483, 0.20689655172413793, 0.24137931034482757, 0.27586206896551724, 0.3103448275862069, 0.3448275862068966, 0.3793103448275862, 0.41379310344827586, 0.4482758620689655, 0.48275862068965514, 0.5172413793103449, 0.5517241379310345, 0.5862068965517241, 0.6206896551724138, 0.6551724137931034, 0.6896551724137931, 0.7241379310344828, 0.7586206896551724, 0.7931034482758621, 0.8275862068965517, 0.8620689655172413, 0.896551724137931, 0.9310344827586207, 0.9655172413793103, 1.0]
blade.opt_var.layer_8_opt | output | m | [0.0, 0.0, 0.023343227487567127, 0.02514806479023719, 0.02695290209290725, 0.028757739395577298, 0.03056257669824736, 0.032367414000917416, 0.03399537923059806, 0.03526960031429983, 0.03601320517903334, 0.0360493217518092, 0.03520107795963813, 0.03329160172953063, 0.030593866909944815, 0.02738084734933888, 0.023925516896170944, 0.020500849398899176, 0.017379818705981716, 0.014835398665876708, 0.012771487503115443, 0.01109198344222918, 0.009700784707749164, 0.008501789524206603, 0.007398896116132821, 0.006296002708059051, 0.00519310929998528, 0.004090215891911514, 0.0029873224838377426, -2.168404344971009e-19]
blade.opt_var.s_opt_layer_9 | output |  | [0.0, 0.034482758620689655, 0.06896551724137931, 0.10344827586206896, 0.13793103448275862, 0.1724137931034483, 0.20689655172413793, 0.24137931034482757, 0.27586206896551724, 0.3103448275862069, 0.3448275862068966, 0.3793103448275862, 0.41379310344827586, 0.4482758620689655, 0.48275862068965514, 0.5172413793103449, 0.5517241379310345, 0.5862068965517241, 0.6206896551724138, 0.6551724137931034, 0.6896551724137931, 0.7241379310344828, 0.7586206896551724, 0.7931034482758621, 0.8275862068965517, 0.8620689655172413, 0.896551724137931, 0.9310344827586207, 0.9655172413793103, 1.0]
blade.opt_var.layer_9_opt | output | m | [0.0, 0.0, 0.018640217490227647, 0.022904385684442738, 0.027168553878657818, 0.0312820798151019, 0.035094321236003936, 0.03845463588359295, 0.041212381500097914, 0.04321691582774788, 0.04431759660877182, 0.044631775714407025, 0.044276805015890965, 0.04337003638446096, 0.04202882169135447, 0.040370512807808824, 0.03851246160506139, 0.03646387880311415, 0.03423397512196914, 0.03183196128162837, 0.02926704800209385, 0.026548446003367625, 0.023685366005451677, 0.02070188767487763, 0.01762209067817712, 0.014470054681881742, 0.01126985935252313, 0.008045584356632905, 0.0048213093607426755, 0.0015970343648524527]
blade.opt_var.s_opt_layer_10 | output |  | [0.0, 0.034482758620689655, 0.06896551724137931, 0.10344827586206896, 0.13793103448275862, 0.1724137931034483, 0.20689655172413793, 0.24137931034482757, 0.27586206896551724, 0.3103448275862069, 0.3448275862068966, 0.3793103448275862, 0.41379310344827586, 0.4482758620689655, 0.48275862068965514, 0.5172413793103449, 0.5517241379310345, 0.5862068965517241, 0.6206896551724138, 0.6551724137931034, 0.6896551724137931, 0.7241379310344828, 0.7586206896551724, 0.7931034482758621, 0.8275862068965517, 0.8620689655172413, 0.896551724137931, 0.9310344827586207, 0.9655172413793103, 1.0]
blade.opt_var.layer_10_opt | output | m | [0.0, 0.0, 0.010678322708722262, 0.013027749686046041, 0.015377176663369818, 0.017726603640693592, 0.02007603061801737, 0.022343664312566913, 0.024447711441567942, 0.026306378722246202, 0.02783787287182743, 0.0289604006075374, 0.029592168646601816, 0.029791678876096843, 0.02961743318309853, 0.02912793345468304, 0.028381681577926424, 0.027437179439904813, 0.02635292892769433, 0.025110640888752044, 0.02369202617053485, 0.02207879562049976, 0.020252660086103807, 0.01819533041480395, 0.015888517454057182, 0.01337380175210471, 0.010692763857187702, 0.007886984317547073, 0.004998043681424268, 0.0020675224970603053]
blade.opt_var.s_opt_layer_11 | output |  | [0.0, 0.034482758620689655, 0.06896551724137931, 0.10344827586206896, 0.13793103448275862, 0.1724137931034483, 0.20689655172413793, 0.24137931034482757, 0.27586206896551724, 0.3103448275862069, 0.3448275862068966, 0.3793103448275862, 0.41379310344827586, 0.4482758620689655, 0.48275862068965514, 0.5172413793103449, 0.5517241379310345, 0.5862068965517241, 0.6206896551724138, 0.6551724137931034, 0.6896551724137931, 0.7241379310344828, 0.7586206896551724, 0.7931034482758621, 0.8275862068965517, 0.8620689655172413, 0.896551724137931, 0.9310344827586207, 0.9655172413793103, 1.0]
blade.opt_var.layer_11_opt | output | m | [0.0, 0.0, 0.011714132383639313, 0.014764947347625046, 0.017815762311610757, 0.02086657727559648, 0.023917392239582207, 0.02696820720356794, 0.030019022167553665, 0.03295298719726778, 0.035653252358438574, 0.03800296771679428, 0.03988528333806326, 0.04118334928797394, 0.04178031563225458, 0.041727364564737766, 0.04107567827925614, 0.039876438969642325, 0.03818082882972886, 0.03604003005334837, 0.03350522483433343, 0.030642080913123152, 0.027516266030156573, 0.02419344792587278, 0.020739294340710836, 0.01721947301510983, 0.013699651689508844, 0.010179830363907818, 0.006660009038306791, 0.0031401877127057915]
blade.opt_var.s_opt_layer_12 | output |  | [0.0, 0.034482758620689655, 0.06896551724137931, 0.10344827586206896, 0.13793103448275862, 0.1724137931034483, 0.20689655172413793, 0.24137931034482757, 0.27586206896551724, 0.3103448275862069, 0.3448275862068966, 0.3793103448275862, 0.41379310344827586, 0.4482758620689655, 0.48275862068965514, 0.5172413793103449, 0.5517241379310345, 0.5862068965517241, 0.6206896551724138, 0.6551724137931034, 0.6896551724137931, 0.7241379310344828, 0.7586206896551724, 0.7931034482758621, 0.8275862068965517, 0.8620689655172413, 0.896551724137931, 0.9310344827586207, 0.9655172413793103, 1.0]
blade.opt_var.layer_12_opt | output | m | [0.0, 0.0, 0.035987381471276024, 0.04397734379711533, 0.051967306122954644, 0.059630209740332625, 0.06663899594078779, 0.07266660601585875, 0.07738598125708404, 0.0804700629560023, 0.08159179240415206, 0.08099668674906287, 0.0789302631382641, 0.07563803871928527, 0.07136553063965596, 0.06635825604690564, 0.06086173208856376, 0.05503573124453716, 0.04904002599473268, 0.04303438881905716, 0.037178592197417475, 0.03163240860972047, 0.026555610535872978, 0.02186996705690011, 0.017497247253826908, 0.01335922020767848, 0.009377654999479916, 0.005474320710256289, 0.0015709864210326626, 0.001]
blade.opt_var.s_opt_layer_13 | output |  | [0.0, 0.034482758620689655, 0.06896551724137931, 0.10344827586206896, 0.13793103448275862, 0.1724137931034483, 0.20689655172413793, 0.24137931034482757, 0.27586206896551724, 0.3103448275862069, 0.3448275862068966, 0.3793103448275862, 0.41379310344827586, 0.4482758620689655, 0.48275862068965514, 0.5172413793103449, 0.5517241379310345, 0.5862068965517241, 0.6206896551724138, 0.6551724137931034, 0.6896551724137931, 0.7241379310344828, 0.7586206896551724, 0.7931034482758621, 0.8275862068965517, 0.8620689655172413, 0.896551724137931, 0.9310344827586207, 0.9655172413793103, 1.0]
blade.opt_var.layer_13_opt | output | m | [0.041, 0.033, 0.026, 0.02, 0.015315621882346286, 0.012614052419141646, 0.010089285411055738, 0.007829722085647882, 0.0059237636704776095, 0.004459811393104192, 0.003526266481086949, 0.0030162506695686785, 0.0028228856936921773, 0.002839293288600149, 0.0029585951894353707, 0.0030739131313404964, 0.0030783688494581463, 0.0029930342735692765, 0.00283898133345475, 0.002637281958895433, 0.002409008079672189, 0.0021752316255659585, 0.00195702452635758, 0.0017517918895640714, 0.0015569388227024443, 0.0013698704332897418, 0.0011879918288430328, 0.0010087081168792522, 0.001, 0.001]
blade.opt_var.s_opt_layer_14 | output |  | [0.0, 0.034482758620689655, 0.06896551724137931, 0.10344827586206896, 0.13793103448275862, 0.1724137931034483, 0.20689655172413793, 0.24137931034482757, 0.27586206896551724, 0.3103448275862069, 0.3448275862068966, 0.3793103448275862, 0.41379310344827586, 0.4482758620689655, 0.48275862068965514, 0.5172413793103449, 0.5517241379310345, 0.5862068965517241, 0.6206896551724138, 0.6551724137931034, 0.6896551724137931, 0.7241379310344828, 0.7586206896551724, 0.7931034482758621, 0.8275862068965517, 0.8620689655172413, 0.896551724137931, 0.9310344827586207, 0.9655172413793103, 1.0]
blade.opt_var.layer_14_opt | output | m | [0.0, 0.0, 0.0, 0.0021642290748897794, 0.0022101615271658773, 0.0022560939794419753, 0.002302026431718077, 0.002347958883994179, 0.0023857856093980226, 0.0024074008810573743, 0.002404698972099977, 0.0023695741556535783, 0.0022939207048459304, 0.0021696328928047836, 0.002012922173274681, 0.0018400000000000736, 0.0016670778267254723, 0.0015103671071953555, 0.0013860792951542347, 0.001310425844346601, 0.0012753010279002088, 0.0012725991189427679, 0.001294214390602067, 0.001332041116005865, 0.0013779735682819148, 0.0014239060205579876, 0.0014698384728340475, 0.0015157709251100578, 0.0015617033773860887, 1.0842021724855044e-19]
blade.opt_var.s_opt_layer_15 | output |  | [0.0, 0.034482758620689655, 0.06896551724137931, 0.10344827586206896, 0.13793103448275862, 0.1724137931034483, 0.20689655172413793, 0.24137931034482757, 0.27586206896551724, 0.3103448275862069, 0.3448275862068966, 0.3793103448275862, 0.41379310344827586, 0.4482758620689655, 0.48275862068965514, 0.5172413793103449, 0.5517241379310345, 0.5862068965517241, 0.6206896551724138, 0.6551724137931034, 0.6896551724137931, 0.7241379310344828, 0.7586206896551724, 0.7931034482758621, 0.8275862068965517, 0.8620689655172413, 0.896551724137931, 0.9310344827586207, 0.9655172413793103, 1.0]
blade.opt_var.layer_15_opt | output | m | [0.0, 0.0, 0.0, 0.03748906121529216, 0.03611723351773886, 0.03474540582018555, 0.03336309557167681, 0.03195982022125724, 0.03052509721797137, 0.02904844401086386, 0.02751937804897927, 0.02592741678136225, 0.024337449781140424, 0.022814366621441057, 0.021423056875391283, 0.020228410116118648, 0.019295315916750478, 0.018688663850414115, 0.018346790223235213, 0.018208031341339345, 0.02, 0.02, 0.02, 0.02, 0.02, 0.02, 0.02, 0.02, 0.02, 5.204170427930421e-18]
blade.opt_var.s_opt_layer_16 | output |  | [0.0, 0.034482758620689655, 0.06896551724137931, 0.10344827586206896, 0.13793103448275862, 0.1724137931034483, 0.20689655172413793, 0.24137931034482757, 0.27586206896551724, 0.3103448275862069, 0.3448275862068966, 0.3793103448275862, 0.41379310344827586, 0.4482758620689655, 0.48275862068965514, 0.5172413793103449, 0.5517241379310345, 0.5862068965517241, 0.6206896551724138, 0.6551724137931034, 0.6896551724137931, 0.7241379310344828, 0.7586206896551724, 0.7931034482758621, 0.8275862068965517, 0.8620689655172413, 0.896551724137931, 0.9310344827586207, 0.9655172413793103, 1.0]
blade.opt_var.layer_16_opt | output | m | [0.0, 0.0, 0.0, 0.0020723641703378447, 0.002118296622613882, 0.0021642290748899273, 0.002210161527165972, 0.0022560939794420165, 0.0023020264317180615, 0.0023479588839941056, 0.0023857856093979176, 0.0024074008810572537, 0.002404698972099874, 0.0023695741556534785, 0.0022939207048458332, 0.0021696328928047324, 0.0020129221732746467, 0.0018400000000000569, 0.0016670778267254514, 0.0015103671071953343, 0.0013860792951542029, 0.0013104258443465565, 0.0012753010279001407, 0.001272599118942723, 0.001294214390602057, 0.0013320411160058796, 0.001377973568281959, 0.0014239060205580112, 0.001469838472834042, 1.0842021724855044e-19]
blade.opt_var.s_opt_layer_17 | output |  | [0.0, 0.034482758620689655, 0.06896551724137931, 0.10344827586206896, 0.13793103448275862, 0.1724137931034483, 0.20689655172413793, 0.24137931034482757, 0.27586206896551724, 0.3103448275862069, 0.3448275862068966, 0.3793103448275862, 0.41379310344827586, 0.4482758620689655, 0.48275862068965514, 0.5172413793103449, 0.5517241379310345, 0.5862068965517241, 0.6206896551724138, 0.6551724137931034, 0.6896551724137931, 0.7241379310344828, 0.7586206896551724, 0.7931034482758621, 0.8275862068965517, 0.8620689655172413, 0.896551724137931, 0.9310344827586207, 0.9655172413793103, 1.0]
blade.opt_var.layer_17_opt | output | m | [0.0, 0.0, 0.0, 0.002517599968446932, 0.002445129913471889, 0.002372659858496847, 0.0023001898035218114, 0.002227719748546781, 0.0021544904794845205, 0.0020797427822478514, 0.0020027174427495156, 0.0019226552469023392, 0.0018387969806191531, 0.0017503834298127764, 0.0016614674579192518, 0.0015761019283747073, 0.0014983397046152694, 0.0014322336500771126, 0.0013818366281962682, 0.0013512015024089593, 0.0013370346233662143, 0.001336042341719111, 0.0013449310081187766, 0.001360406973216308, 0.0013791765876627789, 0.0013979462021092215, 0.0014167158165556374, 0.001435485431002038, 0.0014542550454484536, 2.168404344971009e-19]
blade.opt_var.s_opt_layer_18 | output |  | [0.0, 0.034482758620689655, 0.06896551724137931, 0.10344827586206896, 0.13793103448275862, 0.1724137931034483, 0.20689655172413793, 0.24137931034482757, 0.27586206896551724, 0.3103448275862069, 0.3448275862068966, 0.3793103448275862, 0.41379310344827586, 0.4482758620689655, 0.48275862068965514, 0.5172413793103449, 0.5517241379310345, 0.5862068965517241, 0.6206896551724138, 0.6551724137931034, 0.6896551724137931, 0.7241379310344828, 0.7586206896551724, 0.7931034482758621, 0.8275862068965517, 0.8620689655172413, 0.896551724137931, 0.9310344827586207, 0.9655172413793103, 1.0]
blade.opt_var.layer_18_opt | output | m | [0.0, 0.0, 0.0, 0.0377066146348917, 0.03634612196662573, 0.03498562929835977, 0.03361391516359078, 0.03221975809581581, 0.030791936628531906, 0.029319229295236043, 0.027790414629425268, 0.026194271164596574, 0.02459555683654566, 0.0230590295810682, 0.021649447333959928, 0.02043156803101652, 0.02, 0.02, 0.02, 0.02, 0.02, 0.02, 0.02, 0.02, 0.02, 0.02, 0.02, 0.02, 0.02, 5.204170427930421e-18]
blade.opt_var.s_opt_layer_19 | output |  | [0.0, 0.034482758620689655, 0.06896551724137931, 0.10344827586206896, 0.13793103448275862, 0.1724137931034483, 0.20689655172413793, 0.24137931034482757, 0.27586206896551724, 0.3103448275862069, 0.3448275862068966, 0.3793103448275862, 0.41379310344827586, 0.4482758620689655, 0.48275862068965514, 0.5172413793103449, 0.5517241379310345, 0.5862068965517241, 0.6206896551724138, 0.6551724137931034, 0.6896551724137931, 0.7241379310344828, 0.7586206896551724, 0.7931034482758621, 0.8275862068965517, 0.8620689655172413, 0.896551724137931, 0.9310344827586207, 0.9655172413793103, 1.0]
blade.opt_var.layer_19_opt | output | m | [0.0, 0.0, 0.0, 0.0026625400783972237, 0.0025900700234221716, 0.0025175999684471195, 0.0024451299134720674, 0.0023726598584970127, 0.002300189803521959, 0.002227719748546904, 0.002154490479484672, 0.0020797427822479954, 0.002002717442749689, 0.0019226552469024875, 0.0018387969806192307, 0.0017503834298126966, 0.001661467457919111, 0.0015761019283745596, 0.0014983397046151392, 0.0014322336500769564, 0.0013818366281961518, 0.0013512015024088637, 0.0013370346233662605, 0.0013360423417192616, 0.0013449310081189907, 0.0013604069732165167, 0.001379176587662875, 0.0013979462021091273, 0.0014167158165554958, 3.2526065174565133e-19]
blade.outer_shape_bem.af_position | output |  | [0.0, 0.02, 0.18, 0.29632121, 0.4824137, 0.76458948, 0.87235063, 1.0] | 1D array of the non dimensional positions of the airfoils af_used defined along blade span.
blade.outer_shape_bem.s | output |  | [0.0, 0.034482758620689655, 0.06896551724137931, 0.10344827586206896, 0.13793103448275862, 0.1724137931034483, 0.20689655172413793, 0.24137931034482757, 0.27586206896551724, 0.3103448275862069, 0.3448275862068966, 0.3793103448275862, 0.41379310344827586, 0.4482758620689655, 0.48275862068965514, 0.5172413793103449, 0.5517241379310345, 0.5862068965517241, 0.6206896551724138, 0.6551724137931034, 0.7, 0.7241379310344828, 0.7586206896551724, 0.7931034482758621, 0.8275862068965517, 0.8620689655172413, 0.896551724137931, 0.9310344827586207, 0.9655172413793103, 1.0] | 1D array of the non-dimensional spanwise grid defined along blade axis (0-blade root, 1-blade tip)
blade.outer_shape_bem.chord | output | m | [4.5, 4.516534551546473, 4.592554552493484, 4.720268647024349, 4.75, 4.75, 4.75, 4.75, 4.75, 4.75, 4.75, 4.7, 4.64, 4.48, 4.30815493183957, 4.071095673436996, 3.830786554698718, 3.5937778702371683, 3.353572396827501, 3.1097268095527446, 2.7901044270071376, 2.6178045741630256, 2.372555490428877, 2.1253660784426107, 1.873608174226736, 1.6133977045902357, 1.3455144660008225, 1.0705044824934318, 0.7881317167515849, 0.5000000000000002] | 1D array of the chord values defined along blade span.
blade.outer_shape_bem.twist | output | rad | [0.3491, 0.32625117093725764, 0.30085552622478245, 0.2731956053054779, 0.24355394762224736, 0.20577589884786782, 0.1576145108901439, 0.1136986486334804, 0.08888556174463991, 0.08740227021440287, 0.08747036236925905, 0.08755245976654401, 0.08760934772745713, 0.08649735156799883, 0.08026523138581591, 0.0709071911194134, 0.06112252537717545, 0.05334185864146969, 0.0468397267304825, 0.04037517185557232, 0.030440134476388537, 0.023562445954621404, 0.00966270163050956, -0.007145978052090492, -0.02406407624641657, -0.038338165876185194, -0.050562117073935514, -0.06194147336869993, -0.07234987147859483, -0.0816609481217366] | 1D array of the twist values defined along blade span. The twist is defined positive for negative rotations around the z axis (the same as in BeamDyn).
blade.outer_shape_bem.pitch_axis | output |  | [0.5, 0.49816955, 0.48992341, 0.47666778, 0.47368421, 0.47368421, 0.47368421, 0.47368421, 0.47368421, 0.47368421, 0.47368421, 0.46808511, 0.4612069, 0.44196429, 0.43251806, 0.42095775, 0.41010371, 0.40195138, 0.39522149, 0.39116278, 0.3900843600747744, 0.39134099, 0.39523274, 0.40007425, 0.40504215, 0.41113787, 0.41946139, 0.43201533, 0.45321411, 0.49999999999999994] | 1D array of the chordwise position of the pitch axis (0-LE, 1-TE), defined along blade span.
blade.outer_shape_bem.r_thick_yaml_interp | output |  | [0.0, 0.0, 0.0, 0.0, 0.0, 0.0, 0.0, 0.0, 0.0, 0.0, 0.0, 0.0, 0.0, 0.0, 0.0, 0.0, 0.0, 0.0, 0.0, 0.0, 0.0, 0.0, 0.0, 0.0, 0.0, 0.0, 0.0, 0.0, 0.0, 0.0] | 1D array of the relative thickness values defined along blade span.
blade.outer_shape_bem.ref_axis | output | m | [[0.0, 0.0, 0.0], [0.01458960863306122, 0.0, 3.4481471658071863], [0.05222307680765803, 0.0, 6.8962943316143726], [0.10814189079154829, 0.0, 10.34444149742156], [0.17425050028042421, 0.0, 13.792588663228745], [0.24113677336298817, 0.0, 17.240735829035934], [0.3000855814876169, 0.0, 20.68888299484312], [0.34265121339954685, 0.0, 24.137030160650305], [0.35982107219826126, 0.0, 27.58517732645749], [0.34758647247479363, 0.0, 31.03332449226468], [0.3145081037342804, 0.0, 34.48147165807187], [0.2668581446781227, 0.0, 37.929618823879046], [0.2108704900449745, 0.0, 41.37776598968624], [0.14047729704289402, 0.0, 44.825913155493424], [0.038047053391842355, 0.0, 48.2740603213006], [-0.09075291861109813, 0.0, 51.722207487107795], [-0.23512381066742405, 0.0, 55.17035465291498], [-0.3941373321774326, 0.0, 58.618501818722166], [-0.585777112144827, 0.0, 62.06664898452936], [-0.8052918056877612, 0.0, 65.51479615033654], [-1.1155553024383709, 0.0, 69.99738746588586], [-1.2912172307106229, 0.0, 72.41109048195092], [-1.5637296993685719, 0.0, 75.8592376477581], [-1.8590358827384128, 0.0, 79.30738481356529], [-2.1706742111500468, 0.0, 82.75553197937248], [-2.4983777867013965, 0.0, 86.20367914517965], [-2.8433553645576635, 0.0, 89.65182631098685], [-3.2095215196586184, 0.0, 93.09997347679402], [-3.5968444286312473, 0.0, 96.5481206426012], [-3.999999999999999, 0.0, 99.9962678084084]] | 2D array of the coordinates (x,y,z) of the blade reference axis, defined along blade span. The coordinate system is the one of BeamDyn: it is placed at blade root with x pointing the suction side of the blade, y pointing the trailing edge and z along the blade span. A standard configuration will have negative x values (prebend), if swept positive y values, and positive z values.
blade.pa.twist_param | output | rad | [0.3491, 0.32625117093725764, 0.30085552622478245, 0.2731956053054779, 0.24355394762224736, 0.20577589884786782, 0.1576145108901439, 0.1136986486334804, 0.08888556174463991, 0.08740227021440287, 0.08747036236925905, 0.08755245976654401, 0.08760934772745713, 0.08649735156799883, 0.08026523138581591, 0.0709071911194134, 0.06112252537717545, 0.05334185864146969, 0.0468397267304825, 0.04037517185557232, 0.030440134476388537, 0.023562445954621404, 0.00966270163050956, -0.007145978052090492, -0.02406407624641657, -0.038338165876185194, -0.050562117073935514, -0.06194147336869993, -0.07234987147859483, -0.0816609481217366] | 1D array of the twist values defined along blade span. The twist is the result of the parameterization.
blade.pa.chord_param | output | m | [4.5, 4.516534551546473, 4.592554552493484, 4.720268647024349, 4.75, 4.75, 4.75, 4.75, 4.75, 4.75, 4.75, 4.7, 4.64, 4.48, 4.30815493183957, 4.071095673436996, 3.830786554698718, 3.5937778702371683, 3.353572396827501, 3.1097268095527446, 2.7901044270071376, 2.6178045741630256, 2.372555490428877, 2.1253660784426107, 1.873608174226736, 1.6133977045902357, 1.3455144660008225, 1.0705044824934318, 0.7881317167515849, 0.5000000000000002] | 1D array of the chord values defined along blade span. The chord is the result of the parameterization.
blade.pa.max_chord_constr | output |  | [0.9473684210526315, 0.9508493792729418, 0.9668535899986281, 0.9937407677945997, 1.0, 1.0, 1.0, 1.0, 1.0, 1.0, 1.0, 0.9894736842105264, 0.9768421052631578, 0.9431578947368422, 0.9069799856504358, 0.857072773355157, 0.8064813799365722, 0.7565848147867723, 0.7060152414373686, 0.6546793283268936, 0.6029362054511955, 0.5511167524553738, 0.4994853664060793, 0.4474454901984444, 0.39444382615299706, 0.3396626746505759, 0.2832662033685942, 0.22536936473545932, 0.1659224666845442, 0.10526315789473689] | 1D array of the ratio between chord values and maximum chord along blade span.
blade.pa.slope_chord_constr | output |  | [-1.0, -1.0, -1.0, -1.0, -1.0, -1.0, -1.0, -1.0, -1.0, -1.0, -1.0, -1.0, -0.15999999999999925, -0.17184506816043044, -0.23705925840257436, -0.24030911873827776, -0.23700868446154955, -0.24020547340966747, -0.24384558727475625, -0.24577775677847313, -0.2461444786112459, -0.24524908373414878, -0.2471894119862661, -0.25175790421587463, -0.2602104696365004, -0.2678832385894132, -0.2750099835073907, -0.2823727657418469, -0.28813171675158467] | 1D array of the difference between one chord point and the other. If larger than 0, chord is growing along span. It can be used as constraint to achieve monotically decreasing chord
blade.ps.layer_thickness_param | output | m | [[0.001, 0.001, 0.001, 0.001, 0.001, 0.001, 0.001, 0.001, 0.001, 0.001, 0.001, 0.001, 0.001, 0.001, 0.001, 0.001, 0.001, 0.001, 0.001, 0.001, 0.001, 0.001, 0.001, 0.001, 0.001, 0.001, 0.001, 0.001, 0.001, 0.001], [0.041, 0.033, 0.026, 0.02, 0.015, 0.011, 0.008284540718575178, 0.0065124340152886585, 0.005362077516845975, 0.004702475040252789, 0.004402630402514755, 0.004331547420637534, 0.0043582299116267645, 0.00435168169248812, 0.004307029653720184, 0.004219400685821545, 0.004083921679290805, 0.0038957195246265212, 0.0036499211123273024, 0.0033416533328917363, 0.0028649115237233047, 0.0025793559173691184, 0.0021461494036608486, 0.0016921197675737938, 0.0012276785702973474, 0.001, 0.001, 0.001, 0.001, 0.001], [0.0, 0.010363863922080815, 0.018021234480601413, 0.025361659590798752, 0.03206819380434953, 0.03782389167293049, 0.042311807748218355, 0.045214996581889856, 0.046216512725621724, 0.04569526776353126, 0.04403017327973565, 0.041600140858352265, 0.038784082083498365, 0.03596090853929123, 0.03350953180984813, 0.0313580742821214, 0.02943465834306337, 0.027667406379626357, 0.025984440778762663, 0.02431388392742465, 0.0220549122718989, 0.0208042751114363, 0.018985046101293482, 0.01713608265938962, 0.01526729626297836, 0.013388598389313434, 0.011509900515648486, 0.009631202641983529, 0.007752504768318578, 0.005873806894653622], [0.0, 0.012478059721382662, 0.01761157401713909, 0.022745088312895515, 0.027664175500095572, 0.03215440847018287, 0.03600136011460119, 0.03899060332479406, 0.04090771099220513, 0.0415382560082781, 0.041101726495636016, 0.03981761057690187, 0.03790539637469875, 0.03558457201164968, 0.033074625610377724, 0.030595045293505926, 0.02815655274214637, 0.02576986963741116, 0.023445717660412414, 0.021194818492262218, 0.018396886548685744, 0.016955665306955872, 0.014962350275733031, 0.01303216602522535, 0.01114932986025402, 0.009298059085640267, 0.007462571006205302, 0.005627082926770338, 0.0037915948473353817, 0.0019561067679004216], [0.0, 0.0, 0.0, 0.0, 0.0, 0.0, 0.0, 0.0, 0.0, 0.0, 0.0, 0.0, 0.0, 0.0, 0.0, 0.0, 0.0, 0.0, 0.0, 0.001, 0.03442398385140485, 0.001, -8.131516293641283e-20, 0.0, 0.0, 0.0, 0.0, 0.0, 0.0, 0.0], [0.0, 0.0, 0.0, 0.0, 0.0, 0.0, 0.0, 0.0, 0.0, 0.0, 0.0, 0.0, 0.0, 0.0, 0.0, 0.0, 0.0, 0.0, 0.0, 0.001, 0.03442398385140485, 0.001, -8.131516293641283e-20, 0.0, 0.0, 0.0, 0.0, 0.0, 0.0, 0.0], [0.0, 0.0, 0.006650033728755581, 0.008148123658263425, 0.009646213587771253, 0.011144303517279089, 0.01260256197570184, 0.013981157491954431, 0.015240258594951785, 0.016340033813608823, 0.017240651676840472, 0.01790228071356164, 0.018327608985325365, 0.018519324553684678, 0.018480115480192617, 0.01821266982640221, 0.017719675653866496, 0.0170038210241385, 0.016105782583305264, 0.015066236977453804, 0.013570845372449021, 0.012725330855044377, 0.011505323630660504, 0.010306515825606558, 0.009125374203327537, 0.00795836552726849, 0.0068019565608744125, 0.005652614067590332, 0.0045068048108612615, 0.003360995554132208], [0.0, 0.0, 0.023343227487567127, 0.02514806479023719, 0.02695290209290725, 0.028757739395577298, 0.03056257669824736, 0.032367414000917416, 0.03399537923059806, 0.03526960031429983, 0.03601320517903334, 0.0360493217518092, 0.03520107795963813, 0.03329160172953063, 0.030593866909944815, 0.02738084734933888, 0.023925516896170944, 0.020500849398899176, 0.017379818705981716, 0.014835398665876708, 0.01223234944423054, 0.01109198344222918, 0.009700784707749164, 0.008501789524206603, 0.007398896116132821, 0.006296002708059051, 0.00519310929998528, 0.004090215891911514, 0.0029873224838377426, -6.505213034913027e-19], [0.0, 0.0, 0.023343227487567127, 0.02514806479023719, 0.02695290209290725, 0.028757739395577298, 0.03056257669824736, 0.032367414000917416, 0.03399537923059806, 0.03526960031429983, 0.03601320517903334, 0.0360493217518092, 0.03520107795963813, 0.03329160172953063, 0.030593866909944815, 0.02738084734933888, 0.023925516896170944, 0.020500849398899176, 0.017379818705981716, 0.014835398665876708, 0.01223234944423054, 0.01109198344222918, 0.009700784707749164, 0.008501789524206603, 0.007398896116132821, 0.006296002708059051, 0.00519310929998528, 0.004090215891911514, 0.0029873224838377426, -6.505213034913027e-19], [0.0, 0.0, 0.018640217490227647, 0.022904385684442738, 0.027168553878657818, 0.0312820798151019, 0.035094321236003936, 0.03845463588359295, 0.041212381500097914, 0.04321691582774788, 0.04431759660877182, 0.044631775714407025, 0.044276805015890965, 0.04337003638446096, 0.04202882169135447, 0.040370512807808824, 0.03851246160506139, 0.03646387880311415, 0.03423397512196914, 0.03183196128162837, 0.028467525364800895, 0.026548446003367625, 0.023685366005451677, 0.02070188767487763, 0.01762209067817712, 0.014470054681881742, 0.01126985935252313, 0.008045584356632905, 0.0048213093607426755, 0.0015970343648524527], [0.0, 0.0, 0.010678322708722262, 0.013027749686046041, 0.015377176663369818, 0.017726603640693592, 0.02007603061801737, 0.022343664312566913, 0.024447711441567942, 0.026306378722246202, 0.02783787287182743, 0.0289604006075374, 0.029592168646601816, 0.029791678876096843, 0.02961743318309853, 0.02912793345468304, 0.028381681577926424, 0.027437179439904813, 0.02635292892769433, 0.025110640888752044, 0.0232295708259792, 0.02207879562049976, 0.020252660086103807, 0.01819533041480395, 0.015888517454057182, 0.01337380175210471, 0.010692763857187702, 0.007886984317547073, 0.004998043681424268, 0.0020675224970603053], [0.0, 0.0, 0.011714132383639313, 0.014764947347625046, 0.017815762311610757, 0.02086657727559648, 0.023917392239582207, 0.02696820720356794, 0.030019022167553665, 0.03295298719726778, 0.035653252358438574, 0.03800296771679428, 0.03988528333806326, 0.04118334928797394, 0.04178031563225458, 0.041727364564737766, 0.04107567827925614, 0.039876438969642325, 0.03818082882972886, 0.03604003005334837, 0.032679793711968524, 0.030642080913123152, 0.027516266030156573, 0.02419344792587278, 0.020739294340710836, 0.01721947301510983, 0.013699651689508844, 0.010179830363907818, 0.006660009038306791, 0.0031401877127057915], [0.0, 0.0, 0.035987381471276024, 0.04397734379711533, 0.051967306122954644, 0.059630209740332625, 0.06663899594078779, 0.07266660601585875, 0.07738598125708404, 0.0804700629560023, 0.08159179240415206, 0.08099668674906287, 0.0789302631382641, 0.07563803871928527, 0.07136553063965596, 0.06635825604690564, 0.06086173208856376, 0.05503573124453716, 0.04904002599473268, 0.04303438881905716, 0.03547715954202539, 0.03163240860972047, 0.026555610535872978, 0.02186996705690011, 0.017497247253826908, 0.01335922020767848, 0.009377654999479916, 0.005474320710256289, 0.0015709864210326626, 0.001], [0.041, 0.033, 0.026, 0.02, 0.015315621882346286, 0.012614052419141646, 0.010089285411055738, 0.007829722085647882, 0.0059237636704776095, 0.004459811393104192, 0.003526266481086949, 0.0030162506695686785, 0.0028228856936921773, 0.002839293288600149, 0.0029585951894353707, 0.0030739131313404964, 0.0030783688494581463, 0.0029930342735692765, 0.00283898133345475, 0.002637281958895433, 0.0023387770706268904, 0.0021752316255659585, 0.00195702452635758, 0.0017517918895640714, 0.0015569388227024443, 0.0013698704332897418, 0.0011879918288430328, 0.0010087081168792522, 0.001, 0.001], [0.0, 0.0, 0.0, 0.0021642290748897794, 0.0022101615271658773, 0.0022560939794419753, 0.002302026431718077, 0.002347958883994179, 0.0023857856093980226, 0.0024074008810573743, 0.002404698972099977, 0.0023695741556535783, 0.0022939207048459304, 0.0021696328928047836, 0.002012922173274681, 0.0018400000000000736, 0.0016670778267254723, 0.0015103671071953555, 0.0013860792951542347, 0.001310425844346601, 0.0012739797944200206, 0.0012725991189427679, 0.001294214390602067, 0.001332041116005865, 0.0013779735682819148, 0.0014239060205579876, 0.0014698384728340475, 0.0015157709251100578, 0.0015617033773860887, 1.0842021724855044e-19], [0.0, 0.0, 0.0, 0.03748906121529216, 0.03611723351773886, 0.03474540582018555, 0.03336309557167681, 0.03195982022125724, 0.03052509721797137, 0.02904844401086386, 0.02751937804897927, 0.02592741678136225, 0.024337449781140424, 0.022814366621441057, 0.021423056875391283, 0.020228410116118648, 0.019295315916750478, 0.018688663850414115, 0.018346790223235213, 0.018208031341339345, 0.02, 0.02, 0.02, 0.02, 0.02, 0.02, 0.02, 0.02, 0.02, 6.938893903907228e-18], [0.0, 0.0, 0.0, 0.0020723641703378447, 0.002118296622613882, 0.0021642290748899273, 0.002210161527165972, 0.0022560939794420165, 0.0023020264317180615, 0.0023479588839941056, 0.0023857856093979176, 0.0024074008810572537, 0.002404698972099874, 0.0023695741556534785, 0.0022939207048458332, 0.0021696328928047324, 0.0020129221732746467, 0.0018400000000000569, 0.0016670778267254514, 0.0015103671071953343, 0.0013589344180927612, 0.0013104258443465565, 0.0012753010279001407, 0.001272599118942723, 0.001294214390602057, 0.0013320411160058796, 0.001377973568281959, 0.0014239060205580112, 0.001469838472834042, 1.0842021724855044e-19], [0.0, 0.0, 0.0, 0.002517599968446932, 0.002445129913471889, 0.002372659858496847, 0.0023001898035218114, 0.002227719748546781, 0.0021544904794845205, 0.0020797427822478514, 0.0020027174427495156, 0.0019226552469023392, 0.0018387969806191531, 0.0017503834298127764, 0.0016614674579192518, 0.0015761019283747073, 0.0014983397046152694, 0.0014322336500771126, 0.0013818366281962682, 0.0013512015024089593, 0.0013365476557123661, 0.001336042341719111, 0.0013449310081187766, 0.001360406973216308, 0.0013791765876627789, 0.0013979462021092215, 0.0014167158165556374, 0.001435485431002038, 0.0014542550454484536, 2.168404344971009e-19], [0.0, 0.0, 0.0, 0.0377066146348917, 0.03634612196662573, 0.03498562929835977, 0.03361391516359078, 0.03221975809581581, 0.030791936628531906, 0.029319229295236043, 0.027790414629425268, 0.026194271164596574, 0.02459555683654566, 0.0230590295810682, 0.021649447333959928, 0.02043156803101652, 0.02, 0.02, 0.02, 0.02, 0.02, 0.02, 0.02, 0.02, 0.02, 0.02, 0.02, 0.02, 0.02, 6.938893903907228e-18], [0.0, 0.0, 0.0, 0.0026625400783972237, 0.0025900700234221716, 0.0025175999684471195, 0.0024451299134720674, 0.0023726598584970127, 0.002300189803521959, 0.002227719748546904, 0.002154490479484672, 0.0020797427822479954, 0.002002717442749689, 0.0019226552469024875, 0.0018387969806192307, 0.0017503834298126966, 0.001661467457919111, 0.0015761019283745596, 0.0014983397046151392, 0.0014322336500769564, 0.0013708383916703005, 0.0013512015024088637, 0.0013370346233662605, 0.0013360423417192616, 0.0013449310081189907, 0.0013604069732165167, 0.001379176587662875, 0.0013979462021091273, 0.0014167158165554958, 6.505213034913027e-19]] | 2D array of the thickness of the layers of the blade structure after the parametrization. The first dimension represents each layer, the second dimension represents each entry along blade span.
bos.plant_turbine_spacing | output |  | 7 | Distance between turbines in rotor diameters
bos.plant_row_spacing | output |  | 7 | Distance between turbine rows in rotor diameters
bos.commissioning_cost_kW | output | USD/kW | 44
bos.decommissioning_cost_kW | output | USD/kW | 58
bos.distance_to_substation | output | km | 50
bos.distance_to_interconnection | output | km | 8
bos.interconnect_voltage | output | kV | 130
configuration.rated_power | output | W | 5000000 | Electrical rated power of the generator.
configuration.lifetime | output | year | 25 | Turbine design lifetime.
configuration.rotor_diameter_user | output | m | 205.9925 | Diameter of the rotor specified by the user. It is defined as two times the blade length plus the hub diameter.
configuration.hub_height_user | output | m | 140 | Height of the hub center over the ground (land-based) or the mean sea level (offshore) specified by the user.
configuration.ws_class | output | n/a | III | IEC wind turbine class. I - offshore, II coastal, III - land-based, IV - low wind speed site.
configuration.turb_class | output | n/a | A | IEC wind turbine category. A - high turbulence intensity (land-based), B - mid turbulence, C - low turbulence (offshore).
configuration.gearbox_type | output | n/a | constant_eff | Gearbox configuration (geared, direct-drive, etc.).
configuration.rotor_orientation | output | n/a | upwind | Rotor orientation, either upwind or downwind.
configuration.upwind | output | n/a | TRUE | Convenient boolean for upwind (True) or downwind (False).
configuration.n_blades | output | n/a | 3 | Number of blades of the rotor.
control.V_in | output | m/s | 4 | Cut in wind speed. This is the wind speed where region II begins.
control.V_out | output | m/s | 25 | Cut out wind speed. This is the wind speed where region III ends.
control.minOmega | output | rad/s | 0 | Minimum allowed rotor speed.
control.maxOmega | output | rad/s | 2 | Maximum allowed rotor speed.
control.max_TS | output | m/s | 85 | Maximum allowed blade tip speed.
control.max_pitch_rate | output | rad/s | 0.034889 | Maximum allowed blade pitch rate
control.max_torque_rate | output | N*m/s | 4500000 | Maximum allowed generator torque rate
control.rated_TSR | output |  | 10.5 | Constant tip speed ratio in region II.
control.rated_pitch | output | rad | 0 | Constant pitch angle in region II.
control.ps_percent | output |  | 0.8 | Scalar applied to the max thrust within RotorSE for peak thrust shaving.
control.fix_pitch_regI12 | output | n/a | FALSE | If True, pitch is fixed in region I1/2, i.e. when min rpm is enforced.
costs.offset_tcc_per_kW | output | USD/kW | 0 | Offset to turbine capital cost
costs.bos_per_kW | output | USD/kW | 441 | Balance of station/plant capital cost
costs.opex_per_kW | output | USD/kW/year | 43 | Average annual operational expenditures of the turbine
costs.wake_loss_factor | output |  | 0.15 | The losses in AEP due to waked conditions
costs.fixed_charge_rate | output |  | 0.0578 | Fixed charge rate for coe calculation
costs.labor_rate | output | USD/h | 58.8
costs.painting_rate | output | USD/m**2 | 30
costs.blade_mass_cost_coeff | output | USD/kg | 14.6
costs.hub_mass_cost_coeff | output | USD/kg | 3.9
costs.pitch_system_mass_cost_coeff | output | USD/kg | 22.1
costs.spinner_mass_cost_coeff | output | USD/kg | 11.1
costs.lss_mass_cost_coeff | output | USD/kg | 11.9
costs.bearing_mass_cost_coeff | output | USD/kg | 4.5
costs.gearbox_torque_cost | output | USD/kN/m | 50
costs.hss_mass_cost_coeff | output | USD/kg | 6.8
costs.generator_mass_cost_coeff | output | USD/kg | 12.4
costs.bedplate_mass_cost_coeff | output | USD/kg | 2.9
costs.yaw_mass_cost_coeff | output | USD/kg | 8.3
costs.converter_mass_cost_coeff | output | USD/kg | 18.8
costs.transformer_mass_cost_coeff | output | USD/kg | 18.8
costs.hvac_mass_cost_coeff | output | USD/kg | 124
costs.cover_mass_cost_coeff | output | USD/kg | 5.7
costs.elec_connec_machine_rating_cost_coeff | output | USD/kW | 41.85
costs.platforms_mass_cost_coeff | output | USD/kg | 17.1
costs.tower_mass_cost_coeff | output | USD/kg | 2.9
costs.controls_machine_rating_cost_coeff | output | USD/kW | 21.15
costs.crane_cost | output | USD | 12000
costs.electricity_price | output | USD/kW/h | 0.04
costs.reserve_margin_price | output | USD/kW/year | 120
costs.capacity_credit | output |  | 1
costs.benchmark_price | output | USD/kW/h | 0.071
costs.turbine_number | output | n/a | 120 | Number of turbines at plant
env.rho_air | output | kg/m**3 | 1.225 | Density of air
env.mu_air | output | kg/m/s | 1.81e-05 | Dynamic viscosity of air
env.shear_exp | output |  | 0.2 | Shear exponent of the wind.
env.speed_sound_air | output | m/s | 340 | Speed of sound in air.
env.weibull_k | output |  | 2 | Shape parameter of the Weibull probability density function of the wind.
env.rho_water | output | kg/m**3 | 1025 | Density of ocean water
env.mu_water | output | kg/m/s | 0.0013351 | Dynamic viscosity of ocean water
env.water_depth | output | m | 0 | Water depth for analysis. Values > 0 mean offshore
env.Hsig_wave | output | m | 0 | Significant wave height
env.Tsig_wave | output | s | 0 | Significant wave period
env.G_soil | output | N/m**2 | 140000000 | Shear stress of soil
env.nu_soil | output |  | 0.4 | Poisson ratio of soil
generator.generator_mass_user | output | kg | 0
generator.generator_radius_user | output | m | 0
generator.generator_efficiency_user | output |  | [[0.0, 0.95], [0.05263157894736842, 0.95], [0.10526315789473684, 0.95], [0.15789473684210525, 0.95], [0.21052631578947367, 0.95], [0.2631578947368421, 0.95], [0.3157894736842105, 0.95], [0.3684210526315789, 0.95], [0.42105263157894735, 0.95], [0.47368421052631576, 0.95], [0.5263157894736842, 0.95], [0.5789473684210527, 0.95], [0.631578947368421, 0.95], [0.6842105263157894, 0.95], [0.7368421052631579, 0.95], [0.7894736842105263, 0.95], [0.8421052631578947, 0.95], [0.894736842105263, 0.95], [0.9473684210526315, 0.95], [1.0, 0.95]]
high_level_tower_props.tower_ref_axis | output | m | [[0.0, 0.0, 0.0], [0.0, 0.0, 13.7], [0.0, 0.0, 27.4], [0.0, 0.0, 41.1], [0.0, 0.0, 54.8], [0.0, 0.0, 68.5], [0.0, 0.0, 82.2], [0.0, 0.0, 95.9], [0.0, 0.0, 109.6], [0.0, 0.0, 123.29999999999998], [0.0, 0.0, 137.0]] | 2D array of the coordinates (x,y,z) of the tower reference axis. The coordinate system is the global coordinate system of OpenFAST: it is placed at tower base with x pointing downwind, y pointing on the side and z pointing vertically upwards. A standard tower configuration will have zero x and y values and positive z values.
high_level_tower_props.hub_height | output | m | 140 | Height of the hub in the global reference system, i.e. distance rotor center to ground.
hub.radius | output | m | 3 | Radius of the hub. It defines the distance of the blade root from the rotor center along the coned line.
hub.cone | output | rad | 0.034907 | Cone angle of the rotor. It defines the angle between the rotor plane and the blade pitch axis. A standard machine has positive values.
hub.flange_t2shell_t | output |  | 4
hub.flange_OD2hub_D | output |  | 0.5
hub.flange_ID2flange_OD | output |  | 0.8
hub.hub_stress_concentration | output |  | 2.5
hub.clearance_hub_spinner | output | m | 0.75
hub.spin_hole_incr | output |  | 1.2
hub.pitch_system_scaling_factor | output |  | 0.54
hub.hub_in2out_circ | output |  | 1.2
hub.hub_shell_mass_user | output | kg | 0
hub.spinner_mass_user | output | kg | 0
hub.pitch_system_mass_user | output | kg | 0
hub.n_front_brackets | output | n/a | 3
hub.n_rear_brackets | output | n/a | 3
hub.hub_material | output | n/a | steel
hub.spinner_material | output | n/a | glass_biax
materials.ply_t | output | m | [0.0, 0.0, 0.005, 0.005, 0.001, 0.001, 0.0, 0.0, 0.0, 0.0] | 1D array of the ply thicknesses of the materials. Non-composite materials are kept at 0.
materials.fvf | output |  | [0.0, 0.0, 0.57, 0.6923076923076923, 0.57, 0.57, 0.0, 0.0, 0.0, 0.0] | 1D array of the non-dimensional fiber volume fraction of the composite materials. Non-composite materials are kept at 0.
materials.fwf | output |  | [0.0, 0.0, 0.7450682696347697, 0.7788461538461539, 0.7450682696347697, 0.7450682696347697, 0.0, 0.0, 0.0, 0.0] | 1D array of the non-dimensional fiber weight- fraction of the composite materials. Non-composite materials are kept at 0.
materials.E | output | Pa | [[3440000000.0, 3440000000.0, 3440000000.0], [4560000.0, 4560000.0, 4560000.0], [43700000000.0, 16500000000.0, 15450000000.0], [157599000000.0, 9100000000.0, 9100000000.0], [11023100000.0, 11023100000.0, 16047700000.0], [28211400000.0, 16238800000.0, 15835500000.0], [142500000.0, 142500000.0, 142500000.0], [1000000.0, 1000000.0, 1000000.0], [200000000000.0, 200000000000.0, 200000000000.0], [210000000000.0, 210000000000.0, 210000000000.0]] | 2D array of the Youngs moduli of the materials. Each row represents a material, the three columns represent E11, E22 and E33.
materials.G | output | Pa | [[1323000000.0, 1323000000.0, 1323000000.0], [1450000.0, 1450000.0, 1450000.0], [3265000000.0, 3495000000.0, 3480000000.0], [4131000000.0, 4131000000.0, 2689000000.0], [13231400000.0, 3487480000.0, 3487480000.0], [8248220000.0, 3491240000.0, 3491240000.0], [54000000000.0, 54000000000.0, 54000000000.0], [312500.0, 312500.0, 312500.0], [79300000000.0, 79300000000.0, 79300000000.0], [83900000000.0, 83900000000.0, 83900000000.0]] | 2D array of the shear moduli of the materials. Each row represents a material, the three columns represent G12, G13 and G23.
materials.nu | output |  | [[0.3, 0.3, 0.3], [0.3, 0.3, 0.3], [0.262, 0.264, 0.35], [0.3133, 0.3133, 0.47066], [0.688074, 0.117173, 0.117173], [0.497511, 0.18091, 0.27481], [0.3194, 0.3194, 0.3194], [0.3, 0.3, 0.3], [0.3, 0.3, 0.3], [0.283, 0.283, 0.283]] | 2D array of the Poisson ratio of the materials. Each row represents a material, the three columns represent nu12, nu13 and nu23.
materials.Xt | output | Pa | [[0.0, 0.0, 0.0], [61510000.0, 61510000.0, 61510000.0], [640230000.0, 38100000.0, 0.0], [1285200000.0, 38100000.0, 0.0], [46210000.0, 46210000.0, 46210000.0], [435630000.0, 76440000.0, 0.0], [2083000.0, 2083000.0, 2083000.0], [0.0, 0.0, 0.0], [450000000.0, 450000000.0, 450000000.0], [1790000000.0, 1790000000.0, 1790000000.0]] | 2D array of the Ultimate Tensile Strength (UTS) of the materials. Each row represents a material, the three columns represent Xt12, Xt13 and Xt23.
materials.Xc | output | Pa | [[0.0, 0.0, 0.0], [65360000.0, 65360000.0, 65360000.0], [370690000.0, 82180000.0, 0.0], [878210000.0, 82180000.0, 0.0], [70690000.0, 70690000.0, 70690000.0], [343100000.0, 174710000.0, 0.0], [1563000.0, 1563000.0, 1563000.0], [0.0, 0.0, 0.0], [450000000.0, 450000000.0, 450000000.0], [1790000000.0, 1790000000.0, 1790000000.0]] | 2D array of the Ultimate Compressive Strength (UCS) of the materials. Each row represents a material, the three columns represent Xc12, Xc13 and Xc23.
materials.S | output | Pa | [[0.0, 0.0, 0.0], [36610000.0, 36610000.0, 36610000.0], [30170000.0, 18970000.0, 6210000.0], [30170000.0, 18970000.0, 6210000.0], [124460000.0, 18970000.0, 6210000.0], [85060000.0, 18970000.0, 6210000.0], [1250000.0, 1250000.0, 1250000.0], [0.0, 0.0, 0.0], [0.0, 0.0, 0.0], [0.0, 0.0, 0.0]] | 2D array of the Ultimate Shear Strength (USS) of the materials. Each row represents a material, the three columns represent S12, S13 and S23.
materials.sigma_y | output | Pa | [0.0, 0.0, 0.0, 0.0, 0.0, 0.0, 0.0, 0.0, 345000000.0, 1650000000.0] | Yield stress of the material (in the principle direction for composites).
materials.wohler_exp | output |  | [1.0, 1.0, 10.0, 16.1, 10.0, 10.0, 1.0, 1.0, 3.0, 1.0] | Exponent of S-N Wohler fatigue curve in the form of S = A*N^-(1/m).
materials.wohler_intercept | output |  | [0.0, 65360000.0, 640230000.0, 1285200000.0, 70690000.0, 435630000.0, 2083000.0, 0.0, 35534648443.719765, 1790000000.0] | Stress-intercept (A) of S-N Wohler fatigue curve in the form of S = A*N^-(1/m), taken as ultimate stress unless otherwise specified.
materials.unit_cost | output | USD/kg | [7.23, 7.23, 1.87, 20.08, 3.0, 2.86, 13.0, 3.63, 0.7, 2.0] | 1D array of the unit costs of the materials.
materials.waste | output |  | [0.25, 0.25, 0.05, 0.05, 0.15, 0.15, 0.2, 0.0, 0.0, 0.0] | 1D array of the non-dimensional waste fraction of the materials.
materials.roll_mass | output | kg | [0.0, 0.0, 0.0, 0.0, 181.4368, 181.4368, 0.0, 0.0, 0.0, 0.0] | 1D array of the roll mass of the composite fabrics. Non-composite materials are kept at 0.
materials.orth | output | n/a | [0.0, 0.0, 1.0, 1.0, 1.0, 1.0, 0.0, 0.0, 0.0, 0.0] | 1D array of flags to set whether a material is isotropic (0) or orthtropic (1). Each entry represents a material.
nacelle.uptilt | output | rad | 0.069813 | Nacelle uptilt angle. A standard machine has positive values.
nacelle.distance_tt_hub | output | m | 3 | Vertical distance from tower top plane to hub flange
nacelle.overhang | output | m | 7 | Horizontal distance from tower top edge to hub flange
nacelle.gearbox_efficiency | output |  | 0.95 | Efficiency of the gearbox. Set to 1.0 for direct-drive
nacelle.gearbox_mass_user | output | kg | 0 | User override of gearbox mass.
nacelle.gearbox_torque_density | output | N*m/kg | 200 | Torque density of the gearbox.
nacelle.gearbox_radius_user | output | m | 0 | User override of gearbox radius (only used if gearbox_mass_user is > 0).
nacelle.gearbox_length_user | output | m | 0 | User override of gearbox length (only used if gearbox_mass_user is > 0).
nacelle.gear_ratio | output |  | 96.76 | Total gear ratio of drivetrain (use 1.0 for direct)
nacelle.distance_hub_mb | output | m | 1.912 | Distance from hub flange to first main bearing along shaft
nacelle.distance_mb_mb | output | m | 0.368 | Distance from first to second main bearing along shaft
nacelle.L_generator | output | m | 2 | Generator length along shaft
nacelle.lss_diameter | output | m | [0.577, 0.577] | Diameter of low speed shaft
nacelle.lss_wall_thickness | output | m | [0.288, 0.288] | Thickness of low speed shaft
nacelle.damping_ratio | output |  | 0.005 | Damping ratio for the drivetrain system
nacelle.brake_mass_user | output | kg | 0 | Override regular regression-based calculation of brake mass with this value
nacelle.hvac_mass_coeff | output | kg/kW/m | 0.08 | Regression-based scaling coefficient on machine rating to get HVAC system mass
nacelle.converter_mass_user | output | kg | 0 | Override regular regression-based calculation of converter mass with this value
nacelle.transformer_mass_user | output | kg | 0 | Override regular regression-based calculation of transformer mass with this value
nacelle.mb1_mass_user | output | kg | 0 | Override regular regression-based calculation of first main bearing mass with this value
nacelle.mb2_mass_user | output | kg | 0 | Override regular regression-based calculation of second main bearing mass with this value
nacelle.bedplate_mass_user | output | kg | 0 | Override bottom-up calculation of bedplate mass with this value
nacelle.hss_length | output | m | 1.5 | Length of high speed shaft
nacelle.hss_diameter | output | m | [0.288, 0.288] | Diameter of high speed shaft
nacelle.hss_wall_thickness | output | m | [0.144, 0.144] | Wall thickness of high speed shaft
nacelle.bedplate_flange_width | output | m | 1 | Bedplate I-beam flange width
nacelle.bedplate_flange_thickness | output | m | 0.05 | Bedplate I-beam flange thickness
nacelle.bedplate_web_thickness | output | m | 0.05 | Bedplate I-beam web thickness
nacelle.mb1Type | output | n/a | CARB | Type of main bearing: CARB / CRB / SRB / TRB
nacelle.mb2Type | output | n/a | SRB | Type of main bearing: CARB / CRB / SRB / TRB
nacelle.uptower | output | n/a | TRUE | If power electronics are located uptower (True) or at tower base (False)
nacelle.lss_material | output | n/a | steel | Material name identifier for the low speed shaft
nacelle.hss_material | output | n/a | steel | Material name identifier for the high speed shaft
nacelle.bedplate_material | output | n/a | steel | Material name identifier for the bedplate
nacelle.gear_configuration | output | n/a | eep | 3-letter string of Es or Ps to denote epicyclic or parallel gear configuration
nacelle.planet_numbers | output | n/a | [3, 3, 1] | Number of planets for epicyclic stages (use 0 for parallel)
tower.ref_axis | output | m | [[0.0, 0.0, 0.0], [0.0, 0.0, 13.7], [0.0, 0.0, 27.4], [0.0, 0.0, 41.1], [0.0, 0.0, 54.8], [0.0, 0.0, 68.5], [0.0, 0.0, 82.2], [0.0, 0.0, 95.9], [0.0, 0.0, 109.6], [0.0, 0.0, 123.3], [0.0, 0.0, 137.0]] | 2D array of the coordinates (x,y,z) of the tower reference axis. The coordinate system is the global coordinate system of OpenFAST: it is placed at tower base with x pointing downwind, y pointing on the side and z pointing vertically upwards. A standard tower configuration will have zero x and y values and positive z values.
tower.diameter | output | m | [6.0, 6.0, 6.0, 6.0, 6.0, 6.0, 6.0, 6.0, 6.0, 5.89079213, 5.53032592] | 1D array of the outer diameter values defined along the tower axis.
tower.cd | output |  | [1.0, 1.0, 1.0, 1.0, 1.0, 1.0, 1.0, 1.0, 1.0, 1.0, 1.0] | 1D array of the drag coefficients defined along the tower height.
tower.layer_thickness | output | m | [[0.06515525, 0.05866464, 0.05197538, 0.04607753, 0.04094533, 0.03582223, 0.03074005, 0.02575014, 0.02129438, 0.01803766, 0.01803766]] | 2D array of the thickness of the layers of the tower structure. The first dimension represents each layer, the second dimension represents each piecewise-constant entry of the tower sections.
tower.outfitting_factor | output |  | 1.07 | Multiplier that accounts for secondary structure mass inside of tower
tower.tower_mass_user | output | kg | 0 | Override bottom-up calculation of total tower mass with this value
tower.layer_name | output | n/a | tower_wall | 1D array of the names of the layers modeled in the tower structure.
tower.layer_mat | output | n/a | steel | 1D array of the names of the materials of each layer modeled in the tower structure.
tower_grid.s | output |  | [0.0, 0.09999999999999999, 0.19999999999999998, 0.3, 0.39999999999999997, 0.5, 0.6, 0.7000000000000001, 0.7999999999999999, 0.8999999999999999, 1.0] | 1D array of the non-dimensional grid defined along the tower axis (0-tower base, 1-tower top)
tower_grid.height | output | m | 137 | Scalar of the tower height computed along the z axis.
tower_grid.length | output | m | 137 | Scalar of the tower length computed along its curved axis. A standard straight tower will be as high as long.
tower_grid.foundation_height | output | m | 0 | Foundation height in respect to the ground level.
drivese.bear1.mb_max_defl_ang | output | rad | 0.0087266
drivese.bear1.mb_mass | output | kg | 1480.5536
drivese.bear1.mb_I | output | kg*m**2 | [134.02030141105146, 70.60698288392041, 70.60698288392041]
drivese.bear2.mb_max_defl_ang | output | rad | 0.078
drivese.bear2.mb_mass | output | kg | 1349.6241
drivese.bear2.mb_I | output | kg*m**2 | [118.75932276225049, 61.522018282783314, 61.522018282783314]
drivese.mb1_deflection | output | m | 0.00031436
drivese.mb2_deflection | output | m | 0.000255
drivese.stator_deflection | output | m | 0.00037994
drivese.mb1_angle | output | rad | -2.2157e-05
drivese.mb2_angle | output | rad | -1.9232e-05
drivese.stator_angle | output | rad | 7.4644e-05
drivese.base_F | output | N | [[2058190.7721358323], [54461.10127639637], [-3436591.8373714983]]
drivese.base_M | output | N*m | [[15940975.29459805], [-1748993.6061094785], [1111491.0737399703]]
drivese.bedplate_axial_stress | output | Pa | [[57417.611761288], [854451.6890390231], [392754.9191754358], [1437891.3975175833], [3369040.0082312934], [6482077.148444578], [5806394.3736475], [6963639.771932031], [5491230.683522603], [52473.243895629115], [1.8324153259660636], [57416.31306850264], [348735.9344215953], [1195500.225037426], [2240636.7154422654], [5022446.768292893], [12264368.48486551], [12253841.60850877], [6910793.862054525], [5473614.336683476], [52473.58454991921], [1.7832195317470427]]
drivese.bedplate_shear_stress | output | Pa | [[289699.4938191728], [553509.4014174446], [770036.820396583], [987312.9193991016], [1437999.358579735], [21837875.58466195], [21807629.41346221], [20721022.184242785], [20667719.523485407], [276942.46228246135], [12.620942447852125], [289692.9525619457], [5953684.072518512], [6170357.626700022], [6387633.181697143], [6837698.688091552], [20062459.438479133], [20032357.756708644], [20721024.08320767], [20667716.182266954], [276939.38558372145], [5.95517583767033]]
drivese.bedplate_bending_stress | output | Pa | [[0.0], [0.0], [0.0], [0.0], [0.0], [0.0], [0.0], [0.0], [0.0], [0.0], [0.0], [0.0], [0.0], [0.0], [0.0], [0.0], [0.0], [0.0], [0.0], [0.0], [0.0], [0.0]]
drivese.constr_bedplate_vonmises | output |  | [[0.002569160692274084], [0.006532740908331706], [0.007072747721751766], [0.011365554250857156], [0.021313046935595013], [0.19521561043428887], [0.1944011112373991], [0.1859750229748631], [0.18423054118945098], [0.002454659852254068], [1.1159144538831587e-07], [0.002569102680728887], [0.052487107659758996], [0.05470528287112816], [0.05742316092641942], [0.06543956676132487], [0.18745428366929912], [0.18718636328357638], [0.18592402208337075], [0.1842169458713692], [0.002454633093074098], [5.324860998155573e-08]]
drivese.constr_mb1_defl | output |  | -0.002539
drivese.constr_mb2_defl | output |  | -0.00024656
drivese.constr_stator_deflection | output |  | 6.6679
drivese.constr_stator_angle | output |  | 0.131
drivese.drivetrain_spring_constant | output | N*m/rad | 362183458.5605
drivese.drivetrain_damping_coefficient | output | N*m*s/rad | 2702424.9427
drivese.stage_ratios | output |  | [0.0, 0.0, 0.0]
drivese.D_gearbox | output | m | 2.4719
drivese.generator_efficiency | output |  | [0.95, 0.95, 0.95, 0.95, 0.95, 0.95, 0.95, 0.95, 0.95, 0.95, 0.95, 0.95, 0.95, 0.95, 0.95, 0.95, 0.95, 0.95, 0.95, 0.95]
drivese.hss_axial_stress | output | Pa | [[686152.1240272619], [0.013871135722230312]]
drivese.hss_shear_stress | output | Pa | [[87487726.1575812], [84593641.06658697]]
drivese.hss_bending_stress | output | Pa | [[0.0], [0.0]]
drivese.constr_hss_vonmises | output |  | [[0.7708506349627885], [0.7453433333032663]]
drivese.hub_system_cost | output | USD | 11155.0864
drivese.constr_hub_diameter | output | m | -0.23538
drivese.spinner.spinner_diameter | output | m | 7.5
drivese.L_lss | output | m | 2.38
drivese.constr_length | output | m | 2.1756
drivese.torq_deflection | output | m | 0.00015312
drivese.torq_angle | output | rad | 1.0773e-06
drivese.lss_axial_stress | output | Pa | [[1307998.0933220328], [125555137.89951353], [123567565.98471798], [285866800.57640034]]
drivese.lss_shear_stress | output | Pa | [[1019878007.8845708], [1020723132.540734], [1020754715.6502421], [1033474634.9656442]]
drivese.constr_lss_vonmises | output |  | [[8.986012101645295], [9.01610663174703], [9.0156736371702], [9.221193439036249]]
drivese.lss_axial_load2stress | output | m**2 | [3.824369066990949, 0.0, 0.0, 0.0, 53.024021906197184, 53.024021906197184]
drivese.lss_shear_load2stress | output | m**2 | [0.0, 4.299870732647848, 4.299870732647848, 26.512010953098592, 0.0, 0.0]
drivese.constr_shaft_deflection | output |  | 2.6872
drivese.constr_shaft_angle | output |  | 0.0018906
drivese.hub_E | output | Pa | 200000000000
drivese.hub_G | output | Pa | 79300000000
drivese.hub_rho | output | kg/m**3 | 7800
drivese.hub_Xy | output | Pa | 345000000
drivese.hub_wohler_exp | output |  | 3
drivese.hub_wohler_A | output |  | 35534648443.7198
drivese.hub_mat_cost | output | USD/kg | 0.7
drivese.spinner_rho | output | kg/m**3 | 1940
drivese.spinner_Xt | output | Pa | 46210000
drivese.spinner_mat_cost | output | USD/kg | 3
drivese.lss_Xt | output | Pa | 450000000
drivese.lss_wohler_exp | output |  | 3
drivese.lss_wohler_A | output |  | 35534648443.7198
drivese.lss_cost | output | USD/kg | 0.7
drivese.hss_Xt | output | Pa | 450000000
drivese.hss_wohler_exp | output |  | 3
drivese.hss_wohler_A | output |  | 35534648443.7198
drivese.hss_cost | output | USD/kg | 0.7
drivese.bedplate_mat_cost | output | USD/kg | 0.7
drivese.cover_length | output | m | 13.1348
drivese.cover_height | output | m | 4.081
drivese.cover_width | output | m | 3.3989
drivese.mean_bearing_mass | output | kg | 1415.0888
drivese.total_bedplate_mass | output | kg | 37394.9966
drivese.above_yaw_mass | output | kg | 172256.1716
drivese.above_yaw_cm | output | m | [0.13092671467442188, -0.18237292130423655, 1.3552228485698232]
drivese.nacelle_I | output | kg*m**2 | [975926.4589207508, 1532931.7903562344, 2108219.0094780438, -3765.2135565099043, -35901.62158253444, 9560.46414394281]
drivese.above_yaw_I | output | kg*m**2 | [948687.1885095162, 1505927.3171520976, 2107484.7919435515, -4113.04457133436, -33316.87086756971, 5960.064180470556]
drivese.above_yaw_I_TT | output | kg*m**2 | [1270787.0833351114, 1825250.7736014149, 2116166.793592964, 9.094947017729282e-13, -63881.12317210805, 48534.201888879485]
drivese.rotor_mass | output | kg | 186373.1497
drivese.rna_mass | output | kg | 376347.5479
drivese.rna_cm | output | m | [-6.109024678565806, -0.08347300626231216, 2.1238202960454875]
drivese.rna_I_TT | output | kg*m**2 | [204136590.64743602, 133342912.74803787, 132408845.30042192, -35.777810982855044, -26297.810951690743, 48163.86565126476]
drivese.hss_rpm | output | rpm | [9.676000000000002, 49.30061045274558, 88.92522090549114, 128.54983135823673, 168.1744418109823, 207.79905226372787, 247.42366271647344, 287.04827316921904, 326.6728836219646, 366.29749407471013, 405.9221045274557, 445.5467149802013, 485.17132543294684, 524.7959358856924, 564.420546338438, 604.0451567911836, 643.6697672439292, 683.2943776966747, 722.9189881494202, 762.5435986021658]
rotorse.rc_in.sect_perimeter | output | m | [14.136399909537225, 14.06799500431086, 13.377603056897142, 12.65683147065605, 11.870753178765177, 11.299963781609398, 11.016345084516693, 10.802803100849886, 10.655335252716835, 10.564540465311904, 10.487074027867692, 10.312846394668622, 10.130631243217245, 9.739892122718278, 9.329095136517513, 8.782582565319538, 8.236203193454957, 7.702709529663565, 7.166963694665221, 6.62706686378827, 5.9237666836679015] | Perimeter of the section along the blade span
rotorse.rc_in.layer_volume | output | m**3 | [0.7141474418489988, 7.968110475223295, 1.8064847162583815, 1.6632568807264771, 0.1325891814141416, 0.1325891814141416, 0.2986266789739507, 1.0714278394339454, 1.0714278394339456, 4.593626630247869, 2.0759148698722267, 2.3109294098974447, 8.978629309444814, 7.770912225535786, 0.20796410514992955, 2.805144175036077, 0.21088612327366366, 0.20216896507857574, 2.8930048128952954, 0.21663554408690278] | Volumes of each layer used in the blade, ignoring the scrap factor
rotorse.rc_in.mat_volume | output | m**3 | [0.7141474418489988, 0.0, 2.4414823578418416, 3.469741596984859, 0.8376547375890717, 16.004201063587363, 23.65724920739373, 0.0, 0.0, 0.0] | Volumes of each material used in the blade, ignoring the scrap factor. For laminates, this is the wet volume
rotorse.rc_in.mat_mass | output | kg | [881.9720906835136, 200.26255571403124, 4736.475774213172, 5551.586555175774, 1625.0501909227992, 31048.150063359484, 3075.442396961185, 0.0, 0.0, 0.0] | Masses of each material used in the blade, ignoring the scrap factor. For laminates, this is the wet mass.
rotorse.rc_in.mat_cost | output | USD | [6376.6582156418035, 1447.898277812446, 6599.225903316227, 86822.54327175282, 3632.3200014615063, 66160.35552717424, 39980.751160495405, 39075.74542544686, 0.0, 0.0] | Costs of each material used in the blade, ignoring the scrap factor. For laminates, this is the cost of the dry fabric.
rotorse.rc_in.mat_cost_scrap | output | USD | [7970.822769552255, 1447.898277812446, 6929.187198482039, 91163.67043534046, 4177.168001680732, 76084.40885625036, 47976.90139259448, 39075.74542544686, 0.0, 0.0] | Same as mat_cost, now including the scrap factor.
rotorse.rc_in.total_labor_hours | output | h | 1855.697 | Total amount of labor hours per blade.
rotorse.rc_in.total_skin_mold_gating_ct | output | h | 23.9999 | Total amount of gating cycle time per blade. This is the cycle time required in the main mold that cannot be parallelized unless the number of molds is increased.
rotorse.rc_in.total_non_gating_ct | output | h | 205.8742 | Total amount of non-gating cycle time per blade. This cycle time can happen in parallel.
rotorse.rc_in.total_metallic_parts_cost | output | USD | 6482.0817 | Cost of the metallic parts (bolts, nuts, lightining protection system), excluding the blade joint.
rotorse.rc_in.total_consumable_cost_w_waste | output | USD | 9160.008 | Cost of the consumables including the waste.
rotorse.rc_in.total_blade_mat_cost_w_waste | output | USD | 290467.892 | Total blade material costs including the waste per blade.
rotorse.rc_in.total_cost_labor | output | USD | 109792.7473 | Total labor costs per blade.
rotorse.rc_in.total_cost_utility | output | USD | 2051.8197 | Total utility costs per blade.
rotorse.rc_in.blade_variable_cost | output | USD | 402312.4589 | Total blade variable costs per blade (material, labor, utility).
rotorse.rc_in.total_cost_equipment | output | USD | 10667.5462 | Total equipment cost per blade.
rotorse.rc_in.total_cost_tooling | output | USD | 21232.4484 | Total tooling cost per blade.
rotorse.rc_in.total_cost_building | output | USD | 1174.2089 | Total builting cost per blade.
rotorse.rc_in.total_maintenance_cost | output | USD | 9073.2609 | Total maintenance cost per blade.
rotorse.rc_in.total_labor_overhead | output | USD | 32937.8242 | Total labor overhead cost per blade.
rotorse.rc_in.cost_capital | output | USD | 20826.4591 | Cost of capital per blade.
rotorse.rc_in.blade_fixed_cost | output | USD | 95911.7477 | Total blade fixed cost per blade (equipment, tooling, building, maintenance, labor, capital).
rotorse.rc_in.total_blade_cost | output | USD | 498224.2066 | Total blade cost (variable and fixed)
rotorse.rc_out.sect_perimeter | output | m | [5.9237666836679015, 5.546182925010703, 5.010240561031744, 4.470726357833195, 3.923858512147268, 3.366093287333446, 2.799480942927522, 2.222178108644162, 1.6332466355530921, 1.0351940918943943] | Perimeter of the section along the blade span
rotorse.rc_out.layer_volume | output | m**3 | [0.1061549175808621, 0.17884150719243025, 0.3068104831704456, 0.22236178803628023, 0.07163332034746211, 0.07163332034746211, 0.07227527828462108, 0.06161732172080985, 0.061617321720809845, 0.3260077586983885, 0.08415456395288634, 0.1263723878139493, 0.354750231911742, 0.159225079387817, 0.012657944074617348, 0.18586824158674597, 0.012304269146675975, 0.012670187436558452, 0.1854154661011599, 0.012549561964983448] | Volumes of each layer used in the blade, ignoring the scrap factor
rotorse.rc_out.mat_volume | output | m**3 | [0.1061549175808621, 0.0, 0.19550992172624077, 0.5291722712067258, 0.05018196262283522, 0.48133322727517147, 1.262568650064872, 0.0, 0.0, 0.0] | Volumes of each material used in the blade, ignoring the scrap factor. For laminates, this is the wet volume
rotorse.rc_out.mat_mass | output | kg | [131.1013232123647, 95.20678878208045, 379.28924814890706, 846.6756339307614, 97.35300748830032, 933.7864609138327, 164.13392450843338, 0.0, 0.0, 0.0] | Masses of each material used in the blade, ignoring the scrap factor. For laminates, this is the wet mass.
rotorse.rc_out.mat_cost | output | USD | [947.8625668253968, 688.3450828944417, 528.4552377235386, 13241.35562572793, 217.60391049914608, 1989.8011351545322, 2133.741018609634, 1984.9152403451958, 0.0, 0.0] | Costs of each material used in the blade, ignoring the scrap factor. For laminates, this is the cost of the dry fabric.
rotorse.rc_out.mat_cost_scrap | output | USD | [1184.828208531746, 688.3450828944417, 554.8779996097156, 13903.423407014328, 250.24449707401797, 2288.271305427712, 2560.4892223315605, 1984.9152403451958, 0.0, 0.0] | Same as mat_cost, now including the scrap factor.
rotorse.rc_out.total_labor_hours | output | h | 346.7602 | Total amount of labor hours per blade.
rotorse.rc_out.total_skin_mold_gating_ct | output | h | 23.9999 | Total amount of gating cycle time per blade. This is the cycle time required in the main mold that cannot be parallelized unless the number of molds is increased.
rotorse.rc_out.total_non_gating_ct | output | h | 69.1442 | Total amount of non-gating cycle time per blade. This cycle time can happen in parallel.
rotorse.rc_out.total_metallic_parts_cost | output | USD | 3428.7668 | Cost of the metallic parts (bolts, nuts, lightining protection system), excluding the blade joint.
rotorse.rc_out.total_consumable_cost_w_waste | output | USD | 2900.328 | Cost of the consumables including the waste.
rotorse.rc_out.total_blade_mat_cost_w_waste | output | USD | 29744.4898 | Total blade material costs including the waste per blade.
rotorse.rc_out.total_cost_labor | output | USD | 20429.3694 | Total labor costs per blade.
rotorse.rc_out.total_cost_utility | output | USD | 162.8339 | Total utility costs per blade.
rotorse.rc_out.blade_variable_cost | output | USD | 50336.6931 | Total blade variable costs per blade (material, labor, utility).
rotorse.rc_out.total_cost_equipment | output | USD | 1499.4097 | Total equipment cost per blade.
rotorse.rc_out.total_cost_tooling | output | USD | 2507.424 | Total tooling cost per blade.
rotorse.rc_out.total_cost_building | output | USD | 179.3579 | Total builting cost per blade.
rotorse.rc_out.total_maintenance_cost | output | USD | 1216.1812 | Total maintenance cost per blade.
rotorse.rc_out.total_labor_overhead | output | USD | 6128.8108 | Total labor overhead cost per blade.
rotorse.rc_out.cost_capital | output | USD | 2774.7921 | Cost of capital per blade.
rotorse.rc_out.blade_fixed_cost | output | USD | 14305.9758 | Total blade fixed cost per blade (equipment, tooling, building, maintenance, labor, capital).
rotorse.rc_out.total_blade_cost | output | USD | 64642.6689 | Total blade cost (variable and fixed)
rotorse.rp.AEP | output | kW*h | 24386992.9964 | annual energy production
rotorse.rp.cdf.F | output | m/s | [0.20020684760703322, 0.20970199538827405, 0.21932722661133042, 0.22907500786682922, 0.23893778504234808, 0.24890799291659038, 0.25897806464946294, 0.2691404411518038, 0.27938758031897226, 0.2897119661130192, 0.3001061174786914, 0.3105625970790834, 0.3210740198373446, 0.3316330612714642, 0.34223246560979315, 0.3528650536756276, 0.3635237305298471, 0.3742014928613081, 0.3848914361153918, 0.39558676135183424, 0.406280781823695, 0.4169669292700602, 0.42763875991582345, 0.4382899601726328, 0.44891435203584484, 0.4595058981730753, 0.47005870670068195, 0.48056703564525405, 0.49102529708792475, 0.5014280609900391, 0.5117700586994323, 0.5220461861372736, 0.5322515066661222, 0.5423812536405079, 0.5524308326420173, 0.5623958234014894, 0.5722719814115557, 0.5820552392333447, 0.5917417075017521, 0.6013276756342218, 0.6108096122485152, 0.6201841652954373, 0.629448161912972, 0.6385986080087163, 0.647632687577927, 0.6565477617648885, 0.6653413676756592, 0.6740112169506078, 0.6825551941054355, 0.6909713546496723, 0.699257922991869, 0.7074132901409378, 0.7154360112132678, 0.7233248027554173, 0.7310785398923021, 0.7386962533109164, 0.7461771260896881, 0.7535204903836271, 0.7607258239754453, 0.7677927467028246, 0.7747210167719838, 0.781510526967642, 0.7881613007694036, 0.7946734883844886, 0.8010473627066225, 0.8072833152107481, 0.8133818517930795, 0.8193435885658237, 0.825169247615719, 0.8308596527353156, 0.8364157251357046, 0.8418384791491619, 0.8471290179299176, 0.8522885291610012, 0.8573182807748336, 0.8622196166949562, 0.866993952605989, 0.8716427717586149, 0.8761676208160729, 0.8805701057483385, 0.8848518877798444, 0.8890146793962821, 0.8930602404156984, 0.8969903741287767, 0.9008069235128727, 0.9045117675240488, 0.9081068174710274, 0.9115940134746678, 0.9149753210162529, 0.918252727577556, 0.921428239375357, 0.9245038781927667, 0.9274816783094245, 0.9303636835323443, 0.9331519443288973, 0.9358485150631457, 0.9384554513364729, 0.9409748074331935, 0.9434086338715796, 0.9457589750604912, 0.9480278670615728, 0.9502173354567485, 0.9523293933205389, 0.9543660392965192, 0.9563292557770406, 0.9582210071851609, 0.9600432383575516, 0.9617978730269897, 0.9634868124028906, 0.9651119338481937, 0.9666750896507871, 0.968178105887529, 0.9696227813788194, 0.9710108867315713, 0.9723441634683373, 0.9736243232402707, 0.9748530471215242, 0.9760319849826262, 0.9771627549403215, 0.9782469428813165, 0.9792861020573344, 0.9802817527488484, 0.9812353819948527, 0.9821484433860019, 0.9830223569184546, 0.9838585089057494, 0.9846582519460519, 0.9854229049421203, 0.9861537531713584, 0.9868520484033478, 0.9875190090622779, 0.9881558204317286, 0.9887636348992992, 0.9893435722386151, 0.9898967199262951, 0.9904241334915089, 0.9909268368958076, 0.9914058229409674, 0.9918620537026415, 0.9922964609876807, 0.9927099468130408, 0.993103383904263, 0.9934776162115774, 0.9938334594417475, 0.9941717016038413, 0.9944931035671825, 0.9947983996298068, 0.9950882980958149, 0.9953634818600852, 0.9956246089988785, 0.9958723133649348, 0.9961072051857331, 0.9963298716636514, 0.9965408775768312, 0.9967407658796188, 0.9969300583015205, 0.9971092559436697, 0.9972788398718737, 0.9974392717053604, 0.9975909942004144, 0.997734431828143, 0.9978699913456734, 0.9979980623601372, 0.9981190178848508, 0.9982332148871521, 0.9983409948274057, 0.9984426841887333, 0.9985385949970768, 0.9986290253312419, 0.9987142598226152, 0.9987945701442872, 0.9988702154893533, 0.998941443038201, 0.9990084884146269, 0.9990715761306612, 0.999130920020008, 0.9991867236600389, 0.9992391807823081, 0.9992884756715796, 0.9993347835533857, 0.9993782709701552, 0.9994190961459757, 0.999457409340069, 0.9994933531890814, 0.9995270630383057, 0.9995586672619675, 0.9995882875727224, 0.999616039320525, 0.9996420317810394, 0.9996663684337754, 0.9996891472301406, 0.9997104608516079, 0.9997303969582058, 0.9997490384275444, 0.9997664635845963, 0.9997827464224537, 0.9997979568142894, 0.9998121607167505, 0.9998254203650161, 0.9998377944597517] | magnitude of wind speed at each z location
rotorse.rp.gust.V_gust | output | m/s | 18.7756 | gust wind speed
rotorse.rp.powercurve.pitch | output | deg | [0.0, 0.0, 0.0, 0.0, 0.0, 0.7326027256325962, 0.8666621419983208, 1.703118669675167, 2.6602845379800524, 3.210290044502, 4.58413607849501, 7.021532580612939, 9.337658309492818, 11.637450317512634, 13.954780091990319, 16.296120671688275, 18.651313310046397, 20.99926059357551, 23.31211088470189, 25.558397134520092] | rotor pitch schedule
rotorse.rp.powercurve.P_aero | output | W | [588903.3758194762, 1308002.1162891989, 2202146.1782341306, 3092588.3512225286, 3789013.6800468056, 4083999.2149571152, 4139418.034251972, 4499129.790480295, 5138492.52539242, 5540166.204987908, 5540167.855195973, 5540167.62434052, 5540166.258754281, 5540171.621348429, 5540169.216944351, 5540166.092921959, 5540167.131102999, 5540179.663264819, 5540181.960636289, 5540180.867337163] | rotor mechanical power
rotorse.rp.powercurve.T | output | N | [243830.59497787582, 415106.973263282, 587552.3202556178, 736897.4658942508, 843777.3786599815, 843423.4203007822, 843373.7230010119, 843422.912082715, 843423.8868320531, 843425.0379742824, 766854.9301225899, 650762.2962014676, 561950.7789413206, 491732.6290363859, 436239.9325580948, 393010.76682923036, 359960.67943681317, 335057.6443800846, 316540.2952815335, 302889.2746564924] | rotor aerodynamic thrust
rotorse.rp.powercurve.Q | output | N*m | [1444163.0906947276, 2460655.4221811863, 3484460.0135926725, 4371077.388409788, 5005502.234025895, 5238548.190481928, 5278927.31512899, 5515157.2059403155, 6226418.262080264, 6713134.613553272, 6713136.613144707, 6713136.333412353, 6713134.678703106, 6713141.176669965, 6713138.263203536, 6713134.4777606325, 6713135.73574619, 6713150.921227308, 6713153.705000098, 6713152.380226808] | rotor aerodynamic torque
rotorse.rp.powercurve.M | output | N*m | [5567552.3833048595, 9476251.669073619, 13410129.6857051, 16816842.201234534, 19255032.491324134, 19235839.62609999, 19233244.66998966, 19226534.739437554, 19047283.267482467, 18905198.63237221, 16995884.121971987, 13970372.097476918, 11494224.793470316, 9377846.294303931, 7550492.813278719, 5978589.147725331, 4636690.013722834, 3494646.1269289944, 2523559.3656385653, 1694566.6470646984] | blade root moment
rotorse.rp.powercurve.Cp | output |  | [0.4084325983146934, 0.40953900652483677, 0.4102739364276432, 0.4106586891009035, 0.4108188789887093, 0.4053417064776796, 0.40375529710254626, 0.3897412790977467, 0.36192868994791233, 0.3426438996033878, 0.2963410289961277, 0.2148456344204516, 0.1517007982275007, 0.10601906081429223, 0.0742183285880827, 0.05247871989551462, 0.0376857850462834, 0.027578634807422783, 0.020607311312786, 0.0157383878790525] | rotor electrical power coefficient
rotorse.rp.powercurve.Cp_aero | output |  | [0.4525568956395495, 0.4537828327145006, 0.454597159476613, 0.4550234782281479, 0.45520097394870834, 0.4491320847398112, 0.4473742904183338, 0.43184629262908225, 0.40102901933286683, 0.3796608305854713, 0.3283557107990335, 0.23805610462099902, 0.16808952712188444, 0.11747264356154265, 0.08223637516685063, 0.05814816608921288, 0.04175710254435834, 0.03055804410794768, 0.022833585942145154, 0.017438656929698062] | rotor aerodynamic power coefficient
rotorse.rp.powercurve.Ct_aero | output |  | [0.7495098289873474, 0.7509127494050624, 0.7519171094202411, 0.7524619818447743, 0.7526890356375505, 0.7093180029564894, 0.7010961699415347, 0.647811842196245, 0.5643419263784201, 0.5174855112842548, 0.4271010969386325, 0.29250257949532193, 0.20028413760008146, 0.13801970082936937, 0.09653595026548377, 0.069026572979525, 0.05069865387135546, 0.03832278296117256, 0.029812525678416843, 0.023834881364434575] | rotor aerodynamic thrust coefficient
rotorse.rp.powercurve.Cq_aero | output |  | [0.04318549646440839, 0.04330248219974023, 0.043380189789316084, 0.04342087149611254, 0.043437809125141204, 0.04285868195682497, 0.042690943444415305, 0.0412091755162537, 0.040529127283733694, 0.040069101362477356, 0.03637269654318352, 0.029353867249663535, 0.02327588370016895, 0.01833033391774871, 0.014451794974273176, 0.011470167291490106, 0.009198125590627496, 0.0074695847787765775, 0.006150761673024063, 0.005139112748679582] | rotor aerodynamic torque coefficient
rotorse.rp.powercurve.Cm_aero | output |  | [0.16648916961930935, 0.1667625688348427, 0.16695096760930503, 0.16705308080941045, 0.16709540560604672, 0.15737618567782352, 0.15554019054325008, 0.14366039172798978, 0.12398296026120331, 0.11284062720102926, 0.09208603537743508, 0.06108686426293551, 0.03985295280387532, 0.02560635170332936, 0.01625442078116167, 0.010215111572496337, 0.006353045543818485, 0.0038884207763568417, 0.0023121490893631158, 0.0012972398906165126] | rotor aerodynamic moment coefficient
rotorse.rp.powercurve.ax_induct_rotor | output |  | [0.26439172272795647, 0.2651723448574705, 0.26574860089799845, 0.26609562539085807, 0.26626716848074, 0.24425210198171665, 0.24035085145019316, 0.21676997555470728, 0.18356168670793063, 0.16637772611376242, 0.13586384183594996, 0.09413824422176134, 0.06699084630435968, 0.048708913511189986, 0.036143952186581535, 0.027333019640875766, 0.021038418213914625, 0.016475518468119458, 0.013130458044034453, 0.010661830087262418] | rotor aerodynamic induction
rotorse.rp.powercurve.V_R25 | output | m/s | 8.0952 | region 2.5 transition wind speed
rotorse.rp.powercurve.rated_V | output | m/s | 8.9532 | rated wind speed
rotorse.rp.powercurve.rated_Omega | output | rpm | 7.8808 | rotor rotation speed at rated
rotorse.rp.powercurve.rated_pitch | output | deg | 3.2103 | pitch setting at rated
rotorse.rp.powercurve.rated_T | output | N | 843425.038 | rotor aerodynamic thrust at rated
rotorse.rp.powercurve.rated_Q | output | N*m | 6713134.6136 | rotor aerodynamic torque at rated
rotorse.rp.powercurve.rated_mech | output | W | 5540166.205 | Mechanical shaft power at rated
rotorse.rp.powercurve.ax_induct_regII | output |  | [0.10715225498176578, 0.0535612931590278, 0.06841292885538393, 0.08565353557146724, 0.10287505692879269, 0.13969905476126127, 0.17883104978920397, 0.2387827927140595, 0.28619985439009227, 0.29479648235685435, 0.3011928845569654, 0.3047504808859602, 0.304438726533008, 0.29833961618720345, 0.2995361322193497, 0.301317520253702, 0.30350138816912015, 0.3004194576911175, 0.2926924293196887, 0.2835339546926769, 0.2730570813800325, 0.2690930761894134, 0.269564925981542, 0.27095211971445154, 0.2690715048394155, 0.25653892488072677, 0.24187739447915177, 0.23314925410179488, 0.24107159701770317, 0.2925444309558182] | rotor axial induction at cut-in wind speed along blade span
rotorse.rp.powercurve.tang_induct_regII | output |  | [-0.10715225498176577, -0.04670550268257131, 0.0047889856974268835, 0.01443219427407921, 0.019982883468053474, 0.024695853813253937, 0.023761105729421812, 0.023323249348522535, 0.02104042129428281, 0.017356369840610404, 0.014580128309641994, 0.012400013641733768, 0.01060246385791449, 0.009051703784675725, 0.007959532224967232, 0.006978461070302214, 0.006229758176906805, 0.005549472554038296, 0.004931707136879275, 0.00439392789249035, 0.003821247686192737, 0.0035685139450237387, 0.003295795206809937, 0.0030656430012929946, 0.00282375183143872, 0.0025814614191547254, 0.0023067995282967336, 0.002080952252993295, 0.001971596805761016, 0.0020825100143614305] | rotor tangential induction at cut-in wind speed along blade span
rotorse.rp.powercurve.aoa_regII | output | deg | [47.921556490870806, 38.02399183917876, 25.713198938868178, 18.327113599304468, 13.740249254118492, 10.870109174682668, 9.866124048776275, 9.040411342333389, 8.030618135243271, 6.777121603878138, 5.691785496281289, 4.813643535294212, 4.114666905630764, 3.648684620647626, 3.459867102689341, 3.5098449945826435, 3.634684613011988, 3.7421896666538315, 3.853491761776271, 4.000944199832261, 4.300106674440406, 4.547723542559533, 5.1026544067393464, 5.837082960421782, 6.619238417591553, 7.337285209429743, 7.959541099050438, 8.500675755027348, 8.889926388565641, 9.004973345774957] | angle of attack distribution along blade span at cut-in wind speed
rotorse.rp.powercurve.L_D | output |  | [-4.5701555731560105e-18, 0.06419361879231734, 1.2365347628067282, 2.5672699058108717, 5.871548640093903, 18.524217441419538, 35.72531186246675, 61.890335889685815, 82.85573924024733, 79.89726115267169, 81.89897451858243, 85.6364188769742, 87.42565540537328, 85.85789022245615, 91.24873349063517, 84.21498973012488, 86.44392541267322, 88.7399515733977, 91.12764516619698, 94.04439544371867, 99.29902746808187, 102.99321830785465, 110.01809814579195, 119.10250250444788, 121.0715518120906, 143.53560842154334, 140.66146976537863, 129.02181157577223, 120.32172497274753, 109.05261290323396] | Lift over drag distribution along blade span at cut-in wind speed
rotorse.rp.powercurve.Cp_regII | output |  | 0.45378 | power coefficient at cut-in wind speed
rotorse.rp.powercurve.Ct_regII | output |  | 0.75091 | thrust coefficient at cut-in wind speed
rotorse.rp.powercurve.cl_regII | output |  | [-2.2850777865780053e-18, 0.03202569387112069, 0.4778004105826153, 0.6619351200756214, 0.7605350323656705, 0.9118512260430746, 0.9991375854051489, 1.1156527029154126, 1.1416684458665718, 1.0664250841131568, 0.9979207559030586, 0.9440745321015621, 0.8935072753891292, 0.8593833377416635, 0.84496992819803, 0.8494324037629053, 0.8610036791315719, 0.8692211871108434, 0.8761658601805552, 0.8873101763794577, 0.9152584102799904, 0.9392730009319268, 0.996189016390686, 1.0699869999753737, 1.1538923526748517, 1.2258976185147332, 1.300165225943372, 1.3917357843901816, 1.479708538923808, 1.5504556297197998] | lift coefficient distribution along blade span at cut-in wind speed
rotorse.rp.powercurve.cd_regII | output |  | [0.5, 0.4988921714280035, 0.38640273201708286, 0.257836201241392, 0.12952886520812462, 0.04922481767052709, 0.027967218012023835, 0.018026282890174765, 0.013778990524195386, 0.013347454827961855, 0.012184777181509591, 0.011024217785867778, 0.010220195333350779, 0.010009369383699247, 0.009260072944297346, 0.010086475180784251, 0.00996025660590077, 0.009795150568590313, 0.009614709768727366, 0.009435013880337748, 0.009217194101666161, 0.009119755808818087, 0.009054774016094815, 0.00898374910246252, 0.009530664597954052, 0.008540721232841742, 0.009243222242111002, 0.010786825633531272, 0.012297933222441392, 0.014217500969881124] | drag coefficient distribution along blade span at cut-in wind speed
rotorse.rp.powercurve.rated_efficiency | output |  | 0.9025 | Efficiency at rated conditions
rotorse.rp.powercurve.V_spline | output | m/s | [4.0, 4.105527638190955, 4.211055276381909, 4.316582914572864, 4.422110552763819, 4.527638190954773, 4.633165829145729, 4.738693467336684, 4.844221105527638, 4.949748743718593, 5.055276381909548, 5.160804020100502, 5.266331658291457, 5.371859296482413, 5.477386934673367, 5.582914572864322, 5.688442211055277, 5.793969849246231, 5.899497487437186, 6.005025125628141, 6.110552763819095, 6.21608040201005, 6.321608040201005, 6.427135678391959, 6.532663316582914, 6.638190954773869, 6.743718592964824, 6.849246231155779, 6.954773869346734, 7.060301507537688, 7.165829145728644, 7.2713567839195985, 7.376884422110553, 7.482412060301508, 7.5879396984924625, 7.693467336683417, 7.798994974874372, 7.9045226130653266, 8.010050251256281, 8.115577889447236, 8.22110552763819, 8.326633165829145, 8.4321608040201, 8.537688442211056, 8.64321608040201, 8.748743718592966, 8.854271356783919, 8.959798994974875, 9.065326633165828, 9.170854271356784, 9.276381909547737, 9.381909547738694, 9.487437185929648, 9.592964824120603, 9.698492462311558, 9.804020100502512, 9.909547738693467, 10.015075376884422, 10.120603015075377, 10.226130653266331, 10.331658291457288, 10.43718592964824, 10.542713567839197, 10.64824120603015, 10.753768844221106, 10.85929648241206, 10.964824120603016, 11.070351758793969, 11.175879396984925, 11.28140703517588, 11.386934673366834, 11.492462311557789, 11.597989949748744, 11.703517587939698, 11.809045226130653, 11.914572864321608, 12.020100502512562, 12.125628140703517, 12.231155778894472, 12.336683417085426, 12.442211055276381, 12.547738693467336, 12.65326633165829, 12.758793969849247, 12.864321608040202, 12.969849246231156, 13.075376884422111, 13.180904522613066, 13.28643216080402, 13.391959798994975, 13.49748743718593, 13.603015075376884, 13.708542713567839, 13.814070351758794, 13.919597989949748, 14.025125628140703, 14.130653266331658, 14.236180904522612, 14.341708542713567, 14.447236180904522, 14.552763819095476, 14.658291457286433, 14.763819095477388, 14.869346733668342, 14.974874371859297, 15.080402010050252, 15.185929648241206, 15.291457286432161, 15.396984924623116, 15.50251256281407, 15.608040201005025, 15.71356783919598, 15.819095477386934, 15.924623115577889, 16.030150753768844, 16.1356783919598, 16.241206030150753, 16.346733668341706, 16.452261306532662, 16.55778894472362, 16.663316582914575, 16.768844221105528, 16.87437185929648, 16.979899497487438, 17.085427135678394, 17.190954773869347, 17.2964824120603, 17.402010050251256, 17.507537688442213, 17.613065326633166, 17.71859296482412, 17.824120603015075, 17.92964824120603, 18.035175879396984, 18.140703517587937, 18.246231155778894, 18.35175879396985, 18.457286432160803, 18.56281407035176, 18.668341708542712, 18.77386934673367, 18.879396984924625, 18.984924623115578, 19.09045226130653, 19.195979899497488, 19.301507537688444, 19.407035175879397, 19.51256281407035, 19.618090452261306, 19.723618090452263, 19.829145728643216, 19.93467336683417, 20.040201005025125, 20.14572864321608, 20.251256281407034, 20.35678391959799, 20.462311557788944, 20.5678391959799, 20.673366834170853, 20.77889447236181, 20.884422110552762, 20.98994974874372, 21.09547738693467, 21.201005025125628, 21.30653266331658, 21.412060301507537, 21.517587939698494, 21.623115577889447, 21.728643216080403, 21.834170854271356, 21.939698492462313, 22.045226130653266, 22.150753768844222, 22.256281407035175, 22.36180904522613, 22.467336683417084, 22.57286432160804, 22.678391959798994, 22.78391959798995, 22.889447236180903, 22.99497487437186, 23.100502512562812, 23.20603015075377, 23.311557788944725, 23.417085427135678, 23.522613065326635, 23.628140703517587, 23.733668341708544, 23.839195979899497, 23.944723618090453, 24.050251256281406, 24.155778894472363, 24.261306532663315, 24.366834170854272, 24.472361809045225, 24.57788944723618, 24.683417085427134, 24.78894472361809, 24.894472361809044, 25.0] | wind vector
rotorse.rp.powercurve.P_spline | output | W | [531485.2966770773, 573077.7505412361, 618095.9386086742, 666348.509225249, 717644.1107368182, 771791.3914892391, 828598.9998283697, 887875.5841000666, 949429.7926501879, 1013070.2738245906, 1078605.6759691327, 1145844.6474296716, 1215011.7404523834, 1288418.2935789842, 1366165.9304515594, 1447912.664602545, 1533316.5095643755, 1622035.4788694852, 1713727.5860503095, 1808050.8446392824, 1904663.268168839, 2003272.8028791412, 2105997.4625425003, 2213720.3910893835, 2325904.529808881, 2442012.819990087, 2561508.2029220928, 2683853.619893988, 2808612.3612775044, 2940738.133391408, 3079720.250055484, 3220661.7128787143, 3358665.523470082, 3489916.876205822, 3616620.288883081, 3737690.0164860697, 3850595.653969641, 3960170.199871651, 4068670.286575466, 4177060.3448563684, 4284853.358667051, 4391819.585612177, 4497729.283296402, 4602352.709324393, 4715221.629468486, 4847668.268818549, 4957673.191825073, 5000000.045034864, 5000000.668481142, 5000001.112465085, 5000001.383387972, 5000001.487651084, 5000001.487298274, 5000001.480094152, 5000001.468099611, 5000001.451771233, 5000001.431565598, 5000001.407939281, 5000001.381348867, 5000001.352250934, 5000001.321102059, 5000001.288358825, 5000001.243534929, 5000001.166229319, 5000001.062316727, 5000000.938599744, 5000000.801880961, 5000000.658962967, 5000000.516648353, 5000000.381739708, 5000000.261039624, 5000000.161350688, 5000000.089475493, 5000000.052216628, 5000000.072924531, 5000000.218180475, 5000000.47632624, 5000000.826737205, 5000001.248788746, 5000001.721856241, 5000002.225315069, 5000002.738540605, 5000003.240908228, 5000003.711793316, 5000004.130571243, 5000004.47661739, 5000004.729307134, 5000004.868015851, 5000004.884720287, 5000004.854224615, 5000004.794975467, 5000004.709974367, 5000004.602222841, 5000004.474722413, 5000004.330474607, 5000004.172480948, 5000004.00374296, 5000003.827262169, 5000003.646040098, 5000003.463078273, 5000003.281378217, 5000003.1039414555, 5000002.933769513, 5000002.7738639135, 5000002.61994479, 5000002.448607688, 5000002.260936573, 5000002.060483279, 5000001.850799632, 5000001.635437462, 5000001.417948597, 5000001.201884867, 5000000.990798101, 5000000.788240128, 5000000.597762776, 5000000.4229178745, 5000000.267257254, 5000000.134332742, 5000000.027696166, 4999999.950899358, 4999999.907494146, 4999999.899211763, 4999999.904481523, 4999999.915963444, 4999999.933504586, 4999999.956952009, 4999999.9861527765, 5000000.020953944, 5000000.061202575, 5000000.106745731, 5000000.157430469, 5000000.213103851, 5000000.273612937, 5000000.338804788, 5000000.408526463, 5000000.482625023, 5000000.56094753, 5000000.643341042, 5000000.72965262, 5000000.819729324, 5000000.959483795, 5000001.228005429, 5000001.613179079, 5000002.100760218, 5000002.676504315, 5000003.326166841, 5000004.035503266, 5000004.790269062, 5000005.5762196975, 5000006.379110645, 5000007.184697374, 5000007.978735356, 5000008.74698006, 5000009.475186958, 5000010.149111519, 5000010.754509214, 5000011.2771355165, 5000011.702745892, 5000012.017095814, 5000012.21655637, 5000012.388861591, 5000012.5563049335, 5000012.718430008, 5000012.874780425, 5000013.02489979, 5000013.168331715, 5000013.304619807, 5000013.433307675, 5000013.553938927, 5000013.666057172, 5000013.769206019, 5000013.862929078, 5000013.946769957, 5000014.020272263, 5000014.082979607, 5000014.134435598, 5000014.174183841, 5000014.201767949, 5000014.21673153, 5000014.219343378, 5000014.217459529, 5000014.21302015, 5000014.205618801, 5000014.194849038, 5000014.180304419, 5000014.161578503, 5000014.138264848, 5000014.1099570105, 5000014.076248548, 5000014.03673302, 5000013.991003983, 5000013.9386549955, 5000013.8792796135, 5000013.812471397, 5000013.737823903, 5000013.654930688, 5000013.563385312, 5000013.4627813315, 5000013.352712304, 5000013.232771789] | rotor electrical power
rotorse.rp.powercurve.Omega_spline | output | rpm | [3.8940290277084553, 3.9967609492937286, 4.0994928708790015, 4.202224792464275, 4.304956714049548, 4.4076886356348215, 4.510420557220096, 4.613152478805368, 4.7158844003906415, 4.818616321975915, 4.921348243561188, 5.0240801651464615, 5.126812086731735, 5.229544008317009, 5.332275929902282, 5.435007851487555, 5.537739773072828, 5.6404716946581015, 5.743203616243375, 5.845935537828648, 5.9486674594139215, 6.051399380999195, 6.154131302584468, 6.256863224169741, 6.359595145755014, 6.462327067340287, 6.565058988925561, 6.667790910510835, 6.770522832096108, 6.873254753681381, 6.975986675266656, 7.078718596851928, 7.181450518437202, 7.284182440022476, 7.386914361607749, 7.489652623791685, 7.6088613655434285, 7.726280514602667, 7.792411333277731, 7.820810297525991, 7.844315823883431, 7.862417521601468, 7.874604999931518, 7.880367868124997, 7.880773032267112, 7.880773032267112, 7.880773032267112, 7.880773032267112, 7.880773032267112, 7.880773032267112, 7.880773032267112, 7.880773032267112, 7.880773032267112, 7.880773032267112, 7.880773032267112, 7.880773032267112, 7.880773032267112, 7.880773032267112, 7.880773032267112, 7.880773032267112, 7.880773032267112, 7.880773032267112, 7.880773032267112, 7.880773032267112, 7.880773032267112, 7.880773032267112, 7.880773032267112, 7.880773032267112, 7.880773032267112, 7.880773032267112, 7.880773032267112, 7.880773032267112, 7.880773032267112, 7.880773032267112, 7.880773032267112, 7.880773032267112, 7.880773032267112, 7.880773032267112, 7.880773032267112, 7.880773032267112, 7.880773032267112, 7.880773032267112, 7.880773032267112, 7.880773032267112, 7.880773032267112, 7.880773032267112, 7.880773032267112, 7.880773032267112, 7.880773032267112, 7.880773032267112, 7.880773032267112, 7.880773032267112, 7.880773032267112, 7.880773032267112, 7.880773032267112, 7.880773032267112, 7.880773032267112, 7.880773032267112, 7.880773032267112, 7.880773032267112, 7.880773032267112, 7.880773032267112, 7.880773032267112, 7.880773032267112, 7.880773032267112, 7.880773032267112, 7.880773032267112, 7.880773032267112, 7.880773032267112, 7.880773032267112, 7.880773032267112, 7.880773032267112, 7.880773032267112, 7.880773032267112, 7.880773032267112, 7.880773032267112, 7.880773032267112, 7.880773032267112, 7.880773032267112, 7.880773032267112, 7.880773032267112, 7.880773032267112, 7.880773032267112, 7.880773032267112, 7.880773032267112, 7.880773032267112, 7.880773032267112, 7.880773032267112, 7.880773032267112, 7.880773032267112, 7.880773032267112, 7.880773032267112, 7.880773032267112, 7.880773032267112, 7.880773032267112, 7.880773032267112, 7.880773032267112, 7.880773032267112, 7.880773032267112, 7.880773032267112, 7.880773032267112, 7.880773032267112, 7.880773032267112, 7.880773032267112, 7.880773032267112, 7.880773032267112, 7.880773032267112, 7.880773032267112, 7.880773032267112, 7.880773032267112, 7.880773032267112, 7.880773032267112, 7.880773032267112, 7.880773032267112, 7.880773032267112, 7.880773032267112, 7.880773032267112, 7.880773032267112, 7.880773032267112, 7.880773032267112, 7.880773032267112, 7.880773032267112, 7.880773032267112, 7.880773032267112, 7.880773032267112, 7.880773032267112, 7.880773032267112, 7.880773032267112, 7.880773032267112, 7.880773032267112, 7.880773032267112, 7.880773032267112, 7.880773032267112, 7.880773032267112, 7.880773032267112, 7.880773032267112, 7.880773032267112, 7.880773032267112, 7.880773032267112, 7.880773032267112, 7.880773032267112, 7.880773032267112, 7.880773032267112, 7.880773032267112, 7.880773032267112, 7.880773032267112, 7.880773032267112, 7.880773032267112, 7.880773032267112, 7.880773032267112, 7.880773032267112, 7.880773032267112, 7.880773032267112, 7.880773032267112, 7.880773032267112, 7.880773032267112, 7.880773032267112, 7.880773032267112, 7.880773032267112, 7.880773032267112] | omega
rotorse.rs.aero_gust.loads_r | output | m | [3.0, 6.448147165807186, 9.896294331614373, 13.34444149742156, 16.792588663228745, 20.240735829035934, 23.68888299484312, 27.13703016065031, 30.58517732645749, 34.03332449226468, 37.48147165807187, 40.929618823879046, 44.37776598968624, 47.825913155493424, 51.2740603213006, 54.722207487107795, 58.17035465291498, 61.618501818722166, 65.06664898452937, 68.51479615033654, 72.99738746588586, 75.41109048195092, 78.8592376477581, 82.30738481356529, 85.75553197937248, 89.20367914517963, 92.65182631098685, 96.09997347679402, 99.5481206426012, 102.9962678084084]
rotorse.rs.aero_gust.loads_Px | output | N/m | [399.9733119178683, 485.77386056742137, 721.0578011815303, 1145.574592390273, 1754.8768583244978, 2328.4390706854538, 2855.379685120263, 3465.4459336891596, 4142.825601167361, 4956.859923112558, 5892.9553859502785, 7137.436562423756, 8701.905624871908, 9887.105597849837, 10694.745402432995, 11212.997754929136, 11617.539989359118, 11882.821946418182, 12002.569490351403, 12001.545729230269, 11858.511233941514, 11766.522752166115, 11681.395621139858, 11522.87387543071, 11078.596690161665, 10339.577120841755, 9354.372700451757, 8081.534510649304, 6447.551921766599, 4307.779714930882]
rotorse.rs.aero_gust.loads_Py | output | N/m | [69.94294079902521, 108.46969378331441, -104.59737827302718, -572.8825137255602, -1224.8369363433799, -1615.1303626716963, -1773.3089721995675, -1902.3189394841645, -2091.6942098410223, -2436.888478037581, -2805.3116237831014, -3289.8962908733097, -3845.430672371798, -4143.442153023164, -4228.06555564138, -4200.72389116082, -4140.587473676276, -4043.130171350369, -3909.936305008986, -3751.1940433687023, -3521.007635730414, -3399.071016929075, -3243.5262760991677, -3076.5350521957057, -2851.3466466402915, -2566.9517175450455, -2239.8552259902654, -1861.803544332844, -1419.7537467491218, -904.4741148645612]
rotorse.rs.aero_gust.loads_Pz | output | N/m | [0.0, 0.0, 0.0, 0.0, 0.0, 0.0, 0.0, 0.0, 0.0, 0.0, 0.0, 0.0, 0.0, 0.0, 0.0, 0.0, 0.0, 0.0, 0.0, 0.0, 0.0, 0.0, 0.0, 0.0, 0.0, 0.0, 0.0, 0.0, 0.0, 0.0]
rotorse.rs.aero_hub_loads.P | output | W | 31683878.4514 | Rotor aerodynamic power
rotorse.rs.aero_hub_loads.Mb | output | N/m | 44228890.6267 | Aerodynamic blade root flapwise moment
rotorse.rs.aero_hub_loads.Fhub | output | N | [2064483.668949865, 54461.1167729639, 18121.837381018297] | Aerodynamic forces at hub center in the hub c.s.
rotorse.rs.aero_hub_loads.Mhub | output | N*m | [38392014.47284081, 7208793.041712003, 1961316.7703805119] | Aerodynamic moments at hub center in the hub c.s.
rotorse.rs.aero_hub_loads.CP | output |  | 0.23543 | Rotor aerodynamic power coefficient
rotorse.rs.aero_hub_loads.CMb | output |  | 0.060029 | Aerodynamic blade root flapwise moment coefficient
rotorse.rs.aero_hub_loads.CFhub | output |  | [0.288027636838022, 0.00759817430362889, 0.0025282786560731985] | Aerodynamic force coefficients at hub center in the hub c.s.
rotorse.rs.aero_hub_loads.CMhub | output |  | [0.052107009773284044, 0.009784030732323142, 0.002661968993448368] | Aerodynamic moment coefficients at hub center in the hub c.s.
rotorse.rs.bjs.t_reinf_joint | output | m | 0 | Required reinforcement layer thickness at joint. [float]
rotorse.rs.bjs.w_reinf_joint | output | m | 0 | Required reinforcement layer width at joint. [float]
rotorse.rs.bjs.w_reinf_ratio_joint | output |  | 1 | Ratio of joint-required to nominal reinforcement layer width
rotorse.rs.bjs.t_reinf_ratio_joint | output |  | 1.4377 | Ratio of joint-required to nominal reinforcement layer thickness
rotorse.rs.bjs.L_transition_joint | output | m | 0.12054 | Required length to accommodate reinforcement layer size increase at joint. [float]
rotorse.rs.bjs.n_joint_bolt | output |  | 36.6911 | Required number of bolts for joint. [float]
rotorse.rs.bjs.joint_mass | output | kg | 415.5113 | Mass of bolts + inserts minus mass of reinforcement layer cutouts at joint. [float]
rotorse.rs.bjs.joint_material_cost | output | USD | 1791.0268 | cost of joint metallic parts (bolts, washers, and inserts)
rotorse.rs.bjs.joint_total_cost | output | USD | 20391.0268 | Total cost of the bolted joint (metallic parts and nonmaterial costs)
rotorse.rs.brs.d_r | output | m | 5.4715 | Root fastener circle diameter
rotorse.rs.brs.ratio | output |  | 1.2272 | Ratio of recommended diameter over actual diameter. It can be constrained to be smaller than 1
rotorse.rs.constr.constr_max_strainU_spar | output |  | [0.19930812085685254, 0.2636602112212327, 0.37861755061846686, 0.43000830767807374, 0.5361531967194844, 0.6031367629181079, 0.6247526161440052, 0.6446083425302122, 0.6590022981912272, 0.6556763945502307, 0.6445486542623892, 0.6353591309412309, 0.6225864551751025, 0.6177132195640225, 0.6100405032837671, 0.6076504738632882, 0.601006010255038, 0.5892395093457108, 0.574100070830954, 0.5148304768484938, 0.41891809251483497, 0.4736515166132548, 0.48373383630980793, 0.4516685380916263, 0.43151307683329393, 0.39732979615537317, 0.3392838257989044, 0.2504706935335729, 0.12276497405796105, 8.79778812509239e-05] | constraint for maximum strain in spar cap suction side
rotorse.rs.constr.constr_max_strainL_spar | output |  | [0.19930812085685254, 0.2511241117330139, 0.3872497758884376, 0.45163961805103003, 0.5396885572698522, 0.6153082588564717, 0.6394717905069801, 0.6615042344980092, 0.6650527347101829, 0.6476702788831604, 0.6264842230770243, 0.608370855876275, 0.5895258556217975, 0.5819169730743156, 0.5786748665160548, 0.5838257115772716, 0.5876277777779668, 0.5891683737347782, 0.5892977345964949, 0.5806119530490867, 0.44929695077161697, 0.5659807452086068, 0.5611770758911089, 0.5455637316782164, 0.5340200769977566, 0.5045735666859908, 0.4448969024413144, 0.3432326612030681, 0.17636741080534085, 0.00014465016597039614] | constraint for maximum strain in spar cap pressure side
rotorse.rs.constr.constr_max_strainU_te | output |  | [0.19930812085685254, 0.18142267497488263, 0.14137313223062026, 0.16075757435931792, 0.06334828194626647, 0.023950453123001068, 0.010366208306809638, 0.03547200243105694, 0.05760994795458111, 0.06702515840658436, 0.05723971992165843, 0.045486942757980695, 0.03540945058774987, 0.027790945895921376, 0.022288500233830742, 0.049301341955635784, 0.055623146163423676, 0.0652089362297251, 0.07577325510553673, 0.08567466267857339, 0.07541547522430067, 0.10307130840416523, 0.10728688543508152, 0.1117327852722386, 0.12273237020824447, 0.12877891859453308, 0.1325418357640784, 0.10628513849854489, 0.05532277652123703, 9.518144530109817e-05] | constraint for maximum strain in trailing edge suction side
rotorse.rs.constr.constr_max_strainL_te | output |  | [0.19930812085685254, 0.18142267497488263, 0.03177143024223492, 0.042232737819745104, 0.08084110815305694, 0.14134780269005592, 0.17832924205854336, 0.189874621947626, 0.19757394282426058, 0.1978057828812214, 0.1801827495607662, 0.16212359569787696, 0.14592349850844408, 0.13464052006785654, 0.12580418435587365, 0.13659357880024817, 0.13872820315298162, 0.14373089577906212, 0.14927931498547004, 0.1535223258955919, 0.1242397097315148, 0.15766909239393326, 0.15448650409263934, 0.15217159395138494, 0.15437903688103366, 0.15325102407146463, 0.14553389773032238, 0.12436633111869948, 0.06674853400425783, 9.518144530109817e-05] | constraint for maximum strain in trailing edge pressure side
rotorse.rs.constr.constr_flap_f_margin | output |  | [-0.15505867285203678, -1.06782162676187, -2.4235897897889354, -4.063760546301413, -6.4112257319571375] | constraint on flap blade frequency such that ratio of 3P/f is above or below gamma with constraint <= 0
rotorse.rs.constr.constr_edge_f_margin | output |  | [-0.4067584783360221, -2.115095460498809, -4.590123120412695, -8.216860358438948, -12.270779713552] | constraint on edge blade frequency such that ratio of 3P/f is above or below gamma with constraint <= 0
rotorse.rs.curvature.s | output | m | [3.0, 6.4481780310396095, 9.896530558695531, 13.345131114112394, 16.793911945843035, 20.24270777201063, 23.691358789298903, 27.139768670691225, 30.587958584416292, 34.036127455352656, 37.48443327931066, 40.93290966688563, 44.38151133923567, 47.83037696124607, 51.28004518179692, 54.730597066619424, 58.18176525022585, 61.63357697410176, 65.08704547436786, 68.54217290729204, 73.03548886988071, 75.45557551353748, 78.91447446011546, 82.37524382818964, 85.83744505353737, 89.30112929296986, 92.76649051602986, 96.2340251633269, 99.70385771157461, 103.17549324713849] | cumulative path length along blade
rotorse.rs.curvature.blades_cg_hubcc | output | m | 0.92694 | cg of all blades relative to hub along shaft axis. Distance is should be interpreted as negative for upwind and positive for downwind turbines
rotorse.rs.frame.root_F | output | N | [-837615.1815714687, -211007.00239494257, 479928.90259195614] | Blade root forces in blade c.s.
rotorse.rs.frame.root_M | output | N*m | [11253585.496571062, -48573893.07915874, -0.0] | Blade root moment in blade c.s.
rotorse.rs.frame.flap_mode_shapes | output |  | [[0.007422731199481135, 1.678493126220246, -0.867740585065825, -0.09237178970839578, 0.27419651735448985], [-0.19865430682816695, -0.8404061483389681, 0.4889376193230421, 0.20178670722900632, 1.348336128615085], [0.5246642784907362, -0.8565631909247229, 12.440408270894569, -34.511969187609914, 23.403459829149334], [9.059793370990873, -89.0124637119528, 274.57878920869854, -337.02845282902376, 143.40233396128713], [30.976796823957518, -228.03187055145023, 587.2532309827387, -635.8156339637354, 246.61747670848948]] | 6-degree polynomial coefficients of mode shapes in the flap direction (x^2..x^6, no linear or constant term)
rotorse.rs.frame.edge_mode_shapes | output |  | [[0.4015521477721341, 3.505368972793788, -7.256717821978002, 6.3915046293003, -2.0417079278882255], [-1.1224835131971316, 1.5916977404050408, -2.195875479283551, 3.6867846605982555, -0.9601234085226119], [-0.3371829612002858, 16.858961504661742, -56.06519292811875, 57.849127629386665, -17.30571324472937], [-3.6969530712680005, 4.167940440765027, 41.98982794710322, -95.96010769881775, 54.499292382217504], [24.320735467516545, -185.15794738374916, 488.9184057305263, -540.1249150978466, 213.0437212835529]] | 6-degree polynomial coefficients of mode shapes in the edge direction (x^2..x^6, no linear or constant term)
rotorse.rs.frame.tors_mode_shapes | output |  | [[14.174518487101428, -52.347184013863355, 91.26871555664516, -76.99469376986167, 24.89864373997844], [0.0, 0.0, 0.0, 0.0, 0.0], [0.0, 0.0, 0.0, 0.0, 0.0], [0.0, 0.0, 0.0, 0.0, 0.0], [0.0, 0.0, 0.0, 0.0, 0.0]] | 6-degree polynomial coefficients of mode shapes in the torsional direction (x^2..x^6, no linear or constant term)
rotorse.rs.frame.all_mode_shapes | output |  | [[0.007422731199481135, 1.678493126220246, -0.867740585065825, -0.09237178970839578, 0.27419651735448985], [0.4015521477721341, 3.505368972793788, -7.256717821978002, 6.3915046293003, -2.0417079278882255], [-0.19865430682816695, -0.8404061483389681, 0.4889376193230421, 0.20178670722900632, 1.348336128615085], [-1.1224835131971316, 1.5916977404050408, -2.195875479283551, 3.6867846605982555, -0.9601234085226119], [0.5246642784907362, -0.8565631909247229, 12.440408270894569, -34.511969187609914, 23.403459829149334], [-0.3371829612002858, 16.858961504661742, -56.06519292811875, 57.849127629386665, -17.30571324472937], [9.059793370990873, -89.0124637119528, 274.57878920869854, -337.02845282902376, 143.40233396128713], [-3.6969530712680005, 4.167940440765027, 41.98982794710322, -95.96010769881775, 54.499292382217504], [30.976796823957518, -228.03187055145023, 587.2532309827387, -635.8156339637354, 246.61747670848948], [24.320735467516545, -185.15794738374916, 488.9184057305263, -540.1249150978466, 213.0437212835529]] | 6-degree polynomial coefficients of mode shapes in the edge direction (x^2..x^6, no linear or constant term)
rotorse.rs.frame.flap_mode_freqs | output | Hz | [0.6101081382948805, 1.6242891981946954, 3.1306982682247684, 4.953110219905299, 7.561404870633882] | Frequencies associated with mode shapes in the flap direction
rotorse.rs.frame.edge_mode_freqs | output | Hz | [0.8897745888326419, 2.7879267912357384, 5.53795752447339, 9.567665566724783, 14.072020405739286] | Frequencies associated with mode shapes in the edge direction
rotorse.rs.frame.tors_mode_freqs | output | Hz | [22.41685861870911, 0.0, 0.0, 0.0, 0.0] | Frequencies associated with mode shapes in the torsional direction
rotorse.rs.frame.freqs | output | Hz | [0.6101081382948805, 0.8897745888326419, 1.6242891981946954, 2.7879267912357384, 3.1306982682247684, 4.953110219905299, 5.53795752447339, 7.561404870633882, 9.567665566724783, 10.682543353424101] | ration of 2nd and 1st natural frequencies, should be ratio of edgewise to flapwise
rotorse.rs.frame.freq_distance | output |  | 1.4584 | ration of 2nd and 1st natural frequencies, should be ratio of edgewise to flapwise
rotorse.rs.frame.dx | output | m | [-0.0, 0.003703751233481143, 0.014975386880561615, 0.03520849796543507, 0.06754267310292467, 0.11683223349067193, 0.18871097213433743, 0.28806772262257524, 0.4191333178739888, 0.5854555908532624, 0.7891291370319148, 1.0312064418737625, 1.3124520078614166, 1.633758085132465, 1.9966356948832389, 2.4035075956428815, 2.8577618870042296, 3.363431783065077, 3.9248038931709397, 4.546458860508687, 5.446694663413678, 5.972600791581855, 6.786991478613601, 7.686225510383481, 8.679743828484737, 9.779903633368207, 10.999915607413874, 12.349173295033404, 13.82495873814605, 15.382301429289747] | deflection of blade section in airfoil x-direction
rotorse.rs.frame.dy | output | m | [0.0, -0.001016680670637578, -0.004255671264617995, -0.010474579316417598, -0.02084318444309342, -0.03680097080732754, -0.059536431759720294, -0.08933389808646743, -0.12592904110382652, -0.16908805258978696, -0.2187716549262683, -0.2749887413003806, -0.3377010716234286, -0.4068629275485334, -0.48243040943545507, -0.56433723040944, -0.6525033693309127, -0.7468405958739743, -0.8472793164590433, -0.9537823150960172, -1.100715172788225, -1.1833202371471654, -1.305598568237724, -1.432259834942416, -1.5618036446629053, -1.692336304910412, -1.82162682927585, -1.9472546255528598, -2.066907401711406, -2.181208473330801] | deflection of blade section in airfoil y-direction
rotorse.rs.frame.dz | output | m | [-0.0, -5.6151032377328146e-05, -0.0001244592324653298, -0.00020395177355085858, -0.00029587193408305983, -0.00039603081313842016, -0.0004995502826437449, -0.0006037362615701882, -0.0007075392740809349, -0.0008105034062081957, -0.0009122794512851038, -0.0010125559833534506, -0.001111074643625265, -0.001207674632175404, -0.0013021384260949592, -0.0013943847385626117, -0.0014843529707958358, -0.0015719300757558187, -0.0016572810484811636, -0.0017401566500064433, -0.0018200470569546452, -0.0018503480611870315, -0.0018975914707298454, -0.0019391532351979482, -0.0019757063741441456, -0.0020075860297280516, -0.0020341950878198277, -0.0020547686166733216, -0.0020686401116859652, -0.0020743821839813775] | deflection of blade section in airfoil z-direction
rotorse.rs.frame.EI11 | output | N*m**2 | [79807747966.9001, 64307637736.3732, 49898675660.84771, 36667686879.18478, 24148682808.06039, 16876056622.249226, 13512935811.97336, 10783200813.481304, 8818901243.956621, 7610085089.845124, 6696682153.360709, 5834479301.288354, 5078272453.043434, 4258347080.888808, 3492835488.665046, 2751642337.0771017, 2141612221.5678082, 1647474120.5414982, 1245115081.164096, 922358433.496663, 830479970.2252468, 462669738.596893, 309100451.5445519, 193976962.2184009, 109486047.08088799, 56835321.015722126, 26521706.43982815, 10312847.50987349, 2886729.3811957208, 405745.09632417443] | stiffness w.r.t principal axis 1
rotorse.rs.frame.EI22 | output | N*m**2 | [79811099575.35461, 77100524743.74956, 60867268861.1633, 47516149771.71682, 37456706608.931854, 31260963663.402107, 27324616760.54597, 24380128644.740887, 22441978564.64885, 21190183801.313225, 20324294103.161304, 19409813713.018494, 18404857731.27168, 16832533847.478617, 14680776403.908018, 11760231899.848822, 9403989497.907705, 7126017310.692407, 5239334072.146144, 3768546142.5910187, 3151706006.147098, 1836731307.4843743, 1246599588.4953415, 825359781.0948555, 497709010.9132794, 293722926.3267251, 164142038.7362896, 83211573.23691887, 35126024.294601955, 5896419.105805461] | stiffness w.r.t principal axis 2
rotorse.rs.frame.alpha | output | deg | [12.07607196435951, 70.0385687662728, 50.61244597338085, 25.27405709541375, 15.981821123439428, 10.394810794983746, 7.532555773620774, 5.131171301077448, 3.8956308546382665, 3.7151327064800173, 3.6145323742233537, 3.4609497320536553, 3.301432729241773, 3.0625881266299446, 2.752900448855435, 2.486987819138153, 2.1738556498768955, 1.8929847004639486, 1.6242244181499688, 1.3423386998705644, 1.2177688871862695, 0.6772060765029414, 0.23889768882171547, -0.284121328520294, -0.6835792805923755, -0.8939096537051257, -0.9295691915647729, -0.8393837540422282, -1.1367657048189659, -1.4332137510064333] | Angle between blade c.s. and principal axes
rotorse.rs.frame.M1 | output | N*m | [-33774615.36730006, -31720943.14715239, -18287424.85517919, -30667619.97318992, -35152759.72040399, -34294986.64489604, -32233894.841868583, -29718758.267850544, -27048414.01728091, -24429997.340287875, -21923952.871805493, -19516604.087131217, -17219980.094037782, -15049654.97390503, -13016382.214415219, -11128954.549506301, -9394150.35914197, -7816755.793161283, -6398756.930810358, -5138474.538901543, -3740823.8455944145, -3078981.1984888683, -2250178.9463812993, -1563255.872937715, -1015550.2991587672, -600639.3403368515, -307313.8889600723, -121181.67339521227, -25420.00859775741, 4.770722336716972] | distribution along blade span of bending moment w.r.t principal axis 1
rotorse.rs.frame.M2 | output | N*m | [36678921.47228555, 34534523.9794214, 39956628.97792122, 27239317.71950022, 14758800.932671713, 8254013.700845313, 3946107.5804084577, 959635.2025901212, -845231.1816797858, -1319760.717041376, -1188510.9810227756, -1038413.1798674767, -906205.0826383946, -803662.6692761568, -764574.447501359, -763367.7793394505, -755578.4090741018, -717658.8535997788, -648722.8114398527, -568242.8523870377, -448248.5448249214, -408247.9632206094, -336324.58670211694, -267984.81098001066, -197864.87172188575, -128786.30834262537, -70264.12969210002, -29038.408482642488, -6498.54894238113, 0.11206934432721027] | distribution along blade span of bending moment w.r.t principal axis 2
rotorse.rs.frame.F2 | output | N | [597171.9436924396, 595528.4649519473, 375485.62997220765, 650155.0404793711, 784243.5312261644, 812524.1988603201, 814438.419988567, 803759.420700954, 785832.2229005771, 765236.020529468, 742504.7418424024, 715683.6514880741, 683558.391514346, 646230.8530896988, 604983.0997559117, 561177.4229595627, 515824.1558471479, 469517.7415566356, 422882.05283290154, 376347.5658246718, 310269.39435359393, 277744.6494635639, 234872.88016643297, 191145.86804943773, 149092.86046818848, 109910.07534248853, 74385.31895790818, 43321.28686618499, 17740.14081704024, -813.2702043643512] | distribution along blade span of force w.r.t principal axis 2
rotorse.rs.frame.F3 | output | N | [479928.90259195614, 527462.8930689177, 552589.7105195216, 562020.342131729, 560772.3663176954, 552438.1357285872, 539330.3147381878, 522708.4456240138, 503319.18502729974, 481481.36187152314, 457210.9288834147, 430479.1256959031, 401346.4868036409, 370211.01379731164, 337715.50306972757, 304875.2316089458, 272536.7798956394, 241283.55135289876, 211818.2000348245, 184436.86747780332, 121521.91925452811, 89386.31967644935, 69419.74042228048, 52122.71823959006, 37578.656845951926, 25700.58483746482, 16109.87624130519, 8654.619849208526, 3247.013368551106, 6.139089236967266e-12] | axial resultant along blade span
rotorse.rs.strains.strainU_spar | output |  | [0.0007972324834274101, -0.0010546408448849308, -0.0015144702024738675, -0.001720033230712295, -0.0021446127868779375, -0.0024125470516724317, -0.002499010464576021, -0.0025784333701208487, -0.002636009192764909, -0.0026227055782009233, -0.0025781946170495566, -0.0025414365237649236, -0.00249034582070041, -0.0024708528782560898, -0.0024401620131350686, -0.0024306018954531527, -0.002404024041020152, -0.002356958037382843, -0.0022964002833238163, -0.0020593219073939753, -0.0015605775088589505, -0.0018946060664530192, -0.0019349353452392318, -0.0018066741523665053, -0.0017260523073331757, -0.0015893191846214926, -0.0013571353031956177, -0.0010018827741342916, -0.0004910598962318442, 3.519115250036956e-07] | strain in spar cap on upper surface at location xu,yu_strain with loads P_strain
rotorse.rs.strains.strainL_spar | output |  | [0.0007972324834274101, 0.0010044964469320557, 0.0015489991035537505, 0.0018065584722041202, 0.002158754229079409, 0.002461233035425887, 0.0025578871620279206, 0.002646016937992037, 0.002660210938840732, 0.0025906811155326417, 0.0025059368923080975, 0.0024334834235051, 0.00235810342248719, 0.0023276678922972624, 0.0023146994660642193, 0.002335302846309086, 0.0023505111111118675, 0.002356673494939113, 0.00235719093838598, 0.002322447812196347, 0.0016396098003535061, 0.002263922980834427, 0.0022447083035644355, 0.0021822549267128655, 0.002136080307991026, 0.0020182942667439636, 0.0017795876097652576, 0.0013729306448122724, 0.0007054696432213635, -5.786006638815845e-07] | strain in spar cap on lower surface at location xl,yl_strain with loads P_strain
rotorse.rs.strains.strainU_te | output |  | [0.0007972324834274101, -0.0007256906998995306, -0.000565492528922481, -0.0006430302974372717, -0.0002533931277850659, -9.580181249200427e-05, 4.146483322723856e-05, 0.00014188800972422778, 0.00023043979181832446, 0.00026810063362633745, 0.00022895887968663373, 0.00018194777103192278, 0.00014163780235099948, 0.0001111637835836855, 8.915400093532297e-05, 0.00019720536782254314, 0.0002224925846536947, 0.0002608357449189004, 0.00030309302042214693, 0.0003426986507142936, 0.00028935087595207554, 0.00041228523361666093, 0.0004291475417403261, 0.0004469311410889544, 0.0004909294808329779, 0.0005151156743781323, 0.0005301673430563136, 0.00042514055399417954, 0.00022129110608494812, -3.807257812043927e-07] | strain in trailing-edge panels on upper surface at location xu,yu_te with loads P_te
rotorse.rs.strains.strainL_te | output |  | [0.0007972324834274101, -0.0007256906998995306, -0.0001270857209689397, -0.00016893095127898042, 0.00032336443261222775, 0.0005653912107602237, 0.0007133169682341735, 0.000759498487790504, 0.0007902957712970423, 0.0007912231315248856, 0.0007207309982430648, 0.0006484943827915078, 0.0005836939940337763, 0.0005385620802714261, 0.0005032167374234946, 0.0005463743152009927, 0.0005549128126119265, 0.0005749235831162485, 0.0005971172599418802, 0.0006140893035823675, 0.00046181969952916705, 0.000630676369575733, 0.0006179460163705573, 0.0006086863758055398, 0.0006175161475241346, 0.0006130040962858585, 0.0005821355909212896, 0.0004974653244747979, 0.0002669941360170313, -3.807257812043927e-07] | strain in trailing-edge panels on lower surface at location xl,yl_te with loads P_te
rotorse.rs.strains.axial_root_sparU_load2stress | output | m**2 | [0.0, 0.0, -0.8522815460926468, 0.7867868281256258, 9.199686554942078e-06, 0.0] | Linear conversion factors between loads [Fx-z; Mx-z] and axial stress in the upper spar cap at blade root
rotorse.rs.strains.axial_root_sparL_load2stress | output | m**2 | [0.0, 0.0, -0.8522815460926468, 0.7867868281256258, 9.199686554942078e-06, 0.0] | Linear conversion factors between loads [Fx-z; Mx-z] and axial stress in the lower spar cap at blade root
rotorse.rs.strains.axial_maxc_teU_load2stress | output | m**2 | [0.0, 0.0, -1.0342683502754735, -1.358025756337788, -0.04019802746660303, 0.0] | Linear conversion factors between loads [Fx-z; Mx-z] and axial stress in the upper trailing edge at blade max chord
rotorse.rs.strains.axial_maxc_teL_load2stress | output | m**2 | [0.0, 0.0, -1.0342683502754735, -1.4066404408207087, -0.3575754242214578, 0.0] | Linear conversion factors between loads [Fx-z; Mx-z] and axial stress in the lower trailing edge at blade max chord
rotorse.rs.tip_pos.tip_deflection | output | m | 14.8655 | deflection at tip in yaw x-direction
rotorse.rs.tot_loads_gust.Px_af | output | N/m | [1269.6446083458293, 1330.1552555270027, 1581.3419442002896, 2071.2115746416007, 2703.9884225136198, 3252.20290967264, 3715.362901412714, 4281.700486560943, 4972.15253043114, 5867.450854850933, 6894.595303083001, 8240.351968450708, 9918.810154916964, 11203.020343037258, 12080.427872777913, 12591.020661927803, 12964.198383167797, 13196.48055263364, 13282.603769106776, 13221.03577920143, 14633.995491066607, 12787.725843770275, 12587.22707550965, 12300.370282354912, 11704.429810528658, 10836.587260739509, 9741.133119282968, 8361.930101616546, 6631.640549147141, 4381.642466117775] | total distributed loads in airfoil x-direction
rotorse.rs.tot_loads_gust.Py_af | output | N/m | [620.5950640436425, 651.7113461113404, 477.97425751349516, 102.2535593502829, -446.725668585927, -800.6606725000112, -1008.4947585590327, -1196.2649531494221, -1388.2218252694706, -1614.7703304880831, -1838.2201274149843, -2132.7328089519197, -2450.8318584753915, -2578.2474875520265, -2610.864978707938, -2627.8854195895183, -2643.3881537625102, -2618.3255832405107, -2559.49597333379, -2490.1522384843947, -2265.643449291427, -2389.9032496696273, -2422.4555235142275, -2478.4420475413194, -2478.5321249745666, -2375.612973150457, -2186.6235267601055, -1911.2668798266782, -1528.179092437511, -1017.1009630253662] | total distributed loads in airfoil y-direction
rotorse.rs.tot_loads_gust.Pz_af | output | N/m | [-17576.86641259515, -9993.885044411694, -4580.217912620115, -889.7545624867344, 1613.6078243730335, 3220.427940335173, 4382.393928355058, 5258.6526786662325, 5987.541371190024, 6678.872917574233, 7398.5072699632, 8106.521446534432, 8791.043852496583, 9268.210527494914, 9579.89404166385, 9468.180365319038, 9288.826752979687, 8838.728195251682, 8251.818214632174, 7629.952237679117, 20440.849390073694, 6186.795138101945, 5394.256873321521, 4638.394158762211, 3797.478569418794, 3092.062346716882, 2470.7578281858473, 1853.4535489924579, 1283.07640144625, 600.2622705713994] | total distributed loads in airfoil z-direction
rotorse.split.blade_length_inner | output | m | 70.1228 | Length of inner blade portion
rotorse.split.s_inner | output |  | [0.0, 0.04926108374384237, 0.09852216748768473, 0.1477832512315271, 0.19704433497536947, 0.24630541871921185, 0.2955665024630542, 0.3448275862068966, 0.39408866995073893, 0.44334975369458135, 0.4926108374384237, 0.541871921182266, 0.5911330049261084, 0.6403940886699508, 0.6896551724137931, 0.7389162561576356, 0.7881773399014779, 0.8374384236453202, 0.8866995073891627, 0.935960591133005, 1.0] | Inner blade nondimensional span location
rotorse.split.chord_inner | output | m | [4.5, 4.516534551546473, 4.592554552493484, 4.720268647024349, 4.75, 4.75, 4.75, 4.75, 4.75, 4.75, 4.75, 4.7, 4.64, 4.48, 4.30815493183957, 4.071095673436996, 3.830786554698718, 3.5937778702371683, 3.353572396827501, 3.1097268095527446, 2.7901044270071376] | Inner blade chord distribution
rotorse.split.coord_xy_interp_inner | output |  | [[[1.0, -5.228022875725102e-16], [0.9994296839925829, -0.022259740711558177], [0.998063017832965, -0.04445803489546769], [0.9955739142666737, -0.0665618134473914], [0.9920863097495596, -0.08851982053258164], [0.9876861486750572, -0.11027527223126012], [0.9823305251706395, -0.1317843709197388], [0.9760119083356917, -0.15300661763508847], [0.9687874672983805, -0.17388680280547386], [0.9606748602592399, -0.19437934848935778], [0.9516753587636768, -0.2144496858898974], [0.9418276527462444, -0.23405837873056085], [0.9311752953551308, -0.25315297586530683], [0.9197303974311781, -0.2717058715241765], [0.9075245591947199, -0.2896910384273745], [0.8946104080703081, -0.3070575403137143], [0.8810096964994353, -0.3237794960574165], [0.866747905197194, -0.339839087916958], [0.8518902581712055, -0.355200475411866], [0.8364694626214207, -0.3698431374689817], [0.820513485943698, -0.3837614939542973], [0.8040738322175812, -0.39691489811790015], [0.7871915298856534, -0.4092893400643106], [0.7698979191015535, -0.4208940017028426], [0.7522523412351593, -0.4317036404757956], [0.7342913491785575, -0.44170411642042817], [0.7160449249557642, -0.4509162950105447], [0.6975716400331089, -0.4593111923915063], [0.6789061864336874, -0.46689183369931203], [0.6600803126205398, -0.4736931268620854], [0.6411475171372123, -0.4796641292900073], [0.6221376509688521, -0.48484343347152115], [0.6030879981944149, -0.48926892453206955], [0.5840450421189749, -0.49287710440089977], [0.5650308976870032, -0.4957710179013429], [0.5460886027795995, -0.49790677272002765], [0.5272486739168989, -0.4992052309653694], [0.508535950506088, -0.4999001471231513], [0.48999235547038833, -0.49986512233616714], [0.4716321145068305, -0.49915299052333634], [0.4534925037443476, -0.4978655748478763], [0.43559330289767306, -0.49584922139645754], [0.41795606561694243, -0.49322020425743757], [0.40060974844257646, -0.4900340177148858], [0.38356093160600935, -0.48624065438121056], [0.3668432157337161, -0.4819531220757106], [0.35045731632050314, -0.4771070365916879], [0.33443448400863013, -0.4718016171476336], [0.3187741003293152, -0.4659975031053569], [0.3034996231212948, -0.45977183363997315], [0.2886112935656476, -0.45311101277459814], [0.27412438666566624, -0.4460714726760404], [0.26004145552371905, -0.4386539965865653], [0.2463748720159175, -0.4308972880761414], [0.23312344393883352, -0.4228128921543159], [0.22029377781042306, -0.41444216059030164], [0.20788328296533118, -0.4057907314202666], [0.19590295639164576, -0.39689711005990247], [0.18434125306662855, -0.38776302893280623], [0.17321393095416077, -0.37843278185751145], [0.16249917612963843, -0.3689016855353163], [0.15221460277725932, -0.35922081920480586], [0.14233175939897136, -0.3493817949754996], [0.13287211153919, -0.33942867829019185], [0.12380643962975978, -0.3293594524047539], [0.11514762338607656, -0.3192023645100907], [0.10688720880274838, -0.30897183476900875], [0.09900711152156343, -0.2986754406431281], [0.09152340438534401, -0.28834653723959136], [0.08439704281722242, -0.2779791205220024], [0.0776464790199521, -0.26760420577043886], [0.0712479082120208, -0.2572292124527742], [0.06518786629737473, -0.24686109008276283], [0.05948747212742032, -0.23652443301269652], [0.05410024641809, -0.22621390127387142], [0.049037878670187655, -0.21594907486257175], [0.044300349757333976, -0.2057452464738149], [0.039842359734680484, -0.19559765442820762], [0.035689975243613004, -0.1855255033033041], [0.031829235005065896, -0.1755359887530568], [0.028220007205789974, -0.16562693673246215], [0.024892524779269766, -0.15581522149021937], [0.021828668303003517, -0.1461056218157035], [0.018984694713133153, -0.13649533799824295], [0.016392191702033498, -0.1269983005811027], [0.014044634634199048, -0.11762077059006065], [0.011879824984634942, -0.10835684703907963], [0.00993094518736226, -0.09921662146203765], [0.008219407957347494, -0.0902084101294225], [0.0066583862213787865, -0.08132543510984099], [0.005267741928506431, -0.07257222340427001], [0.004095157538529609, -0.06395640173157158], [0.0030987885971364196, -0.055478013021100045], [0.0021966077355110324, -0.04713200469997591], [0.0014626417630186888, -0.03892440526041703], [0.0009644846082979224, -0.030860610171394718], [0.0005993738679828514, -0.022936235945969063], [0.0002900866455990823, -0.015148765877396714], [7.807077883024657e-05, -0.007502222076493378], [0.0, 0.0], [7.804120611659719e-05, 0.007500736220690077], [0.0002898787241920041, 0.015142758486887441], [0.000598775316682048, 0.02292258456141937], [0.0009633263516348351, 0.03083611939777482], [0.0014596682128281925, 0.03888574897117924], [0.002190976364499905, 0.047075815990683056], [0.0030899784195977838, 0.05540088812816734], [0.0040827111247031585, 0.06385488643689734], [0.005248531243836643, 0.07244263446468859], [0.006631282230012606, 0.08116423659691048], [0.008183684298590573, 0.09001209900857182], [0.009883614168490653, 0.09898142028662286], [0.011817640154723611, 0.10807902374749315], [0.01396619932168302, 0.1172968915532844], [0.016295142079104163, 0.1266248185078847], [0.018863193778115264, 0.13606823481979585], [0.02168071375327755, 0.1456217410739376], [0.02471591629586298, 0.15527150565279574], [0.028006440010586352, 0.16501912653915243], [0.031576255891496444, 0.17486145042023293], [0.03539483961687758, 0.18478174850035556], [0.03949498254800754, 0.19478045115068363], [0.04389792827815823, 0.20485282604936875], [0.04857580757377652, 0.21497933573681455], [0.053567991613811754, 0.2251632488767036], [0.058881821148870805, 0.23539257539832661], [0.06450016290273135, 0.24564586185495754], [0.07046920463911448, 0.2559288096954281], [0.07677403099247092, 0.2662200889663396], [0.08341621271683673, 0.2765073937902718], [0.09042901951906561, 0.28678971177956086], [0.0977906533229447, 0.29703436159541413], [0.10553618719874776, 0.30724577033016703], [0.11365876004177941, 0.31739779819794195], [0.12216148331893956, 0.32747251411893785], [0.1310674986027348, 0.3374671550918847], [0.14035464992188373, 0.3473464005305412], [0.15005511078613856, 0.35711729389225577], [0.16014896266156226, 0.36673682914626515], [0.17065818789963985, 0.3762090161783657], [0.181574957422924, 0.3854954202777727], [0.19290757140963555, 0.39458324766597075], [0.20465763457781186, 0.4034522528592034], [0.21681735306942437, 0.4120736546751029], [0.22939648396347811, 0.4204412604055216], [0.24237780069407988, 0.4285157291249229], [0.25577362426833844, 0.43629701405132887], [0.2695667856328992, 0.4437307842367116], [0.2837657972261352, 0.4508257189736273], [0.29834798288780395, 0.457529313046837], [0.3133189787852679, 0.46384827499917675], [0.3286584618928104, 0.4697270339484696], [0.3443649416455463, 0.4751660894880115], [0.3604197737256814, 0.480124895665173], [0.37681123376695697, 0.48458015694873546], [0.3935252510207292, 0.48853802379954264], [0.41053864255357086, 0.49191628687198], [0.4278432324908231, 0.4947936897726825], [0.4454066634681981, 0.49700186546594965], [0.46322225410302975, 0.4986945279258362], [0.4812515456557157, 0.4995759574617022], [0.49948102667173666, 0.49999959595885196], [0.5178795830856975, 0.49960989996393285], [0.53641763136701, 0.49871925440459125], [0.5550757049095608, 0.4969470954598008], [0.5738084272426077, 0.494546807361687], [0.5925967311050585, 0.49134249558479953], [0.6114013775535108, 0.48742771367820337], [0.6301864306052414, 0.48276379079159115], [0.648926781663159, 0.4772994360273941], [0.6675702064249728, 0.4710909063826163], [0.6860884295909518, 0.46408556444857973], [0.7044453890439168, 0.45628515353038346], [0.722592093722966, 0.4477211541323308], [0.7405018004535244, 0.43835712852367326], [0.7581254571228347, 0.4282123442390851], [0.7754210143761534, 0.4173028842750689], [0.7923623735876, 0.40561397611120953], [0.8088945461516955, 0.3931735469910263], [0.8249746330148909, 0.37999039194943635], [0.840576952273409, 0.36606263907410247], [0.8556527588088183, 0.3514331465234179], [0.8701628988827119, 0.3361178636958033], [0.8840850330712717, 0.32012561483558377], [0.8973612142623708, 0.3034905059583089], [0.9099546800766618, 0.28624096866093407], [0.9218514714025469, 0.26839650792968384], [0.9330128366584267, 0.2500014055184513], [0.9433892789690503, 0.23108884233257734], [0.9529731538505595, 0.2116848082416565], [0.9617431308270605, 0.19183234032607036], [0.9696406906754642, 0.17157715881862903], [0.976664215898664, 0.15095167052848085], [0.9828150771120139, 0.12999562103203396], [0.9880284400451029, 0.1087652991581767], [0.9923048366037509, 0.08729993375043676], [0.9956935187759139, 0.06563977190440677], [0.9981204893400154, 0.043839458141428], [0.9994430379087047, 0.021949651396883253], [1.0, -5.262717345244639e-16]], [[1.0, -0.0004638118459895953], [0.9984671733845202, -0.022176073806829073], [0.9962010189226616, -0.044351395222738545], [0.9929026769529263, -0.06634546047691313], [0.9886921791534908, -0.08835128540674543], [0.9836417003030666, -0.11016186981181435], [0.9776935270191353, -0.13166614881679514], [0.9708332396137559, -0.15288392077035748], [0.9631054519385788, -0.1737598287607129], [0.954532118302001, -0.1942484639483162], [0.9450948827272965, -0.21431485989644075], [0.9348365135795949, -0.2339197139318746], [0.9237922165624115, -0.2530104348178591], [0.9119678731501509, -0.2715592588317117], [0.8994040293865623, -0.2895255546496477], [0.8861439850623914, -0.30676257525251216], [0.8722139273132252, -0.3233331078794496], [0.8576405013890981, -0.3392208212500267], [0.8424918463138651, -0.35439498446765005], [0.8268017658276134, -0.36883894361410424], [0.8105945479290707, -0.38253690406162383], [0.7939227340691527, -0.3954518514729365], [0.7768322401803981, -0.4075848533740013], [0.7593482453756809, -0.4189206804928453], [0.7415376393986641, -0.4294645249422542], [0.7234312051733087, -0.43917633044306814], [0.705064134628845, -0.4480974501783146], [0.6864948073590625, -0.4562062936146256], [0.6677567468827389, -0.4634961629040646], [0.6488816855296917, -0.4699964056434572], [0.6299233101319794, -0.47568642538005484], [0.6109107600460605, -0.4805696742550079], [0.5918808588686519, -0.48470898820901515], [0.5728785950404724, -0.4880432475178806], [0.5539269984789256, -0.4906676163064863], [0.5350676946300881, -0.49253453011194503], [0.5163311532459858, -0.49357637071225186], [0.49773819674912345, -0.4940322652122179], [0.47933306660787195, -0.49376498314870565], [0.4611285998354018, -0.4928308092881163], [0.44315932912926065, -0.4913347518591997], [0.4254476850733872, -0.4891175241862929], [0.4080096040923348, -0.4863082497256368], [0.3908777222269456, -0.4829469700751172], [0.37405439787754124, -0.4789965744435154], [0.3575737836368038, -0.47456307703290074], [0.34143815925513366, -0.46958203525468334], [0.3256707636257218, -0.46416144069790816], [0.31027963353432836, -0.4582498364766646], [0.29527935033472164, -0.45193415045643265], [0.28067513168210884, -0.4451943605070709], [0.26647890456738466, -0.4380893792040086], [0.25268936761168936, -0.4306246469372193], [0.23932380454759788, -0.42283149436736955], [0.22637249324966888, -0.4147302870857254], [0.21384162583594854, -0.40636054651531306], [0.20172964390601206, -0.3977263749246579], [0.19004270401008846, -0.38886847357967336], [0.17878051391940514, -0.3797791829451586], [0.16794719268130187, -0.37050981375349185], [0.1575156104719489, -0.36105917021098194], [0.14751757926659972, -0.35146658922371105], [0.13791727522783742, -0.3417287941527196], [0.12873263379551803, -0.3318898962587249], [0.11993293273125566, -0.32194856962266255], [0.11152631628830112, -0.31193375629085474], [0.1035129018182118, -0.3018548344067732], [0.09586967710637402, -0.29172118538198283], [0.08861022310916078, -0.2815652950964024], [0.08169699278465405, -0.2713805684570672], [0.07515353791922992, -0.26119428841162695], [0.0689536742727614, -0.2510145000882887], [0.06308392696199935, -0.2408477975730364], [0.0575662813086175, -0.23071713950277656], [0.05235457470435836, -0.2206175141857337], [0.04745787224483998, -0.210568128140777], [0.042876780986014475, -0.20058378207747635], [0.03856735485208224, -0.19065910899054278], [0.03455089898704609, -0.1808132710703352], [0.030813599295340163, -0.17105300680166907], [0.027320880179595934, -0.161375236688796], [0.024102217770986714, -0.15179591407869095], [0.02113765490830785, -0.14231956568402285], [0.01838287969958718, -0.13294369100743667], [0.015870108077630753, -0.12368126864619768], [0.013595936204282798, -0.11453780557129871], [0.011500582795211394, -0.10550742459297964], [0.009614318272012281, -0.09659991246456354], [0.007957053891586519, -0.08782330704853379], [0.0064445289752556685, -0.07917089161949087], [0.005098087130931879, -0.07064680861546084], [0.00396431543475112, -0.062258207100183136], [0.0030004062476149847, -0.05400512757964083], [0.002125683476350713, -0.045882739179928946], [0.001409007077869603, -0.037896849780697024], [0.0009233128284636501, -0.03005224200938579], [0.0005719431369820731, -0.022344335003813873], [0.0002750881655745939, -0.01477069658801215], [7.41662246608336e-05, -0.007334963563321715], [0.0, 0.0], [7.347445324379198e-05, 0.007252611896674817], [0.0002745659257330717, 0.014683235244873173], [0.0005728883741955862, 0.02224903247250814], [0.00092888574053064, 0.029945982797076012], [0.0014135718626495971, 0.03777665537698494], [0.002122126409694201, 0.04574559215698956], [0.002991086641440035, 0.05384759271643007], [0.003950335703883144, 0.062076742716421635], [0.005078543629372844, 0.07043767696000137], [0.006419595456864862, 0.07893061415193242], [0.007924025833754341, 0.087548563081347], [0.009569149536340523, 0.09628715057146045], [0.011440070855323989, 0.1051529476558098], [0.01352107571228472, 0.11413795167113061], [0.015780697958844073, 0.12323244795107474], [0.018272094317778625, 0.13244220060624826], [0.021001590178729122, 0.1417625212927189], [0.023939614041401977, 0.15118003060948984], [0.02712533771965366, 0.16069604484578753], [0.03058370542078846, 0.17030771763782235], [0.034282621134373775, 0.17999938680277952], [0.038250043752213414, 0.18977241343674528], [0.042506169459466475, 0.19962249533533663], [0.04702849014627919, 0.20953041486422877], [0.05185734038696555, 0.2194994442798542], [0.0569971055718374, 0.22951870376683936], [0.06243435872093425, 0.23956671277975136], [0.06821537188347812, 0.24964859552216043], [0.0743257263211002, 0.2597442634918527], [0.08076670668052384, 0.2698418898118907], [0.08757095714437121, 0.27994049711580676], [0.09471580228559101, 0.29000962360221166], [0.10223139417679081, 0.3000553899215217], [0.1101157796798437, 0.3100511882893672], [0.11837331562223306, 0.31997939522976504], [0.12702402951280237, 0.3298390388299363], [0.13604234189662803, 0.33959842844845023], [0.14546864117305108, 0.3492604455213171], [0.15528494465845252, 0.3587829681182552], [0.16551112908835186, 0.3681710582651799], [0.17613934088294245, 0.3773882768662191], [0.18717687765731914, 0.3864235117978308], [0.19862630083322627, 0.39525686713693636], [0.2104861574450254, 0.4038567451745826], [0.22276407416847543, 0.4122190506206185], [0.2354400780902196, 0.4203090489617321], [0.24853083896880593, 0.42812311595611435], [0.26202139615928166, 0.43560738319454445], [0.275922264161973, 0.4427685504481824], [0.2902119763985298, 0.4495554523831977], [0.3048988924919414, 0.4559708561960908], [0.3199612214964364, 0.4619638966216653], [0.33539825377575, 0.46753317300933045], [0.3511959428693748, 0.4726349444795142], [0.3673386940107639, 0.47725206347213606], [0.3838166511021187, 0.48138502078055556], [0.4006080126231038, 0.4849517901466881], [0.4177036587735642, 0.4880306800018812], [0.43507265499822245, 0.49045773635660583], [0.45271021057379146, 0.492376417191462], [0.47057983694609773, 0.49349658001198776], [0.48866904746183576, 0.49415462050041453], [0.5069452861228687, 0.4940125776377233], [0.5253797149747718, 0.4933713024806604], [0.5439536005872413, 0.4918556497537658], [0.5626217226887857, 0.4897172072337827], [0.581366344599658, 0.48677077316982476], [0.6001470362911642, 0.4831253040200702], [0.6189295288327601, 0.4787219228681121], [0.6376880328744812, 0.47352020444549037], [0.6563716919801897, 0.46757844348681354], [0.6749507081188533, 0.46083005314765507], [0.6933911532444501, 0.453291236651978], [0.7116437134755846, 0.44498612009123784], [0.7296816422460073, 0.4358788942802349], [0.7474551985791178, 0.42597909598145167], [0.7649245875788055, 0.41531469067365273], [0.7820616618200305, 0.40386138003606425], [0.798812848987524, 0.39164888166776], [0.8151339357669349, 0.37867995890959544], [0.8310004341502942, 0.36495817685594373], [0.8463690868703138, 0.35053704946112146], [0.8611939760746471, 0.33541049830407976], [0.8754588797550087, 0.3196102269575249], [0.8890984683928713, 0.3031452164959244], [0.9020836386545227, 0.2860633390985634], [0.9143932627540562, 0.2683667571004267], [0.9259908906206432, 0.2500314310413086], [0.9368323126596996, 0.23112446983111865], [0.9469028490122432, 0.2117258711840455], [0.9561823522364571, 0.19187870465591542], [0.9646151024331149, 0.1716287150318257], [0.972199006376436, 0.15100830860478814], [0.9789264086424856, 0.1300570542579335], [0.9847409503350865, 0.10883136825772055], [0.9896477740655049, 0.08737054466842599], [0.9936826075080232, 0.06571457999407904], [0.9967768773419313, 0.04391797850773191], [0.9987746570413105, 0.02221192451065693], [1.0, 0.00030387842938652644]], [[1.0, -0.0038492654100905654], [0.9906314389460237, -0.02124358659915649], [0.980995553124424, -0.04244577814857979], [0.9710008406108143, -0.06310906534007898], [0.9607347862368819, -0.08485651608924341], [0.9501792391917762, -0.10652681256063543], [0.9391845966882083, -0.12758610905981918], [0.9277995368785148, -0.14839146457103897], [0.9159038272676024, -0.16887438898026688], [0.9035141573243257, -0.1890037103413512], [0.8904468618951541, -0.208710153716595], [0.8767805360441657, -0.2279657306584762], [0.8624805867331169, -0.24670559288775049], [0.8475002499100438, -0.26488825755621626], [0.8319554654799055, -0.2824033900682671], [0.8158100483185959, -0.2985340525300442], [0.7991269475008924, -0.31385984705471537], [0.7819419403062059, -0.3283715643196321], [0.7644682065620801, -0.34207141771900273], [0.7466978182593739, -0.3549679404068633], [0.7285739051584692, -0.3669729053145124], [0.7101536021654689, -0.37807327094489135], [0.6915143604167835, -0.3883736003485406], [0.6726384146150914, -0.39768719440107136], [0.6536412557053597, -0.4062305770385771], [0.6345131129076632, -0.4137811572647527], [0.615323229055061, -0.4205214427943107], [0.596126572356429, -0.4264829884701754], [0.5769480723498308, -0.43159065692971227], [0.5578186579572891, -0.4358329197265611], [0.5387913863253592, -0.43940857473661116], [0.5198897638790065, -0.4420677482815376], [0.5011462344316633, -0.44405256903897117], [0.48259385067647853, -0.4453220824349519], [0.4642611970179106, -0.44591203961647646], [0.44617850202456144, -0.445750259131233], [0.4283746969138166, -0.4448547889659564], [0.41084238403684853, -0.4435012838411975], [0.39363953193770973, -0.44147600071340914], [0.37676894327880944, -0.43886041796553904], [0.36024464511130966, -0.43578236543881144], [0.3441059338423623, -0.4320439150892622], [0.32832948285124114, -0.4278700026783168], [0.3129711586135177, -0.42318309006261184], [0.2980041030124043, -0.4180460343231093], [0.28346453492660506, -0.4125097566618625], [0.26936493895716, -0.4065109824384164], [0.2556723177436471, -0.4002248600725336], [0.24245317350983242, -0.39350712426247714], [0.2296601817209233, -0.3865205744767801], [0.21733188517170945, -0.3791956647649773], [0.20545654102184577, -0.37161042362860786], [0.19400623382802176, -0.36380782369123815], [0.18303065934450896, -0.3557608800302213], [0.1724619270321827, -0.347560782845731], [0.16230260093815232, -0.33923308524626017], [0.15255786993540327, -0.330770341418764], [0.14319991949640398, -0.3222315174535497], [0.13430460980079792, -0.31353360600231606], [0.12579565098828285, -0.3047849760015768], [0.11761032140899376, -0.2960136089458755], [0.10987482830100964, -0.28716335343151594], [0.10250435995139098, -0.27827298967604236], [0.09549136892073187, -0.26938727146052477], [0.08879593608379883, -0.26051098276089724], [0.0823928594350354, -0.2516791754983756], [0.07634012755417957, -0.24285989591584695], [0.07058159332805487, -0.2340776567921387], [0.06511243318139044, -0.2253579579426124], [0.059906033680536076, -0.21668948471465066], [0.05501808413281354, -0.2080686181293706], [0.05040703017899897, -0.1995086707196503], [0.0460594727365491, -0.1910133484040329], [0.04200137752342239, -0.18259204908666743], [0.038190520600419914, -0.17424252787596434], [0.03461821539846002, -0.16598095373833968], [0.031289454806718686, -0.1578180939885877], [0.028170498848183758, -0.1497435283648734], [0.025248988962446994, -0.1417761277855701], [0.022512461371877582, -0.1339188430913707], [0.019966251255758776, -0.12616101984850572], [0.017632080973324565, -0.11851094490945735], [0.015477217692402382, -0.11097103228125127], [0.013455210215236183, -0.1035412762154026], [0.011599797126485104, -0.09622671007114368], [0.009928204933218046, -0.08902653939993885], [0.00840056410254185, -0.08193507288052719], [0.0070261998710542, -0.07495955655561092], [0.005813462782772512, -0.06810569259296805], [0.0047001793171034595, -0.06136722973565946], [0.0037165290656212173, -0.05474506019366022], [0.0028990707281673442, -0.04824229266186361], [0.0022008941413638504, -0.041858831832156496], [0.0015542474400432613, -0.0355914811305357], [0.000988580836623855, -0.02944385159682524], [0.0006091360604109956, -0.02341501561864388], [0.00036597639590064723, -0.017497409334086188], [0.000165611320396738, -0.011685487338261911], [4.5666118543716746e-05, -0.0059642851265530004], [0.0, 0.0], [4.014082900951357e-05, 0.005281422899381116], [0.00016279480870046823, 0.010945239440763484], [0.00037851499417319666, 0.01672203449534614], [0.0006622704146375419, 0.022608614969762773], [0.00104709805559685, 0.028608805371302486], [0.0015688518452929335, 0.03472838241824101], [0.0021937433449480677, 0.040964099784372314], [0.0028817466864851644, 0.04731162112973881], [0.0037029097672634987, 0.05377415681354311], [0.0046995106542463486, 0.06035279465462601], [0.005809874442838592, 0.06704518628471319], [0.007008280012794275, 0.07385026468778995], [0.00836584180261431, 0.08077267721902089], [0.009892945439214583, 0.08780525497673816], [0.01157701075089403, 0.09495343785950609], [0.01343100653654625, 0.10222377683574566], [0.01543453764579356, 0.1096088166293537], [0.017575258817925734, 0.11709889762589731], [0.019901009644738878, 0.1246929162173274], [0.022443785806502765, 0.13239065360045627], [0.025163848620985106, 0.14018539077631315], [0.02805406936169285, 0.14808639292104409], [0.031127498442044772, 0.15609292868671448], [0.03440011578315609, 0.16418836221794472], [0.03791771873930052, 0.1723759661436091], [0.04166468499265604, 0.18065416284370714], [0.04565125370520231, 0.18900094869104078], [0.049922589206024506, 0.1974165704509935], [0.05446983389298282, 0.2058913226712703], [0.059291826018414456, 0.21441728945757682], [0.06441601453042958, 0.22299374661286886], [0.06981593053664034, 0.23160874284610145], [0.07548789460725183, 0.2402825353191704], [0.08146424698611672, 0.24898435468193852], [0.08775806636504947, 0.25769896101817813], [0.09436786071299282, 0.2664401621421328], [0.1012467800874717, 0.275206180039123], [0.10849002217751959, 0.28396490640097627], [0.11609447165506347, 0.2926813104590941], [0.12406510998175785, 0.30136887481049046], [0.13239547721678413, 0.3100072752201922], [0.1410865002275745, 0.31859871781531546], [0.15014768536053966, 0.32712556143120763], [0.15962181347198764, 0.3355326175753227], [0.16950261548391105, 0.3438322705678387], [0.1797528846708961, 0.35202649337321773], [0.19041852470159515, 0.36008162371812785], [0.20150073130625645, 0.36794699882477], [0.21302411645911587, 0.37561229569109705], [0.22497702790582438, 0.38303655621411475], [0.2373861191687035, 0.39019032513164387], [0.25022082763435244, 0.3970598343756056], [0.2634861570111782, 0.40362758541791155], [0.27720040533012097, 0.40982444567227433], [0.2913226974307258, 0.41568046514385326], [0.30587260591080706, 0.4211508537147743], [0.3208389075970025, 0.4261554605236767], [0.3362064282008572, 0.4307672026764393], [0.3519555372882918, 0.4348576609716632], [0.3680945114975877, 0.43848863009687317], [0.3846020319378581, 0.441417500753063], [0.4014730231986048, 0.44384580878176005], [0.418666628201559, 0.4455747667228921], [0.43616041174034154, 0.44681230742966915], [0.453941459200437, 0.44723280949710426], [0.47196777613371316, 0.44706813623183483], [0.49023145773982235, 0.4460693792812879], [0.5086858348979305, 0.4444564829983118], [0.5273095594386221, 0.4420242863041082], [0.5460733366040098, 0.43881344160405034], [0.5649381076488049, 0.4348960345284188], [0.5838649319580301, 0.43010682437603664], [0.6028359242041601, 0.4245661871759532], [0.6218018943608895, 0.41824533943083686], [0.6407371995020832, 0.41111455854241086], [0.6595897126062468, 0.403114925242496], [0.6783367399983431, 0.3943585297117821], [0.696937311976513, 0.3847552526306849], [0.7153500342062019, 0.3743477337755536], [0.7335236058593024, 0.3630973652547802], [0.7514427112318648, 0.35104695941282343], [0.7692130233527315, 0.33832286618363333], [0.7866736081435598, 0.32476727221308627], [0.8038038311219764, 0.3105699809571209], [0.8204756376716864, 0.29556698766425793], [0.8367251523607223, 0.27993982928064265], [0.8524710660361113, 0.26357207163912655], [0.8676967796274241, 0.24604959799133103], [0.882402647448648, 0.22764559018296313], [0.8965154283399627, 0.20873659595659286], [0.9100253257802211, 0.18936836958348877], [0.9229002170792276, 0.16958869848734337], [0.9351342843715338, 0.14942992424432947], [0.9466456698095422, 0.12891625384268313], [0.9574484730749383, 0.1081150859641732], [0.9675856886175663, 0.08707152450759312], [0.9769820845192789, 0.06580400971611246], [0.9856138077621519, 0.04435605363602719], [0.9932185198378127, 0.02412630736972231], [1.0, 0.002830484587919512]], [[1.0, -0.006982023820252598], [0.9808347678739969, -0.01901797966962391], [0.9618522559950746, -0.03633209758528676], [0.9431799234064913, -0.053687711825284326], [0.9248624266119182, -0.07287087626535042], [0.9068300243521396, -0.09232697786698986], [0.8888989675852842, -0.11134459500309918], [0.8714451338156342, -0.13026518299085982], [0.8540303907540221, -0.14896463561562434], [0.8365799116076857, -0.16746330024339437], [0.8187151726269655, -0.18555851734726225], [0.8005585880595272, -0.203263972652651], [0.7819906967033577, -0.22046532006342387], [0.7629002588379569, -0.23706675395467622], [0.7434892681716995, -0.2530075051114365], [0.7236219820019522, -0.26744799560364085], [0.7034014716292504, -0.28103549286716833], [0.6828709209459031, -0.29375498158119356], [0.6626594132942717, -0.30562525584483824], [0.6426034368031602, -0.31666850413180225], [0.6224455993938789, -0.3267367507146735], [0.6022379272454653, -0.3358320443904242], [0.58207404530183, -0.34413288877091675], [0.5619028162624872, -0.35131862527265906], [0.5418642928678292, -0.35776344729922754], [0.5219160871804512, -0.3631019385507439], [0.5021464538431742, -0.36761627018078524], [0.48260088561497005, -0.3713834465476635], [0.4632961557796841, -0.3742760349437542], [0.4442602953270343, -0.37624578625589944], [0.42553948148278853, -0.37767971916796633], [0.4071506299461746, -0.3781151196885583], [0.38911893084005383, -0.37794201869316396], [0.3714631729452564, -0.3771474686340873], [0.35421354839623437, -0.37570710174727795], [0.3373863231698063, -0.37353734260789184], [0.32100524297114985, -0.37073588423818893], [0.3050402551234105, -0.3675956196384267], [0.2895519865601909, -0.3638493208412111], [0.27453427484716164, -0.35959896723481494], [0.25998066114719154, -0.3549878783796773], [0.24593824531682978, -0.3497983500724409], [0.23235283018791478, -0.3443388847391759], [0.21929038182931626, -0.33841744528517526], [0.2067020322918878, -0.33220054593001497], [0.19461974541647994, -0.3256767328228881], [0.18306163750974225, -0.3187914179197124], [0.17194972085445812, -0.31178188537942], [0.16138979605462123, -0.3044149612329277], [0.1512863198708931, -0.29692739128831286], [0.1416992487544208, -0.2892017944723992], [0.1325973499451836, -0.2813329510163203], [0.12393285842490266, -0.27340525257581294], [0.11577465145339322, -0.2653292032133031], [0.10801387366334961, -0.2572726944880007], [0.10064783615164011, -0.24924659160244722], [0.0936854971186438, -0.24123285625692584], [0.08707188080966617, -0.2333105955131236], [0.08093451253020931, -0.22531608057924937], [0.07513697956067937, -0.21741969328736546], [0.06959371162551795, -0.20968427527904293], [0.06448923965905638, -0.20194628359372963], [0.05970857977223947, -0.19429284132320468], [0.05522149627392817, -0.18676834047763044], [0.050985125831038675, -0.17938576230036554], [0.04694723901459181, -0.1721870083974209], [0.04320463003862244, -0.16509328077788246], [0.039679396865029457, -0.1581468301659687], [0.03634900713875162, -0.1513643967078719], [0.03319697375496396, -0.14473042427183253], [0.0302927452406545, -0.13820502630969825], [0.027586822670489994, -0.13180744344638265], [0.025066362706665363, -0.1255378921877804], [0.02275364843963458, -0.1193892598490384], [0.02061521368271477, -0.1133628429391083], [0.018630358163189524, -0.10747024959679867], [0.016807552564789774, -0.10171677072310688], [0.0151235191285546, -0.09608665712050225], [0.01353817776520616, -0.0905976189850368], [0.01204118148163914, -0.08524781897017472], [0.010672770056620937, -0.08001786766833646], [0.009440484436401003, -0.07490635839508233], [0.008301775561705159, -0.06991322692855306], [0.007214537000819152, -0.06504135248240071], [0.006204291569485305, -0.06028590382339772], [0.005300603608578719, -0.055638436100884245], [0.0044891552547148324, -0.051093478003863754], [0.0037608645587776865, -0.04665469498761816], [0.0031114948879704236, -0.04232453811065489], [0.002509852137766974, -0.03809736723562504], [0.0019880740051367394, -0.03396987847357642], [0.0015670512483296024, -0.029939924490971038], [0.0012052778087769014, -0.026006903304232762], [0.000856579862332953, -0.022169162796216838], [0.0005086105773252692, -0.01842667793645134], [0.0002754994429219221, -0.014770325346458944], [0.0001573326667396193, -0.011186373649525202], [6.430598539356502e-05, -0.007657723029707693], [1.9293301596626775e-05, -0.004115568793796027], [0.0, 0.0], [9.295274733288345e-06, 0.0029543487771489956], [5.936644961438565e-05, 0.006280106469536732], [0.00018162034936621102, 0.00968888033557104], [0.00036770969101606075, 0.013179140691322108], [0.0006136866710648747, 0.016755616839372958], [0.0008974820526736672, 0.02042453841900087], [0.0012186332038077426, 0.02418528859462175], [0.0015712920218760409, 0.028036174286855096], [0.0020061856693502854, 0.03197894080513214], [0.002558101830692648, 0.03601558916682735], [0.0031658299639152464, 0.0401488347784168], [0.0038041887904869767, 0.04438123681180258], [0.004520966152898694, 0.048715404184728174], [0.005344434024390781, 0.05314721138205051], [0.006277285828421874, 0.05772340230440866], [0.0072967431253652655, 0.06244715589629561], [0.008366244274283976, 0.06728998608197595], [0.00949272877530388, 0.07224718857247366], [0.010724127767605675, 0.07731475200865474], [0.012098798041619717, 0.08249560185820384], [0.013581961688216748, 0.08779434868920691], [0.015134604318136827, 0.09322973629767085], [0.016764733398881997, 0.09880543709832701], [0.01852192089305424, 0.10450822784692348], [0.020452088235371556, 0.11034118538825215], [0.022526013458850764, 0.11631402319395188], [0.024765193023317117, 0.12240533824285948], [0.027208352287488965, 0.12860927003440162], [0.0298578636229339, 0.1349289077621021], [0.032709176428345164, 0.1413615350767055], [0.03578295441913553, 0.14790659496468755], [0.039057421253393856, 0.15457481443799806], [0.042504151738333384, 0.16140232532538623], [0.04618240951729052, 0.16835388152889735], [0.05011218694055444, 0.17541731458557533], [0.054275882785306435, 0.1826231202895812], [0.058618647840629784, 0.19000473470442877], [0.06327020655262171, 0.19748813243716548], [0.06824351772408657, 0.2050474195430617], [0.0735312688771196, 0.2127046954916619], [0.0791332308641262, 0.2204581263496313], [0.08504741155014664, 0.2283238173688102], [0.09128962365659636, 0.23628580637005925], [0.09793713980610144, 0.24426172873312701], [0.10497603117996618, 0.2522801707935244], [0.11236198065510394, 0.26038328397590893], [0.12016006143034333, 0.26850150438664244], [0.12838653521548518, 0.2765884107494485], [0.13707743788988175, 0.2846109394329305], [0.14623329519970152 | Inner blade 3D array of the non-dimensional x and y airfoil coordinates of the airfoils interpolated along span for n_span stations.
rotorse.split.web_start_nd_inner | output |  | [[0.19443410767975144, 0.1978961908795244, 0.19958140163058266, 0.2986974167831211, 0.31098566508299724, 0.3244825141878242, 0.3339999200691356, 0.3412752701900534, 0.3456625181598481, 0.34669277366432344, 0.34713246678640675, 0.35067402311339446, 0.354399191773664, 0.3656981155256709, 0.37274311816100836, 0.3823228857683756, 0.3914888470084759, 0.3989652666010856, 0.4056023534602609, 0.41086001420695, 0.41544217615171664], [0.19443410767975144, 0.1978961908795244, 0.19958140163058266, 0.24103291898514712, 0.25044233605231986, 0.260861464412477, 0.26853677228868456, 0.27407620038687786, 0.27663037150890807, 0.2759846823866674, 0.2747768621095504, 0.2759657932760544, 0.2772675456653925, 0.284397437039185, 0.2869623732517525, 0.29046479478890935, 0.2930909457841013, 0.2937625033244742, 0.29314104193186197, 0.2906767820435845, 0.28457176428889247]] | Inner blade 2D array of the non-dimensional start point defined along the outer profile of a web. The TE suction side is 0, the TE pressure side is 1. The first dimension represents each web, the second dimension represents each entry along blade span.
rotorse.split.web_end_nd_inner | output |  | [[0.6944435148559402, 0.6984335324442567, 0.7070219551103599, 0.6230318654664394, 0.6284217290256973, 0.631610078735017, 0.6361239156952919, 0.640394189084552, 0.6424371300571419, 0.6426573770826506, 0.6428748659448841, 0.6399042274145718, 0.6366632388859866, 0.626050099309368, 0.6202671881185161, 0.6122454654023456, 0.6045372959904954, 0.598123469740195, 0.5923054315234986, 0.5877530764230364, 0.5840496832207385], [0.6944435148559402, 0.6984335324442567, 0.7070219551103599, 0.6802576314722945, 0.688103086860494, 0.6945145346909828, 0.7013369216204749, 0.7078913964741228, 0.7119749867696943, 0.7139679520099879, 0.7158530315155636, 0.7151573369938065, 0.7142567974703925, 0.7075228543157447, 0.7060414566867756, 0.703863186233816, 0.7024866160358529, 0.70273769778644, 0.7040745532079242, 0.7072080984038756, 0.714266970848546]] | Inner blade 2D array of the non-dimensional end point defined along the outer profile of a web. The TE suction side is 0, the TE pressure side is 1. The first dimension represents each web, the second dimension represents each entry along blade span.
rotorse.split.layer_thickness_inner | output | m | [[0.001, 0.001, 0.001, 0.001, 0.001, 0.001, 0.001, 0.001, 0.001, 0.001, 0.001, 0.001, 0.001, 0.001, 0.001, 0.001, 0.001, 0.001, 0.001, 0.001, 0.001], [0.041, 0.033, 0.026, 0.02, 0.015, 0.011, 0.008284540718575178, 0.0065124340152886585, 0.005362077516845975, 0.004702475040252789, 0.004402630402514755, 0.004331547420637534, 0.0043582299116267645, 0.00435168169248812, 0.004307029653720184, 0.004219400685821545, 0.004083921679290805, 0.0038957195246265212, 0.0036499211123273024, 0.0033416533328917363, 0.0028649115237233047], [0.0, 0.010363863922080815, 0.018021234480601413, 0.025361659590798752, 0.03206819380434953, 0.03782389167293049, 0.042311807748218355, 0.045214996581889856, 0.046216512725621724, 0.04569526776353126, 0.04403017327973565, 0.041600140858352265, 0.038784082083498365, 0.03596090853929123, 0.03350953180984813, 0.0313580742821214, 0.02943465834306337, 0.027667406379626357, 0.025984440778762663, 0.02431388392742465, 0.0220549122718989], [0.0, 0.012478059721382662, 0.01761157401713909, 0.022745088312895515, 0.027664175500095572, 0.03215440847018287, 0.03600136011460119, 0.03899060332479406, 0.04090771099220513, 0.0415382560082781, 0.041101726495636016, 0.03981761057690187, 0.03790539637469875, 0.03558457201164968, 0.033074625610377724, 0.030595045293505926, 0.02815655274214637, 0.02576986963741116, 0.023445717660412414, 0.021194818492262218, 0.018396886548685744], [0.0, 0.0, 0.0, 0.0, 0.0, 0.0, 0.0, 0.0, 0.0, 0.0, 0.0, 0.0, 0.0, 0.0, 0.0, 0.0, 0.0, 0.0, 0.0, 0.001, 0.03442398385140485], [0.0, 0.0, 0.0, 0.0, 0.0, 0.0, 0.0, 0.0, 0.0, 0.0, 0.0, 0.0, 0.0, 0.0, 0.0, 0.0, 0.0, 0.0, 0.0, 0.001, 0.03442398385140485], [0.0, 0.0, 0.006650033728755581, 0.008148123658263425, 0.009646213587771253, 0.011144303517279089, 0.01260256197570184, 0.013981157491954431, 0.015240258594951785, 0.016340033813608823, 0.017240651676840472, 0.01790228071356164, 0.018327608985325365, 0.018519324553684678, 0.018480115480192617, 0.01821266982640221, 0.017719675653866496, 0.0170038210241385, 0.016105782583305264, 0.015066236977453804, 0.013570845372449021], [0.0, 0.0, 0.023343227487567127, 0.02514806479023719, 0.02695290209290725, 0.028757739395577298, 0.03056257669824736, 0.032367414000917416, 0.03399537923059806, 0.03526960031429983, 0.03601320517903334, 0.0360493217518092, 0.03520107795963813, 0.03329160172953063, 0.030593866909944815, 0.02738084734933888, 0.023925516896170944, 0.020500849398899176, 0.017379818705981716, 0.014835398665876708, 0.01223234944423054], [0.0, 0.0, 0.023343227487567127, 0.02514806479023719, 0.02695290209290725, 0.028757739395577298, 0.03056257669824736, 0.032367414000917416, 0.03399537923059806, 0.03526960031429983, 0.03601320517903334, 0.0360493217518092, 0.03520107795963813, 0.03329160172953063, 0.030593866909944815, 0.02738084734933888, 0.023925516896170944, 0.020500849398899176, 0.017379818705981716, 0.014835398665876708, 0.01223234944423054], [0.0, 0.0, 0.018640217490227647, 0.022904385684442738, 0.027168553878657818, 0.0312820798151019, 0.035094321236003936, 0.03845463588359295, 0.041212381500097914, 0.04321691582774788, 0.04431759660877182, 0.044631775714407025, 0.044276805015890965, 0.04337003638446096, 0.04202882169135447, 0.040370512807808824, 0.03851246160506139, 0.03646387880311415, 0.03423397512196914, 0.03183196128162837, 0.028467525364800895], [0.0, 0.0, 0.010678322708722262, 0.013027749686046041, 0.015377176663369818, 0.017726603640693592, 0.02007603061801737, 0.022343664312566913, 0.024447711441567942, 0.026306378722246202, 0.02783787287182743, 0.0289604006075374, 0.029592168646601816, 0.029791678876096843, 0.02961743318309853, 0.02912793345468304, 0.028381681577926424, 0.027437179439904813, 0.02635292892769433, 0.025110640888752044, 0.0232295708259792], [0.0, 0.0, 0.011714132383639313, 0.014764947347625046, 0.017815762311610757, 0.02086657727559648, 0.023917392239582207, 0.02696820720356794, 0.030019022167553665, 0.03295298719726778, 0.035653252358438574, 0.03800296771679428, 0.03988528333806326, 0.04118334928797394, 0.04178031563225458, 0.041727364564737766, 0.04107567827925614, 0.039876438969642325, 0.03818082882972886, 0.03604003005334837, 0.032679793711968524], [0.0, 0.0, 0.035987381471276024, 0.04397734379711533, 0.051967306122954644, 0.059630209740332625, 0.06663899594078779, 0.07266660601585875, 0.07738598125708404, 0.0804700629560023, 0.08159179240415206, 0.08099668674906287, 0.0789302631382641, 0.07563803871928527, 0.07136553063965596, 0.06635825604690564, 0.06086173208856376, 0.05503573124453716, 0.04904002599473268, 0.04303438881905716, 0.03547715954202539], [0.041, 0.033, 0.026, 0.02, 0.015315621882346286, 0.012614052419141646, 0.010089285411055738, 0.007829722085647882, 0.0059237636704776095, 0.004459811393104192, 0.003526266481086949, 0.0030162506695686785, 0.0028228856936921773, 0.002839293288600149, 0.0029585951894353707, 0.0030739131313404964, 0.0030783688494581463, 0.0029930342735692765, 0.00283898133345475, 0.002637281958895433, 0.0023387770706268904], [0.0, 0.0, 0.0, 0.0021642290748897794, 0.0022101615271658773, 0.0022560939794419753, 0.002302026431718077, 0.002347958883994179, 0.0023857856093980226, 0.0024074008810573743, 0.002404698972099977, 0.0023695741556535783, 0.0022939207048459304, 0.0021696328928047836, 0.002012922173274681, 0.0018400000000000736, 0.0016670778267254723, 0.0015103671071953555, 0.0013860792951542347, 0.001310425844346601, 0.0012739797944200206], [0.0, 0.0, 0.0, 0.03748906121529216, 0.03611723351773886, 0.03474540582018555, 0.03336309557167681, 0.03195982022125724, 0.03052509721797137, 0.02904844401086386, 0.02751937804897927, 0.02592741678136225, 0.024337449781140424, 0.022814366621441057, 0.021423056875391283, 0.020228410116118648, 0.019295315916750478, 0.018688663850414115, 0.018346790223235213, 0.018208031341339345, 0.02], [0.0, 0.0, 0.0, 0.0020723641703378447, 0.002118296622613882, 0.0021642290748899273, 0.002210161527165972, 0.0022560939794420165, 0.0023020264317180615, 0.0023479588839941056, 0.0023857856093979176, 0.0024074008810572537, 0.002404698972099874, 0.0023695741556534785, 0.0022939207048458332, 0.0021696328928047324, 0.0020129221732746467, 0.0018400000000000569, 0.0016670778267254514, 0.0015103671071953343, 0.0013589344180927612], [0.0, 0.0, 0.0, 0.002517599968446932, 0.002445129913471889, 0.002372659858496847, 0.0023001898035218114, 0.002227719748546781, 0.0021544904794845205, 0.0020797427822478514, 0.0020027174427495156, 0.0019226552469023392, 0.0018387969806191531, 0.0017503834298127764, 0.0016614674579192518, 0.0015761019283747073, 0.0014983397046152694, 0.0014322336500771126, 0.0013818366281962682, 0.0013512015024089593, 0.0013365476557123661], [0.0, 0.0, 0.0, 0.0377066146348917, 0.03634612196662573, 0.03498562929835977, 0.03361391516359078, 0.03221975809581581, 0.030791936628531906, 0.029319229295236043, 0.027790414629425268, 0.026194271164596574, 0.02459555683654566, 0.0230590295810682, 0.021649447333959928, 0.02043156803101652, 0.02, 0.02, 0.02, 0.02, 0.02], [0.0, 0.0, 0.0, 0.0026625400783972237, 0.0025900700234221716, 0.0025175999684471195, 0.0024451299134720674, 0.0023726598584970127, 0.002300189803521959, 0.002227719748546904, 0.002154490479484672, 0.0020797427822479954, 0.002002717442749689, 0.0019226552469024875, 0.0018387969806192307, 0.0017503834298126966, 0.001661467457919111, 0.0015761019283745596, 0.0014983397046151392, 0.0014322336500769564, 0.0013708383916703005]] | Inner blade 2D array of the thickness of the layers of the blade structure. The first dimension represents each layer, the second dimension represents each entry along blade span.
rotorse.split.layer_start_nd_inner | output |  | [[0.0, 0.0, 0.0, 0.0, 0.0, 0.0, 0.0, 0.0, 0.0, 0.0, 0.0, 0.0, 0.0, 0.0, 0.0, 0.0, 0.0, 0.0, 0.0, 0.0, 0.0], [0.0, 0.0, 0.0, 0.0, 0.0, 0.0, 0.0, 0.0, 0.0, 0.0, 0.0, 0.0, 0.0, 0.0, 0.0, 0.0, 0.0, 0.0, 0.0, 0.0, 0.0], [0.1661383603494756, 0.1694628569270011, 0.16968067888535437, 0.2375949530027449, 0.24398990006773233, 0.2519311500881011, 0.2576652264500764, 0.26174661649555087, 0.26334339770109555, 0.2621083664556708, 0.26061866422837776, 0.2616314995326834, 0.2629598544862647, 0.26995748937711933, 0.2725208985317948, 0.2758827050334076, 0.2783864708757078, 0.2789155644341235, 0.27802615853755763, 0.2750634045725415, 0.26774667347125214], [0.6661477675256644, 0.6700001984917334, 0.6771212323651317, 0.6207208564326209, 0.6272750170824042, 0.6324595900641107, 0.6392686724563994, 0.645745352503658, 0.6497799829968233, 0.6517123168547534, 0.6533345130885748, 0.651550423114974, 0.6492426796180643, 0.6395043420213119, 0.6344403669427179, 0.6271127349251724, 0.6198647907156044, 0.6135616535828007, 0.6074273211719201, 0.6019908500063249, 0.5959795702170866], [0.19443410767975144, 0.1978961908795244, 0.19958140163058266, 0.20542464311933956, 0.21272282382163815, 0.22201710404838199, 0.22991051269542517, 0.23619816233798707, 0.24018570672054076, 0.2417677397265339, 0.24321801739271495, 0.24714692440054453, 0.2514718654064332, 0.2614718519611263, 0.2671562341675582, 0.27388979239580685, 0.28019576532759827, 0.28503635054090354, 0.28909800028747185, 0.26924739897792005, 0.15010341950539766], [0.6944435148559402, 0.6984335324442567, 0.7070219551103599, 0.7160785943181758, 0.727041866331137, 0.7349028098288584, 0.7412705651127219, 0.7467993398914506, 0.7491285127869466, 0.7488060015796503, 0.7479347564119759, 0.7444243939444215, 0.7404243118117376, 0.7307665445111873, 0.7260795036816726, 0.7205897255336017, 0.7154694307822183, 0.7115076478297959, 0.708132452123774, 0.6833664940750557, 0.5617569951687705], [0.4890559543162311, 0.4889383942311296, 0.48796411049385335, 0.48706864014719237, 0.4866845505982981, 0.4857654747585992, 0.48502104276090363, 0.48531087640878967, 0.4856425830643033, 0.48579239552057807, 0.4861193594105758, 0.4862716947753552, 0.4862731663547805, 0.4857912891748808, 0.4850630282771577, 0.48383155522978366, 0.48238805281939284, 0.48077684683033073, 0.4789477388987355, 0.47684624458672537, 0.47359139036180653], [0.0, 0.0, 0.0, 0.0, 0.0, 0.0, 0.0, 0.0, 0.0, 0.0, 0.0, 0.0, 0.0, 0.0, 0.0, 0.0, 0.0, 0.0, 0.0, 0.0, 0.0], [0.9592541238444028, 0.9589529282727886, 0.956569200212556, 0.9538865630507011, 0.950563372756349, 0.9478007176483189, 0.9455854010199337, 0.9439728749705358, 0.9425686770536883, 0.9418952483531543, 0.9416519804881729, 0.9409328931423909, 0.9401221912596872, 0.9377508505883955, 0.9348865038772928, 0.9304760307735537, 0.9251900438190216, 0.9248770841258409, 0.9250240376688414, 0.9250799772802982, 0.924968790735632], [0.04074587615559723, 0.04104707172721142, 0.04343079978744407, 0.04611343694929892, 0.049436627243651, 0.05219928235168118, 0.054414598980066245, 0.05602712502946415, 0.057431322946311716, 0.05810475164684571, 0.058348019511827165, 0.05906710685760906, 0.059877808740312816, 0.06224914941160448, 0.06511349612270725, 0.06952396922644637, 0.07480995618097841, 0.07512291587415915, 0.07497596233115852, 0.07492002271970176, 0.07503120926436799], [0.2227298550100273, 0.22632952483204768, 0.22948212437581095, 0.3008019256052278, 0.3113824225094479, 0.3227278371803193, 0.3302845928426913, 0.33580146990087323, 0.3384231564347329, 0.3378333828562191, 0.33690304992777587, 0.33920465144286516, 0.3419282801246595, 0.35209392270927103, 0.3582741241440523, 0.3669720849566914, 0.375518605818145, 0.3827751215054574, 0.38964943920179285, 0.3957804603142563, 0.4027958816390277], [0.5109427148761995, 0.5109315780434064, 0.5110923195372874, 0.5115139368012026, 0.5127486086526316, 0.5131460934915146, 0.5131065827132474, 0.5139515909632981, 0.5146796797545375, 0.5150790456134902, 0.515622345579818, 0.516273111276618, 0.5168142049704297, 0.5175575547660904, 0.5182280882826983, 0.5190603729151136, 0.5199539060083804, 0.5209445305276691, 0.5221180426956284, 0.5235335658948336, 0.5258216716206937], [0.7227392621862161, 0.7268668663967799, 0.7369226778555882, 0.6839278290351037, 0.6946675395241197, 0.703256277156329, 0.7118880388490143, 0.7198002059089803, 0.7248597417304606, 0.7274373332553017, 0.729618898787973, 0.7291235750251559, 0.7282111052564589, 0.7216407753534636, 0.7201935925549754, 0.7182021148484563, 0.7169969256580416, 0.7174212106541346, 0.7190506018361553, 0.7227079057480397, 0.7310287783848622], [0.0, 0.0, 0.0, 0.0, 0.0, 0.0, 0.0, 0.0, 0.0, 0.0, 0.0, 0.0, 0.0, 0.0, 0.0, 0.05, 0.05, 0.05, 0.05, 0.05, 0.05], [0.0, 0.0, 0.0, 0.0, 0.0, 0.0, 0.0, 0.0, 0.0, 0.0, 0.0, 0.0, 0.0, 0.0, 0.0, 0.0, 0.0, 0.0, 0.0, 0.0, 0.0], [0.0, 0.0, 0.0, 0.0, 0.0, 0.0, 0.0, 0.0, 0.0, 0.0, 0.0, 0.0, 0.0, 0.0, 0.0, 0.0, 0.0, 0.0, 0.0, 0.0, 0.0], [0.0, 0.0, 0.0, 0.0, 0.0, 0.0, 0.0, 0.0, 0.0, 0.0, 0.0, 0.0, 0.0, 0.0, 0.0, 0.0, 0.0, 0.0, 0.0, 0.0, 0.0], [0.0, 0.0, 0.0, 0.0, 0.0, 0.0, 0.0, 0.0, 0.0, 0.0, 0.0, 0.0, 0.0, 0.0, 0.0, 0.0, 0.0, 0.0, 0.0, 0.0, 0.0], [0.0, 0.0, 0.0, 0.0, 0.0, 0.0, 0.0, 0.0, 0.0, 0.0, 0.0, 0.0, 0.0, 0.0, 0.0, 0.0, 0.0, 0.0, 0.0, 0.0, 0.0], [0.0, 0.0, 0.0, 0.0, 0.0, 0.0, 0.0, 0.0, 0.0, 0.0, 0.0, 0.0, 0.0, 0.0, 0.0, 0.0, 0.0, 0.0, 0.0, 0.0, 0.0]] | Inner blade 2D array of the non-dimensional start point defined along the outer profile of a layer. The TE suction side is 0, the TE pressure side is 1. The first dimension represents each layer, the second dimension represents each entry along blade span.
rotorse.split.layer_end_nd_inner | output |  | [[1.0, 1.0, 1.0, 1.0, 1.0, 1.0, 1.0, 1.0, 1.0, 1.0, 1.0, 1.0, 1.0, 1.0, 1.0, 1.0, 1.0, 1.0, 1.0, 1.0, 1.0], [1.0, 1.0, 1.0, 1.0, 1.0, 1.0, 1.0, 1.0, 1.0, 1.0, 1.0, 1.0, 1.0, 1.0, 1.0, 1.0, 1.0, 1.0, 1.0, 1.0, 1.0], [0.2227298550100273, 0.22632952483204768, 0.22948212437581095, 0.3008019256052278, 0.3113824225094479, 0.3227278371803193, 0.3302845928426913, 0.33580146990087323, 0.3384231564347329, 0.3378333828562191, 0.33690304992777587, 0.33920465144286516, 0.3419282801246595, 0.35209392270927103, 0.3582741241440523, 0.3669720849566914, 0.375518605818145, 0.3827751215054574, 0.38964943920179285, 0.3957804603142563, 0.4027958816390277], [0.7227392621862161, 0.7268668663967799, 0.7369226778555882, 0.6839278290351037, 0.6946675395241197, 0.703256277156329, 0.7118880388490143, 0.7198002059089803, 0.7248597417304606, 0.7274373332553017, 0.729618898787973, 0.7291235750251559, 0.7282111052564589, 0.7216407753534636, 0.7201935925549754, 0.7182021148484563, 0.7169969256580416, 0.7174212106541346, 0.7190506018361553, 0.7227079057480397, 0.7310287783848622], [0.19443410767975144, 0.1978961908795244, 0.19958140163058266, 0.20542464311933956, 0.21272282382163815, 0.22201710404838199, 0.22991051269542517, 0.23619816233798707, 0.24018570672054076, 0.2417677397265339, 0.24321801739271495, 0.24714692440054453, 0.2514718654064332, 0.2614718519611263, 0.2671562341675582, 0.27388979239580685, 0.28019576532759827, 0.28503635054090354, 0.28909800028747185, 0.31451629488106314, 0.4370829868619208], [0.6944435148559402, 0.6984335324442567, 0.7070219551103599, 0.7160785943181758, 0.727041866331137, 0.7349028098288584, 0.7412705651127219, 0.7467993398914506, 0.7491285127869466, 0.7488060015796503, 0.7479347564119759, 0.7444243939444215, 0.7404243118117376, 0.7307665445111873, 0.7260795036816726, 0.7205897255336017, 0.7154694307822183, 0.7115076478297959, 0.708132452123774, 0.7286353899781988, 0.8487365625252937], [0.5109427148761995, 0.5109315780434064, 0.5110923195372874, 0.5115139368012026, 0.5127486086526316, 0.5131460934915146, 0.5131065827132474, 0.5139515909632981, 0.5146796797545375, 0.5150790456134902, 0.515622345579818, 0.516273111276618, 0.5168142049704297, 0.5175575547660904, 0.5182280882826983, 0.5190603729151136, 0.5199539060083804, 0.5209445305276691, 0.5221180426956284, 0.5235335658948336, 0.5258216716206937], [0.04074587615559723, 0.04104707172721142, 0.04343079978744407, 0.04611343694929892, 0.049436627243651, 0.05219928235168118, 0.054414598980066245, 0.05602712502946415, 0.057431322946311716, 0.05810475164684571, 0.058348019511827165, 0.05906710685760906, 0.059877808740312816, 0.06224914941160448, 0.06511349612270725, 0.06952396922644637, 0.07480995618097841, 0.07512291587415915, 0.07497596233115852, 0.07492002271970176, 0.07503120926436799], [1.0, 1.0, 1.0, 1.0, 1.0, 1.0, 1.0, 1.0, 1.0, 1.0, 1.0, 1.0, 1.0, 1.0, 1.0, 1.0, 1.0, 1.0, 1.0, 1.0, 1.0], [0.1661383603494756, 0.1694628569270011, 0.16968067888535437, 0.2375949530027449, 0.24398990006773233, 0.2519311500881011, 0.2576652264500764, 0.26174661649555087, 0.26334339770109555, 0.2621083664556708, 0.26061866422837776, 0.2616314995326834, 0.2629598544862647, 0.26995748937711933, 0.2725208985317948, 0.2758827050334076, 0.2783864708757078, 0.2789155644341235, 0.27802615853755763, 0.2750634045725415, 0.26774667347125214], [0.4890559543162311, 0.4889383942311296, 0.48796411049385335, 0.48706864014719237, 0.4866845505982981, 0.4857654747585992, 0.48502104276090363, 0.48531087640878967, 0.4856425830643033, 0.48579239552057807, 0.4861193594105758, 0.4862716947753552, 0.4862731663547805, 0.4857912891748808, 0.4850630282771577, 0.48383155522978366, 0.48238805281939284, 0.48077684683033073, 0.4789477388987355, 0.47684624458672537, 0.47359139036180653], [0.6661477675256644, 0.6700001984917334, 0.6771212323651317, 0.6207208564326209, 0.6272750170824042, 0.6324595900641107, 0.6392686724563994, 0.645745352503658, 0.6497799829968233, 0.6517123168547534, 0.6533345130885748, 0.651550423114974, 0.6492426796180643, 0.6395043420213119, 0.6344403669427179, 0.6271127349251724, 0.6198647907156044, 0.6135616535828007, 0.6074273211719201, 0.6019908500063249, 0.5959795702170866], [0.9592541238444028, 0.9589529282727886, 0.956569200212556, 0.9538865630507011, 0.950563372756349, 0.9478007176483189, 0.9455854010199337, 0.9439728749705358, 0.9425686770536883, 0.9418952483531543, 0.9416519804881729, 0.9409328931423909, 0.9401221912596872, 0.9377508505883955, 0.9348865038772928, 0.9304760307735537, 0.9251900438190216, 0.9248770841258409, 0.9250240376688414, 0.9250799772802982, 0.924968790735632], [1.0, 1.0, 1.0, 1.0, 1.0, 1.0, 1.0, 1.0, 1.0, 1.0, 1.0, 1.0, 1.0, 1.0, 1.0, 0.95, 0.95, 0.95, 0.95, 0.95, 0.95], [0.0, 0.0, 0.0, 0.0, 0.0, 0.0, 0.0, 0.0, 0.0, 0.0, 0.0, 0.0, 0.0, 0.0, 0.0, 0.0, 0.0, 0.0, 0.0, 0.0, 0.0], [0.0, 0.0, 0.0, 0.0, 0.0, 0.0, 0.0, 0.0, 0.0, 0.0, 0.0, 0.0, 0.0, 0.0, 0.0, 0.0, 0.0, 0.0, 0.0, 0.0, 0.0], [0.0, 0.0, 0.0, 0.0, 0.0, 0.0, 0.0, 0.0, 0.0, 0.0, 0.0, 0.0, 0.0, 0.0, 0.0, 0.0, 0.0, 0.0, 0.0, 0.0, 0.0], [0.0, 0.0, 0.0, 0.0, 0.0, 0.0, 0.0, 0.0, 0.0, 0.0, 0.0, 0.0, 0.0, 0.0, 0.0, 0.0, 0.0, 0.0, 0.0, 0.0, 0.0], [0.0, 0.0, 0.0, 0.0, 0.0, 0.0, 0.0, 0.0, 0.0, 0.0, 0.0, 0.0, 0.0, 0.0, 0.0, 0.0, 0.0, 0.0, 0.0, 0.0, 0.0], [0.0, 0.0, 0.0, 0.0, 0.0, 0.0, 0.0, 0.0, 0.0, 0.0, 0.0, 0.0, 0.0, 0.0, 0.0, 0.0, 0.0, 0.0, 0.0, 0.0, 0.0]] | Inner blade 2D array of the non-dimensional end point defined along the outer profile of a layer. The TE suction side is 0, the TE pressure side is 1. The first dimension represents each layer, the second dimension represents each entry along blade span.
rotorse.split.blade_length_outer | output | m | 30.0526 | Length of outer blade portion
rotorse.split.s_outer | output |  | [0.0, 0.08045977011494268, 0.1954022988505747, 0.31034482758620713, 0.4252873563218391, 0.5402298850574712, 0.6551724137931035, 0.7701149425287356, 0.8850574712643676, 1.0] | Outer blade nondimensional span location
rotorse.split.chord_outer | output | m | [2.7901044270071376, 2.6178045741630256, 2.372555490428877, 2.1253660784426107, 1.873608174226736, 1.6133977045902357, 1.3455144660008225, 1.0705044824934318, 0.7881317167515849, 0.5000000000000002] | Outer blade chord distribution
rotorse.split.coord_xy_interp_outer | output |  | [[[1.0, 0.002291808642755829], [0.981362427285575, 0.002414808009798383], [0.9568202729708017, 0.00287220681787454], [0.9322346846998559, 0.0035243716356562326], [0.9076577405117002, 0.004703383053417692], [0.8831585360118829, 0.004667231614596238], [0.8588102108038103, 0.003535841971454534], [0.8346707937000384, 0.0014099828313022288], [0.8107942745051582, -0.0016404157105059448], [0.7872350472991659, -0.005606626688773517], [0.7640477316302945, -0.010480152388215114], [0.7412573050686296, -0.01613426520847734], [0.7188749824290005, -0.022377790409544556], [0.6968651890253366, -0.0290574408289947], [0.6752253172639296, -0.03606484040158457], [0.6540013501690319, -0.04326966407665235], [0.6331681773138312, -0.05055162723965939], [0.6126955632929945, -0.05779036741853331], [0.5925595564140995, -0.06488626918131504], [0.572744339122185, -0.07176060155443056], [0.5532374308165187, -0.07834154404374373], [0.534030860407566, -0.08456951699405664], [0.5151211288314823, -0.09039477832621705], [0.496513602186034, -0.09578947689587063], [0.47821621009413934, -0.10072688413609736], [0.460235742315659, -0.10518176644267727], [0.44258351427286324, -0.10914745111458421], [0.42527539526322367, -0.11263874945888727], [0.4083243390150374, -0.1156627302085367], [0.3917417236462916, -0.11823059484521434], [0.37554095891685313, -0.12036734063890919], [0.3597295425877804, -0.12207300265722625], [0.3443182804923204, -0.12337831190727981], [0.3293146680675531, -0.12430439963114807], [0.3147252902154981, -0.12488210905131261], [0.30055376003648443, -0.12512909434331124], [0.286803594914494, -0.12504912649853445], [0.2734768175474118, -0.12468581185630495], [0.26057249671620203, -0.12405623488834007], [0.24809063980350995, -0.12317696741724649], [0.236028956755192, -0.12206466827973235], [0.2243834722416182, -0.12074717541040134], [0.21315124212028685, -0.11923320699875942], [0.202328514597171, -0.11753214249899846], [0.1919073102985247, -0.11567649638172088], [0.18188465536058604, -0.11366581107253408], [0.17225038683149263, -0.1115310463870297], [0.16299847996644873, -0.10928003335750738], [0.15412093089975257, -0.10692598630931358], [0.1456087190765642, -0.10448405426844924], [0.13745256385620208, -0.10196786929312487], [0.12964136310098265, -0.09939539832821728], [0.12216775385372512, -0.09677184588578322], [0.1150222773670337, -0.0941069009199536], [0.10819328031971255, -0.09141429971082154], [0.10167028243812605, -0.08870417238537052], [0.09544528603129236, -0.08597958185041392], [0.08950564157540168, -0.08325498121136488], [0.08384048593991213, -0.08053870115471688], [0.07844243342600342, -0.0778317051893583], [0.0733031441485911, -0.07513657260669082], [0.06840912377833136, -0.07246616933200205], [0.06375329632467384, -0.0698212362785986], [0.05932892746918643, -0.06720150145248767], [0.055126859817251815, -0.064610459766906], [0.051135613151913326, -0.06205577796191944], [0.04734631127389298, -0.05954137557756227], [0.043752720464523914, -0.05706660838658794], [0.04034701006674768, -0.05463286690884055], [0.0371219867549865, -0.05224109998966744], [0.034074745569843974, -0.0498878006719998], [0.03119592899698033, -0.047577282988050904], [0.02848156837973552, -0.045307512836911215], [0.025926633430886727, -0.043076887467499145], [0.02352024781851797, -0.04089213354001716], [0.021262423833138543, -0.038747455627997446], [0.0191443572235899, -0.03664609854217609], [0.017156205229088936, -0.03459260881090222], [0.015292825002239413, -0.03258635053095512], [0.013567496524837281, -0.030612513963029823], [0.01197143071635018, -0.028673666165501332], [0.010495233429263695, -0.02677465948438104], [0.009129785447743947, -0.024919590069679746], [0.00788695258555457, -0.023099631649825387], [0.006760021380054401, -0.021316217431064103], [0.005732014276580462, -0.019577736573407098], [0.004728033823560463, -0.017928043141060515], [0.0038230147987243063, -0.016315764518347254], [0.0030628167921668507, -0.014720494290891055], [0.002434540211307503, -0.013148390780135862], [0.0019123070328683795, -0.011611917759481167], [0.0015114622383369625, -0.010114217130566906], [0.001200776153831405, -0.008661813048976343], [0.0009706055623378552, -0.007259583873536886], [0.0007776931075179186, -0.005912581413532291], [0.0006041819496970496, -0.004623306337935465], [0.00044216623372980604, -0.003389366147892736], [0.0002897103096027109, -0.0022087514005141667], [0.00014319325725895585, -0.0010795802127814072], [0.0, 0.0], [0.00013387124900626307, 0.0010800488463546458], [0.0002613133295048607, 0.0022105660094323787], [0.00038594129970962956, 0.003392819443408659], [0.0005140472716031712, 0.004628308443962538], [0.0006446643148903724, 0.0059196149637128275], [0.0007886157563806083, 0.007267623394161237], [0.0009630767360074842, 0.008673582067483202], [0.001176869667795604, 0.010138440592914301], [0.0014644649711110284, 0.011654856597161194], [0.0018474856758173392, 0.013224620852628259], [0.002295295651667596, 0.014850144210805456], [0.002830883287713752, 0.016527362742138358], [0.003477049503612898, 0.018248629132793272], [0.004209056605412259, 0.020023990226697284], [0.005011306752251064, 0.02185961260606933], [0.00589635602530072, 0.023754632173602363], [0.006903367734203257, 0.025691605212830346], [0.008026236446217763, 0.027673510709801844], [0.009257168442768436, 0.02970835467464735], [0.010580730044996826, 0.03180802892528657], [0.012029299207160555, 0.03395401893787311], [0.013605865753248117, 0.03614738277743005], [0.015313140443691274, 0.03838982755359184], [0.017146741512648615, 0.0406880404306521], [0.019124808271835474, 0.043030345318956886], [0.021252455619785917, 0.04541667836665107], [0.023537957130721678, 0.04784375805425918], [0.02599031742482521, 0.050307372347441086], [0.02861354208446021, 0.0528067222212363], [0.03140794459217185, 0.05534754240151337], [0.034381441033987326, 0.05792669174232083], [0.037544002286458704, 0.06053877853199749], [0.04089976385023398, 0.06318442933167324], [0.04445779106821625, 0.0658581447480198], [0.04822669425658337, 0.0685557174785719], [0.05221341277756616, 0.07127509468859264], [0.05642503399297964, 0.07401422214488208], [0.060866725978753346, 0.07677351338195716], [0.06554955309103844, 0.07954376751116148], [0.07048232821341424, 0.08231983127426593], [0.07567311084668699, 0.08509750716495837], [0.08112988938495366, 0.08787253655948053], [0.08686094064382903, 0.09064023777123552], [0.09287574150506203, 0.09339176077459005], [0.09918471886184935, 0.09611625195946616], [0.10579565150101601, 0.09880841242153303], [0.11271646920981797, 0.10146266321387812], [0.11995640395137844, 0.10406942961122276], [0.12752285405615718, 0.1066236291065331], [0.13542566173937232, 0.10910951177593414], [0.14367566073942561, 0.11150717673578985], [0.15227889594376542, 0.11381201011131314], [0.16123861543136345, 0.11603033607296777], [0.1705679967615138, 0.11812483032396139], [0.18027148672293627, 0.12009422587774543], [0.19035504215614157, 0.12192741969620449], [0.20082515523685676, 0.12360667948931504], [0.2116867688839798, 0.12511748167126258], [0.2229441931974864, 0.12644965448757858], [0.23459933315284184, 0.12760605451600568], [0.24665608743409248, 0.1285743838900753], [0.2591175650366898, 0.12934421468783494], [0.2719863190661801, 0.12989324151589526], [0.28526437733219057, 0.13018566202220566], [0.29895138679849176, 0.1302679056106223], [0.31304754768925924, 0.13013784965621208], [0.32755270244660195, 0.12970619217829066], [0.3424666795442843, 0.1290647430270687], [0.35778707971640716, 0.12815149389319277], [0.37351331031231894, 0.1269960257974734], [0.38964274604321064, 0.12558807316153445], [0.4061739779369703, 0.12394106881811355], [0.42310082921408776, 0.12202418618112318], [0.44042289715209526, 0.11987502173307629], [0.45813290746404767, 0.11746904114707664], [0.4762291375575676, 0.11483689975307713], [0.4947007278903791, 0.11194676523357054], [0.5135434894373102, 0.10881988613639919], [0.5327532389831617, 0.10548116061863196], [0.5523211383543264, 0.10193076998072213], [0.572236246350713, 0.09816477516431214], [0.5924903250654057, 0.09419838660467816], [0.6130739041635694, 0.09004489804356779], [0.6339739816191338, 0.08570498749834733], [0.6551813568102789, 0.08120418836312979], [0.6766826294904897, 0.07655065796450461], [0.6984688123032375, 0.07177566339257094], [0.7205218276184034, 0.06687885706674637], [0.7428278424219217, 0.06187708082253653], [0.7653757053773426, 0.0568079378531838], [0.7881470505617865, 0.0516800630077076], [0.8111249181588027, 0.04651262331048253], [0.8342923716246217, 0.04132657680670632], [0.8576295603284119, 0.03613450615520361], [0.8811170844722935, 0.030955450153538552], [0.9047365864482585, 0.02581398750319117], [0.9284636628527877, 0.02071649511489773], [0.9522748184652725, 0.01564259465380235], [0.9761301998369506, 0.010587320255659949], [0.9999999999999999, 0.005565364803178693]], [[1.0, 0.0033794842604596416], [0.981907666959585, 0.0034107017945123135], [0.9573836544291662, 0.003553400840584002], [0.9328301757026497, 0.0038133056844789114], [0.9082863245594256, 0.005038889395278891], [0.8838174053072801, 0.0050786361833187925], [0.8594952479820277, 0.004058508223407478], [0.8353770434452094, 0.0020716047408410767], [0.8115156678046987, -0.0008160816655549454], [0.7879652139414274, -0.004598611558476992], [0.7647807163457027, -0.009272309622001302], [0.7419906811885931, -0.014722835264993529], [0.719606750913458, -0.020765465166169873], [0.6976011072134308, -0.02724950218199302], [0.6759733990094399, -0.03407128353274623], [0.6547592907084903, -0.041103816688513865], [0.63393598677009, -0.04822742942037555], [0.6134752335755006, -0.05532166175209249], [0.59335493945365, -0.06228814804022939], [0.5735598035892066, -0.06904754285565945], [0.5540769312861042, -0.075525928970234], [0.5348989806759035, -0.08166504874516635], [0.5160217874902615, -0.08741319772700247], [0.4974500727006749, -0.09274193418023761], [0.47919043694541597, -0.0976222084844499], [0.46124863357599316, -0.10202613847325724], [0.4436353539981562, -0.1059448691009969], [0.42636608146380534, -0.10939269936717846], [0.4094539345625268, -0.1123778644725567], [0.39291024060757546, -0.11491211394173859], [0.3767482486013204, -0.1170206433967026], [0.36097538639077087, -0.11870408828312323], [0.34560209114435675, -0.11999227399098554], [0.33063581193725416, -0.12090820592612554], [0.31608279542575884, -0.12148181756685733], [0.3019464925594372, -0.1217283162313532], [0.28823018283322827, -0.12165545313662293], [0.2749356397803771, -0.1213082296917417], [0.2620617575831806, -0.12069932822507685], [0.2496082208532622, -0.11984811270025547], [0.23757244180483328, -0.11877112272402121], [0.22595032490892947, -0.11749547124637955], [0.21473866226463, -0.11602977711689069], [0.20393348117384333, -0.1143829542099978], [0.19352661929257609, -0.11258789689556824], [0.18351508585632054, -0.1106425543515472], [0.17388841706215158, -0.10857887600954964], [0.1646407736517657, -0.10640305726978289], [0.155764167627186, -0.10412753922436471], [0.14724941244722428, -0.10176771807976709], [0.1390872864533884, -0.09933661910130422], [0.1312668944536782, -0.09685152343450111], [0.12378086273758417, -0.0943173588232262], [0.11661991272036634, -0.09174303700378104], [0.10977277135901573, -0.08914139951274298], [0.10322905286017114, -0.08652243073984954], [0.0969809778180219, -0.08388850966474311], [0.09101600900757223, -0.0812542871503947], [0.0853235671804905, -0.07862758543742962], [0.07989617774627845, -0.07600947981921206], [0.07472559421180744, -0.07340221535466677], [0.06979869100485092, -0.07081835082014953], [0.0651083710888666, -0.06825866148654257], [0.06064797054175132, -0.06572273286456597], [0.05640844682921253, -0.06321396908496299], [0.05237848137784268, -0.06074007589442664], [0.04854939810488824, -0.058304742226871285], [0.04491507085825904, -0.055907126797283796], [0.041467942850663894, -0.05354832607274906], [0.03820064735774609, -0.05122952847079131], [0.0351097586545411, -0.04894766386694218], [0.03218644884312789, -0.04670650872808074], [0.029426256391601843, -0.0445043605201918], [0.026824578579064055, -0.04233915763794103], [0.024370780411925006, -0.040217669920515696], [0.022064800784789586, -0.038134022741392125], [0.01989811656090156, -0.03609123305756889], [0.017860888686019396, -0.034094181591046366], [0.015948686598987283, -0.032141755917428856], [0.014174100670008667, -0.030218820112101898], [0.012529780041531031, -0.028327229950690227], [0.011006112413948117, -0.02647235260913767], [0.009594223928952724, -0.024658412704903987], [0.008304929626779426, -0.022876276787997127], [0.007132915415169648, -0.021126877557315127], [0.006061064504928417, -0.019419214581247936], [0.005011225262400927, -0.017801393001242876], [0.004062821156822976, -0.01621714799932157], [0.003260563622865933, -0.014645078774885707], [0.0025959116506085234, -0.013090426013663123], [0.0020427966341864602, -0.011567312094768942], [0.0016148819245064374, -0.010079373241728841], [0.0012824376577838935, -0.00863428119866635], [0.0010375727275643352, -0.007237170967221023], [0.0008311986143403465, -0.005894508570523567], [0.0006449880558831722, -0.004609353408565273], [0.0004717565453566282, -0.003379215111730653], [0.000308928970186169, -0.002202172274317802], [0.00015250297712507586, -0.0010764050547977817], [0.0, 0.0], [0.00014211322934258542, 0.0010766031115543658], [0.0002774631560388204, 0.002204200902681255], [0.00040953709197986645, 0.0033834203768116], [0.0005451423054260807, 0.004615771157209207], [0.0006838653364238368, 0.0059037989866837165], [0.0008363132788401142, 0.007248314172419027], [0.0010198430594494984, 0.00865055742124396], [0.0012433990641579078, 0.010111041660639405], [0.001545491282025989, 0.011621480586889813], [0.0019455973236784095, 0.013183893185201441], [0.0024111692491965613, 0.014800988986187513], [0.002966455516245121, 0.016467751423458465], [0.0036353669087239335, 0.018176557608770034], [0.004388692504248829, 0.01993824127258923], [0.005216764849943381, 0.021757997647862508], [0.006128421218679978, 0.023635633858954157], [0.007164332501214691, 0.02555221821286682], [0.008317269925092848, 0.02751145350891811], [0.009579119766587822, 0.029521633699653566], [0.010934312264767078, 0.03159506676356916], [0.012415662602939932, 0.03371253623105789], [0.014025633948456998, 0.035875092806441064], [0.01576669314775243, 0.03808470279000722], [0.017634978946757838, 0.040347837370000535], [0.019648293288956387, 0.04265274771090103], [0.021811353886404972, 0.044999438141785655], [0.02413220124973265, 0.04738464119435897], [0.02661965331399447, 0.049804262582780166], [0.029277552134878527, 0.05225765698122606], [0.03210529957118176, 0.05475148617839973], [0.03511088629823945, 0.057282493889410244], [0.03830434876436422, 0.05984528018887774], [0.04169021119062706, 0.06244024140871656], [0.04527734377920543, 0.06506194756806742], [0.049074110072397405, 0.06770646447866334], [0.05308748647197208, 0.07037174981144198], [0.05732427938346287, 0.07305616897425538], [0.0617895727825463, 0.07576042530635702], [0.06649422398437348, 0.07847554422078074], [0.07144689003718381, 0.0811966677593207], [0.07665573124491429, 0.08391956449700666], [0.08212881394208943, 0.08663997817196938], [0.08787428497037521, 0.08935349198929848], [0.09390147720599483, 0.09205164509377792], [0.10022042515976251, 0.09472460155463189], [0.10683924426238875, 0.0973665678510815], [0.11376578229431827, 0.09997232336708244], [0.1210088324285068, 0.10253366103973356], [0.12857618468656531, 0.1050446738118821], [0.13647762816847284, 0.10749031560018915], [0.14472368220402382, 0.1098520173309383], [0.15332068012144076, 0.1121248276068021], [0.16227250248452352, 0.11431304285281862], [0.17159133873260551, 0.11638440995458355], [0.1812823952136486, 0.11833507133779039], [0.1913518829951903, 0.1201536500608067], [0.20180631299382015, 0.12182333954247458], [0.21265076737601252, 0.12333011201161856], [0.22388958486533087, 0.12466511205355403], [0.23552540497776617, 0.12582699603328973], [0.2475622745605994, 0.12680248156104967], [0.2600033012786937, 0.12758204312300364], [0.2728511204916799, 0.12814307383864956], [0.2861078244175814, 0.12845388141811698], [0.29977319202061853, 0.1285502172052224], [0.31384749268486395, 0.12843502793314482], [0.32833046201086324, 0.12802045871789297], [0.34322188637603074, 0.12739169409074502], [0.35851939409167743, 0.1264927943995238], [0.3742223570793808, 0.12535098661173685], [0.3903280809449543, 0.12395590544469684], [0.40683522087470764, 0.12232165322960661], [0.4237379857359861, 0.1204217585580502], [0.44103517411600796, 0.1182856761767593], [0.4587202423729514, 0.11589576493441242], [0.47679092010464935, 0.11327800793512767], [0.49523683043031835, 0.11040439088867993], [0.514054163130327, 0.10729812497672048], [0.5332378866486873, 0.10397881775123083], [0.552779287329981, 0.10044754896529469], [0.5726676832103667, 0.09670165434163111], [0.5928947827349375, 0.09275608232738146], [0.6134510436814459, 0.08862379509785648], [0.63432354067985, 0.08430580983369222], [0.6555036362373572, 0.07983018085056022], [0.6769781586480513, 0.07520607884682057], [0.6987380577584145, 0.07046490821819873], [0.7207657834202827, 0.06560784037299627], [0.7430471547796033, 0.060650655219424615], [0.7655715194633891, 0.055632997418785204], [0.7883203318549722, 0.050562375650585564], [0.8112765873645396, 0.045457499899326924], [0.834423763776084, 0.04034150117230355], [0.8577411407551715, 0.03522280953003088], [0.8812090583231185, 0.030118946101156334], [0.9048092690667224, 0.025055271936026795], [0.9285169437473493, 0.02003475540936466], [0.9523085317725325, 0.01503829789399158], [0.9761455328740682, 0.010060466111770536], [0.9999999999999999, 0.005115520501748213]], [[1.0, 0.004231115137152331], [0.9823319729639053, 0.0042140620776506725], [0.9578203733474215, 0.004204227142683789], [0.9332907051242184, 0.004202820376238899], [0.9087715842065823, 0.005410376615556763], [0.884325370380973, 0.00548518643769741], [0.8600228938309715, 0.004564689843151107], [0.8359206880564086, 0.0027339560163980895], [0.8120707071164065, 5.3757872155310077e-05], [0.7885267606434814, -0.003470337896839682], [0.7653441699664835, -0.007838105227686727], [0.7425542077379961, -0.01294988046030099], [0.7201688048859128, -0.018646580750274352], [0.6981843106062602, -0.024789721844579636], [0.6766037447283868, -0.03128371216269298], [0.6554265783275621, -0.03800842329632433], [0.6346358664772684, -0.044846945432943985], [0.6142091760556437, -0.05168119187495075], [0.5941284595851006, -0.05841475301251733], [0.5743796861343177, -0.06496685025419903], [0.5549496271722484, -0.07126007921318178], [0.5358321394219668, -0.07723801770769483], [0.5170227312816214, -0.08284711768819779], [0.49852460699426665, -0.08805730852677479], [0.4803409944204218, -0.09283383604931304], [0.46247590104022274, -0.09714454217623206], [0.44493942584236823, -0.10097826074435157], [0.42774598872688185, -0.10434731205097562], [0.4109089087802223, -0.10726138681482789], [0.3944395498540263, -0.10973295080883373], [0.3783510196206036, -0.11178800258827976], [0.36265080032081964, -0.11342865529434532], [0.3473486082328774, -0.11468227902382011], [0.3324518903423879, -0.11557529114409902], [0.31796636457641975, -0.11613563113232224], [0.3038953080561355, -0.1163727606259769], [0.29024161570596935, -0.116307922004416], [0.27700669281851376, -0.11597943280671344], [0.2641892501899733, -0.11539740862241579], [0.2517884403127041, -0.11458502860023644], [0.23980127475531954, -0.11355881179489609], [0.22822363650644606, -0.11234368134325824], [0.21705182437271398, -0.11094894756946014], [0.20628145754779442, -0.10938335700216988], [0.19590434893455047, -0.10767914219898833], [0.18591726523078236, -0.10583273859467152], [0.17630970414104039, -0.10387614813490317], [0.1670757756824688, -0.10181432385157184], [0.1582074041506826, -0.09965897753814054], [0.1496954414523531, -0.09742500329350658], [0.14153075128217846, -0.09512448897922743], [0.13370258429223567, -0.09277415612348992], [0.12620346191475232, -0.09037864172734458], [0.11902447511626618, -0.08794542999534169], [0.11215479887001553, -0.08548620279106876], [0.10558421990268158, -0.08301060747737352], [0.09930526768979285, -0.0805199242947332], [0.09330568818668952, -0.07802881383287463], [0.08757530277080414, -0.07554433273452894], [0.08210649489411967, -0.07306770839105481], [0.07689112460654707, -0.07060076403779125], [0.07191682384210334, -0.06815520393927411], [0.06717638970706458, -0.06573193463962528], [0.06266314080640452, -0.06333047299520393], [0.058368227798519634, -0.06095405176216991], [0.05428070109649653, -0.05861025084125012], [0.05039225641496277, -0.0563022608843322], [0.046696898216468455, -0.05402894647823926], [0.04318749261001757, -0.051790909754099515], [0.039856575589434104, -0.04958959267081282], [0.03670004189043492, -0.047422537140834796], [0.0337097407628432, -0.04529281272861417], [0.03088072861639246, -0.043199058989984926], [0.028208782865986853, -0.04113878790130038], [0.02568381199730648, -0.03911860703981087], [0.02330535270671982, -0.03713274840839912], [0.021065503488593585, -0.03518374527388196], [0.0189544706044966, -0.03327696681135004], [0.016968622165497063, -0.031410702554686615], [0.015119254148701036, -0.02956956770435141], [0.013400841946052547, -0.02775438445054413], [0.011803233800197427, -0.025971526570782142], [0.010318412147951563, -0.02422502807441368], [0.008956113137456995, -0.022505082768934592], [0.007713395249537748, -0.020811596056398252], [0.0065725970320389465, -0.019154925135240485], [0.005453356748145345, -0.01758841284386754], [0.004437909312088657, -0.01605018964641369], [0.0035707893754948375, -0.014516441856264262], [0.0028493019828199416, -0.012991028875600125], [0.002247253697816985, -0.011490620617280591], [0.0017769979344799199, -0.01001938259996528], [0.0014108662197528075, -0.008586747292479095], [0.0011427046071430934, -0.007198350586127276], [0.0009151523851371246, -0.005863155868573968], [0.0007093215116478787, -0.0045850260812139295], [0.0005185040659981219, -0.003361410463092675], [0.00033929351300015083, -0.0021905311293505835], [0.00016721120043773705, -0.0010707179658874409], [0.0, 0.0], [0.00015553613961864204, 0.0010716368449861318], [0.0003035784306715175, 0.002193883941855423], [0.0004477097284745123, 0.0033677745180548157], [0.0005953904525197399, 0.004594674761082293], [0.0007470588598203818, 0.0058770222898054305], [0.0009132082029775948, 0.007215464793266833], [0.0011116639715045154, 0.008611221517913228], [0.0013517965800247107, 0.010063991366200285], [0.0016784359106974986, 0.011563838681963878], [0.0021078088006878004, 0.013113244829316051], [0.0026044622447658613, 0.014715311187146288], [0.003194703281895285, 0.016363466567504863], [0.0039034118192662493, 0.018050259096321245], [0.00469540587576478, 0.01978773801800537], [0.005568008345439836, 0.02158033474534364], [0.006526031800663814, 0.02342802658118938], [0.007611440607762631, 0.025310097010839222], [0.008815539944864722, 0.027231188008318696], [0.010129579360698183, 0.029200112505068647], [0.011538057123291978, 0.031229549375576374], [0.01307378745961508, 0.033299584548749275], [0.014738880068000452, 0.03541112138130832], [0.016535164019800604, 0.037566662015019715], [0.018459717567511427, 0.039772209322068514], [0.020529547271208266, 0.04201617987350538], [0.022748913384502998, 0.04429866772770636], [0.025125359457809162, 0.04661673738711863], [0.0276674370714318, 0.04896645013503714], [0.030378793841020272, 0.05134740774805588], [0.03325796122274941, 0.053767249554989176], [0.03631300352339037, 0.056222556796443966], [0.039553843867789956, 0.05870813018008472], [0.04298549897688257, 0.06122408642531605], [0.04661656346216349, 0.06376519509448206], [0.05045482289450301, 0.06632829463007399], [0.05450732278628197, 0.06891138242186459], [0.058780608969348544, 0.07151329059514688], [0.06327980766949534, 0.07413493146133228], [0.06801541528669974, 0.07676782768490589], [0.0729959015808486, 0.0794075524361838], [0.07822951858311884, 0.08204996462141963], [0.08372442039613524, 0.08469091856441048], [0.08948871571863828, 0.0873261220006549], [0.09553130676449413, 0.0899483216725908], [0.10186165482172091, 0.09254934015306479], [0.10848838081961569, 0.09512270643284491], [0.11541959414929667, 0.09766288555284267], [0.12266345608268991, 0.10016369466126225], [0.1302285303042306, 0.10261731476751022], [0.13812414002570664, 0.10501118705347849], [0.1463600662573793, 0.10733003990347609], [0.15494332401664418, 0.10956754730777274], [0.16388017610845118, 0.11171934227942334], [0.17317921106801998, 0.11376977395146323], [0.1828479058025737, 0.11570606754957675], [0.19289297141165979, 0.1175157853559108], [0.20332083994299288, 0.11918404399228923], [0.21413655917289734, 0.1206995210030906], [0.2253444500105901, 0.1220556234759041], [0.23694900026250348, 0.12323905624198926], [0.24895425406276125, 0.12423555022323701], [0.261363092977681, 0.12503826169054533], [0.27417817392290955, 0.12562592992964258], [0.2874015787510089, 0.1259765017673587], [0.301033456351135, 0.12609813945062842], [0.31507413882551555, 0.12600665268232958], [0.32952301448308513, 0.1256220519136032], [0.3443797260360801, 0.12500695307030285], [0.35964211827766257, 0.12412809120795884], [0.37530922368380765, 0.12300117302262448], [0.3913782613428653, 0.12161749711753808], [0.40784786441836945, 0.11999151090705318], [0.42471340494983195, 0.11811006824171492], [0.44197146315253827, 0.11598004739571734], [0.459617610230358, 0.11360390007175997], [0.4776476342655956, 0.1109918048773501], [0.49605291712224314, 0.108129415911867], [0.5148305116833461, 0.10504435673891244], [0.5339728971527125, 0.10174066834618496], [0.5534723414143209, 0.0982257259088384], [0.5733186108741444, 0.09449898733018978], [0.5935029736613723, 0.09057317775894637], [0.6140157835265855, 0.08646096684831354], [0.6348442141679418, 0.08216395016874546], [0.6559809376734168, 0.0777157530947528], [0.6774129451791889, 0.07312614840423914], [0.6991305497251722, 0.06842490835612715], [0.7211179835581899, 0.06361881988587302], [0.743359829928216, 0.05871976460190321], [0.7658466151974259, 0.05377170343678672], [0.7885596996335127, 0.048780976917053485], [0.8114821892675759, 0.04376600805546118], [0.8345979888849416, 0.038752474687351504], [0.8578851430072556, 0.0337429661408125], [0.8813238372785345, 0.02875329608321937], [0.9048958568747989, 0.023809732547718204], [0.9285764809965642, 0.01891152004715191], [0.9523425852332015, 0.01404419319857276], [0.9761588912038618, 0.00919923405624296], [0.9999999999999999, 0.004391658193619381]], [[1.0, 0.0033958939875023287], [0.981478127529005, 0.0035123071884891562], [0.9570364005662177, 0.003945982810058712], [0.9325938569581518, 0.004562149304180122], [0.9081659976834937, 0.0056691120506487435], [0.8838130269975532, 0.005691955449050986], [0.8596027443681469, 0.00480464028564102], [0.8355900196850744, 0.003085020537124127], [0.8118246359926662, 0.0005907872015453922], [0.788357960449488, -0.002664843536896892], [0.7652418824599334, -0.006675409689699561], [0.7425054234563017, -0.011345433846674958], [0.7201624225574167, -0.01657765247546805], [0.6982298450213585, -0.022331170832958956], [0.67671413425118, -0.0284307720335916], [0.6555885753518039, -0.034772307115219635], [0.634842751543041, -0.04124943766043361], [0.6144616829390119, -0.04775212690159574], [0.5944321591217735, -0.0541884325729201], [0.5747420508670522, -0.06047552074326775], [0.5553784681200453, -0.06653081806855007], [0.536337068904046, -0.07230169652645392], [0.5176142251403067, -0.07773508560617044], [0.49921154051206457, -0.08279818879615455], [0.48112741340883025, -0.08744388173683962], [0.46336348805463945, -0.09163314700055843], [0.4459294316549559, -0.09535534570917771], [0.4288376235032319, -0.09861747357161502], [0.41210123659204984, -0.10143021188139005], [0.3957317750648347, -0.10380848407269931], [0.37974217087653833, -0.10577972889930681], [0.3641401396929058, -0.10734966780740356], [0.3489343997288421, -0.10854208268028392], [0.3341324640925203, -0.10938935758285907], [0.31973928089002535, -0.10991349052528802], [0.30575800099406286, -0.11011065825608465], [0.292191021851306, -0.11004182115632005], [0.2790392827991073, -0.1097126495187625], [0.26630136408980737, -0.10914081161687483], [0.25397567257773557, -0.10835333152730525], [0.24205878574446338, -0.10736704838942879], [0.23054681345468472, -0.10620149500052375], [0.21943516908504881, -0.1048711523636983], [0.2087187858444201, -0.10338561708717414], [0.19838992836288866, -0.10177208801588926], [0.18844466971015766, -0.100027380323239], [0.17887318279426295, -0.0981799065603989], [0.16966877030729177, -0.09623756177264936], [0.1608229979448535, -0.09421215083741191], [0.15232735940466252, -0.09211513057234631], [0.14417281545505206, -0.08995720896840335], [0.13634838581774292, -0.08775600638296975], [0.12884619148232512, -0.0855167850761035], [0.12165801263605455, -0.08324425266032673], [0.11477329034798897, -0.08094919735724519], [0.10818206271143854, -0.07864056277651128], [0.1018772425623936, -0.07631791012421946], [0.09584714271342816, -0.07399504620416486], [0.0900819126889644, -0.07167856028203089], [0.08457363479453327, -0.06937033492822836], [0.07931411721394756, -0.06707239174688298], [0.07429242564803958, -0.06479368883869038], [0.06950107590304395, -0.06253550544238186], [0.06493308646378845, -0.06029776770791459], [0.060579849740034566, -0.058083528041001885], [0.05643109649243611, -0.05589975628237156], [0.05247913428464532, -0.05374853833538572], [0.04871804231325743, -0.05162846294236991], [0.045141236104518784, -0.0495393026470159], [0.041741441898898723, -0.047482594786850456], [0.03851378069351733, -0.04545681891365849], [0.035450654949768595, -0.04346444564934283], [0.032547091310580846, -0.04150404156743401], [0.0297986435289632, -0.03957366341448502], [0.027196321945352805, -0.03767876910251845], [0.024738564063040206, -0.03581446869315151], [0.022418928005158954, -0.03398177932844827], [0.020227553234966358, -0.03218696769974295], [0.01816115451558681, -0.030428104389113576], [0.01622860449224085, -0.02869065216845198], [0.014426020535525006, -0.02697419151166516], [0.012741567962082083, -0.025287726481575068], [0.0111695755733155, -0.023633236408593862], [0.009719306073983218, -0.02199948520493629], [0.008391580159066811, -0.020383551960239627], [0.007166879595863471, -0.018799234271243897], [0.005970908469406424, -0.017299591730650963], [0.004877558093882296, -0.015824920660287376], [0.003934919189208578, -0.014344299453798545], [0.003146492013652152, -0.01285927162636048], [0.002485967518891333, -0.011390234714591213], [0.001966425957884394, -0.009941559051746183], [0.0015627301758429153, -0.00852504539654057], [0.001268007355029913, -0.007147200213272389], [0.0010162015735057414, -0.005821378551766909], [0.0007885384014670537, -0.004551980083536485], [0.0005771383926607273, -0.0033367475986872236], [0.0003779987755206294, -0.0021740059076956245], [0.0001862632797997506, -0.0010622002047999321], [0.0, 0.0], [0.00017896031750020205, 0.0010639571878567847], [0.00034886028904223697, 0.0021765057084592444], [0.000514868312339238, 0.0033408329214797174], [0.0006844060600441366, 0.004558389387651782], [0.0008594422555687541, 0.005830991413018125], [0.0010509441672565858, 0.007158877781742827], [0.0012776083401436062, 0.00854320561537688], [0.0015507664641063994, 0.009981809080105675], [0.0019240600767082157, 0.011461454211827352], [0.0024066660728285796, 0.012985743896995553], [0.002962893962881146, 0.014557889146787401], [0.0036208178215978177, 0.016168644222476103], [0.004400711746656145, 0.01781218770747505], [0.005265535116432936, 0.019502321242752443], [0.006209134260699092, 0.021247727741910853], [0.007242701600449427, 0.023042507073305612], [0.008403149667764336, 0.024867536629675006], [0.009682871835662079, 0.026727332269026523], [0.011072137006560819, 0.028631501552390623], [0.012558535073348925, 0.030590995472974693], [0.014170989423996878, 0.03258779767574869], [0.015913053725201673, 0.034621621072196004], [0.017784809685701466, 0.03669636009148036], [0.019785682295868724, 0.038816173278370794], [0.02193030485027868, 0.040971326615738185], [0.02422301140899493, 0.04316299614260253], [0.026669320581172856, 0.04539792942684944], [0.029277792244408005, 0.047663497600513346], [0.03205249265536936, 0.04995925793155652], [0.03499254869111814, 0.05229251630767475], [0.03810600822026049, 0.05465919679985494], [0.041401989530678654, 0.05705475639065176], [0.044886070330407125, 0.059479252890378705], [0.04856655535642994, 0.061928560835348194], [0.05244980865268154, 0.06440232387804812], [0.05654311371686333, 0.0668980818 | Outer blade 3D array of the non-dimensional x and y airfoil coordinates of the airfoils interpolated along span for n_span stations.
rotorse.split.web_start_nd_outer | output |  | [[0.41544217615171664, 0.41686849992532654, 0.41765576865359394, 0.4178254037924655, 0.4176210466140057, 0.4160753604728791, 0.41231161575707337, 0.4052603317544656, 0.39177859992278913, 0.2452326256565541], [0.28457176428889247, 0.2799372496415655, 0.27169063497213075, 0.2619613492832529, 0.2505271298554034, 0.23573882436487986, 0.21583322763232943, 0.18757385164413623, 0.14241966748178495, 0.24523262565655413]] | Outer blade 2D array of the non-dimensional start point defined along the outer profile of a web. The TE suction side is 0, the TE pressure side is 1. The first dimension represents each web, the second dimension represents each entry along blade span.
rotorse.split.web_end_nd_outer | output |  | [[0.5840496832207385, 0.5831403730230964, 0.5833085305831393, 0.584182865936254, 0.5851557528462358, 0.5869658879641508, 0.5906942372414079, 0.597571429866808, 0.6108789436036907, 0.75672068587476], [0.714266970848546, 0.7195042452673338, 0.7288640886127752, 0.7397477515793972, 0.7519355663999808, 0.7667548440983365, 0.7861310555605142, 0.8134791005887387, 0.8575867502123765, 0.75672068587476]] | Outer blade 2D array of the non-dimensional end point defined along the outer profile of a web. The TE suction side is 0, the TE pressure side is 1. The first dimension represents each web, the second dimension represents each entry along blade span.
rotorse.split.layer_thickness_outer | output | m | [[0.001, 0.001, 0.001, 0.001, 0.001, 0.001, 0.001, 0.001, 0.001, 0.001], [0.0028649115237233047, 0.0025793559173691184, 0.0021461494036608486, 0.0016921197675737938, 0.0012276785702973474, 0.001, 0.001, 0.001, 0.001, 0.001], [0.0220549122718989, 0.0208042751114363, 0.018985046101293482, 0.01713608265938962, 0.01526729626297836, 0.013388598389313434, 0.011509900515648486, 0.009631202641983529, 0.007752504768318578, 0.005873806894653622], [0.018396886548685744, 0.016955665306955872, 0.014962350275733031, 0.01303216602522535, 0.01114932986025402, 0.009298059085640267, 0.007462571006205302, 0.005627082926770338, 0.0037915948473353817, 0.0019561067679004216], [0.03442398385140485, 0.001, -8.131516293641283e-20, 0.0, 0.0, 0.0, 0.0, 0.0, 0.0, 0.0], [0.03442398385140485, 0.001, -8.131516293641283e-20, 0.0, 0.0, 0.0, 0.0, 0.0, 0.0, 0.0], [0.013570845372449021, 0.012725330855044377, 0.011505323630660504, 0.010306515825606558, 0.009125374203327537, 0.00795836552726849, 0.0068019565608744125, 0.005652614067590332, 0.0045068048108612615, 0.003360995554132208], [0.01223234944423054, 0.01109198344222918, 0.009700784707749164, 0.008501789524206603, 0.007398896116132821, 0.006296002708059051, 0.00519310929998528, 0.004090215891911514, 0.0029873224838377426, -6.505213034913027e-19], [0.01223234944423054, 0.01109198344222918, 0.009700784707749164, 0.008501789524206603, 0.007398896116132821, 0.006296002708059051, 0.00519310929998528, 0.004090215891911514, 0.0029873224838377426, -6.505213034913027e-19], [0.028467525364800895, 0.026548446003367625, 0.023685366005451677, 0.02070188767487763, 0.01762209067817712, 0.014470054681881742, 0.01126985935252313, 0.008045584356632905, 0.0048213093607426755, 0.0015970343648524527], [0.0232295708259792, 0.02207879562049976, 0.020252660086103807, 0.01819533041480395, 0.015888517454057182, 0.01337380175210471, 0.010692763857187702, 0.007886984317547073, 0.004998043681424268, 0.0020675224970603053], [0.032679793711968524, 0.030642080913123152, 0.027516266030156573, 0.02419344792587278, 0.020739294340710836, 0.01721947301510983, 0.013699651689508844, 0.010179830363907818, 0.006660009038306791, 0.0031401877127057915], [0.03547715954202539, 0.03163240860972047, 0.026555610535872978, 0.02186996705690011, 0.017497247253826908, 0.01335922020767848, 0.009377654999479916, 0.005474320710256289, 0.0015709864210326626, 0.001], [0.0023387770706268904, 0.0021752316255659585, 0.00195702452635758, 0.0017517918895640714, 0.0015569388227024443, 0.0013698704332897418, 0.0011879918288430328, 0.0010087081168792522, 0.001, 0.001], [0.0012739797944200206, 0.0012725991189427679, 0.001294214390602067, 0.001332041116005865, 0.0013779735682819148, 0.0014239060205579876, 0.0014698384728340475, 0.0015157709251100578, 0.0015617033773860887, 1.0842021724855044e-19], [0.02, 0.02, 0.02, 0.02, 0.02, 0.02, 0.02, 0.02, 0.02, 6.938893903907228e-18], [0.0013589344180927612, 0.0013104258443465565, 0.0012753010279001407, 0.001272599118942723, 0.001294214390602057, 0.0013320411160058796, 0.001377973568281959, 0.0014239060205580112, 0.001469838472834042, 1.0842021724855044e-19], [0.0013365476557123661, 0.001336042341719111, 0.0013449310081187766, 0.001360406973216308, 0.0013791765876627789, 0.0013979462021092215, 0.0014167158165556374, 0.001435485431002038, 0.0014542550454484536, 2.168404344971009e-19], [0.02, 0.02, 0.02, 0.02, 0.02, 0.02, 0.02, 0.02, 0.02, 6.938893903907228e-18], [0.0013708383916703005, 0.0013512015024088637, 0.0013370346233662605, 0.0013360423417192616, 0.0013449310081189907, 0.0013604069732165167, 0.001379176587662875, 0.0013979462021091273, 0.0014167158165554958, 6.505213034913027e-19]] | Outer blade 2D array of the thickness of the layers of the blade structure. The first dimension represents each layer, the second dimension represents each entry along blade span.
rotorse.split.layer_start_nd_outer | output |  | [[0.0, 0.0, 0.0, 0.0, 0.0, 0.0, 0.0, 0.0, 0.0, 0.0], [0.0, 0.0, 0.0, 0.0, 0.0, 0.0, 0.0, 0.0, 0.0, 0.0], [0.26774667347125214, 0.26207131421706575, 0.25166728116937254, 0.23859669313117138, 0.227875469260909, 0.21289914882504438, 0.19074835516998262, 0.15633559281281478, 0.10381686391715891, 0.08009451161731798], [0.5959795702170866, 0.5931166245783371, 0.5893669387235123, 0.5862305208235664, 0.5844476893192411, 0.5818881458651411, 0.5782695778866841, 0.5727057328003304, 0.5737487939946404, 0.5968472850353708], [0.15010341950539766, 0.2666667765640185, 0.2930567897903598, 0.2921064449099263, 0.2910646146603808, 0.28898448525609133, 0.2852726377942026, 0.2791943981779224, 0.26861132553798667, 0.24523262565655413], [0.5617569951687705, 0.6787073645677476, 0.7076220245693976, 0.7099371856243094, 0.712085852509696, 0.7147034419752497, 0.7185162292704639, 0.7243480575863829, 0.7343491554404629, 0.7567206858747599], [0.47359139036180653, 0.47152323732789425, 0.46807164252978684, 0.46388290037817503, 0.4585452152866592, 0.45118660428881174, 0.4459587735889037, 0.44467842990449175, 0.4432423328295308, 0.44179699440331593], [0.0, 0.0, 0.0, 0.0, 0.0, 0.0, 0.0, 0.0, 0.0, 0.0], [0.924968790735632, 0.9248582303117606, 0.9247042142179469, 0.9247885079320827, 0.9300560916887364, 0.9302752538430316, 0.9304513929655849, 0.9306536233974412, 0.9308126540473582, 0.931124027312094], [0.07503120926436799, 0.07514176968823938, 0.07529578578205315, 0.0752114920679173, 0.06994390831126364, 0.06972474615696847, 0.06954860703441507, 0.06934637660255885, 0.0691873459526418, 0.06887597268790605], [0.4027958816390277, 0.40631466334865907, 0.4113402530067285, 0.41753853299536126, 0.4199313238915094, 0.42260813183400925, 0.4260419733187715, 0.43129105098389503, 0.4334057871588144, 0.4103707396957903], [0.5258216716206937, 0.5273093526045379, 0.5298251643878843, 0.5330886569456504, 0.5373961725885538, 0.5431032487752457, 0.5460130356861798, 0.5447154157497146, 0.5433496873716276, 0.5417782450793086], [0.7310287783848622, 0.7373599737099304, 0.7490399105608683, 0.7619290398402178, 0.7743882790965585, 0.7904088076784185, 0.812991661514389, 0.847166181144916, 0.8949495168862853, 0.9165940867141491], [0.05, 0.05, 0.05, 0.05, 0.05, 0.05, 0.04, 0.05, 0.05, 0.05], [0.0, 0.0, 0.0, 0.0, 0.0, 0.0, 0.0, 0.0, 0.0, 0.0], [0.0, 0.0, 0.0, 0.0, 0.0, 0.0, 0.0, 0.0, 0.0, 0.0], [0.0, 0.0, 0.0, 0.0, 0.0, 0.0, 0.0, 0.0, 0.0, 0.0], [0.0, 0.0, 0.0, 0.0, 0.0, 0.0, 0.0, 0.0, 0.0, 0.0], [0.0, 0.0, 0.0, 0.0, 0.0, 0.0, 0.0, 0.0, 0.0, 0.0], [0.0, 0.0, 0.0, 0.0, 0.0, 0.0, 0.0, 0.0, 0.0, 0.0]] | Outer blade 2D array of the non-dimensional start point defined along the outer profile of a layer. The TE suction side is 0, the TE pressure side is 1. The first dimension represents each layer, the second dimension represents each entry along blade span.
rotorse.split.layer_end_nd_outer | output |  | [[1.0, 1.0, 1.0, 1.0, 1.0, 1.0, 1.0, 1.0, 1.0, 1.0], [1.0, 1.0, 1.0, 1.0, 1.0, 1.0, 1.0, 1.0, 1.0, 1.0], [0.4027958816390277, 0.40631466334865907, 0.4113402530067285, 0.41753853299536126, 0.4199313238915094, 0.42260813183400925, 0.4260419733187715, 0.43129105098389503, 0.4334057871588144, 0.4103707396957903], [0.7310287783848622, 0.7373599737099304, 0.7490399105608683, 0.7619290398402178, 0.7743882790965585, 0.7904088076784185, 0.812991661514389, 0.847166181144916, 0.8949495168862853, 0.9165940867141491], [0.4370829868619208, 0.320758032488366, 0.2930567897903598, 0.2921064449099263, 0.2910646146603808, 0.28898448525609133, 0.2852726377942026, 0.2791943981779224, 0.26861132553798667, 0.24523262565655413], [0.8487365625252937, 0.732798620492095, 0.7076220245693976, 0.7099371856243094, 0.712085852509696, 0.7147034419752497, 0.7185162292704639, 0.7243480575863829, 0.7343491554404629, 0.7567206858747599], [0.5258216716206937, 0.5273093526045379, 0.5298251643878843, 0.5330886569456504, 0.5373961725885538, 0.5431032487752457, 0.5460130356861798, 0.5447154157497146, 0.5433496873716276, 0.5417782450793086], [0.07503120926436799, 0.07514176968823938, 0.07529578578205315, 0.0752114920679173, 0.06994390831126364, 0.06972474615696847, 0.06954860703441507, 0.06934637660255885, 0.0691873459526418, 0.06887597268790605], [1.0, 1.0, 1.0, 1.0, 1.0, 1.0, 1.0, 1.0, 1.0, 1.0], [0.26774667347125214, 0.26207131421706575, 0.25166728116937254, 0.23859669313117138, 0.227875469260909, 0.21289914882504438, 0.19074835516998262, 0.15633559281281478, 0.10381686391715891, 0.08009451161731798], [0.47359139036180653, 0.47152323732789425, 0.46807164252978684, 0.46388290037817503, 0.4585452152866592, 0.45118660428881174, 0.4459587735889037, 0.44467842990449175, 0.4432423328295308, 0.44179699440331593], [0.5959795702170866, 0.5931166245783371, 0.5893669387235123, 0.5862305208235664, 0.5844476893192411, 0.5818881458651411, 0.5782695778866841, 0.5727057328003304, 0.5737487939946404, 0.5968472850353708], [0.924968790735632, 0.9248582303117606, 0.9247042142179469, 0.9247885079320827, 0.9300560916887364, 0.9302752538430316, 0.9304513929655849, 0.9306536233974412, 0.9308126540473582, 0.931124027312094], [0.95, 0.95, 0.95, 0.95, 0.95, 0.95, 0.95, 0.95, 0.95, 0.95], [0.0, 0.0, 0.0, 0.0, 0.0, 0.0, 0.0, 0.0, 0.0, 0.0], [0.0, 0.0, 0.0, 0.0, 0.0, 0.0, 0.0, 0.0, 0.0, 0.0], [0.0, 0.0, 0.0, 0.0, 0.0, 0.0, 0.0, 0.0, 0.0, 0.0], [0.0, 0.0, 0.0, 0.0, 0.0, 0.0, 0.0, 0.0, 0.0, 0.0], [0.0, 0.0, 0.0, 0.0, 0.0, 0.0, 0.0, 0.0, 0.0, 0.0], [0.0, 0.0, 0.0, 0.0, 0.0, 0.0, 0.0, 0.0, 0.0, 0.0]] | Outer blade 2D array of the non-dimensional end point defined along the outer profile of a layer. The TE suction side is 0, the TE pressure side is 1. The first dimension represents each layer, the second dimension represents each entry along blade span.
rotorse.stall_check.no_stall_constraint | output |  | [0.0, 0.0, 0.0, 0.0, 0.0, 0.0, 0.0, 0.8062639421625317, 0.7636915706780123, 0.6793133579677364, 0.5859425498221352, 0.506297729179294, 0.4484324123093951, 0.4065376920019359, 0.39197097039611023, 0.3947976486443602, 0.40233607152910594, 0.4092657348937274, 0.4167780103363063, 0.4268156838642363, 0.44698962399689773, 0.4635076661337661, 0.5001393399538799, 0.5527108402498301, 0.6152469388722687, 0.667790221790462, 0.7109645144298397, 0.7515855138018512, 0.786320098862905, 0.8064700186033099] | Constraint, ratio between angle of attack plus a margin and stall angle
rotorse.stall_check.stall_angle_along_span | output | deg | [1e-06, 54.308878633760266, 43.3830941526253, 35.34061756543416, 28.5478926281635, 19.183070517364744, 16.168436027726642, 14.931462086675024, 14.441571310485077, 14.390133259034211, 14.830931190845908, 15.429521459392895, 15.861821876164454, 16.350200469322218, 16.47610596795621, 16.48473125118551, 16.486149824256415, 16.46968517978595, 16.439878625475068, 16.398723398314036, 16.32788419359519, 16.280230589112605, 16.197371215401628, 15.985521648802322, 15.631977913030857, 15.477275668454483, 15.41262470709625, 15.299608209290932, 15.118797736032374, 14.883704552938593] | Stall angle along blade span
rotorse.total_bc.total_blade_cost | output | USD | 583257.9022 | Total blade cost (variable and fixed). For segmented blades, this is the total of inner+outer+joint