## Sheet1
variables | type | units | values | description
financese.machine_rating | input | kW | [15000.]
financese.offset_tcc_per_kW | input | USD/kW | [0.]
financese.opex_per_kW | input | USD/kW/year | [137.]
financese.plant_aep_in | input | kW*h | [0.]
financese.wake_loss_factor | input |  | [0.15]
financese.fixed_charge_rate | input |  | [0.056]
financese.electricity_price | input | USD/kW/h | [0.04]
financese.reserve_margin_price | input | USD/kW/year | [120.]
financese.capacity_credit | input |  | [1.]
financese.benchmark_price | input | USD/kW/h | [0.071]
financese.turbine_number | input | n/a | 40
orbit.site_depth | input | m | [30.] | Site depth.
orbit.site_distance | input | km | [115.] | Distance from site to installation port.
orbit.site_distance_to_landfall | input | km | [50.] | Distance from site to landfall for export cable.
orbit.interconnection_distance | input | km | [8.5] | Distance from landfall to interconnection.
orbit.plant_turbine_spacing | input |  | [7.] | Turbine spacing in rotor diameters.
orbit.plant_row_spacing | input |  | [7.] | Row spacing in rotor diameters. Not used in ring layouts.
orbit.plant_substation_distance | input | km | [1.] | Distance from first turbine in string to substation.
orbit.turbine_rating | input | MW | [15.] | Rated capacity of a turbine.
orbit.tower_deck_space | input | m**2 | [25.] | Deck space required to transport the tower. Defaults to 0 in order to not be a constraint on installation.
orbit.nacelle_deck_space | input | m**2 | [25.] | Deck space required to transport the rotor nacelle assembly (RNA). Defaults to 0 in order to not be a constraint on installation.
orbit.blade_deck_space | input | m**2 | [100.] | Deck space required to transport a blade. Defaults to 0 in order to not be a constraint on installation.
orbit.mooring_line_mass | input | kg | [10000.] | Total mass of a mooring line
orbit.mooring_line_diameter | input | m | [0.1] | Cross-sectional diameter of a mooring line
orbit.mooring_line_length | input | m | [1000.] | Unstretched mooring line length
orbit.anchor_mass | input | kg | [10000.] | Total mass of an anchor
orbit.mooring_line_cost | input | USD | [500000.] | Mooring line unit cost.
orbit.mooring_anchor_cost | input | USD | [100000.] | Mooring line unit cost.
orbit.port_cost_per_month | input | USD/mo | [2000000.] | Monthly port costs.
orbit.takt_time | input | h | [170.] | Substructure assembly cycle time when doing assembly at the port.
orbit.floating_substructure_cost | input | USD | [10000000.] | Floating substructure unit cost.
orbit.monopile_diameter | input | m | [10.] | Diameter of monopile.
orbit.jacket_length | input | m | [65.] | Length/height of jacket (including pile/buckets).
orbit.jacket_mass | input | t | [900.] | mass of an individual jacket.
orbit.jacket_cost | input | USD | [4000000.] | Jacket unit cost.
orbit.jacket_r_foot | input | m | [10.] | Radius of jacket legs at base from centeroid.
orbit.transition_piece_mass | input | t | [100.] | mass of an individual transition piece.
orbit.transition_piece_deck_space | input | m**2 | [25.] | Deck space required to transport a transition piece. Defaults to 0 in order to not be a constraint on installation.
orbit.transition_piece_cost | input | USD | [0.] | Transition piece unit cost.
orbit.site_auction_price | input | USD | [1.e+08] | Cost to secure site lease
orbit.site_assessment_plan_cost | input | USD | [1000000.] | Cost to do engineering plan for site assessment
orbit.site_assessment_cost | input | USD | [25000000.] | Cost to execute site assessment
orbit.construction_operations_plan_cost | input | USD | [2500000.] | Cost to do construction planning
orbit.boem_review_cost | input | USD | [0.] | Cost for additional review by U.S. Dept of Interior Bureau of Ocean Energy Management (BOEM)
orbit.design_install_plan_cost | input | USD | [2500000.] | Cost to do installation planning
orbit.commissioning_pct | input |  | [0.01] | Commissioning percent.
orbit.decommissioning_pct | input |  | [0.15] | Decommissioning percent.
orbit.wtiv | input | n/a | example_wtiv | Vessel configuration to use for installation of foundations and turbines.
orbit.feeder | input | n/a | future_feeder | Vessel configuration to use for (optional) feeder barges.
orbit.num_feeders | input | n/a | 1 | Number of feeder barges to use for installation of foundations and turbines.
orbit.num_towing | input | n/a | 1 | Number of towing vessels to use for floating platforms that are assembled at port (with or without the turbine).
orbit.num_station_keeping | input | n/a | 3 | Number of station keeping vessels that attach to floating platforms under tow-out.
orbit.oss_install_vessel | input | n/a | example_heavy_lift_vessel | Vessel configuration to use for installation of offshore substations.
orbit.number_of_turbines | input | n/a | 40 | Number of turbines.
orbit.number_of_blades | input | n/a | 3 | Number of blades per turbine.
orbit.num_mooring_lines | input | n/a | 3 | Number of mooring lines per platform.
orbit.anchor_type | input | n/a | drag_embedment | Number of mooring lines per platform.
orbit.num_assembly_lines | input | n/a | 1 | Number of assembly lines used when assembly occurs at the port.
orbit.num_port_cranes | input | n/a | 1 | Number of cranes used at the port to load feeders / WTIVS when assembly occurs on-site or assembly cranes when assembling at port.
outputs_2_screen.My_std | input | N*m | [0.]
outputs_2_screen.flp1_std | input | deg | [0.]
outputs_2_screen.PC_omega | input | rad/s | [0.]
outputs_2_screen.PC_zeta | input |  | [0.]
outputs_2_screen.VS_omega | input | rad/s | [0.]
outputs_2_screen.VS_zeta | input |  | [0.]
outputs_2_screen.Flp_omega | input | rad/s | [0.]
outputs_2_screen.Flp_zeta | input |  | [0.]
fixedse.yaw | input | deg | [0.]
fixedse.rho_water | input | kg/m**3 | [1025.]
fixedse.z0 | input | m | [0.]
fixedse.water_depth | input | m | [-30.]
fixedse.Uc | input | m/s | [0.] | mean current speed
fixedse.Hsig_wave | input | m | [4.52]
fixedse.Tsig_wave | input | s | [9.45]
fixedse.beta_wave | input | deg | [0.]
fixedse.mu_water | input | kg/m/s | [0.0013351]
fixedse.ca_usr | input |  | [-1. -1. -1. -1. -1. -1. -1. -1. -1. -1. -1. -1. -1. -1. -1. -1. -1. -1. -1.]
fixedse.cd_usr | input |  | [-1. -1. -1. -1. -1. -1. -1. -1. -1. -1. -1. -1. -1. -1. -1. -1. -1. -1. -1.]
fixedse.shearExp | input |  | [0.12]
fixedse.beta_wind | input | deg | [0.]
fixedse.rho_air | input | kg/m**3 | [1.225]
fixedse.mu_air | input | kg/m/s | [1.81e-05]
fixedse.s_all | input |  | [0. 0. 0. 0. 0. 0. 0. 0. 0. 0. 0. 0. 0. 0. 0. 0. 0. 0. 0.]
fixedse.transition_piece_mass | input | kg | [100000.]
fixedse.gravity_foundation_mass | input | kg | [0.]
fixedse.post.section_L | input | m | [0. 0. 0. 0. 0. 0. 0. 0. 0. 0. 0. 0. 0. 0. 0. 0. 0. 0.]
fixedse.post_monopile_tower.section_rho | input | kg/m**3 | [0. 0. 0. 0. 0. 0. 0. 0. 0. 0. 0. 0. 0. 0. 0. 0. 0. 0. 0. 0. 0. 0. 0. 0. 0. 0. 0. 0. 0. 0. 0. 0. 0. 0. 0. 0. 0. 0. 0. 0. 0. 0. 0. 0. 0. 0. 0. 0.]
fixedse.post_monopile_tower.section_E | input | Pa | [0. 0. 0. 0. 0. 0. 0. 0. 0. 0. 0. 0. 0. 0. 0. 0. 0. 0. 0. 0. 0. 0. 0. 0. 0. 0. 0. 0. 0. 0. 0. 0. 0. 0. 0. 0. 0. 0. 0. 0. 0. 0. 0. 0. 0. 0. 0. 0.]
fixedse.post_monopile_tower.section_G | input | Pa | [0. 0. 0. 0. 0. 0. 0. 0. 0. 0. 0. 0. 0. 0. 0. 0. 0. 0. 0. 0. 0. 0. 0. 0. 0. 0. 0. 0. 0. 0. 0. 0. 0. 0. 0. 0. 0. 0. 0. 0. 0. 0. 0. 0. 0. 0. 0. 0.]
fixedse.post_monopile_tower.section_L | input | m | [0. 0. 0. 0. 0. 0. 0. 0. 0. 0. 0. 0. 0. 0. 0. 0. 0. 0. 0. 0. 0. 0. 0. 0. 0. 0. 0. 0. 0. 0. 0. 0. 0. 0. 0. 0. 0. 0. 0. 0. 0. 0. 0. 0. 0. 0. 0. 0.]
tcc.bearing_mass_cost_coeff | input | USD/kg | [4.5]
tcc.bedplate_mass_cost_coeff | input | USD/kg | [2.9]
tcc.blade_mass_cost_coeff | input | USD/kg | [14.6]
tcc.brake_mass_cost_coeff | input | USD/kg | [3.6254]
tcc.machine_rating | input | kW | [15000.]
tcc.controls_machine_rating_cost_coeff | input | USD/kW | [21.15]
tcc.converter_mass_cost_coeff | input | USD/kg | [18.8]
tcc.cover_mass_cost_coeff | input | USD/kg | [5.7]
tcc.elec_connec_machine_rating_cost_coeff | input | USD/kW | [41.85]
tcc.gearbox_torque_density | input | N*m/kg | [200.] | In 2024, modern 5-7MW gearboxes are able to reach 200 Nm/kg
tcc.gearbox_torque_cost | input | USD/kN/m | [50.] | In 2024, modern 5-7MW gearboxes cost approx $50/kNm
tcc.generator_mass_cost_coeff | input | USD/kg | [12.4]
tcc.hss_mass_cost_coeff | input | USD/kg | [6.8]
tcc.hub_assemblyCostMultiplier | input |  | [0.]
tcc.hub_overheadCostMultiplier | input |  | [0.]
tcc.hub_profitMultiplier | input |  | [0.]
tcc.hub_transportMultiplier | input |  | [0.]
tcc.hub_mass_cost_coeff | input | USD/kg | [3.9]
tcc.hvac_mass_cost_coeff | input | USD/kg | [124.]
tcc.lss_mass_cost_coeff | input | USD/kg | [11.9]
tcc.nacelle_assemblyCostMultiplier | input |  | [0.]
tcc.nacelle_overheadCostMultiplier | input |  | [0.]
tcc.nacelle_profitMultiplier | input |  | [0.]
tcc.nacelle_transportMultiplier | input |  | [0.]
tcc.main_bearing_number | input | n/a | 2
tcc.pitch_system_mass_cost_coeff | input | USD/kg | [22.1]
tcc.platforms_mass_cost_coeff | input | USD/kg | [17.1]
tcc.crane_cost | input | USD | [12000.]
tcc.crane | input | n/a | FALSE
tcc.blade_number | input | n/a | 3
tcc.spinner_mass_cost_coeff | input | USD/kg | [11.1]
tcc.tower_assemblyCostMultiplier | input |  | [0.]
tcc.tower_overheadCostMultiplier | input |  | [0.]
tcc.tower_profitMultiplier | input |  | [0.]
tcc.tower_transportMultiplier | input |  | [0.]
tcc.tower_mass_cost_coeff | input | USD/kg | [2.9]
tcc.transformer_mass_cost_coeff | input | USD/kg | [18.8]
tcc.turbine_assemblyCostMultiplier | input |  | [0.]
tcc.turbine_overheadCostMultiplier | input |  | [0.]
tcc.turbine_profitMultiplier | input |  | [0.]
tcc.turbine_transportMultiplier | input |  | [0.]
tcc.yaw_mass_cost_coeff | input | USD/kg | [8.3]
tcons.blade_number | input | n/a | 3
tcons.precone | input | deg | [4.]
tcons.tilt | input | deg | [6.]
tcons.overhang | input | m | [12.0313]
tcons.outer_diameter_full | input | m | [10. 10. 9.926 9.443 8.833 8.151 7.39 6.909 6.748 6.572 6.5 ]
tcons.max_allowable_td_ratio | input |  | [1.4175]
tcons.rotor_orientation | input | n/a | upwind
towerse.env.distLoads.waveLoads_Px | input | N/m | [0. 0. 0. 0. 0. 0. 0. 0. 0. 0. 0. 0. 0. 0. 0. 0. 0. 0. 0. 0. 0. 0. 0. 0. 0. 0. 0. 0. 0. 0. 0.]
towerse.env.distLoads.waveLoads_Py | input | N/m | [0. 0. 0. 0. 0. 0. 0. 0. 0. 0. 0. 0. 0. 0. 0. 0. 0. 0. 0. 0. 0. 0. 0. 0. 0. 0. 0. 0. 0. 0. 0.]
towerse.env.distLoads.waveLoads_Pz | input | N/m | [0. 0. 0. 0. 0. 0. 0. 0. 0. 0. 0. 0. 0. 0. 0. 0. 0. 0. 0. 0. 0. 0. 0. 0. 0. 0. 0. 0. 0. 0. 0.]
towerse.env.distLoads.waveLoads_qdyn | input | N/m**2 | [0. 0. 0. 0. 0. 0. 0. 0. 0. 0. 0. 0. 0. 0. 0. 0. 0. 0. 0. 0. 0. 0. 0. 0. 0. 0. 0. 0. 0. 0. 0.]
towerse.env.distLoads.waveLoads_z | input | m | [0. 0. 0. 0. 0. 0. 0. 0. 0. 0. 0. 0. 0. 0. 0. 0. 0. 0. 0. 0. 0. 0. 0. 0. 0. 0. 0. 0. 0. 0. 0.]
towerse.env.distLoads.waveLoads_beta | input | deg | [0.]
towerse.yaw | input | deg | [0.]
towerse.z0 | input | m | [0.]
towerse.shearExp | input |  | [0.12]
towerse.beta_wind | input | deg | [0.]
towerse.rho_air | input | kg/m**3 | [1.225]
towerse.mu_air | input | kg/m/s | [1.81e-05]
towerse.cd_usr | input |  | [-1. -1. -1. -1. -1. -1. -1. -1. -1. -1. -1. -1. -1. -1. -1. -1. -1. -1. -1. -1. -1. -1. -1. -1. -1. -1. -1. -1. -1. -1. -1.]
towerse.s_all | input |  | [0. 0. 0. 0. 0. 0. 0. 0. 0. 0. 0. 0. 0. 0. 0. 0. 0. 0. 0. 0. 0. 0. 0. 0. 0. 0. 0. 0. 0. 0. 0.]
fixedse.member.ca_usr_grid | input |  | [0. 0. 0. 0. 0. 0. 0.]
fixedse.member.cd_usr_grid | input |  | [0. 0. 0. 0. 0. 0. 0.]
fixedse.member.s_ghost1 | input |  | [0.]
fixedse.member.s_ghost2 | input |  | [1.]
fixedse.s_const2 | input |  | [0.]
fixedse.monopile_layer_thickness | input | m | [[0.055341 0.055341 0.055341 0.047677 0.047357 0.039697 0.042419]]
fixedse.monopile_outer_diameter_in | input | m | [10. 10. 10. 10. 10. 10. 10.]
fixedse.E_mat | input | Pa | [[3.440e+09 3.440e+09 3.440e+09] [2.000e+11 2.000e+11 2.000e+11] [2.050e+11 2.050e+11 2.050e+11] [1.180e+11 1.180e+11 1.180e+11] [4.460e+10 1.700e+10 1.670e+10] [1.145e+11 8.390e+09 8.390e+09] [1.110e+10 1.110e+10 1.670e+10] [2.870e+10 1.660e+10 1.670e+10] [1.292e+08 1.292e+08 1.292e+08] [1.000e+06 1.000e+06 1.000e+06] [4.560e+06 4.560e+06 4.560e+06]]
fixedse.E_user | input | Pa | [0.]
fixedse.G_mat | input | Pa | [[1.32300000e+09 1.32300000e+09 1.32300000e+09] [7.93000000e+10 7.93000000e+10 7.93000000e+10] [8.00000000e+10 8.00000000e+10 8.00000000e+10] [4.76000000e+10 4.76000000e+10 4.76000000e+10] [3.27000000e+09 3.48000000e+09 3.50000000e+09] [5.99000000e+09 5.99000000e+09 5.99000000e+09] [1.35300000e+10 3.49000000e+09 3.49000000e+09] [8.40000000e+09 3.49000000e+09 3.49000000e+09] [4.89469697e+07 4.89469697e+07 4.89469697e+07] [3.12500000e+05 3.12500000e+05 3.12500000e+05] [1.52000000e+06 1.52000000e+06 1.52000000e+06]]
fixedse.sigma_y_mat | input | Pa | [0.00e+00 3.45e+08 4.85e+08 2.65e+08 0.00e+00 0.00e+00 0.00e+00 0.00e+00 0.00e+00 0.00e+00 0.00e+00]
fixedse.sigma_ult_mat | input | Pa | [[7.400e+01 7.400e+01 7.400e+01] [4.500e+08 4.500e+08 4.500e+08] [8.140e+08 8.140e+08 8.140e+08] [3.100e+08 3.100e+08 3.100e+08] [6.092e+08 3.810e+07 1.529e+07] [1.546e+09 0.000e+00 0.000e+00] [4.290e+07 4.260e+07 1.530e+07] [3.960e+08 7.640e+07 1.530e+07] [2.083e+06 2.083e+06 2.083e+06] [0.000e+00 0.000e+00 0.000e+00] [6.900e+05 6.900e+05 6.900e+05]]
fixedse.wohler_exp_mat | input |  | [ 1. 3. 3. 3. 10. 16.1 10. 10. 1. 1. 1. ]
fixedse.wohler_A_mat | input |  | [8.70000000e+01 3.55346484e+10 3.55346484e+10 3.10000000e+08 6.09200000e+08 1.54600000e+09 1.13200000e+08 4.48900000e+08 2.08300000e+06 0.00000000e+00 6.90000000e+05]
fixedse.rho_mat | input | kg/m**3 | [1235. 7800. 7850. 7200. 1940. 1220. 1940. 1940. 130. 1150. 1100.]
fixedse.unit_cost_mat | input | USD/kg | [ 7.23 0.7 0.9 0.5 1.87 30. 3. 2.86 13. 3.63 9. ]
fixedse.outfitting_factor_in | input |  | [1.07]
fixedse.monopile_layer_materials | input | n/a | ['steel']
fixedse.member.ballast_materials | input | n/a | []
fixedse.material_names | input | n/a | ['Gelcoat', 'steel', 'steel_drive', 'cast_iron', 'glass_uni', 'CarbonUD', 'glass_biax', 'glass_triax', 'medium_density_foam', 'resin', 'adhesive']
fixedse.labor_cost_rate | input | USD/min | [0.98]
fixedse.painting_cost_rate | input | USD/m**2 | [30.]
fixedse.transition_piece_cost | input | USD | [0.]
fixedse.tower_base_diameter | input | m | [10.]
fixedse.monopile_top_diameter | input | m | [10.]
fixedse.G_soil | input | Pa | [1.4e+08]
fixedse.nu_soil | input |  | [0.4]
fixedse.soil.k_usr | input | N/m | [-1. -1. -1. -1. -1. -1.]
rotorse.ccblade.Uhub | input | m/s | [9.] | Undisturbed wind speed
rotorse.tsr | input |  | [9.] | Tip speed ratio
rotorse.pitch | input | deg | [0.] | Pitch angle
rotorse.ccblade.s_opt_chord | input |  | [0. 0.03448276 0.06896552 0.10344828 0.13793103 0.17241379 0.20689655 0.24137931 0.27586207 0.31034483 0.34482759 0.37931034 0.4137931 0.44827586 0.48275862 0.51724138 0.55172414 0.5862069 0.62068966 0.65517241 0.68965517 0.72413793 0.75862069 0.79310345 0.82758621 0.86206897 0.89655172 0.93103448 0.96551724 1. ] | 1D array of the non-dimensional spanwise grid defined along blade axis to optimize the blade chord
rotorse.ccblade.s_opt_theta | input |  | [0. 0.03448276 0.06896552 0.10344828 0.13793103 0.17241379 0.20689655 0.24137931 0.27586207 0.31034483 0.34482759 0.37931034 0.4137931 0.44827586 0.48275862 0.51724138 0.55172414 0.5862069 0.62068966 0.65517241 0.68965517 0.72413793 0.75862069 0.79310345 0.82758621 0.86206897 0.89655172 0.93103448 0.96551724 1. ] | 1D array of the non-dimensional spanwise grid defined along blade axis to optimize the blade twist
rotorse.ccblade.aoa_op | input | rad | [3.14159265 3.14159265 3.14159265 3.14159265 3.14159265 3.14159265 3.14159265 3.14159265 3.14159265 3.14159265 3.14159265 3.14159265 3.14159265 3.14159265 3.14159265 3.14159265 3.14159265 3.14159265 3.14159265 3.14159265 3.14159265 3.14159265 3.14159265 3.14159265 3.14159265 3.14159265 3.14159265 3.14159265 3.14159265 3.14159265] | 1D array with the operational angles of attack for the airfoils along blade span.
rotorse.airfoils_aoa | input | deg | [-180. -177. -174. -171. -168. -165. -162. -159. -156. -153. -150. -147. -144. -141. -138. -135. -132. -129. -126. -123. -120. -117. -114. -111. -108. -105. -102. -99. -96. -93. -90. -87. -84. -81. -78. -75. -72. -69. -66. -63. -60. -57. -54. -51. -48. -45. -42. -39. -36. -33. -30. -29.39393939 -28.78787879 -28.18181818 -27.57575758 -26.96969697 -26.36363636 -25.75757576 -25.15151515 -24.54545455 -23.93939394 -23.33333333 -22.72727273 -22.12121212 -21.51515152 -20.90909091 -20.3030303 -19.6969697 -19.09090909 -18.48484848 -17.87878788 -17.27272727 -16.66666667 -16.06060606 -15.45454545 -14.84848485 -14.24242424 -13.63636364 -13.03030303 -12.42424242 -11.81818182 -11.21212121 -10.60606061 -10. -9.39393939 -8.78787879 -8.18181818 -7.57575758 -6.96969697 -6.36363636 -5.75757576 -5.15151515 -4.54545455 -3.93939394 -3.33333333 -2.72727273 -2.12121212 -1.51515152 -0.90909091 -0.3030303 0.3030303 0.90909091 1.51515152 2.12121212 2.72727273 3.33333333 3.93939394 4.54545455 5.15151515 5.75757576 6.36363636 6.96969697 7.57575758 8.18181818 8.78787879 9.39393939 10. 10.60606061 11.21212121 11.81818182 12.42424242 13.03030303 13.63636364 14.24242424 14.84848485 15.45454545 16.06060606 16.66666667 17.27272727 17.87878788 18.48484848 19.09090909 19.6969697 20.3030303 20.90909091 21.51515152 22.12121212 22.72727273 23.33333333 23.93939394 24.54545455 25.15151515 25.75757576 26.36363636 26.96969697 27.57575758 28.18181818 28.78787879 29.39393939 30. 33. 36. 39. 42. 45. 48. 51. 54. 57. 60. 63. 66. 69. 72. 75. 78. 81. 84. 87. 90. 93. 96. 99. 102. 105. 108. 111. 114. 117. 120. 123. 126. 129. 132. 135. 138. 141. 144. 147. 150. 153. 156. 159. 162. 165. 168. 171. 174. 177. 180. ] | angle of attack grid for polars
rotorse.airfoils_Re | input |  | [ 3000000. 8100000. 10000000.] | Reynolds numbers of polars
rotorse.precone | input | deg | [4.] | precone angle
rotorse.tilt | input | deg | [6.] | shaft tilt
rotorse.yaw | input | deg | [0.] | yaw error
rotorse.rho_air | input | kg/m**3 | [1.225] | density of air
rotorse.mu_air | input | kg/m/s | [1.81e-05] | dynamic viscosity of air
rotorse.shearExp | input |  | [0.12] | shear exponent
rotorse.nBlades | input | n/a | 3 | number of blades
rotorse.nSector | output | n/a | 4 | number of sectors to divide rotor face into in computing thrust and power
rotorse.tiploss | output | n/a | TRUE | include Prandtl tip loss model
rotorse.hubloss | output | n/a | TRUE | include Prandtl hub loss model
rotorse.wakerotation | output | n/a | TRUE | include effect of wake rotation (i.e., tangential induction factor is nonzero)
rotorse.usecd | output | n/a | TRUE | use drag coefficient in computing induction factors
rotorse.rc.layer_web | input |  | [0. 0. 0. 0. 0. 0. 0. 0. 0. 0. 0. 0. 1. 1. 1. 2. 2. 2.] | 1D array of the web id the layer is associated to. If the layer is on the outer profile, this entry can simply stay equal to 0.
rotorse.rc.rho | input | kg/m**3 | [1235. 7800. 7850. 7200. 1940. 1220. 1940. 1940. 130. 1150. 1100.] | 1D array of the density of the materials. For composites, this is the density of the laminate.
rotorse.rc.unit_cost | input | USD/kg | [ 7.23 0.7 0.9 0.5 1.87 30. 3. 2.86 13. 3.63 9. ] | 1D array of the unit costs of the materials.
rotorse.rc.waste | input |  | [0.25 0. 0. 0. 0.05 0.05 0.15 0.15 0.2 0. 0. ] | 1D array of the non-dimensional waste fraction of the materials.
rotorse.rc.rho_fiber | input | kg/m**3 | [ 0. 0. 0. 0. 2535.5 1800. 2535.5 2535.5 0. 0. 0. ] | 1D array of the density of the fibers of the materials.
rotorse.rc.roll_mass | input | kg | [ 0. 0. 0. 0. 0. 0. 181.4368 181.4368 0. 0. 0. ] | 1D array of the roll mass of the composite fabrics. Non-composite materials are kept at 0.
rotorse.rc.flange_adhesive_squeezed | input |  | [0.2] | Extra width of the adhesive once squeezed
rotorse.rc.flange_thick | input | m | [0.008] | Average thickness of adhesive
rotorse.rc.flange_width | input | m | [0.05] | Average width of adhesive lines
rotorse.rc.t_bolt_unit_cost | input | USD | [25.] | Cost of one t-bolt
rotorse.rc.t_bolt_unit_mass | input | kg | [2.5] | Mass of one t-bolt
rotorse.rc.t_bolt_spacing | input | m | [0.15] | Spacing of t-bolts along blade root circumference
rotorse.rc.barrel_nut_unit_cost | input | USD | [12.] | Cost of one barrel nut
rotorse.rc.barrel_nut_unit_mass | input | kg | [1.9] | Mass of one barrel nut
rotorse.rc.LPS_unit_mass | input | kg/m | [1.] | Unit mass of the lightining protection system. Linear scaling based on the weight of 150 lbs for the 61.5 m NREL 5MW blade
rotorse.rc.LPS_unit_cost | input | USD/m | [40.] | Unit cost of the lightining protection system. Linear scaling based on the cost of 2500$ for the 61.5 m NREL 5MW blade
rotorse.rc.root_preform_length | input |  | [0.01] | Percentage of blade length starting from blade root that is preformed and later inserted into the mold
rotorse.rc.definition_layer | input | n/a | [ 9. 9. 2. 2. 5. 7. 8. 6. 6. 6. 6. 9. 10. 10. 10. 10. 10. 10.] | 1D array of flags identifying how layers are specified in the yaml. 1) all around (skin, paint, ) 2) offset+rotation twist+width (spar caps) 3) offset+user defined rotation+width 4) midpoint TE+width (TE reinf) 5) midpoint LE+width (LE reinf) 6) layer position fixed to other layer (core fillers) 7) start and width 8) end and width 9) start and end nd 10) web layer
rotorse.rc.mat_name | input | n/a | ['Gelcoat', 'steel', 'steel_drive', 'cast_iron', 'glass_uni', 'CarbonUD', 'glass_biax', 'glass_triax', 'medium_density_foam', 'resin', 'adhesive'] | 1D array of names of materials.
rotorse.rc.orth | input | n/a | [0. 0. 0. 0. 1. 1. 1. 1. 0. 0. 0.] | 1D array of flags to set whether a material is isotropic (0) or orthtropic (1). Each entry represents a material.
rotorse.rc.component_id | input | n/a | [ 0. -1. -1. -1. 5. 4. 3. 2. 1. -1. -1.] | 1D array of flags to set whether a material is used in a blade: 0 - coating, 1 - sandwich filler , 2 - shell skin, 3 - shear webs, 4 - spar caps, 5 - TE/LE reinf.
rotorse.re.precomp.uptilt | input | deg | [6.] | Nacelle uptilt angle. A standard machine has positive values.
rotorse.re.precomp.layer_web | input |  | [0. 0. 0. 0. 0. 0. 0. 0. 0. 0. 0. 0. 1. 1. 1. 2. 2. 2.] | 1D array of the web id the layer is associated to. If the layer is on the outer profile, this entry can simply stay equal to 0.
rotorse.re.precomp.fiber_orientation | input | deg | [[0. 0. 0. 0. 0. 0. 0. 0. 0. 0. 0. 0. 0. 0. 0. 0. 0. 0. 0. 0. 0. 0. 0. 0. 0. 0. 0. 0. 0. 0.] [0. 0. 0. 0. 0. 0. 0. 0. 0. 0. 0. 0. 0. 0. 0. 0. 0. 0. 0. 0. 0. 0. 0. 0. 0. 0. 0. 0. 0. 0.] [0. 0. 0. 0. 0. 0. 0. 0. 0. 0. 0. 0. 0. 0. 0. 0. 0. 0. 0. 0. 0. 0. 0. 0. 0. 0. 0. 0. 0. 0.] [0. 0. 0. 0. 0. 0. 0. 0. 0. 0. 0. 0. 0. 0. 0. 0. 0. 0. 0. 0. 0. 0. 0. 0. 0. 0. 0. 0. 0. 0.] [0. 0. 0. 0. 0. 0. 0. 0. 0. 0. 0. 0. 0. 0. 0. 0. 0. 0. 0. 0. 0. 0. 0. 0. 0. 0. 0. 0. 0. 0.] [0. 0. 0. 0. 0. 0. 0. 0. 0. 0. 0. 0. 0. 0. 0. 0. 0. 0. 0. 0. 0. 0. 0. 0. 0. 0. 0. 0. 0. 0.] [0. 0. 0. 0. 0. 0. 0. 0. 0. 0. 0. 0. 0. 0. 0. 0. 0. 0. 0. 0. 0. 0. 0. 0. 0. 0. 0. 0. 0. 0.] [0. 0. 0. 0. 0. 0. 0. 0. 0. 0. 0. 0. 0. 0. 0. 0. 0. 0. 0. 0. 0. 0. 0. 0. 0. 0. 0. 0. 0. 0.] [0. 0. 0. 0. 0. 0. 0. 0. 0. 0. 0. 0. 0. 0. 0. 0. 0. 0. 0. 0. 0. 0. 0. 0. 0. 0. 0. 0. 0. 0.] [0. 0. 0. 0. 0. 0. 0. 0. 0. 0. 0. 0. 0. 0. 0. 0. 0. 0. 0. 0. 0. 0. 0. 0. 0. 0. 0. 0. 0. 0.] [0. 0. 0. 0. 0. 0. 0. 0. 0. 0. 0. 0. 0. 0. 0. 0. 0. 0. 0. 0. 0. 0. 0. 0. 0. 0. 0. 0. 0. 0.] [0. 0. 0. 0. 0. 0. 0. 0. 0. 0. 0. 0. 0. 0. 0. 0. 0. 0. 0. 0. 0. 0. 0. 0. 0. 0. 0. 0. 0. 0.] [0. 0. 0. 0. 0. 0. 0. 0. 0. 0. 0. 0. 0. 0. 0. 0. 0. 0. 0. 0. 0. 0. 0. 0. 0. 0. 0. 0. 0. 0.] [0. 0. 0. 0. 0. 0. 0. 0. 0. 0. 0. 0. 0. 0. 0. 0. 0. 0. 0. 0. 0. 0. 0. 0. 0. 0. 0. 0. 0. 0.] [0. 0. 0. 0. 0. 0. 0. 0. 0. 0. 0. 0. 0. 0. 0. 0. 0. 0. 0. 0. 0. 0. 0. 0. 0. 0. 0. 0. 0. 0.] [0. 0. 0. 0. 0. 0. 0. 0. 0. 0. 0. 0. 0. 0. 0. 0. 0. 0. 0. 0. 0. 0. 0. 0. 0. 0. 0. 0. 0. 0.] [0. 0. 0. 0. 0. 0. 0. 0. 0. 0. 0. 0. 0. 0. 0. 0. 0. 0. 0. 0. 0. 0. 0. 0. 0. 0. 0. 0. 0. 0.] [0. 0. 0. 0. 0. 0. 0. 0. 0. 0. 0. 0. 0. 0. 0. 0. 0. 0. 0. 0. 0. 0. 0. 0. 0. 0. 0. 0. 0. 0.]] | 2D array of the orientation of the layers of the blade structure. The first dimension represents each layer, the second dimension represents each entry along blade span.
rotorse.re.precomp.E | input | Pa | [[3.440e+09 3.440e+09 3.440e+09] [2.000e+11 2.000e+11 2.000e+11] [2.050e+11 2.050e+11 2.050e+11] [1.180e+11 1.180e+11 1.180e+11] [4.460e+10 1.700e+10 1.670e+10] [1.145e+11 8.390e+09 8.390e+09] [1.110e+10 1.110e+10 1.670e+10] [2.870e+10 1.660e+10 1.670e+10] [1.292e+08 1.292e+08 1.292e+08] [1.000e+06 1.000e+06 1.000e+06] [4.560e+06 4.560e+06 4.560e+06]] | 2D array of the Youngs moduli of the materials. Each row represents a material, the three columns represent E11, E22 and E33.
rotorse.re.precomp.G | input | Pa | [[1.32300000e+09 1.32300000e+09 1.32300000e+09] [7.93000000e+10 7.93000000e+10 7.93000000e+10] [8.00000000e+10 8.00000000e+10 8.00000000e+10] [4.76000000e+10 4.76000000e+10 4.76000000e+10] [3.27000000e+09 3.48000000e+09 3.50000000e+09] [5.99000000e+09 5.99000000e+09 5.99000000e+09] [1.35300000e+10 3.49000000e+09 3.49000000e+09] [8.40000000e+09 3.49000000e+09 3.49000000e+09] [4.89469697e+07 4.89469697e+07 4.89469697e+07] [3.12500000e+05 3.12500000e+05 3.12500000e+05] [1.52000000e+06 1.52000000e+06 1.52000000e+06]] | 2D array of the shear moduli of the materials. Each row represents a material, the three columns represent G12, G13 and G23.
rotorse.re.precomp.nu | input |  | [[0.3 0.3 0.3 ] [0.3 0.3 0.3 ] [0.3 0.3 0.3 ] [0.3 0.3 0.3 ] [0.262 0.35 0.264] [0.27 0.27 0.27 ] [0.5 0. 0.066] [0.5 0. 0.17 ] [0.32 0.32 0.32 ] [0.3 0.3 0.3 ] [0.49 0.49 0.49 ]] | 2D array of the Poisson ratio of the materials. Each row represents a material, the three columns represent nu12, nu13 and nu23.
rotorse.re.precomp.rho | input | kg/m**3 | [1235. 7800. 7850. 7200. 1940. 1220. 1940. 1940. 130. 1150. 1100.] | 1D array of the density of the materials. For composites, this is the density of the laminate.
rotorse.re.precomp.joint_position | input |  | [0.] | Spanwise position of the segmentation joint.
rotorse.re.precomp.joint_mass | input | kg | [0.] | Mass of the joint.
rotorse.re.precomp.n_blades | input | n/a | 3 | Number of blades of the rotor.
rotorse.re.precomp.definition_layer | input | n/a | [ 9. 9. 2. 2. 5. 7. 8. 6. 6. 6. 6. 9. 10. 10. 10. 10. 10. 10.] | 1D array of flags identifying how layers are specified in the yaml. 1) all around (skin, paint, ) 2) offset+rotation twist+width (spar caps) 3) offset+user defined rotation+width 4) midpoint TE+width (TE reinf) 5) midpoint LE+width (LE reinf) 6) layer position fixed to other layer (core fillers) 7) start and width 8) end and width 9) start and end nd 10) web layer
rotorse.re.precomp.mat_name | input | n/a | ['Gelcoat', 'steel', 'steel_drive', 'cast_iron', 'glass_uni', 'CarbonUD', 'glass_biax', 'glass_triax', 'medium_density_foam', 'resin', 'adhesive'] | 1D array of names of materials.
rotorse.re.precomp.orth | input | n/a | [0. 0. 0. 0. 1. 1. 1. 1. 0. 0. 0.] | 1D array of flags to set whether a material is isotropic (0) or orthtropic (1). Each entry represents a material.
rotorse.total_bc.joint_cost | input | USD | [0.] | Total blade joint cost
rotorse.total_bc.outer_blade_cost | input | USD | [0.] | Total cost (variable and fixed) for the blade outer portion.
rotorse.wt_class.V_mean_overwrite | input |  | [0.]
rotorse.wt_class.V_extreme50_overwrite | input |  | [0.]
rotorse.wt_class.turbine_class | input | n/a | I
towerse.member.ca_usr_grid | input |  | [0. 0. 0. 0. 0. 0. 0. 0. 0. 0. 0.]
towerse.member.cd_usr_grid | input |  | [0. 0. 0. 0. 0. 0. 0. 0. 0. 0. 0.]
towerse.rho_water | input | kg/m**3 | [0.]
towerse.member.s_ghost1 | input |  | [0.]
towerse.member.s_ghost2 | input |  | [1.]
towerse.member.s_const1 | input |  | [0.]
towerse.member.s_const2 | input |  | [0.]
towerse.tower_layer_thickness | input | m | [[0.039496 0.039496 0.033416 0.034142 0.030242 0.031174 0.027028 0.027398 0.02062 0.021032 0.026964]]
towerse.tower_outer_diameter_in | input | m | [10. 10. 9.926 9.443 8.833 8.151 7.39 6.909 6.748 6.572 6.5 ]
towerse.E_mat | input | Pa | [[3.440e+09 3.440e+09 3.440e+09] [2.000e+11 2.000e+11 2.000e+11] [2.050e+11 2.050e+11 2.050e+11] [1.180e+11 1.180e+11 1.180e+11] [4.460e+10 1.700e+10 1.670e+10] [1.145e+11 8.390e+09 8.390e+09] [1.110e+10 1.110e+10 1.670e+10] [2.870e+10 1.660e+10 1.670e+10] [1.292e+08 1.292e+08 1.292e+08] [1.000e+06 1.000e+06 1.000e+06] [4.560e+06 4.560e+06 4.560e+06]]
towerse.E_user | input | Pa | [0.]
towerse.G_mat | input | Pa | [[1.32300000e+09 1.32300000e+09 1.32300000e+09] [7.93000000e+10 7.93000000e+10 7.93000000e+10] [8.00000000e+10 8.00000000e+10 8.00000000e+10] [4.76000000e+10 4.76000000e+10 4.76000000e+10] [3.27000000e+09 3.48000000e+09 3.50000000e+09] [5.99000000e+09 5.99000000e+09 5.99000000e+09] [1.35300000e+10 3.49000000e+09 3.49000000e+09] [8.40000000e+09 3.49000000e+09 3.49000000e+09] [4.89469697e+07 4.89469697e+07 4.89469697e+07] [3.12500000e+05 3.12500000e+05 3.12500000e+05] [1.52000000e+06 1.52000000e+06 1.52000000e+06]]
towerse.sigma_y_mat | input | Pa | [0.00e+00 3.45e+08 4.85e+08 2.65e+08 0.00e+00 0.00e+00 0.00e+00 0.00e+00 0.00e+00 0.00e+00 0.00e+00]
towerse.sigma_ult_mat | input | Pa | [[7.400e+01 7.400e+01 7.400e+01] [4.500e+08 4.500e+08 4.500e+08] [8.140e+08 8.140e+08 8.140e+08] [3.100e+08 3.100e+08 3.100e+08] [6.092e+08 3.810e+07 1.529e+07] [1.546e+09 0.000e+00 0.000e+00] [4.290e+07 4.260e+07 1.530e+07] [3.960e+08 7.640e+07 1.530e+07] [2.083e+06 2.083e+06 2.083e+06] [0.000e+00 0.000e+00 0.000e+00] [6.900e+05 6.900e+05 6.900e+05]]
towerse.wohler_exp_mat | input |  | [ 1. 3. 3. 3. 10. 16.1 10. 10. 1. 1. 1. ]
towerse.wohler_A_mat | input |  | [8.70000000e+01 3.55346484e+10 3.55346484e+10 3.10000000e+08 6.09200000e+08 1.54600000e+09 1.13200000e+08 4.48900000e+08 2.08300000e+06 0.00000000e+00 6.90000000e+05]
towerse.rho_mat | input | kg/m**3 | [1235. 7800. 7850. 7200. 1940. 1220. 1940. 1940. 130. 1150. 1100.]
towerse.unit_cost_mat | input | USD/kg | [ 7.23 0.7 0.9 0.5 1.87 30. 3. 2.86 13. 3.63 9. ]
towerse.outfitting_factor_in | input |  | [1.07]
towerse.tower_layer_materials | input | n/a | ['steel']
towerse.member.ballast_materials | input | n/a | []
towerse.material_names | input | n/a | ['Gelcoat', 'steel', 'steel_drive', 'cast_iron', 'glass_uni', 'CarbonUD', 'glass_biax', 'glass_triax', 'medium_density_foam', 'resin', 'adhesive']
towerse.labor_cost_rate | input | USD/min | [0.98]
towerse.painting_cost_rate | input | USD/m**2 | [30.]
af_3d.aoa | input | rad | [-3.14159265 -3.08923278 -3.0368729 -2.98451302 -2.93215314 -2.87979327 -2.82743339 -2.77507351 -2.72271363 -2.67035376 -2.61799388 -2.565634 -2.51327412 -2.46091425 -2.40855437 -2.35619449 -2.30383461 -2.25147474 -2.19911486 -2.14675498 -2.0943951 -2.04203522 -1.98967535 -1.93731547 -1.88495559 -1.83259571 -1.78023584 -1.72787596 -1.67551608 -1.6231562 -1.57079633 -1.51843645 -1.46607657 -1.41371669 -1.36135682 -1.30899694 -1.25663706 -1.20427718 -1.15191731 -1.09955743 -1.04719755 -0.99483767 -0.9424778 -0.89011792 -0.83775804 -0.78539816 -0.73303829 -0.68067841 -0.62831853 -0.57595865 -0.52359878 -0.51302102 -0.50244327 -0.49186552 -0.48128776 -0.47071001 -0.46013226 -0.4495545 -0.43897675 -0.428399 -0.41782125 -0.40724349 -0.39666574 -0.38608799 -0.37551023 -0.36493248 -0.35435473 -0.34377697 -0.33319922 -0.32262147 -0.31204371 -0.30146596 -0.29088821 -0.28031046 -0.2697327 -0.25915495 -0.2485772 -0.23799944 -0.22742169 -0.21684394 -0.20626618 -0.19568843 -0.18511068 -0.17453293 -0.16395517 -0.15337742 -0.14279967 -0.13222191 -0.12164416 -0.11106641 -0.10048865 -0.0899109 -0.07933315 -0.06875539 -0.05817764 -0.04759989 -0.03702214 -0.02644438 -0.01586663 -0.00528888 0.00528888 0.01586663 0.02644438 0.03702214 0.04759989 0.05817764 0.06875539 0.07933315 0.0899109 0.10048865 0.11106641 0.12164416 0.13222191 0.14279967 0.15337742 0.16395517 0.17453293 0.18511068 0.19568843 0.20626618 0.21684394 0.22742169 0.23799944 0.2485772 0.25915495 0.2697327 0.28031046 0.29088821 0.30146596 0.31204371 0.32262147 0.33319922 0.34377697 0.35435473 0.36493248 0.37551023 0.38608799 0.39666574 0.40724349 0.41782125 0.428399 0.43897675 0.4495545 0.46013226 0.47071001 0.48128776 0.49186552 0.50244327 0.51302102 0.52359878 0.57595865 0.62831853 0.68067841 0.73303829 0.78539816 0.83775804 0.89011792 0.9424778 0.99483767 1.04719755 1.09955743 1.15191731 1.20427718 1.25663706 1.30899694 1.36135682 1.41371669 1.46607657 1.51843645 1.57079633 1.6231562 1.67551608 1.72787596 1.78023584 1.83259571 1.88495559 1.93731547 1.98967535 2.04203522 2.0943951 2.14675498 2.19911486 2.25147474 2.30383461 2.35619449 2.40855437 2.46091425 2.51327412 2.565634 2.61799388 2.67035376 2.72271363 2.77507351 2.82743339 2.87979327 2.93215314 2.98451302 3.0368729 3.08923278 3.14159265] | 1D array of the angles of attack used to define the polars of the airfoils. All airfoils defined in openmdao share this grid.
af_3d.Re | input |  | [ 3000000. 8100000. 10000000.] | 1D array of the Reynolds numbers used to define the polars of the airfoils. All airfoils defined in openmdao share this grid.
af_3d.rated_TSR | input |  | [9.] | Constant tip speed ratio in region II.
blade.compute_reynolds.rho | input | kg/m**3 | [1.225]
blade.compute_reynolds.mu | input | kg/m/s | [1.81e-05] | Dynamic viscosity of air
blade.compute_reynolds.maxOmega | input | rad/s | [0.79168135] | Maximum allowed rotor speed.
blade.compute_reynolds.max_TS | input | m/s | [95.] | Maximum allowed blade tip speed.
blade.compute_reynolds.V_out | input | m/s | [25.] | Cut out wind speed. This is the wind speed where region III ends.
blade.high_level_blade_props.rotor_diameter_user | input | m | [241.94] | Diameter of the rotor specified by the user. It is defined as two times the blade length plus the hub diameter.
blade.internal_structure_2d_fem.web_rotation_yaml | output | rad | [[0. 0. 0. 0. 0. 0. 0. 0. 0. 0. 0. 0. 0. 0. 0. 0. 0. 0. 0. 0. 0. 0. 0. 0. 0. 0. 0. 0. 0. 0.] [0. 0. 0. 0. 0. 0. 0. 0. 0. 0. 0. 0. 0. 0. 0. 0. 0. 0. 0. 0. 0. 0. 0. 0. 0. 0. 0. 0. 0. 0.]] | 2D array of the rotation angle of the shear webs in respect to the chord line. The first dimension represents each shear web, the second dimension represents each entry along blade span. If the rotation is equal to negative twist +- a constant, then the web is built straight.
blade.internal_structure_2d_fem.web_offset_y_pa_yaml | output | m | [[ 0. 0. 0. -0.35 -0.35 -0.35 -0.35 -0.35 -0.35 -0.35 -0.35 -0.35 -0.35 -0.35 -0.35 -0.35 -0.35 -0.35 -0.35 -0.35 -0.35 -0.35 -0.35 -0.35 -0.35 -0.35 -0.35 -0.35 -0.35 0. ] [ 0. 0. 0. 0.35 0.35 0.35 0.35 0.35 0.35 0.35 0.35 0.35 0.35 0.35 0.35 0.35 0.35 0.35 0.35 0.35 0.35 0.35 0.35 0.35 0.35 0.35 0.35 0.35 0.35 0. ]] | 2D array of the offset along the y axis to set the position of the shear webs. Positive values move the web towards the trailing edge, negative values towards the leading edge. The first dimension represents each shear web, the second dimension represents each entry along blade span.
blade.internal_structure_2d_fem.web_start_nd_yaml | output |  | [[0. 0. 0. 0. 0. 0. 0. 0. 0. 0. 0. 0. 0. 0. 0. 0. 0. 0. 0. 0. 0. 0. 0. 0. 0. 0. 0. 0. 0. 0.] [0. 0. 0. 0. 0. 0. 0. 0. 0. 0. 0. 0. 0. 0. 0. 0. 0. 0. 0. 0. 0. 0. 0. 0. 0. 0. 0. 0. 0. 0.]] | 2D array of the non-dimensional start point defined along the outer profile of a web. The TE suction side is 0, the TE pressure side is 1. The first dimension represents each web, the second dimension represents each entry along blade span.
blade.internal_structure_2d_fem.web_end_nd_yaml | output |  | [[0. 0. 0. 0. 0. 0. 0. 0. 0. 0. 0. 0. 0. 0. 0. 0. 0. 0. 0. 0. 0. 0. 0. 0. 0. 0. 0. 0. 0. 0.] [0. 0. 0. 0. 0. 0. 0. 0. 0. 0. 0. 0. 0. 0. 0. 0. 0. 0. 0. 0. 0. 0. 0. 0. 0. 0. 0. 0. 0. 0.]] | 2D array of the non-dimensional end point defined along the outer profile of a web. The TE suction side is 0, the TE pressure side is 1. The first dimension represents each web, the second dimension represents each entry along blade span.
blade.internal_structure_2d_fem.layer_web | output |  | [0. 0. 0. 0. 0. 0. 0. 0. 0. 0. 0. 0. 1. 1. 1. 2. 2. 2.] | 1D array of the web id the layer is associated to. If the layer is on the outer profile, this entry can simply stay equal to zero.
blade.internal_structure_2d_fem.layer_thickness | output | m | [[0.001 0.001 0.001 0.001 0.001 0.001 0.001 0.001 0.001 0.001 0.001 0.001 0.001 0.001 0.001 0.001 0.001 0.001 0.001 0.001 0.001 0.001 0.001 0.001 0.001 0.001 0.001 0.001 0.001 0.001 ] [0.05 0.04082222 0.03227314 0.02414597 0.01570557 0.0087801 0.00479636 0.00312972 0.00228269 0.00203697 0.00200075 0.00200004 0.002 0.002 0.002 0.002 0.002 0.002 0.002 0.002 0.002 0.002 0.002 0.002 0.0017995 0.00131595 0.00104388 0.00100193 0.001 0.001 ] [0.0001 0.00441988 0.01509082 0.03038211 0.04744079 0.06353773 0.07594814 0.08316375 0.08936991 0.0944703 0.09767621 0.09829738 0.09732817 0.09510225 0.09225053 0.08925817 0.08634924 0.08326352 0.07969893 0.07545926 0.06996617 0.06112109 0.04860983 0.03553265 0.02471021 0.01776949 0.01195955 0.00695429 0.00332756 0.001 ] [0.0001 0.00441988 0.01509082 0.03038211 0.04744079 0.06353773 0.07594814 0.08316375 0.08936991 0.0944703 0.09767621 0.09829738 0.09732817 0.09510225 0.09225053 0.08925817 0.08634924 0.08326352 0.07969893 0.07545926 0.06996617 0.06112109 0.04860983 0.03553265 0.02471021 0.01776949 0.01195955 0.00695429 0.00332756 0.001 ] [0. 0. 0. 0.00299682 0.00294581 0.00289655 0.00284729 0.00279803 0.00274877 0.00269951 0.00265025 0.00260099 0.00255172 0.00250246 0.0024532 0.00240394 0.00235468 0.00230542 0.00225616 0.0022069 0.00215764 0.00210837 0.00205911 0.00201276 0. 0. 0. 0. 0. 0. ] [0. 0. 0.00479173 0.014413 0.02704746 0.0304599 0.03 0.03 0.03 0.03 0.03 0.03 0.03 0.03 0.03 0.03 0.02977162 0.02271292 0.01506313 0.00770197 0.00463488 0.00310578 0.00200401 0.00026361 0. 0. 0. 0. 0. 0. ] [0. 0. 0.00479173 0.014413 0.02704746 0.0304599 0.03 0.03 0.03 0.03 0.03 0.03 0.03 0.03 0.03 0.03 0.02977162 0.02271292 0.01506313 0.00770197 0.00463488 0.00310578 0.00200401 0.00026361 0. 0. 0. 0. 0. 0. ] [0. 0. 0. 0.05982492 0.0570197 0.05431034 0.05160099 0.04889163 0.04618227 0.04347291 0.04076355 0.03805419 0.03534483 0.03263547 0.02992611 0.02721675 0.02450739 0.02179803 0.01908867 0.01637931 0.01366995 0.01096059 0.00825123 0.00563011 0. 0. 0. 0. 0. 0. ] [0. 0. 0. 0.05982492 0.0570197 0.05431034 0.05160099 0.04889163 0.04618227 0.04347291 0.04076355 0.03805419 0.03534483 0.03263547 0.02992611 0.02721675 0.02450739 0.02179803 0.01908867 0.01637931 0.01366995 0.01096059 0.00825123 0.00563011 0. 0. 0. 0. 0. 0. ] [0. 0. 0. 0.05982492 0.0570197 0.05431034 0.05160099 0.04889163 0.04618227 0.04347291 0.04076355 0.03805419 0.03534483 0.03263547 0.02992611 0.02721675 0.02450739 0.02179803 0.01908867 0.01637931 0.01366995 0.01096059 0.00825123 0.00563011 0. 0. 0. 0. 0. 0. ] [0. 0. 0. 0.05982492 0.0570197 0.05431034 0.05160099 0.04889163 0.04618227 0.04347291 0.04076355 0.03805419 0.03534483 0.03263547 0.02992611 0.02721675 0.02450739 0.02179803 0.01908867 0.01637931 0.01366995 0.01096059 0.00825123 0.00563011 0. 0. 0. 0. 0. 0. ] [0.05 0.04082222 0.03227314 0.02414597 0.01570557 0.0087801 0.00479636 0.00312972 0.00228269 0.00203697 0.00200075 0.00200004 0.002 0.002 0.002 0.002 0.002 0.002 0.002 0.002 0.002 0.002 0.002 0.002 0.0017995 0.00131595 0.00104388 0.00100193 0.001 0.001 ] [0. 0. 0. 0.00199607 0.00193306 0.00187221 0.00181136 0.00175051 0.00168966 0.0016288 0.00156795 0.0015071 0.00144625 0.0013854 0.00132454 0.00126369 0.00120284 0.00114199 0.00108114 0.00102028 0.00095943 0.00089858 0.00083773 0.00077688 0.00071602 0.00065517 0.00059432 0.00053805 0. 0. ] [0. 0. 0. 0.04290038 0.04130426 0.03976268 0.0382211 0.03667951 0.03513793 0.03359635 0.03205477 0.03051318 0.0289716 0.02743002 0.02588844 0.02434686 0.02280527 0.02126369 0.02003703 0.02 0.02 0.02 0.02 0.02 0.02 0.02 0.02 0.02 0. 0. ] [0. 0. 0. 0.00199607 0.00193306 0.00187221 0.00181136 0.00175051 0.00168966 0.0016288 0.00156795 0.0015071 0.00144625 0.0013854 0.00132454 0.00126369 0.00120284 0.00114199 0.00108114 0.00102028 0.00095943 0.00089858 0.00083773 0.00077688 0.00071602 0.00065517 0.00059432 0.00053805 0. 0. ] [0. 0. 0. 0.00199607 0.00193306 0.00187221 0.00181136 0.00175051 0.00168966 0.0016288 0.00156795 0.0015071 0.00144625 0.0013854 0.00132454 0.00126369 0.00120284 0.00114199 0.00108114 0.00102028 0.00095943 0.00089858 0.00083773 0.00077688 0.00071602 0.00065517 0.00059432 0.00053805 0. 0. ] [0. 0. 0. 0.04290038 0.04130426 0.03976268 0.0382211 0.03667951 0.03513793 0.03359635 0.03205477 0.03051318 0.0289716 0.02743002 0.02588844 0.02434686 0.02280527 0.02126369 0.02003703 0.02 0.02 0.02 0.02 0.02 0.02 0.02 0.02 0.02 0. 0. ] [0. 0. 0. 0.00199607 0.00193306 0.00187221 0.00181136 0.00175051 0.00168966 0.0016288 0.00156795 0.0015071 0.00144625 0.0013854 0.00132454 0.00126369 0.00120284 0.00114199 0.00108114 0.00102028 0.00095943 0.00089858 0.00083773 0.00077688 0.00071602 0.00065517 0.00059432 0.00053805 0. 0. ]] | 2D array of the thickness of the layers of the blade structure. The first dimension represents each layer, the second dimension represents each entry along blade span.
blade.internal_structure_2d_fem.layer_orientation | output | rad | [[0. 0. 0. 0. 0. 0. 0. 0. 0. 0. 0. 0. 0. 0. 0. 0. 0. 0. 0. 0. 0. 0. 0. 0. 0. 0. 0. 0. 0. 0.] [0. 0. 0. 0. 0. 0. 0. 0. 0. 0. 0. 0. 0. 0. 0. 0. 0. 0. 0. 0. 0. 0. 0. 0. 0. 0. 0. 0. 0. 0.] [0. 0. 0. 0. 0. 0. 0. 0. 0. 0. 0. 0. 0. 0. 0. 0. 0. 0. 0. 0. 0. 0. 0. 0. 0. 0. 0. 0. 0. 0.] [0. 0. 0. 0. 0. 0. 0. 0. 0. 0. 0. 0. 0. 0. 0. 0. 0. 0. 0. 0. 0. 0. 0. 0. 0. 0. 0. 0. 0. 0.] [0. 0. 0. 0. 0. 0. 0. 0. 0. 0. 0. 0. 0. 0. 0. 0. 0. 0. 0. 0. 0. 0. 0. 0. 0. 0. 0. 0. 0. 0.] [0. 0. 0. 0. 0. 0. 0. 0. 0. 0. 0. 0. 0. 0. 0. 0. 0. 0. 0. 0. 0. 0. 0. 0. 0. 0. 0. 0. 0. 0.] [0. 0. 0. 0. 0. 0. 0. 0. 0. 0. 0. 0. 0. 0. 0. 0. 0. 0. 0. 0. 0. 0. 0. 0. 0. 0. 0. 0. 0. 0.] [0. 0. 0. 0. 0. 0. 0. 0. 0. 0. 0. 0. 0. 0. 0. 0. 0. 0. 0. 0. 0. 0. 0. 0. 0. 0. 0. 0. 0. 0.] [0. 0. 0. 0. 0. 0. 0. 0. 0. 0. 0. 0. 0. 0. 0. 0. 0. 0. 0. 0. 0. 0. 0. 0. 0. 0. 0. 0. 0. 0.] [0. 0. 0. 0. 0. 0. 0. 0. 0. 0. 0. 0. 0. 0. 0. 0. 0. 0. 0. 0. 0. 0. 0. 0. 0. 0. 0. 0. 0. 0.] [0. 0. 0. 0. 0. 0. 0. 0. 0. 0. 0. 0. 0. 0. 0. 0. 0. 0. 0. 0. 0. 0. 0. 0. 0. 0. 0. 0. 0. 0.] [0. 0. 0. 0. 0. 0. 0. 0. 0. 0. 0. 0. 0. 0. 0. 0. 0. 0. 0. 0. 0. 0. 0. 0. 0. 0. 0. 0. 0. 0.] [0. 0. 0. 0. 0. 0. 0. 0. 0. 0. 0. 0. 0. 0. 0. 0. 0. 0. 0. 0. 0. 0. 0. 0. 0. 0. 0. 0. 0. 0.] [0. 0. 0. 0. 0. 0. 0. 0. 0. 0. 0. 0. 0. 0. 0. 0. 0. 0. 0. 0. 0. 0. 0. 0. 0. 0. 0. 0. 0. 0.] [0. 0. 0. 0. 0. 0. 0. 0. 0. 0. 0. 0. 0. 0. 0. 0. 0. 0. 0. 0. 0. 0. 0. 0. 0. 0. 0. 0. 0. 0.] [0. 0. 0. 0. 0. 0. 0. 0. 0. 0. 0. 0. 0. 0. 0. 0. 0. 0. 0. 0. 0. 0. 0. 0. 0. 0. 0. 0. 0. 0.] [0. 0. 0. 0. 0. 0. 0. 0. 0. 0. 0. 0. 0. 0. 0. 0. 0. 0. 0. 0. 0. 0. 0. 0. 0. 0. 0. 0. 0. 0.] [0. 0. 0. 0. 0. 0. 0. 0. 0. 0. 0. 0. 0. 0. 0. 0. 0. 0. 0. 0. 0. 0. 0. 0. 0. 0. 0. 0. 0. 0.]] | Fiber orientation of the composite layer with 0-value meaning alignment with reference axis. The first dimension represents each layer, the second dimension represents each entry along blade span.
blade.internal_structure_2d_fem.layer_rotation_yaml | output | rad | [[0. 0. 0. 0. 0. 0. 0. 0. 0. 0. 0. 0. 0. 0. 0. 0. 0. 0. 0. 0. 0. 0. 0. 0. 0. 0. 0. 0. 0. 0.] [0. 0. 0. 0. 0. 0. 0. 0. 0. 0. 0. 0. 0. 0. 0. 0. 0. 0. 0. 0. 0. 0. 0. 0. 0. 0. 0. 0. 0. 0.] [0. 0. 0. 0. 0. 0. 0. 0. 0. 0. 0. 0. 0. 0. 0. 0. 0. 0. 0. 0. 0. 0. 0. 0. 0. 0. 0. 0. 0. 0.] [0. 0. 0. 0. 0. 0. 0. 0. 0. 0. 0. 0. 0. 0. 0. 0. 0. 0. 0. 0. 0. 0. 0. 0. 0. 0. 0. 0. 0. 0.] [0. 0. 0. 0. 0. 0. 0. 0. 0. 0. 0. 0. 0. 0. 0. 0. 0. 0. 0. 0. 0. 0. 0. 0. 0. 0. 0. 0. 0. 0.] [0. 0. 0. 0. 0. 0. 0. 0. 0. 0. 0. 0. 0. 0. 0. 0. 0. 0. 0. 0. 0. 0. 0. 0. 0. 0. 0. 0. 0. 0.] [0. 0. 0. 0. 0. 0. 0. 0. 0. 0. 0. 0. 0. 0. 0. 0. 0. 0. 0. 0. 0. 0. 0. 0. 0. 0. 0. 0. 0. 0.] [0. 0. 0. 0. 0. 0. 0. 0. 0. 0. 0. 0. 0. 0. 0. 0. 0. 0. 0. 0. 0. 0. 0. 0. 0. 0. 0. 0. 0. 0.] [0. 0. 0. 0. 0. 0. 0. 0. 0. 0. 0. 0. 0. 0. 0. 0. 0. 0. 0. 0. 0. 0. 0. 0. 0. 0. 0. 0. 0. 0.] [0. 0. 0. 0. 0. 0. 0. 0. 0. 0. 0. 0. 0. 0. 0. 0. 0. 0. 0. 0. 0. 0. 0. 0. 0. 0. 0. 0. 0. 0.] [0. 0. 0. 0. 0. 0. 0. 0. 0. 0. 0. 0. 0. 0. 0. 0. 0. 0. 0. 0. 0. 0. 0. 0. 0. 0. 0. 0. 0. 0.] [0. 0. 0. 0. 0. 0. 0. 0. 0. 0. 0. 0. 0. 0. 0. 0. 0. 0. 0. 0. 0. 0. 0. 0. 0. 0. 0. 0. 0. 0.] [0. 0. 0. 0. 0. 0. 0. 0. 0. 0. 0. 0. 0. 0. 0. 0. 0. 0. 0. 0. 0. 0. 0. 0. 0. 0. 0. 0. 0. 0.] [0. 0. 0. 0. 0. 0. 0. 0. 0. 0. 0. 0. 0. 0. 0. 0. 0. 0. 0. 0. 0. 0. 0. 0. 0. 0. 0. 0. 0. 0.] [0. 0. 0. 0. 0. 0. 0. 0. 0. 0. 0. 0. 0. 0. 0. 0. 0. 0. 0. 0. 0. 0. 0. 0. 0. 0. 0. 0. 0. 0.] [0. 0. 0. 0. 0. 0. 0. 0. 0. 0. 0. 0. 0. 0. 0. 0. 0. 0. 0. 0. 0. 0. 0. 0. 0. 0. 0. 0. 0. 0.] [0. 0. 0. 0. 0. 0. 0. 0. 0. 0. 0. 0. 0. 0. 0. 0. 0. 0. 0. 0. 0. 0. 0. 0. 0. 0. 0. 0. 0. 0.] [0. 0. 0. 0. 0. 0. 0. 0. 0. 0. 0. 0. 0. 0. 0. 0. 0. 0. 0. 0. 0. 0. 0. 0. 0. 0. 0. 0. 0. 0.]] | 2D array of the rotation angle of a layer in respect to the chord line. The first dimension represents each layer, the second dimension represents each entry along blade span. If the rotation is equal to negative twist +- a constant, then the layer is built straight.
blade.internal_structure_2d_fem.layer_offset_y_pa_yaml | output | m | [[0. 0. 0. 0. 0. 0. 0. 0. 0. 0. 0. 0. 0. 0. 0. 0. 0. 0. 0. 0. 0. 0. 0. 0. 0. 0. 0. 0. 0. 0.] [0. 0. 0. 0. 0. 0. 0. 0. 0. 0. 0. 0. 0. 0. 0. 0. 0. 0. 0. 0. 0. 0. 0. 0. 0. 0. 0. 0. 0. 0.] [0. 0. 0. 0. 0. 0. 0. 0. 0. 0. 0. 0. 0. 0. 0. 0. 0. 0. 0. 0. 0. 0. 0. 0. 0. 0. 0. 0. 0. 0.] [0. 0. 0. 0. 0. 0. 0. 0. 0. 0. 0. 0. 0. 0. 0. 0. 0. 0. 0. 0. 0. 0. 0. 0. 0. 0. 0. 0. 0. 0.] [0. 0. 0. 0. 0. 0. 0. 0. 0. 0. 0. 0. 0. 0. 0. 0. 0. 0. 0. 0. 0. 0. 0. 0. 0. 0. 0. 0. 0. 0.] [0. 0. 0. 0. 0. 0. 0. 0. 0. 0. 0. 0. 0. 0. 0. 0. 0. 0. 0. 0. 0. 0. 0. 0. 0. 0. 0. 0. 0. 0.] [0. 0. 0. 0. 0. 0. 0. 0. 0. 0. 0. 0. 0. 0. 0. 0. 0. 0. 0. 0. 0. 0. 0. 0. 0. 0. 0. 0. 0. 0.] [0. 0. 0. 0. 0. 0. 0. 0. 0. 0. 0. 0. 0. 0. 0. 0. 0. 0. 0. 0. 0. 0. 0. 0. 0. 0. 0. 0. 0. 0.] [0. 0. 0. 0. 0. 0. 0. 0. 0. 0. 0. 0. 0. 0. 0. 0. 0. 0. 0. 0. 0. 0. 0. 0. 0. 0. 0. 0. 0. 0.] [0. 0. 0. 0. 0. 0. 0. 0. 0. 0. 0. 0. 0. 0. 0. 0. 0. 0. 0. 0. 0. 0. 0. 0. 0. 0. 0. 0. 0. 0.] [0. 0. 0. 0. 0. 0. 0. 0. 0. 0. 0. 0. 0. 0. 0. 0. 0. 0. 0. 0. 0. 0. 0. 0. 0. 0. 0. 0. 0. 0.] [0. 0. 0. 0. 0. 0. 0. 0. 0. 0. 0. 0. 0. 0. 0. 0. 0. 0. 0. 0. 0. 0. 0. 0. 0. 0. 0. 0. 0. 0.] [0. 0. 0. 0. 0. 0. 0. 0. 0. 0. 0. 0. 0. 0. 0. 0. 0. 0. 0. 0. 0. 0. 0. 0. 0. 0. 0. 0. 0. 0.] [0. 0. 0. 0. 0. 0. 0. 0. 0. 0. 0. 0. 0. 0. 0. 0. 0. 0. 0. 0. 0. 0. 0. 0. 0. 0. 0. 0. 0. 0.] [0. 0. 0. 0. 0. 0. 0. 0. 0. 0. 0. 0. 0. 0. 0. 0. 0. 0. 0. 0. 0. 0. 0. 0. 0. 0. 0. 0. 0. 0.] [0. 0. 0. 0. 0. 0. 0. 0. 0. 0. 0. 0. 0. 0. 0. 0. 0. 0. 0. 0. 0. 0. 0. 0. 0. 0. 0. 0. 0. 0.] [0. 0. 0. 0. 0. 0. 0. 0. 0. 0. 0. 0. 0. 0. 0. 0. 0. 0. 0. 0. 0. 0. 0. 0. 0. 0. 0. 0. 0. 0.] [0. 0. 0. 0. 0. 0. 0. 0. 0. 0. 0. 0. 0. 0. 0. 0. 0. 0. 0. 0. 0. 0. 0. 0. 0. 0. 0. 0. 0. 0.]] | 2D array of the offset along the y axis to set the position of a layer. Positive values move the layer towards the trailing edge, negative values towards the leading edge. The first dimension represents each layer, the second dimension represents each entry along blade span.
blade.internal_structure_2d_fem.layer_width_yaml | output | m | [[0. 0. 0. 0. 0. 0. 0. 0. 0. 0. 0. 0. 0. 0. 0. 0. 0. 0. 0. 0. 0. 0. 0. 0. 0. 0. 0. 0. 0. 0. ] [0. 0. 0. 0. 0. 0. 0. 0. 0. 0. 0. 0. 0. 0. 0. 0. 0. 0. 0. 0. 0. 0. 0. 0. 0. 0. 0. 0. 0. 0. ] [0.9 0.9 0.9 0.9 0.9 0.9 0.9 0.9 0.9 0.9 0.9 0.9 0.9 0.9 0.9 0.9 0.9 0.9 0.9 0.9 0.9 0.9 0.9 0.9 0.89999984 0.89997566 0.89879453 0.87845715 0.72370623 0.294 ] [0.9 0.9 0.9 0.9 0.9 0.9 0.9 0.9 0.9 0.9 0.9 0.9 0.9 0.9 0.9 0.9 0.9 0.9 0.9 0.9 0.9 0.9 0.9 0.9 0.89999984 0.89997566 0.89879453 0.87845715 0.72370623 0.294 ] [0. 0. 0. 0.8 0.8 0.8 0.8 0.8 0.8 0.8 0.8 0.8 0.8 0.8 0.8 0.8 0.8 0.8 0.8 0.79996806 0.79888528 0.78925558 0.75493084 0.71126493 0. 0. 0. 0. 0. 0. ] [0. 0. 0. 0.75 0.75 0.75 0.75 0.75 0.75 0.75 0.75 0.75 0.75 0.75 0.75 0.75 0.75 0.75 0.75 0.75 0.75 0.75 0.75 0.75 0. 0. 0. 0. 0. 0. ] [0. 0. 0. 0.75 0.75 0.75 0.75 0.75 0.75 0.75 0.75 0.75 0.75 0.75 0.75 0.75 0.75 0.75 0.75 0.75 0.75 0.75 0.75 0.75 0. 0. 0. 0. 0. 0. ] [0. 0. 0. 0. 0. 0. 0. 0. 0. 0. 0. 0. 0. 0. 0. 0. 0. 0. 0. 0. 0. 0. 0. 0. 0. 0. 0. 0. 0. 0. ] [0. 0. 0. 0. 0. 0. 0. 0. 0. 0. 0. 0. 0. 0. 0. 0. 0. 0. 0. 0. 0. 0. 0. 0. 0. 0. 0. 0. 0. 0. ] [0. 0. 0. 0. 0. 0. 0. 0. 0. 0. 0. 0. 0. 0. 0. 0. 0. 0. 0. 0. 0. 0. 0. 0. 0. 0. 0. 0. 0. 0. ] [0. 0. 0. 0. 0. 0. 0. 0. 0. 0. 0. 0. 0. 0. 0. 0. 0. 0. 0. 0. 0. 0. 0. 0. 0. 0. 0. 0. 0. 0. ] [0. 0. 0. 0. 0. 0. 0. 0. 0. 0. 0. 0. 0. 0. 0. 0. 0. 0. 0. 0. 0. 0. 0. 0. 0. 0. 0. 0. 0. 0. ] [0. 0. 0. 0. 0. 0. 0. 0. 0. 0. 0. 0. 0. 0. 0. 0. 0. 0. 0. 0. 0. 0. 0. 0. 0. 0. 0. 0. 0. 0. ] [0. 0. 0. 0. 0. 0. 0. 0. 0. 0. 0. 0. 0. 0. 0. 0. 0. 0. 0. 0. 0. 0. 0. 0. 0. 0. 0. 0. 0. 0. ] [0. 0. 0. 0. 0. 0. 0. 0. 0. 0. 0. 0. 0. 0. 0. 0. 0. 0. 0. 0. 0. 0. 0. 0. 0. 0. 0. 0. 0. 0. ] [0. 0. 0. 0. 0. 0. 0. 0. 0. 0. 0. 0. 0. 0. 0. 0. 0. 0. 0. 0. 0. 0. 0. 0. 0. 0. 0. 0. 0. 0. ] [0. 0. 0. 0. 0. 0. 0. 0. 0. 0. 0. 0. 0. 0. 0. 0. 0. 0. 0. 0. 0. 0. 0. 0. 0. 0. 0. 0. 0. 0. ] [0. 0. 0. 0. 0. 0. 0. 0. 0. 0. 0. 0. 0. 0. 0. 0. 0. 0. 0. 0. 0. 0. 0. 0. 0. 0. 0. 0. 0. 0. ]] | 2D array of the width along the outer profile of a layer. The first dimension represents each layer, the second dimension represents each entry along blade span.
blade.internal_structure_2d_fem.layer_midpoint_nd | output |  | [[0. 0. 0. 0. 0. 0. 0. 0. 0. 0. 0. 0. 0. 0. 0. 0. 0. 0. 0. 0. 0. 0. 0. 0. 0. 0. 0. 0. 0. 0. ] [0. 0. 0. 0. 0. 0. 0. 0. 0. 0. 0. 0. 0. 0. 0. 0. 0. 0. 0. 0. 0. 0. 0. 0. 0. 0. 0. 0. 0. 0. ] [0. 0. 0. 0. 0. 0. 0. 0. 0. 0. 0. 0. 0. 0. 0. 0. 0. 0. 0. 0. 0. 0. 0. 0. 0. 0. 0. 0. 0. 0. ] [0. 0. 0. 0. 0. 0. 0. 0. 0. 0. 0. 0. 0. 0. 0. 0. 0. 0. 0. 0. 0. 0. 0. 0. 0. 0. 0. 0. 0. 0. ] [0.49999933 0.49996543 0.49968074 0.49909172 0.49864554 0.49918749 0.50022224 0.50029462 0.50060184 0.50110477 0.50123123 0.5012535 0.50152521 0.50160267 0.50109 0.50067145 0.50040274 0.49991795 0.49926177 0.49869261 0.4979642 0.49725902 0.49687399 0.49683998 0.49683998 0.49683998 0.49683998 0.49683998 0.49683998 0.49683998] [0. 0. 0. 0. 0. 0. 0. 0. 0. 0. 0. 0. 0. 0. 0. 0. 0. 0. 0. 0. 0. 0. 0. 0. 0. 0. 0. 0. 0. 0. ] [0. 0. 0. 0. 0. 0. 0. 0. 0. 0. 0. 0. 0. 0. 0. 0. 0. 0. 0. 0. 0. 0. 0. 0. 0. 0. 0. 0. 0. 0. ] [0. 0. 0. 0. 0. 0. 0. 0. 0. 0. 0. 0. 0. 0. 0. 0. 0. 0. 0. 0. 0. 0. 0. 0. 0. 0. 0. 0. 0. 0. ] [0. 0. 0. 0. 0. 0. 0. 0. 0. 0. 0. 0. 0. 0. 0. 0. 0. 0. 0. 0. 0. 0. 0. 0. 0. 0. 0. 0. 0. 0. ] [0. 0. 0. 0. 0. 0. 0. 0. 0. 0. 0. 0. 0. 0. 0. 0. 0. 0. 0. 0. 0. 0. 0. 0. 0. 0. 0. 0. 0. 0. ] [0. 0. 0. 0. 0. 0. 0. 0. 0. 0. 0. 0. 0. 0. 0. 0. 0. 0. 0. 0. 0. 0. 0. 0. 0. 0. 0. 0. 0. 0. ] [0. 0. 0. 0. 0. 0. 0. 0. 0. 0. 0. 0. 0. 0. 0. 0. 0. 0. 0. 0. 0. 0. 0. 0. 0. 0. 0. 0. 0. 0. ] [0. 0. 0. 0. 0. 0. 0. 0. 0. 0. 0. 0. 0. 0. 0. 0. 0. 0. 0. 0. 0. 0. 0. 0. 0. 0. 0. 0. 0. 0. ] [0. 0. 0. 0. 0. 0. 0. 0. 0. 0. 0. 0. 0. 0. 0. 0. 0. 0. 0. 0. 0. 0. 0. 0. 0. 0. 0. 0. 0. 0. ] [0. 0. 0. 0. 0. 0. 0. 0. 0. 0. 0. 0. 0. 0. 0. 0. 0. 0. 0. 0. 0. 0. 0. 0. 0. 0. 0. 0. 0. 0. ] [0. 0. 0. 0. 0. 0. 0. 0. 0. 0. 0. 0. 0. 0. 0. 0. 0. 0. 0. 0. 0. 0. 0. 0. 0. 0. 0. 0. 0. 0. ] [0. 0. 0. 0. 0. 0. 0. 0. 0. 0. 0. 0. 0. 0. 0. 0. 0. 0. 0. 0. 0. 0. 0. 0. 0. 0. 0. 0. 0. 0. ] [0. 0. 0. 0. 0. 0. 0. 0. 0. 0. 0. 0. 0. 0. 0. 0. 0. 0. 0. 0. 0. 0. 0. 0. 0. 0. 0. 0. 0. 0. ]] | 2D array of the non-dimensional midpoint defined along the outer profile of a layer. The first dimension represents each layer, the second dimension represents each entry along blade span.
blade.internal_structure_2d_fem.layer_start_nd_yaml | output |  | [[0. 0. 0. 0. 0. 0. 0. 0. 0. 0. 0. 0. 0. 0. 0. 0. 0. 0. 0. 0. 0. 0. 0. 0. 0. 0. 0. 0. 0. 0. ] [0. 0. 0. 0. 0. 0. 0. 0. 0.00525852 0.01 0.01 0.01 0.01 0.01 0.01 0.01 0.01 0.01 0.01 0.01 0.01 0.01 0.01 0.01 0.01 0.01 0.01 0.01 0.01 0.01 ] [0. 0. 0. 0. 0. 0. 0. 0. 0. 0. 0. 0. 0. 0. 0. 0. 0. 0. 0. 0. 0. 0. 0. 0. 0. 0. 0. 0. 0. 0. ] [0. 0. 0. 0. 0. 0. 0. 0. 0. 0. 0. 0. 0. 0. 0. 0. 0. 0. 0. 0. 0. 0. 0. 0. 0. 0. 0. 0. 0. 0. ] [0. 0. 0. 0. 0. 0. 0. 0. 0. 0. 0. 0. 0. 0. 0. 0. 0. 0. 0. 0. 0. 0. 0. 0. 0. 0. 0. 0. 0. 0. ] [0. 0. 0. 0. 0. 0. 0. 0. 0. 0. 0. 0. 0. 0. 0. 0. 0. 0. 0. 0. 0. 0. 0. 0. 0. 0. 0. 0. 0. 0. ] [0. 0. 0. 0. 0. 0. 0. 0. 0. 0. 0. 0. 0. 0. 0. 0. 0. 0. 0. 0. 0. 0. 0. 0. 0. 0. 0. 0. 0. 0. ] [0. 0. 0. 0. 0. 0. 0. 0. 0. 0. 0. 0. 0. 0. 0. 0. 0. 0. 0. 0. 0. 0. 0. 0. 0. 0. 0. 0. 0. 0. ] [0. 0. 0. 0. 0. 0. 0. 0. 0. 0. 0. 0. 0. 0. 0. 0. 0. 0. 0. 0. 0. 0. 0. 0. 0. 0. 0. 0. 0. 0. ] [0. 0. 0. 0. 0. 0. 0. 0. 0. 0. 0. 0. 0. 0. 0. 0. 0. 0. 0. 0. 0. 0. 0. 0. 0. 0. 0. 0. 0. 0. ] [0. 0. 0. 0. 0. 0. 0. 0. 0. 0. 0. 0. 0. 0. 0. 0. 0. 0. 0. 0. 0. 0. 0. 0. 0. 0. 0. 0. 0. 0. ] [0. 0. 0. 0. 0. 0. 0.00414613 0.07368568 0.08 0.08 0.08 0.08 0.08 0.08 0.08 0.08 0.08 0.08 0.08 0.08 0.08 0.08 0.08 0.08 0.08 0.08 0.08 0.08 0.08 0.08 ] [0. 0. 0. 0. 0. 0. 0. 0. 0. 0. 0. 0. 0. 0. 0. 0. 0. 0. 0. 0. 0. 0. 0. 0. 0. 0. 0. 0. 0. 0. ] [0. 0. 0. 0. 0. 0. 0. 0. 0. 0. 0. 0. 0. 0. 0. 0. 0. 0. 0. 0. 0. 0. 0. 0. 0. 0. 0. 0. 0. 0. ] [0. 0. 0. 0. 0. 0. 0. 0. 0. 0. 0. 0. 0. 0. 0. 0. 0. 0. 0. 0. 0. 0. 0. 0. 0. 0. 0. 0. 0. 0. ] [0. 0. 0. 0. 0. 0. 0. 0. 0. 0. 0. 0. 0. 0. 0. 0. 0. 0. 0. 0. 0. 0. 0. 0. 0. 0. 0. 0. 0. 0. ] [0. 0. 0. 0. 0. 0. 0. 0. 0. 0. 0. 0. 0. 0. 0. 0. 0. 0. 0. 0. 0. 0. 0. 0. 0. 0. 0. 0. 0. 0. ] [0. 0. 0. 0. 0. 0. 0. 0. 0. 0. 0. 0. 0. 0. 0. 0. 0. 0. 0. 0. 0. 0. 0. 0. 0. 0. 0. 0. 0. 0. ]] | 2D array of the non-dimensional start point defined along the outer profile of a layer. The TE suction side is 0, the TE pressure side is 1. The first dimension represents each layer, the second dimension represents each entry along blade span.
blade.internal_structure_2d_fem.layer_end_nd_yaml | output |  | [[1. 1. 1. 1. 1. 1. 1. 1. 1. 1. 1. 1. 1. 1. 1. 1. 1. 1. 1. 1. 1. 1. 1. 1. 1. 1. 1. 1. 1. 1. ] [1. 1. 1. 1. 1. 1. 1. 1. 0.99474148 0.99 0.99 0.99 0.99 0.99 0.99 0.99 0.99 0.99 0.99 0.99 0.99 0.99 0.99 0.99 0.99 0.99 0.99 0.99 0.99 0.99 ] [0. 0. 0. 0. 0. 0. 0. 0. 0. 0. 0. 0. 0. 0. 0. 0. 0. 0. 0. 0. 0. 0. 0. 0. 0. 0. 0. 0. 0. 0. ] [0. 0. 0. 0. 0. 0. 0. 0. 0. 0. 0. 0. 0. 0. 0. 0. 0. 0. 0. 0. 0. 0. 0. 0. 0. 0. 0. 0. 0. 0. ] [0. 0. 0. 0. 0. 0. 0. 0. 0. 0. 0. 0. 0. 0. 0. 0. 0. 0. 0. 0. 0. 0. 0. 0. 0. 0. 0. 0. 0. 0. ] [0. 0. 0. 0. 0. 0. 0. 0. 0. 0. 0. 0. 0. 0. 0. 0. 0. 0. 0. 0. 0. 0. 0. 0. 0. 0. 0. 0. 0. 0. ] [1. 1. 1. 1. 1. 1. 1. 1. 1. 1. 1. 1. 1. 1. 1. 1. 1. 1. 1. 1. 1. 1. 1. 1. 1. 1. 1. 1. 1. 1. ] [0. 0. 0. 0. 0. 0. 0. 0. 0. 0. 0. 0. 0. 0. 0. 0. 0. 0. 0. 0. 0. 0. 0. 0. 0. 0. 0. 0. 0. 0. ] [0. 0. 0. 0. 0. 0. 0. 0. 0. 0. 0. 0. 0. 0. 0. 0. 0. 0. 0. 0. 0. 0. 0. 0. 0. 0. 0. 0. 0. 0. ] [0. 0. 0. 0. 0. 0. 0. 0. 0. 0. 0. 0. 0. 0. 0. 0. 0. 0. 0. 0. 0. 0. 0. 0. 0. 0. 0. 0. 0. 0. ] [0. 0. 0. 0. 0. 0. 0. 0. 0. 0. 0. 0. 0. 0. 0. 0. 0. 0. 0. 0. 0. 0. 0. 0. 0. 0. 0. 0. 0. 0. ] [1. 1. 1. 1. 1. 1. 0.99585387 0.92631432 0.92 0.92 0.92 0.92 0.92 0.92 0.92 0.92 0.92 0.92 0.92 0.92 0.92 0.92 0.92 0.92 0.92 0.92 0.92 0.92 0.92 0.92 ] [0. 0. 0. 0. 0. 0. 0. 0. 0. 0. 0. 0. 0. 0. 0. 0. 0. 0. 0. 0. 0. 0. 0. 0. 0. 0. 0. 0. 0. 0. ] [0. 0. 0. 0. 0. 0. 0. 0. 0. 0. 0. 0. 0. 0. 0. 0. 0. 0. 0. 0. 0. 0. 0. 0. 0. 0. 0. 0. 0. 0. ] [0. 0. 0. 0. 0. 0. 0. 0. 0. 0. 0. 0. 0. 0. 0. 0. 0. 0. 0. 0. 0. 0. 0. 0. 0. 0. 0. 0. 0. 0. ] [0. 0. 0. 0. 0. 0. 0. 0. 0. 0. 0. 0. 0. 0. 0. 0. 0. 0. 0. 0. 0. 0. 0. 0. 0. 0. 0. 0. 0. 0. ] [0. 0. 0. 0. 0. 0. 0. 0. 0. 0. 0. 0. 0. 0. 0. 0. 0. 0. 0. 0. 0. 0. 0. 0. 0. 0. 0. 0. 0. 0. ] [0. 0. 0. 0. 0. 0. 0. 0. 0. 0. 0. 0. 0. 0. 0. 0. 0. 0. 0. 0. 0. 0. 0. 0. 0. 0. 0. 0. 0. 0. ]] | 2D array of the non-dimensional end point defined along the outer profile of a layer. The TE suction side is 0, the TE pressure side is 1. The first dimension represents each layer, the second dimension represents each entry along blade span.
blade.internal_structure_2d_fem.layer_side | output | n/a | ['', '', 'suction', 'pressure', '', '', '', '', '', '', '', '', '', '', '', '', '', ''] | 1D array setting whether the layer is on the suction or pressure side. This entry is only used if definition_layer is equal to 1 or 2.
blade.internal_structure_2d_fem.definition_web | output | n/a | [1. 1.] | 1D array of flags identifying how webs are specified in the yaml. 1) offset+rotation=twist 2) offset+rotation
blade.internal_structure_2d_fem.definition_layer | output | n/a | [ 9. 9. 2. 2. 5. 7. 8. 6. 6. 6. 6. 9. 10. 10. 10. 10. 10. 10.] | 1D array of flags identifying how layers are specified in the yaml. 1) all around (skin, paint, ) 2) offset+rotation twist+width (spar caps) 3) offset+user defined rotation+width 4) midpoint TE+width (TE reinf) 5) midpoint LE+width (LE reinf) 6) layer position fixed to other layer (core fillers) 7) start and width 8) end and width 9) start and end nd 10) web layer
blade.internal_structure_2d_fem.index_layer_start | output | n/a | [0. 0. 0. 0. 0. 0. 0. 5. 2. 4. 3. 0. 0. 0. 0. 0. 0. 0.] | Index used to fix a layer to another
blade.internal_structure_2d_fem.index_layer_end | output | n/a | [0. 0. 0. 0. 0. 0. 0. 2. 4. 3. 6. 0. 0. 0. 0. 0. 0. 0.] | Index used to fix a layer to another
blade.interp_airfoils.af_position | input |  | [0. 0.02 0.15 0.24517032 0.32884395 0.43917935 0.53767141 0.63820766 0.77174385 1. ] | 1D array of the non dimensional positions of the airfoils af_used defined along blade span.
blade.interp_airfoils.ac | input |  | [0.5 0.316 0.25 0.25 0.25 0.25 0.25 0.25 ] | 1D array of the aerodynamic centers of each airfoil.
blade.interp_airfoils.r_thick_discrete | input |  | [1. 0.5 0.211 0.241 0.27 0.301 0.33 0.36 ] | 1D array of the relative thicknesses of each airfoil.
blade.interp_airfoils.aoa | input | rad | [-3.14159265 -3.08923278 -3.0368729 -2.98451302 -2.93215314 -2.87979327 -2.82743339 -2.77507351 -2.72271363 -2.67035376 -2.61799388 -2.565634 -2.51327412 -2.46091425 -2.40855437 -2.35619449 -2.30383461 -2.25147474 -2.19911486 -2.14675498 -2.0943951 -2.04203522 -1.98967535 -1.93731547 -1.88495559 -1.83259571 -1.78023584 -1.72787596 -1.67551608 -1.6231562 -1.57079633 -1.51843645 -1.46607657 -1.41371669 -1.36135682 -1.30899694 -1.25663706 -1.20427718 -1.15191731 -1.09955743 -1.04719755 -0.99483767 -0.9424778 -0.89011792 -0.83775804 -0.78539816 -0.73303829 -0.68067841 -0.62831853 -0.57595865 -0.52359878 -0.51302102 -0.50244327 -0.49186552 -0.48128776 -0.47071001 -0.46013226 -0.4495545 -0.43897675 -0.428399 -0.41782125 -0.40724349 -0.39666574 -0.38608799 -0.37551023 -0.36493248 -0.35435473 -0.34377697 -0.33319922 -0.32262147 -0.31204371 -0.30146596 -0.29088821 -0.28031046 -0.2697327 -0.25915495 -0.2485772 -0.23799944 -0.22742169 -0.21684394 -0.20626618 -0.19568843 -0.18511068 -0.17453293 -0.16395517 -0.15337742 -0.14279967 -0.13222191 -0.12164416 -0.11106641 -0.10048865 -0.0899109 -0.07933315 -0.06875539 -0.05817764 -0.04759989 -0.03702214 -0.02644438 -0.01586663 -0.00528888 0.00528888 0.01586663 0.02644438 0.03702214 0.04759989 0.05817764 0.06875539 0.07933315 0.0899109 0.10048865 0.11106641 0.12164416 0.13222191 0.14279967 0.15337742 0.16395517 0.17453293 0.18511068 0.19568843 0.20626618 0.21684394 0.22742169 0.23799944 0.2485772 0.25915495 0.2697327 0.28031046 0.29088821 0.30146596 0.31204371 0.32262147 0.33319922 0.34377697 0.35435473 0.36493248 0.37551023 0.38608799 0.39666574 0.40724349 0.41782125 0.428399 0.43897675 0.4495545 0.46013226 0.47071001 0.48128776 0.49186552 0.50244327 0.51302102 0.52359878 0.57595865 0.62831853 0.68067841 0.73303829 0.78539816 0.83775804 0.89011792 0.9424778 0.99483767 1.04719755 1.09955743 1.15191731 1.20427718 1.25663706 1.30899694 1.36135682 1.41371669 1.46607657 1.51843645 1.57079633 1.6231562 1.67551608 1.72787596 1.78023584 1.83259571 1.88495559 1.93731547 1.98967535 2.04203522 2.0943951 2.14675498 2.19911486 2.25147474 2.30383461 2.35619449 2.40855437 2.46091425 2.51327412 2.565634 2.61799388 2.67035376 2.72271363 2.77507351 2.82743339 2.87979327 2.93215314 2.98451302 3.0368729 3.08923278 3.14159265] | 1D array of the angles of attack used to define the polars of the airfoils. All airfoils defined in openmdao share this grid.
blade.interp_airfoils.cl | input |  | [[[[ 1.00000000e-04] [ 1.00000000e-04] [ 1.00000000e-04]] [[ 1.00000000e-04] [ 1.00000000e-04] [ 1.00000000e-04]] [[ 1.00000000e-04] [ 1.00000000e-04] [ 1.00000000e-04]] ... [[ 1.00000000e-04] [ 1.00000000e-04] [ 1.00000000e-04]] [[ 1.00000000e-04] [ 1.00000000e-04] [ 1.00000000e-04]] [[ 1.00000000e-04] [ 1.00000000e-04] [ 1.00000000e-04]]] [[[-1.50837428e-03] [-1.50837428e-03] [-1.50837428e-03]] [[ 1.31682666e-01] [ 1.31682666e-01] [ 1.31682666e-01]] [[ 2.64729601e-01] [ 2.64729601e-01] [ 2.64729601e-01]] ... [[-2.64645726e-01] [-2.64645726e-01] [-2.64645726e-01]] [[-1.31632043e-01] [-1.31632043e-01] [-1.31632043e-01]] [[ 1.50769284e-03] [ 1.50769284e-03] [ 1.50769284e-03]]] [[[-2.29221546e-03] [-2.29221546e-03] [-2.29221546e-03]] [[ 7.10715368e-02] [ 7.10715368e-02] [ 7.10715368e-02]] [[ 1.41815725e-01] [ 1.41815725e-01] [ 1.41815725e-01]] ... [[-1.41815756e-01] [-1.41815756e-01] [-1.41815756e-01]] [[-7.10715368e-02] [-7.10715368e-02] [-7.10715368e-02]] [[ 2.29221546e-03] [ 2.29221546e-03] [ 2.29221546e-03]]] ... [[[-2.76134805e-03] [-2.76134805e-03] [-2.76134805e-03]] [[ 8.56172786e-02] [ 8.56172786e-02] [ 8.56172786e-02]] [[ 1.70840212e-01] [ 1.70840212e-01] [ 1.70840212e-01]] ... [[-1.70840249e-01] [-1.70840249e-01] [-1.70840249e-01]] [[-8.56172786e-02] [-8.56172786e-02] [-8.56172786e-02]] [[ 2.76134805e-03] [ 2.76134805e-03] [ 2.76134805e-03]]] [[[-2.95310480e-03] [-2.95310480e-03] [-2.95310480e-03]] [[ 9.15628133e-02] [ 9.15628133e-02] [ 9.15628133e-02]] [[ 1.82703897e-01] [ 1.82703897e-01] [ 1.82703897e-01]] ... [[-1.82703937e-01] [-1.82703937e-01] [-1.82703937e-01]] [[-9.15628133e-02] [-9.15628133e-02] [-9.15628133e-02]] [[ 2.95310480e-03] [ 2.95310480e-03] [ 2.95310480e-03]]] [[[-3.04559948e-03] [-3.04559948e-03] [-3.04559948e-03]] [[ 9.44306672e-02] [ 9.44306672e-02] [ 9.44306672e-02]] [[ 1.88426396e-01] [ 1.88426396e-01] [ 1.88426396e-01]] ... [[-1.88426437e-01] [-1.88426437e-01] [-1.88426437e-01]] [[-9.44306672e-02] [-9.44306672e-02] [-9.44306672e-02]] [[ 3.04559948e-03] [ 3.04559948e-03] [ 3.04559948e-03]]]] | 4D array with the lift coefficients of the airfoils. Dimension 0 is along the different airfoils defined in the yaml, dimension 1 is along the angles of attack, dimension 2 is along the Reynolds number, dimension 3 is along the number of tabs, which may describe multiple sets at the same station, for example in presence of a flap.
blade.interp_airfoils.cd | input |  | [[[[0.35 ] [0.35 ] [0.35 ]] [[0.35 ] [0.35 ] [0.35 ]] [[0.35 ] [0.35 ] [0.35 ]] ... [[0.35 ] [0.35 ] [0.35 ]] [[0.35 ] [0.35 ] [0.35 ]] [[0.35 ] [0.35 ] [0.35 ]]] [[[0.0844 ] [0.0844 ] [0.0844 ]] [[0.0844 ] [0.0844 ] [0.0844 ]] [[0.0844 ] [0.0844 ] [0.0844 ]] ... [[0.0844 ] [0.0844 ] [0.0844 ]] [[0.0844 ] [0.0844 ] [0.0844 ]] [[0.0844 ] [0.0844 ] [0.0844 ]]] [[[0.02464074] [0.02464074] [0.02464074]] [[0.0258057 ] [0.0258057 ] [0.0258057 ]] [[0.02942872] [0.02942872] [0.02942872]] ... [[0.02942872] [0.02942872] [0.02942872]] [[0.0258057 ] [0.0258057 ] [0.0258057 ]] [[0.02464074] [0.02464074] [0.02464074]]] ... [[[0.02453927] [0.02453927] [0.02453927]] [[0.02554479] [0.02554479] [0.02554479]] [[0.02867191] [0.02867191] [0.02867191]] ... [[0.02867191] [0.02867191] [0.02867191]] [[0.02554479] [0.02554479] [0.02554479]] [[0.02453927] [0.02453927] [0.02453927]]] [[[0.0316851 ] [0.0316851 ] [0.0316851 ]] [[0.03268111] [0.03268111] [0.03268111]] [[0.03577857] [0.03577857] [0.03577857]] ... [[0.03577858] [0.03577858] [0.03577858]] [[0.03268111] [0.03268111] [0.03268111]] [[0.0316851 ] [0.0316851 ] [0.0316851 ]]] [[[0.03714706] [0.03714706] [0.03714706]] [[0.0381358 ] [0.0381358 ] [0.0381358 ]] [[0.0412106 ] [0.0412106 ] [0.0412106 ]] ... [[0.0412106 ] [0.0412106 ] [0.0412106 ]] [[0.0381358 ] [0.0381358 ] [0.0381358 ]] [[0.03714706] [0.03714706] [0.03714706]]]] | 4D array with the drag coefficients of the airfoils. Dimension 0 is along the different airfoils defined in the yaml, dimension 1 is along the angles of attack, dimension 2 is along the Reynolds number, dimension 3 is along the number of tabs, which may describe multiple sets at the same station, for example in presence of a flap.
blade.interp_airfoils.cm | input |  | [[[[-1.00000000e-04] [-1.00000000e-04] [-1.00000000e-04]] [[-1.00000000e-04] [-1.00000000e-04] [-1.00000000e-04]] [[-1.00000000e-04] [-1.00000000e-04] [-1.00000000e-04]] ... [[-1.00000000e-04] [-1.00000000e-04] [-1.00000000e-04]] [[-1.00000000e-04] [-1.00000000e-04] [-1.00000000e-04]] [[-1.00000000e-04] [-1.00000000e-04] [-1.00000000e-04]]] [[[-1.64639797e-03] [-1.64639797e-03] [-1.64639797e-03]] [[ 1.37496848e-01] [ 1.37496848e-01] [ 1.37496848e-01]] [[ 2.48475797e-01] [ 2.48475797e-01] [ 2.48475797e-01]] ... [[-2.72128334e-01] [-2.72128334e-01] [-2.72128334e-01]] [[-1.45888898e-01] [-1.45888898e-01] [-1.45888898e-01]] [[ 1.75541395e-03] [ 1.75541395e-03] [ 1.75541395e-03]]] [[[-3.87920021e-03] [-3.87920021e-03] [-3.87920021e-03]] [[ 1.20276966e-01] [ 1.20276966e-01] [ 1.20276966e-01]] [[ 2.39999947e-01] [ 2.39999947e-01] [ 2.39999947e-01]] ... [[-2.99999999e-01] [-2.99999999e-01] [-2.99999999e-01]] [[-1.50346207e-01] [-1.50346207e-01] [-1.50346207e-01]] [[ 4.84900026e-03] [ 4.84900026e-03] [ 4.84900026e-03]]] ... [[[-3.87920021e-03] [-3.87920021e-03] [-3.87920021e-03]] [[ 1.20276966e-01] [ 1.20276966e-01] [ 1.20276966e-01]] [[ 2.39999947e-01] [ 2.39999947e-01] [ 2.39999947e-01]] ... [[-2.99999999e-01] [-2.99999999e-01] [-2.99999999e-01]] [[-1.50346207e-01] [-1.50346207e-01] [-1.50346207e-01]] [[ 4.84900026e-03] [ 4.84900026e-03] [ 4.84900026e-03]]] [[[-3.87920021e-03] [-3.87920021e-03] [-3.87920021e-03]] [[ 1.20276966e-01] [ 1.20276966e-01] [ 1.20276966e-01]] [[ 2.39999947e-01] [ 2.39999947e-01] [ 2.39999947e-01]] ... [[-2.99999999e-01] [-2.99999999e-01] [-2.99999999e-01]] [[-1.50346207e-01] [-1.50346207e-01] [-1.50346207e-01]] [[ 4.84900026e-03] [ 4.84900026e-03] [ 4.84900026e-03]]] [[[-3.87920021e-03] [-3.87920021e-03] [-3.87920021e-03]] [[ 1.20276966e-01] [ 1.20276966e-01] [ 1.20276966e-01]] [[ 2.39999947e-01] [ 2.39999947e-01] [ 2.39999947e-01]] ... [[-2.99999999e-01] [-2.99999999e-01] [-2.99999999e-01]] [[-1.50346207e-01] [-1.50346207e-01] [-1.50346207e-01]] [[ 4.84900026e-03] [ 4.84900026e-03] [ 4.84900026e-03]]]] | 4D array with the moment coefficients of the airfoils. Dimension 0 is along the different airfoils defined in the yaml, dimension 1 is along the angles of attack, dimension 2 is along the Reynolds number, dimension 3 is along the number of tabs, which may describe multiple sets at the same station, for example in presence of a flap.
blade.interp_airfoils.coord_xy | input |  | [[[ 1.00000000e+00 0.00000000e+00] [ 9.99429684e-01 -2.22597407e-02] [ 9.98063018e-01 -4.44580349e-02] ... [ 9.98120489e-01 4.38394581e-02] [ 9.99443038e-01 2.19496514e-02] [ 1.00000000e+00 -3.99929253e-18]] [[ 1.00000006e+00 0.00000000e+00] [ 9.81622478e-01 -1.18885098e-02] [ 9.54496742e-01 -1.73330123e-02] ... [ 9.62160162e-01 3.42339239e-02] [ 9.85537317e-01 1.98863800e-02] [ 1.00000006e+00 1.19262247e-18]] [[ 1.00000000e+00 -3.70000002e-04] [ 9.76017568e-01 1.85612806e-03] [ 9.52031329e-01 3.74786895e-03] ... [ 9.52381403e-01 9.04894497e-03] [ 9.76165313e-01 4.91834091e-03] [ 1.00000000e+00 9.40000004e-04]] ... [[ 1.00000000e+00 -9.10000000e-03] [ 9.75116889e-01 -4.40898297e-03] [ 9.50017014e-01 -1.26771088e-03] ... [ 9.51764407e-01 2.05476003e-02] [ 9.75878254e-01 1.48539412e-02] [ 1.00000000e+00 9.10000000e-03]] [[ 1.00000000e+00 -1.16300032e-02] [ 9.82438965e-01 -7.14313782e-03] [ 9.64617753e-01 -3.89224202e-03] ... [ 9.65605215e-01 2.12979180e-02] [ 9.82805584e-01 1.69005366e-02] [ 1.00000000e+00 1.24500035e-02]] [[ 1.00000000e+00 -1.00000098e-03] [ 9.74055687e-01 -2.58510511e-03] [ 9.48096559e-01 -3.51202334e-03] ... [ 9.50798199e-01 2.72799250e-02] [ 9.75410996e-01 2.01923015e-02] [ 1.00000000e+00 1.29800127e-02]]] | 3D array of the x and y airfoil coordinates of the n_af airfoils.
blade.interp_airfoils.name | input | n/a | ['circular', 'SNL-FFA-W3-500', 'FFA-W3-211', 'FFA-W3-241', 'FFA-W3-270blend', 'FFA-W3-301', 'FFA-W3-330blend', 'FFA-W3-360'] | 1D array of names of airfoils.
blade.outer_shape_bem.s_default | output |  | [0. 0.03448276 0.06896552 0.10344828 0.13793103 0.17241379 0.20689655 0.24137931 0.27586207 0.31034483 0.34482759 0.37931034 0.4137931 0.44827586 0.48275862 0.51724138 0.55172414 0.5862069 0.62068966 0.65517241 0.68965517 0.72413793 0.75862069 0.79310345 0.82758621 0.86206897 0.89655172 0.93103448 0.96551724 1. ] | 1D array of the non-dimensional spanwise grid defined along blade axis (0-blade root, 1-blade tip)
blade.outer_shape_bem.chord_yaml | output | m | [5.2 5.22650407 5.31940068 5.45807455 5.60303811 5.71828659 5.76463061 5.71505311 5.53918229 5.29078046 5.03400569 4.81566004 4.62323753 4.43204022 4.24519817 4.06576739 3.89604023 3.73508417 3.57920635 3.42458014 3.26794659 3.11185969 2.95714018 2.80002199 2.63678999 2.46413177 2.28345025 2.09568171 1.90248511 0.5 ] | 1D array of the chord values defined along blade span.
blade.outer_shape_bem.twist_yaml | output | rad | [ 0.2721763 0.27032136 0.25679956 0.23271552 0.20321732 0.17325891 0.14740155 0.12742646 0.10871461 0.09126429 0.07584973 0.06295039 0.05200766 0.04228859 0.03358702 0.02563348 0.01844002 0.01209022 0.00620176 0.00031992 -0.00621137 -0.01450412 -0.02398669 -0.03232521 -0.03736348 -0.03794579 -0.03678035 -0.03399756 -0.02901262 -0.02168376] | 1D array of the twist values defined along blade span. The twist is defined positive for negative rotations around the z axis (the same as in BeamDyn).
blade.outer_shape_bem.r_thick_yaml | output |  | [0. 0. 0. 0. 0. 0. 0. 0. 0. 0. 0. 0. 0. 0. 0. 0. 0. 0. 0. 0. 0. 0. 0. 0. 0. 0. 0. 0. 0. 0.] | 1D array of the relative thickness values defined along blade span.
blade.outer_shape_bem.pitch_axis_yaml | output |  | [0.50454545 0.47827279 0.44670373 0.41436717 0.38523403 0.35900232 0.33870888 0.32516685 0.31656844 0.31090127 0.30683535 0.30292985 0.29844984 0.2940508 0.29066184 0.28847105 0.28784166 0.28831579 0.29015462 0.29322837 0.2972375 0.30199603 0.30725011 0.31256727 0.31843499 0.32575139 0.33426619 0.3437327 0.35493039 0.36818182] | 1D array of the chordwise position of the pitch axis (0-LE, 1-TE), defined along blade span.
blade.outer_shape_bem.ref_axis_yaml | output | m | [[ 0.00000000e+00 0.00000000e+00 0.00000000e+00] [ 3.42959240e-02 0.00000000e+00 4.03448276e+00] [ 8.32926257e-02 0.00000000e+00 8.06896552e+00] [ 1.39255519e-01 0.00000000e+00 1.21034483e+01] [ 1.91903317e-01 0.00000000e+00 1.61379310e+01] [ 2.32028258e-01 0.00000000e+00 2.01724138e+01] [ 2.49180429e-01 0.00000000e+00 2.42068966e+01] [ 2.49614174e-01 0.00000000e+00 2.82413793e+01] [ 2.46252569e-01 0.00000000e+00 3.22758621e+01] [ 2.40472011e-01 0.00000000e+00 3.63103448e+01] [ 2.32979267e-01 0.00000000e+00 4.03448276e+01] [ 2.17957140e-01 0.00000000e+00 4.43793103e+01] [ 1.77121181e-01 0.00000000e+00 4.84137931e+01] [ 1.00301568e-01 0.00000000e+00 5.24482759e+01] [ 1.12660591e-05 0.00000000e+00 5.64827586e+01] [-1.12312629e-01 0.00000000e+00 6.05172414e+01] [-2.43799160e-01 0.00000000e+00 6.45517241e+01] [-4.15338772e-01 0.00000000e+00 6.85862069e+01] [-6.20768435e-01 0.00000000e+00 7.26206897e+01] [-8.46243242e-01 0.00000000e+00 7.66551724e+01] [-1.07984644e+00 0.00000000e+00 8.06896552e+01] [-1.32901559e+00 0.00000000e+00 8.47241379e+01] [-1.60213698e+00 0.00000000e+00 8.87586207e+01] [-1.89489952e+00 0.00000000e+00 9.27931034e+01] [-2.20179672e+00 0.00000000e+00 9.68275862e+01] [-2.52272811e+00 0.00000000e+00 1.00862069e+02] [-2.86392159e+00 0.00000000e+00 1.04896552e+02] [-3.22483564e+00 0.00000000e+00 1.08931034e+02] [-3.60465635e+00 0.00000000e+00 1.12965517e+02] [-4.00000000e+00 0.00000000e+00 1.17000000e+02]] | 2D array of the coordinates (x,y,z) of the blade reference axis, defined along blade span. The coordinate system is the one of BeamDyn: it is placed at blade root with x pointing the suction side of the blade, y pointing the trailing edge and z along the blade span. A standard configuration will have negative x values (prebend), if swept positive y values, and positive z values.
blade.outer_shape_bem.span_end | input |  | [] | 1D array of the positions along blade span where something (a DAC device?) starts and we want a grid point. Only values between 0 and 1 are meaningful.
blade.outer_shape_bem.span_ext | input |  | [] | 1D array of the extensions along blade span where something (a DAC device?) lives and we want a grid point. Only values between 0 and 1 are meaningful.
blade.pa.s_opt_twist | input |  | [0. 0.03448276 0.06896552 0.10344828 0.13793103 0.17241379 0.20689655 0.24137931 0.27586207 0.31034483 0.34482759 0.37931034 0.4137931 0.44827586 0.48275862 0.51724138 0.55172414 0.5862069 0.62068966 0.65517241 0.68965517 0.72413793 0.75862069 0.79310345 0.82758621 0.86206897 0.89655172 0.93103448 0.96551724 1. ] | 1D array of the non-dimensional spanwise grid defined along blade axis to optimize the blade twist angle
blade.pa.twist_opt | input | rad | [ 0.2721763 0.27032136 0.25679956 0.23271552 0.20321732 0.17325891 0.14740155 0.12742646 0.10871461 0.09126429 0.07584973 0.06295039 0.05200766 0.04228859 0.03358702 0.02563348 0.01844002 0.01209022 0.00620176 0.00031992 -0.00621137 -0.01450412 -0.02398669 -0.03232521 -0.03736348 -0.03794579 -0.03678035 -0.03399756 -0.02901262 -0.02168376] | 1D array of the twist angle being optimized at the n_opt locations.
blade.pa.s_opt_chord | input |  | [0. 0.03448276 0.06896552 0.10344828 0.13793103 0.17241379 0.20689655 0.24137931 0.27586207 0.31034483 0.34482759 0.37931034 0.4137931 0.44827586 0.48275862 0.51724138 0.55172414 0.5862069 0.62068966 0.65517241 0.68965517 0.72413793 0.75862069 0.79310345 0.82758621 0.86206897 0.89655172 0.93103448 0.96551724 1. ] | 1D array of the non-dimensional spanwise grid defined along blade axis to optimize the blade chord
blade.pa.chord_opt | input | m | [5.2 5.22650407 5.31940068 5.45807455 5.60303811 5.71828659 5.76463061 5.71505311 5.53918229 5.29078046 5.03400569 4.81566004 4.62323753 4.43204022 4.24519817 4.06576739 3.89604023 3.73508417 3.57920635 3.42458014 3.26794659 3.11185969 2.95714018 2.80002199 2.63678999 2.46413177 2.28345025 2.09568171 1.90248511 0.5 ] | 1D array of the chord being optimized at the n_opt locations.
blade.ps.layer_thickness_original | input | m | [[0.001 0.001 0.001 0.001 0.001 0.001 0.001 0.001 0.001 0.001 0.001 0.001 0.001 0.001 0.001 0.001 0.001 0.001 0.001 0.001 0.001 0.001 0.001 0.001 0.001 0.001 0.001 0.001 0.001 0.001 ] [0.05 0.04082222 0.03227314 0.02414597 0.01570557 0.0087801 0.00479636 0.00312972 0.00228269 0.00203697 0.00200075 0.00200004 0.002 0.002 0.002 0.002 0.002 0.002 0.002 0.002 0.002 0.002 0.002 0.002 0.0017995 0.00131595 0.00104388 0.00100193 0.001 0.001 ] [0.0001 0.00441988 0.01509082 0.03038211 0.04744079 0.06353773 0.07594814 0.08316375 0.08936991 0.0944703 0.09767621 0.09829738 0.09732817 0.09510225 0.09225053 0.08925817 0.08634924 0.08326352 0.07969893 0.07545926 0.06996617 0.06112109 0.04860983 0.03553265 0.02471021 0.01776949 0.01195955 0.00695429 0.00332756 0.001 ] [0.0001 0.00441988 0.01509082 0.03038211 0.04744079 0.06353773 0.07594814 0.08316375 0.08936991 0.0944703 0.09767621 0.09829738 0.09732817 0.09510225 0.09225053 0.08925817 0.08634924 0.08326352 0.07969893 0.07545926 0.06996617 0.06112109 0.04860983 0.03553265 0.02471021 0.01776949 0.01195955 0.00695429 0.00332756 0.001 ] [0. 0. 0. 0.00299682 0.00294581 0.00289655 0.00284729 0.00279803 0.00274877 0.00269951 0.00265025 0.00260099 0.00255172 0.00250246 0.0024532 0.00240394 0.00235468 0.00230542 0.00225616 0.0022069 0.00215764 0.00210837 0.00205911 0.00201276 0. 0. 0. 0. 0. 0. ] [0. 0. 0.00479173 0.014413 0.02704746 0.0304599 0.03 0.03 0.03 0.03 0.03 0.03 0.03 0.03 0.03 0.03 0.02977162 0.02271292 0.01506313 0.00770197 0.00463488 0.00310578 0.00200401 0.00026361 0. 0. 0. 0. 0. 0. ] [0. 0. 0.00479173 0.014413 0.02704746 0.0304599 0.03 0.03 0.03 0.03 0.03 0.03 0.03 0.03 0.03 0.03 0.02977162 0.02271292 0.01506313 0.00770197 0.00463488 0.00310578 0.00200401 0.00026361 0. 0. 0. 0. 0. 0. ] [0. 0. 0. 0.05982492 0.0570197 0.05431034 0.05160099 0.04889163 0.04618227 0.04347291 0.04076355 0.03805419 0.03534483 0.03263547 0.02992611 0.02721675 0.02450739 0.02179803 0.01908867 0.01637931 0.01366995 0.01096059 0.00825123 0.00563011 0. 0. 0. 0. 0. 0. ] [0. 0. 0. 0.05982492 0.0570197 0.05431034 0.05160099 0.04889163 0.04618227 0.04347291 0.04076355 0.03805419 0.03534483 0.03263547 0.02992611 0.02721675 0.02450739 0.02179803 0.01908867 0.01637931 0.01366995 0.01096059 0.00825123 0.00563011 0. 0. 0. 0. 0. 0. ] [0. 0. 0. 0.05982492 0.0570197 0.05431034 0.05160099 0.04889163 0.04618227 0.04347291 0.04076355 0.03805419 0.03534483 0.03263547 0.02992611 0.02721675 0.02450739 0.02179803 0.01908867 0.01637931 0.01366995 0.01096059 0.00825123 0.00563011 0. 0. 0. 0. 0. 0. ] [0. 0. 0. 0.05982492 0.0570197 0.05431034 0.05160099 0.04889163 0.04618227 0.04347291 0.04076355 0.03805419 0.03534483 0.03263547 0.02992611 0.02721675 0.02450739 0.02179803 0.01908867 0.01637931 0.01366995 0.01096059 0.00825123 0.00563011 0. 0. 0. 0. 0. 0. ] [0.05 0.04082222 0.03227314 0.02414597 0.01570557 0.0087801 0.00479636 0.00312972 0.00228269 0.00203697 0.00200075 0.00200004 0.002 0.002 0.002 0.002 0.002 0.002 0.002 0.002 0.002 0.002 0.002 0.002 0.0017995 0.00131595 0.00104388 0.00100193 0.001 0.001 ] [0. 0. 0. 0.00199607 0.00193306 0.00187221 0.00181136 0.00175051 0.00168966 0.0016288 0.00156795 0.0015071 0.00144625 0.0013854 0.00132454 0.00126369 0.00120284 0.00114199 0.00108114 0.00102028 0.00095943 0.00089858 0.00083773 0.00077688 0.00071602 0.00065517 0.00059432 0.00053805 0. 0. ] [0. 0. 0. 0.04290038 0.04130426 0.03976268 0.0382211 0.03667951 0.03513793 0.03359635 0.03205477 0.03051318 0.0289716 0.02743002 0.02588844 0.02434686 0.02280527 0.02126369 0.02003703 0.02 0.02 0.02 0.02 0.02 0.02 0.02 0.02 0.02 0. 0. ] [0. 0. 0. 0.00199607 0.00193306 0.00187221 0.00181136 0.00175051 0.00168966 0.0016288 0.00156795 0.0015071 0.00144625 0.0013854 0.00132454 0.00126369 0.00120284 0.00114199 0.00108114 0.00102028 0.00095943 0.00089858 0.00083773 0.00077688 0.00071602 0.00065517 0.00059432 0.00053805 0. 0. ] [0. 0. 0. 0.00199607 0.00193306 0.00187221 0.00181136 0.00175051 0.00168966 0.0016288 0.00156795 0.0015071 0.00144625 0.0013854 0.00132454 0.00126369 0.00120284 0.00114199 0.00108114 0.00102028 0.00095943 0.00089858 0.00083773 0.00077688 0.00071602 0.00065517 0.00059432 0.00053805 0. 0. ] [0. 0. 0. 0.04290038 0.04130426 0.03976268 0.0382211 0.03667951 0.03513793 0.03359635 0.03205477 0.03051318 0.0289716 0.02743002 0.02588844 0.02434686 0.02280527 0.02126369 0.02003703 0.02 0.02 0.02 0.02 0.02 0.02 0.02 0.02 0.02 0. 0. ] [0. 0. 0. 0.00199607 0.00193306 0.00187221 0.00181136 0.00175051 0.00168966 0.0016288 0.00156795 0.0015071 0.00144625 0.0013854 0.00132454 0.00126369 0.00120284 0.00114199 0.00108114 0.00102028 0.00095943 0.00089858 0.00083773 0.00077688 0.00071602 0.00065517 0.00059432 0.00053805 0. 0. ]] | 2D array of the thickness of the layers of the blade structure. The first dimension represents each layer, the second dimension represents each entry along blade span.
blade.ps.s_opt_layer_0 | input |  | [0. 0.03448276 0.06896552 0.10344828 0.13793103 0.17241379 0.20689655 0.24137931 0.27586207 0.31034483 0.34482759 0.37931034 0.4137931 0.44827586 0.48275862 0.51724138 0.55172414 0.5862069 0.62068966 0.65517241 0.68965517 0.72413793 0.75862069 0.79310345 0.82758621 0.86206897 0.89655172 0.93103448 0.96551724 1. ]
blade.ps.layer_0_opt | input | m | [0.001 0.001 0.001 0.001 0.001 0.001 0.001 0.001 0.001 0.001 0.001 0.001 0.001 0.001 0.001 0.001 0.001 0.001 0.001 0.001 0.001 0.001 0.001 0.001 0.001 0.001 0.001 0.001 0.001 0.001]
blade.ps.s_opt_layer_1 | input |  | [0. 0.03448276 0.06896552 0.10344828 0.13793103 0.17241379 0.20689655 0.24137931 0.27586207 0.31034483 0.34482759 0.37931034 0.4137931 0.44827586 0.48275862 0.51724138 0.55172414 0.5862069 0.62068966 0.65517241 0.68965517 0.72413793 0.75862069 0.79310345 0.82758621 0.86206897 0.89655172 0.93103448 0.96551724 1. ]
blade.ps.layer_1_opt | input | m | [0.05 0.04082222 0.03227314 0.02414597 0.01570557 0.0087801 0.00479636 0.00312972 0.00228269 0.00203697 0.00200075 0.00200004 0.002 0.002 0.002 0.002 0.002 0.002 0.002 0.002 0.002 0.002 0.002 0.002 0.0017995 0.00131595 0.00104388 0.00100193 0.001 0.001 ]
blade.ps.s_opt_layer_2 | input |  | [0. 0.03448276 0.06896552 0.10344828 0.13793103 0.17241379 0.20689655 0.24137931 0.27586207 0.31034483 0.34482759 0.37931034 0.4137931 0.44827586 0.48275862 0.51724138 0.55172414 0.5862069 0.62068966 0.65517241 0.68965517 0.72413793 0.75862069 0.79310345 0.82758621 0.86206897 0.89655172 0.93103448 0.96551724 1. ]
blade.ps.layer_2_opt | input | m | [0.0001 0.00441988 0.01509082 0.03038211 0.04744079 0.06353773 0.07594814 0.08316375 0.08936991 0.0944703 0.09767621 0.09829738 0.09732817 0.09510225 0.09225053 0.08925817 0.08634924 0.08326352 0.07969893 0.07545926 0.06996617 0.06112109 0.04860983 0.03553265 0.02471021 0.01776949 0.01195955 0.00695429 0.00332756 0.001 ]
blade.ps.s_opt_layer_3 | input |  | [0. 0.03448276 0.06896552 0.10344828 0.13793103 0.17241379 0.20689655 0.24137931 0.27586207 0.31034483 0.34482759 0.37931034 0.4137931 0.44827586 0.48275862 0.51724138 0.55172414 0.5862069 0.62068966 0.65517241 0.68965517 0.72413793 0.75862069 0.79310345 0.82758621 0.86206897 0.89655172 0.93103448 0.96551724 1. ]
blade.ps.layer_3_opt | input | m | [0.0001 0.00441988 0.01509082 0.03038211 0.04744079 0.06353773 0.07594814 0.08316375 0.08936991 0.0944703 0.09767621 0.09829738 0.09732817 0.09510225 0.09225053 0.08925817 0.08634924 0.08326352 0.07969893 0.07545926 0.06996617 0.06112109 0.04860983 0.03553265 0.02471021 0.01776949 0.01195955 0.00695429 0.00332756 0.001 ]
blade.ps.s_opt_layer_4 | input |  | [0. 0.03448276 0.06896552 0.10344828 0.13793103 0.17241379 0.20689655 0.24137931 0.27586207 0.31034483 0.34482759 0.37931034 0.4137931 0.44827586 0.48275862 0.51724138 0.55172414 0.5862069 0.62068966 0.65517241 0.68965517 0.72413793 0.75862069 0.79310345 0.82758621 0.86206897 0.89655172 0.93103448 0.96551724 1. ]
blade.ps.layer_4_opt | input | m | [0. 0. 0. 0.00299682 0.00294581 0.00289655 0.00284729 0.00279803 0.00274877 0.00269951 0.00265025 0.00260099 0.00255172 0.00250246 0.0024532 0.00240394 0.00235468 0.00230542 0.00225616 0.0022069 0.00215764 0.00210837 0.00205911 0.00201276 0. 0. 0. 0. 0. 0. ]
blade.ps.s_opt_layer_5 | input |  | [0. 0.03448276 0.06896552 0.10344828 0.13793103 0.17241379 0.20689655 0.24137931 0.27586207 0.31034483 0.34482759 0.37931034 0.4137931 0.44827586 0.48275862 0.51724138 0.55172414 0.5862069 0.62068966 0.65517241 0.68965517 0.72413793 0.75862069 0.79310345 0.82758621 0.86206897 0.89655172 0.93103448 0.96551724 1. ]
blade.ps.layer_5_opt | input | m | [0. 0. 0.00479173 0.014413 0.02704746 0.0304599 0.03 0.03 0.03 0.03 0.03 0.03 0.03 0.03 0.03 0.03 0.02977162 0.02271292 0.01506313 0.00770197 0.00463488 0.00310578 0.00200401 0.00026361 0. 0. 0. 0. 0. 0. ]
blade.ps.s_opt_layer_6 | input |  | [0. 0.03448276 0.06896552 0.10344828 0.13793103 0.17241379 0.20689655 0.24137931 0.27586207 0.31034483 0.34482759 0.37931034 0.4137931 0.44827586 0.48275862 0.51724138 0.55172414 0.5862069 0.62068966 0.65517241 0.68965517 0.72413793 0.75862069 0.79310345 0.82758621 0.86206897 0.89655172 0.93103448 0.96551724 1. ]
blade.ps.layer_6_opt | input | m | [0. 0. 0.00479173 0.014413 0.02704746 0.0304599 0.03 0.03 0.03 0.03 0.03 0.03 0.03 0.03 0.03 0.03 0.02977162 0.02271292 0.01506313 0.00770197 0.00463488 0.00310578 0.00200401 0.00026361 0. 0. 0. 0. 0. 0. ]
blade.ps.s_opt_layer_7 | input |  | [0. 0.03448276 0.06896552 0.10344828 0.13793103 0.17241379 0.20689655 0.24137931 0.27586207 0.31034483 0.34482759 0.37931034 0.4137931 0.44827586 0.48275862 0.51724138 0.55172414 0.5862069 0.62068966 0.65517241 0.68965517 0.72413793 0.75862069 0.79310345 0.82758621 0.86206897 0.89655172 0.93103448 0.96551724 1. ]
blade.ps.layer_7_opt | input | m | [0. 0. 0. 0.05982492 0.0570197 0.05431034 0.05160099 0.04889163 0.04618227 0.04347291 0.04076355 0.03805419 0.03534483 0.03263547 0.02992611 0.02721675 0.02450739 0.02179803 0.01908867 0.01637931 0.01366995 0.01096059 0.00825123 0.00563011 0. 0. 0. 0. 0. 0. ]
blade.ps.s_opt_layer_8 | input |  | [0. 0.03448276 0.06896552 0.10344828 0.13793103 0.17241379 0.20689655 0.24137931 0.27586207 0.31034483 0.34482759 0.37931034 0.4137931 0.44827586 0.48275862 0.51724138 0.55172414 0.5862069 0.62068966 0.65517241 0.68965517 0.72413793 0.75862069 0.79310345 0.82758621 0.86206897 0.89655172 0.93103448 0.96551724 1. ]
blade.ps.layer_8_opt | input | m | [0. 0. 0. 0.05982492 0.0570197 0.05431034 0.05160099 0.04889163 0.04618227 0.04347291 0.04076355 0.03805419 0.03534483 0.03263547 0.02992611 0.02721675 0.02450739 0.02179803 0.01908867 0.01637931 0.01366995 0.01096059 0.00825123 0.00563011 0. 0. 0. 0. 0. 0. ]
blade.ps.s_opt_layer_9 | input |  | [0. 0.03448276 0.06896552 0.10344828 0.13793103 0.17241379 0.20689655 0.24137931 0.27586207 0.31034483 0.34482759 0.37931034 0.4137931 0.44827586 0.48275862 0.51724138 0.55172414 0.5862069 0.62068966 0.65517241 0.68965517 0.72413793 0.75862069 0.79310345 0.82758621 0.86206897 0.89655172 0.93103448 0.96551724 1. ]
blade.ps.layer_9_opt | input | m | [0. 0. 0. 0.05982492 0.0570197 0.05431034 0.05160099 0.04889163 0.04618227 0.04347291 0.04076355 0.03805419 0.03534483 0.03263547 0.02992611 0.02721675 0.02450739 0.02179803 0.01908867 0.01637931 0.01366995 0.01096059 0.00825123 0.00563011 0. 0. 0. 0. 0. 0. ]
blade.ps.s_opt_layer_10 | input |  | [0. 0.03448276 0.06896552 0.10344828 0.13793103 0.17241379 0.20689655 0.24137931 0.27586207 0.31034483 0.34482759 0.37931034 0.4137931 0.44827586 0.48275862 0.51724138 0.55172414 0.5862069 0.62068966 0.65517241 0.68965517 0.72413793 0.75862069 0.79310345 0.82758621 0.86206897 0.89655172 0.93103448 0.96551724 1. ]
blade.ps.layer_10_opt | input | m | [0. 0. 0. 0.05982492 0.0570197 0.05431034 0.05160099 0.04889163 0.04618227 0.04347291 0.04076355 0.03805419 0.03534483 0.03263547 0.02992611 0.02721675 0.02450739 0.02179803 0.01908867 0.01637931 0.01366995 0.01096059 0.00825123 0.00563011 0. 0. 0. 0. 0. 0. ]
blade.ps.s_opt_layer_11 | input |  | [0. 0.03448276 0.06896552 0.10344828 0.13793103 0.17241379 0.20689655 0.24137931 0.27586207 0.31034483 0.34482759 0.37931034 0.4137931 0.44827586 0.48275862 0.51724138 0.55172414 0.5862069 0.62068966 0.65517241 0.68965517 0.72413793 0.75862069 0.79310345 0.82758621 0.86206897 0.89655172 0.93103448 0.96551724 1. ]
blade.ps.layer_11_opt | input | m | [0.05 0.04082222 0.03227314 0.02414597 0.01570557 0.0087801 0.00479636 0.00312972 0.00228269 0.00203697 0.00200075 0.00200004 0.002 0.002 0.002 0.002 0.002 0.002 0.002 0.002 0.002 0.002 0.002 0.002 0.0017995 0.00131595 0.00104388 0.00100193 0.001 0.001 ]
blade.ps.s_opt_layer_12 | input |  | [0. 0.03448276 0.06896552 0.10344828 0.13793103 0.17241379 0.20689655 0.24137931 0.27586207 0.31034483 0.34482759 0.37931034 0.4137931 0.44827586 0.48275862 0.51724138 0.55172414 0.5862069 0.62068966 0.65517241 0.68965517 0.72413793 0.75862069 0.79310345 0.82758621 0.86206897 0.89655172 0.93103448 0.96551724 1. ]
blade.ps.layer_12_opt | input | m | [0. 0. 0. 0.00199607 0.00193306 0.00187221 0.00181136 0.00175051 0.00168966 0.0016288 0.00156795 0.0015071 0.00144625 0.0013854 0.00132454 0.00126369 0.00120284 0.00114199 0.00108114 0.00102028 0.00095943 0.00089858 0.00083773 0.00077688 0.00071602 0.00065517 0.00059432 0.00053805 0. 0. ]
blade.ps.s_opt_layer_13 | input |  | [0. 0.03448276 0.06896552 0.10344828 0.13793103 0.17241379 0.20689655 0.24137931 0.27586207 0.31034483 0.34482759 0.37931034 0.4137931 0.44827586 0.48275862 0.51724138 0.55172414 0.5862069 0.62068966 0.65517241 0.68965517 0.72413793 0.75862069 0.79310345 0.82758621 0.86206897 0.89655172 0.93103448 0.96551724 1. ]
blade.ps.layer_13_opt | input | m | [0. 0. 0. 0.04290038 0.04130426 0.03976268 0.0382211 0.03667951 0.03513793 0.03359635 0.03205477 0.03051318 0.0289716 0.02743002 0.02588844 0.02434686 0.02280527 0.02126369 0.02003703 0.02 0.02 0.02 0.02 0.02 0.02 0.02 0.02 0.02 0. 0. ]
blade.ps.s_opt_layer_14 | input |  | [0. 0.03448276 0.06896552 0.10344828 0.13793103 0.17241379 0.20689655 0.24137931 0.27586207 0.31034483 0.34482759 0.37931034 0.4137931 0.44827586 0.48275862 0.51724138 0.55172414 0.5862069 0.62068966 0.65517241 0.68965517 0.72413793 0.75862069 0.79310345 0.82758621 0.86206897 0.89655172 0.93103448 0.96551724 1. ]
blade.ps.layer_14_opt | input | m | [0. 0. 0. 0.00199607 0.00193306 0.00187221 0.00181136 0.00175051 0.00168966 0.0016288 0.00156795 0.0015071 0.00144625 0.0013854 0.00132454 0.00126369 0.00120284 0.00114199 0.00108114 0.00102028 0.00095943 0.00089858 0.00083773 0.00077688 0.00071602 0.00065517 0.00059432 0.00053805 0. 0. ]
blade.ps.s_opt_layer_15 | input |  | [0. 0.03448276 0.06896552 0.10344828 0.13793103 0.17241379 0.20689655 0.24137931 0.27586207 0.31034483 0.34482759 0.37931034 0.4137931 0.44827586 0.48275862 0.51724138 0.55172414 0.5862069 0.62068966 0.65517241 0.68965517 0.72413793 0.75862069 0.79310345 0.82758621 0.86206897 0.89655172 0.93103448 0.96551724 1. ]
blade.ps.layer_15_opt | input | m | [0. 0. 0. 0.00199607 0.00193306 0.00187221 0.00181136 0.00175051 0.00168966 0.0016288 0.00156795 0.0015071 0.00144625 0.0013854 0.00132454 0.00126369 0.00120284 0.00114199 0.00108114 0.00102028 0.00095943 0.00089858 0.00083773 0.00077688 0.00071602 0.00065517 0.00059432 0.00053805 0. 0. ]
blade.ps.s_opt_layer_16 | input |  | [0. 0.03448276 0.06896552 0.10344828 0.13793103 0.17241379 0.20689655 0.24137931 0.27586207 0.31034483 0.34482759 0.37931034 0.4137931 0.44827586 0.48275862 0.51724138 0.55172414 0.5862069 0.62068966 0.65517241 0.68965517 0.72413793 0.75862069 0.79310345 0.82758621 0.86206897 0.89655172 0.93103448 0.96551724 1. ]
blade.ps.layer_16_opt | input | m | [0. 0. 0. 0.04290038 0.04130426 0.03976268 0.0382211 0.03667951 0.03513793 0.03359635 0.03205477 0.03051318 0.0289716 0.02743002 0.02588844 0.02434686 0.02280527 0.02126369 0.02003703 0.02 0.02 0.02 0.02 0.02 0.02 0.02 0.02 0.02 0. 0. ]
blade.ps.s_opt_layer_17 | input |  | [0. 0.03448276 0.06896552 0.10344828 0.13793103 0.17241379 0.20689655 0.24137931 0.27586207 0.31034483 0.34482759 0.37931034 0.4137931 0.44827586 0.48275862 0.51724138 0.55172414 0.5862069 0.62068966 0.65517241 0.68965517 0.72413793 0.75862069 0.79310345 0.82758621 0.86206897 0.89655172 0.93103448 0.96551724 1. ]
blade.ps.layer_17_opt | input | m | [0. 0. 0. 0.00199607 0.00193306 0.00187221 0.00181136 0.00175051 0.00168966 0.0016288 0.00156795 0.0015071 0.00144625 0.0013854 0.00132454 0.00126369 0.00120284 0.00114199 0.00108114 0.00102028 0.00095943 0.00089858 0.00083773 0.00077688 0.00071602 0.00065517 0.00059432 0.00053805 0. 0. ]
high_level_tower_props.tower_ref_axis_user | input | m | [[ 0. 0. 15. ] [ 0. 0. 28. ] [ 0. 0. 41. ] [ 0. 0. 54. ] [ 0. 0. 67. ] [ 0. 0. 80. ] [ 0. 0. 93. ] [ 0. 0. 106. ] [ 0. 0. 119. ] [ 0. 0. 132. ] [ 0. 0. 144.386]] | 2D array of the coordinates (x,y,z) of the tower reference axis. The coordinate system is the global coordinate system of OpenFAST: it is placed at tower base with x pointing downwind, y pointing on the side and z pointing vertically upwards. A standard tower configuration will have zero x and y values and positive z values.
high_level_tower_props.distance_tt_hub | input | m | [5.614] | Vertical distance from tower top to hub center.
high_level_tower_props.hub_height_user | input | m | [150.] | Height of the hub specified by the user.
hub.diameter | output | m | [7.94]
materials.rho_fiber | output | kg/m**3 | [ 0. 0. 0. 0. 2535.5 1800. 2535.5 2535.5 0. 0. 0. ] | 1D array of the density of the fibers of the materials.
materials.rho | output | kg/m**3 | [1235. 7800. 7850. 7200. 1940. 1220. 1940. 1940. 130. 1150. 1100.] | 1D array of the density of the materials. For composites, this is the density of the laminate.
materials.rho_area_dry | output | kg/m**2 | [0. 0. 0. 0. 7.22716222 1. 1.44543244 1.44543244 0. 0. 0. ] | 1D array of the dry aerial density of the composite fabrics. Non-composite materials are kept at 0.
materials.ply_t_from_yaml | output | m | [0.0005 0. 0. 0. 0.005 0.00515873 0.001 0.001 0. 0. 0. ] | 1D array of the ply thicknesses of the materials. Non-composite materials are kept at 0.
materials.fvf_from_yaml | output |  | [0. 0. 0. 0. 0.57 0.10769231 0.57 0.57 0. 0. 0. ] | 1D array of the non-dimensional fiber volume fraction of the composite materials. Non-composite materials are kept at 0.
materials.fwf_from_yaml | output |  | [0. 0. 0. 0. 0.74506827 0.15889029 0.74506827 0.74506827 0. 0. 0. ] | 1D array of the non-dimensional fiber weight- fraction of the composite materials. Non-composite materials are kept at 0.
materials.name | output | n/a | ['Gelcoat', 'steel', 'steel_drive', 'cast_iron', 'glass_uni', 'CarbonUD', 'glass_biax', 'glass_triax', 'medium_density_foam', 'resin', 'adhesive'] | 1D array of names of materials.
materials.component_id | output | n/a | [ 0. -1. -1. -1. 5. 4. 3. 2. 1. -1. -1.] | 1D array of flags to set whether a material is used in a blade: 0 - coating, 1 - sandwich filler , 2 - shell skin, 3 - shear webs, 4 - spar caps, 5 - TE/LE reinf.
monopile.ref_axis | input | m | [[ 0. 0. -75.] [ 0. 0. -30.] [ 0. 0. -20.] [ 0. 0. -10.] [ 0. 0. 0.] [ 0. 0. 10.] [ 0. 0. 15.]] | 2D array of the coordinates (x,y,z) of the tower reference axis. The coordinate system is the global coordinate system of OpenFAST: it is placed at tower base with x pointing downwind, y pointing on the side and z pointing vertically upwards. A standard tower configuration will have zero x and y values and positive z values.
drivese.bear1.D_shaft | input | m | [2.2]
drivese.bear1.bearing_type | input | n/a | CARB
drivese.bear2.D_shaft | input | m | [2.2]
drivese.bear2.bearing_type | input | n/a | SRB
drivese.brake_mass_user | input | kg | [0.]
drivese.hss_spring_constant | input | N*m/rad | [0.]
drivese.gear_ratio | input |  | [1.]
drivese.damping_ratio | input |  | [0.005]
drivese.machine_rating | input | kW | [15000.]
drivese.D_top | input | m | [6.5]
drivese.converter_mass_user | input | kg | [0.]
drivese.transformer_mass_user | input | kg | [0.]
drivese.gearbox_mass_user | input | kg | [0.]
drivese.gearbox_torque_density | input | N*m/kg | [0.]
drivese.gearbox_radius_user | input | m | [0.]
drivese.gearbox_length_user | input | m | [0.]
drivese.gear_configuration | input | n/a | eep
drivese.planet_numbers | input | n/a | [3, 3, 0]
drivese.generator.b_st | input | m | [0.]
drivese.generator.b_arm | input | m | [0.]
drivese.generator.K_rad_LL | input |  | [0.]
drivese.generator.K_rad_UL | input |  | [0.]
drivese.generator.D_ratio_LL | input |  | [0.]
drivese.generator.D_ratio_UL | input |  | [0.]
drivese.generator.C_Cu | input | USD/kg | [4.786]
drivese.generator.C_Fe | input | USD/kg | [0.556]
drivese.generator.C_Fes | input | USD/kg | [0.50139]
drivese.generator.C_PM | input | USD/kg | [50.]
drivese.generator.B_r | input | T | [1.279]
drivese.generator.P_Fe0e | input | W/kg | [1.]
drivese.generator.P_Fe0h | input | W/kg | [4.]
drivese.generator.S_N | input |  | [-0.002]
drivese.generator.alpha_p | input |  | [1.09955743]
drivese.generator.b_r_tau_r | input |  | [0.45]
drivese.generator.b_ro | input | m | [0.004]
drivese.generator.b_s_tau_s | input |  | [0.45]
drivese.generator.b_so | input | m | [0.004]
drivese.generator.cofi | input |  | [0.9]
drivese.generator.freq | input | Hz | [60.]
drivese.generator.h_i | input | m | [0.004]
drivese.generator.h_sy0 | input |  | [0.]
drivese.generator.h_w | input | m | [0.005]
drivese.generator.k_fes | input |  | [0.8]
drivese.generator.k_fillr | input |  | [0.55]
drivese.generator.k_fills | input |  | [0.65]
drivese.generator.k_s | input |  | [0.2]
drivese.generator.mu_0 | input | m*kg/s**2/A**2 | [1.25663706e-06]
drivese.generator.mu_r | input | m*kg/s**2/A**2 | [1.06]
drivese.generator.p | input |  | [100.]
drivese.generator.phi | input | rad | [1.57079633]
drivese.generator.ratio_mw2pp | input |  | [0.8]
drivese.generator.resist_Cu | input | ohm/m | [2.52e-08]
drivese.generator.sigma | input | Pa | [60000.]
drivese.generator.y_tau_p | input |  | [0.8]
drivese.generator.y_tau_pr | input |  | [0.8333333]
drivese.generator.I_0 | input | A | [0.]
drivese.generator.d_r | input | m | [0.]
drivese.generator.h_m | input | m | [0.09953851]
drivese.generator.h_0 | input | m | [0.05]
drivese.generator.h_s | input | m | [0.37694491]
drivese.generator.len_s | input | m | [2.23961662]
drivese.generator.n_r | input |  | [0.]
drivese.generator.rad_ag | input | m | [5.12623359]
drivese.generator.t_wr | input | m | [0.]
drivese.generator.n_s | input |  | [0.]
drivese.generator.d_s | input | m | [0.]
drivese.generator.t_ws | input | m | [0.]
drivese.generator.D_shaft | input | m | [3.]
drivese.generator.rho_Copper | input | kg/m**3 | [8900.]
drivese.generator.rho_Fe | input | kg/m**3 | [7700.]
drivese.generator.rho_Fes | input | kg/m**3 | [7850.]
drivese.generator.rho_PM | input | kg/m**3 | [7450.]
drivese.generator.N_c | input |  | [2.]
drivese.generator.b | input |  | [2.]
drivese.generator.c | input |  | [5.]
drivese.generator.E_p | input | V | [1905.25588833]
drivese.generator.h_yr | input | m | [0.03617595]
drivese.generator.h_ys | input | m | [0.03618115]
drivese.generator.h_sr | input | m | [0.04677116]
drivese.generator.h_ss | input | m | [0.04650826]
drivese.generator.t_r | input | m | [0.06076571]
drivese.generator.t_s | input | m | [0.06065214]
drivese.generator.D_nose | input | m | [2.2]
drivese.generator.u_allow_pcent | input |  | [8.5]
drivese.generator.y_allow_pcent | input |  | [1.]
drivese.generator.z_allow_deg | input | deg | [0.05]
drivese.generator.B_tmax | input | T | [1.9]
drivese.generator.m | input | n/a | 3
drivese.generator.q1 | input | n/a | 5
drivese.generator.q2 | input | n/a | 4
drivese.flange_t2shell_t | input |  | [6.]
drivese.flange_OD2hub_D | input |  | [0.6]
drivese.flange_ID2flange_OD | input |  | [0.8]
drivese.hub_stress_concentration | input |  | [3.]
drivese.hub_diameter | input | m | [7.94]
drivese.hub_in2out_circ | input |  | [1.2]
drivese.hub_shell.n_blades | input | n/a | 3
drivese.stop_time | input | s | [5.]
drivese.pitch_system_scaling_factor | input |  | [0.75]
drivese.n_blades | input | n/a | 3
drivese.clearance_hub_spinner | input | m | [0.5]
drivese.spin_hole_incr | input |  | [1.2]
drivese.n_front_brackets | input | n/a | 5
drivese.n_rear_brackets | input | n/a | 5
drivese.L_12 | input | m | [1.2]
drivese.L_h1 | input | m | [1.]
drivese.L_generator | input | m | [2.15]
drivese.overhang | input | m | [12.0313]
drivese.drive_height | input | m | [5.614]
drivese.tilt | input | deg | [6.]
drivese.lss_diameter | input | m | [3. 3.]
drivese.lss_wall_thickness | input | m | [0.1 0.1]
drivese.access_diameter | input | m | [2.]
drivese.nose_diameter | input | m | [2.2 2.2]
drivese.nose_wall_thickness | input | m | [0.1 0.1]
drivese.bedplate_wall_thickness | input | m | [0.05 0.05 0.05 0.05]
drivese.upwind | input | n/a | TRUE
drivese.shaft_deflection_allowable | input | m | [0.0001]
drivese.shaft_angle_allowable | input | rad | [0.001]
drivese.E_mat | input | Pa | [[3.440e+09 3.440e+09 3.440e+09] [2.000e+11 2.000e+11 2.000e+11] [2.050e+11 2.050e+11 2.050e+11] [1.180e+11 1.180e+11 1.180e+11] [4.460e+10 1.700e+10 1.670e+10] [1.145e+11 8.390e+09 8.390e+09] [1.110e+10 1.110e+10 1.670e+10] [2.870e+10 1.660e+10 1.670e+10] [1.292e+08 1.292e+08 1.292e+08] [1.000e+06 1.000e+06 1.000e+06] [4.560e+06 4.560e+06 4.560e+06]]
drivese.G_mat | input | Pa | [[1.32300000e+09 1.32300000e+09 1.32300000e+09] [7.93000000e+10 7.93000000e+10 7.93000000e+10] [8.00000000e+10 8.00000000e+10 8.00000000e+10] [4.76000000e+10 4.76000000e+10 4.76000000e+10] [3.27000000e+09 3.48000000e+09 3.50000000e+09] [5.99000000e+09 5.99000000e+09 5.99000000e+09] [1.35300000e+10 3.49000000e+09 3.49000000e+09] [8.40000000e+09 3.49000000e+09 3.49000000e+09] [4.89469697e+07 4.89469697e+07 4.89469697e+07] [3.12500000e+05 3.12500000e+05 3.12500000e+05] [1.52000000e+06 1.52000000e+06 1.52000000e+06]]
drivese.Xt_mat | input | Pa | [[7.400e+01 7.400e+01 7.400e+01] [4.500e+08 4.500e+08 4.500e+08] [8.140e+08 8.140e+08 8.140e+08] [3.100e+08 3.100e+08 3.100e+08] [6.092e+08 3.810e+07 1.529e+07] [1.546e+09 0.000e+00 0.000e+00] [4.290e+07 4.260e+07 1.530e+07] [3.960e+08 7.640e+07 1.530e+07] [2.083e+06 2.083e+06 2.083e+06] [0.000e+00 0.000e+00 0.000e+00] [6.900e+05 6.900e+05 6.900e+05]]
drivese.Xy_mat | input | Pa | [0.00e+00 3.45e+08 4.85e+08 2.65e+08 0.00e+00 0.00e+00 0.00e+00 0.00e+00 0.00e+00 0.00e+00 0.00e+00]
drivese.wohler_exp_mat | input |  | [ 1. 3. 3. 3. 10. 16.1 10. 10. 1. 1. 1. ]
drivese.wohler_A_mat | input |  | [8.70000000e+01 3.55346484e+10 3.55346484e+10 3.10000000e+08 6.09200000e+08 1.54600000e+09 1.13200000e+08 4.48900000e+08 2.08300000e+06 0.00000000e+00 6.90000000e+05]
drivese.rho_mat | input | kg/m**3 | [1235. 7800. 7850. 7200. 1940. 1220. 1940. 1940. 130. 1150. 1100.]
drivese.unit_cost_mat | input | USD/kg | [ 7.23 0.7 0.9 0.5 1.87 30. 3. 2.86 13. 3.63 9. ]
drivese.material_names | input | n/a | ['Gelcoat', 'steel', 'steel_drive', 'cast_iron', 'glass_uni', 'CarbonUD', 'glass_biax', 'glass_triax', 'medium_density_foam', 'resin', 'adhesive']
drivese.lss_material | input | n/a | steel_drive
drivese.hss_material | input | n/a | steel
drivese.hub_material | input | n/a | cast_iron
drivese.spinner_material | input | n/a | glass_uni
drivese.bedplate_material | input | n/a | steel_drive
drivese.hvac_mass_coeff | input | kg/kW/m | [0.025]
drivese.uptower | input | n/a | TRUE
drivese.stator_deflection_allowable | input | m | [0.0001]
drivese.stator_angle_allowable | input | rad | [0.001]
drivese.minimum_rpm | input | rpm | [5.]
rotorse.rp.aep.lossFactor | input |  | [1.] | multiplicative factor for availability and other losses (soiling, array, etc.)
rotorse.rp.cdf.k | input |  | [2.] | shape or form factor
rotorse.rp.gust.turbulence_class | input | n/a | B | IEC turbulence class
rotorse.rp.v_min | input | m/s | [3.] | cut-in wind speed
rotorse.rp.v_max | input | m/s | [25.] | cut-out wind speed
rotorse.rp.rated_power | input | W | [15000000.] | electrical rated power
rotorse.rp.omega_min | input | rpm | [5.] | minimum allowed rotor rotation speed
rotorse.rp.omega_max | input | rpm | [7.56] | maximum allowed rotor rotation speed
rotorse.rp.control_maxTS | input | m/s | [95.] | maximum allowed blade tip speed
rotorse.rp.powercurve.gearbox_efficiency | input |  | [1.]
rotorse.rp.drivetrainType | input | n/a | direct_drive
rotorse.rs.aero_gust.azimuth_load | input | deg | [0.]
rotorse.rs.aero_hub_loads.nSector | input | n/a | 4
rotorse.rs.brs.s_f | input |  | [2.5] | Safety factor
rotorse.rs.brs.d_f | input | m | [0.03] | Diameter of the fastener
rotorse.rs.brs.sigma_max | input | Pa | [6.75e+08] | Max stress on bolt
rotorse.rs.constr.max_strainU_spar | input |  | [0.004] | maximum strain in spar cap suction side
rotorse.rs.constr.max_strainL_spar | input |  | [0.004] | maximum strain in spar cap pressure side
rotorse.rs.constr.max_strainU_te | input |  | [0.004] | maximum strain in spar cap suction side
rotorse.rs.constr.max_strainL_te | input |  | [0.004] | maximum strain in spar cap pressure side
rotorse.rs.constr.s_opt_spar_cap_ss | input |  | [0. 0.03448276 0.06896552 0.10344828 0.13793103 0.17241379 0.20689655 0.24137931 0.27586207 0.31034483 0.34482759 0.37931034 0.4137931 0.44827586 0.48275862 0.51724138 0.55172414 0.5862069 0.62068966 0.65517241 0.68965517 0.72413793 0.75862069 0.79310345 0.82758621 0.86206897 0.89655172 0.93103448 0.96551724 1. ] | 1D array of the non-dimensional spanwise grid defined along blade axis to optimize the blade spar cap suction side
rotorse.rs.constr.s_opt_spar_cap_ps | input |  | [0. 0.03448276 0.06896552 0.10344828 0.13793103 0.17241379 0.20689655 0.24137931 0.27586207 0.31034483 0.34482759 0.37931034 0.4137931 0.44827586 0.48275862 0.51724138 0.55172414 0.5862069 0.62068966 0.65517241 0.68965517 0.72413793 0.75862069 0.79310345 0.82758621 0.86206897 0.89655172 0.93103448 0.96551724 1. ] | 1D array of the non-dimensional spanwise grid defined along blade axis to optimize the blade spar cap pressure side
rotorse.rs.constr.s_opt_te_ss | input |  | [0. 0.03448276 0.06896552 0.10344828 0.13793103 0.17241379 0.20689655 0.24137931 0.27586207 0.31034483 0.34482759 0.37931034 0.4137931 0.44827586 0.48275862 0.51724138 0.55172414 0.5862069 0.62068966 0.65517241 0.68965517 0.72413793 0.75862069 0.79310345 0.82758621 0.86206897 0.89655172 0.93103448 0.96551724 1. ] | 1D array of the non-dimensional spanwise grid defined along blade axis to optimize the blade trailing edge suction side
rotorse.rs.constr.s_opt_te_ps | input |  | [0. 0.03448276 0.06896552 0.10344828 0.13793103 0.17241379 0.20689655 0.24137931 0.27586207 0.31034483 0.34482759 0.37931034 0.4137931 0.44827586 0.48275862 0.51724138 0.55172414 0.5862069 0.62068966 0.65517241 0.68965517 0.72413793 0.75862069 0.79310345 0.82758621 0.86206897 0.89655172 0.93103448 0.96551724 1. ] | 1D array of the non-dimensional spanwise grid defined along blade axis to optimize the blade trailing edge pressure side
rotorse.rs.constr.blade_number | input | n/a | 3
rotorse.rs.tip_pos.dynamicFactor | input |  | [1.] | a dynamic amplification factor to adjust the static deflection calculation
rotorse.rs.tot_loads_gust.aeroloads_azimuth | input | deg | [0.] | azimuthal angle
rotorse.rs.tot_loads_gust.dynamicFactor | input |  | [1.] | a dynamic amplification factor to adjust the static deflection calculation
rotorse.stall_check.stall_margin | input | deg | [2.99828814] | Minimum margin from the stall angle
rotorse.stall_check.min_s | input |  | [0.25] | Minimum nondimensional coordinate along blade span where to define the constraint (blade root typically stalls)
financese.tcc_per_kW | intermediate | USD/kW | [1045.57423161]
financese.bos_per_kW | intermediate | USD/kW | [3163.59539134]
financese.turbine_aep | intermediate | kW*h | [77903757.92369372]
orbit.site_mean_windspeed | intermediate | m/s | [10.] | Mean windspeed of the site.
orbit.turbine_rated_windspeed | intermediate | m/s | [10.67346478] | Rated windspeed of the turbine.
orbit.turbine_capex | intermediate | USD/kW | [1045.57423161] | Turbine CAPEX
orbit.hub_height | intermediate | m | [150.] | Turbine hub height.
orbit.turbine_rotor_diameter | intermediate | m | [241.94] | Turbine rotor diameter.
orbit.tower_mass | intermediate | t | [853.46011736] | mass of the total tower.
orbit.tower_length | intermediate | m | [129.386] | Total length of the tower.
orbit.nacelle_mass | intermediate | t | [673.10544946] | mass of the rotor nacelle assembly (RNA).
orbit.blade_mass | intermediate | t | [68.2064068] | mass of an individual blade.
orbit.monopile_length | intermediate | m | [90.] | Length of monopile (including pile).
orbit.monopile_mass | intermediate | t | [1319.23906035] | mass of an individual monopile.
orbit.monopile_cost | intermediate | USD | [3108099.13876655] | Monopile unit cost.
outputs_2_screen.aep | intermediate | GW*h | [77.90375792]
outputs_2_screen.blade_mass | intermediate | kg | [68206.40680053]
outputs_2_screen.lcoe | intermediate | USD/MW/h | [84.42849504]
outputs_2_screen.tip_deflection | intermediate | m | [25.83182623]
fixedse.env.distLoads.windLoads_Px | intermediate | N/m | [ 0. 0. 0. 0. 0. 0. 0. 0. 0. 0. 0. 0. 0. 671.1136649 790.60575224 870.67490347 903.349065 932.72083273 959.48736719]
fixedse.env.distLoads.windLoads_Py | intermediate | N/m | [0. 0. 0. 0. 0. 0. 0. 0. 0. 0. 0. 0. 0. 0. 0. 0. 0. 0. 0.]
fixedse.env.distLoads.windLoads_Pz | intermediate | N/m | [0. 0. 0. 0. 0. 0. 0. 0. 0. 0. 0. 0. 0. 0. 0. 0. 0. 0. 0.]
fixedse.env.distLoads.windLoads_qdyn | intermediate | N/m**2 | [ 0. 0. 0. 0. 0. 0. 0. 0. 0. 0. 0. 0. 0. 95.53423141 112.82522621 124.35639255 129.04326553 133.24576418 137.06608785]
fixedse.env.distLoads.windLoads_z | intermediate | m | [-75. -60. -45. -30. -26.66666667 -23.33333333 -20. -16.66666667 -13.33333333 -10. -6.66666667 -3.33333333 0. 3.33333333 6.66666667 10. 11.66666667 13.33333333 15. ]
fixedse.env.distLoads.windLoads_beta | intermediate | deg | [0.]
fixedse.env.distLoads.waveLoads_Px | intermediate | N/m | [ 0. 0. 0. 39780.22436066 40357.70972737 42109.65455506 45095.48338688 49417.69395582 55228.02852878 62738.3516545 72239.16932548 84130.76656805 98975.27954542 0. 0. 0. 0. 0. 0. ]
fixedse.env.distLoads.waveLoads_Py | intermediate | N/m | [0. 0. 0. 0. 0. 0. 0. 0. 0. 0. 0. 0. 0. 0. 0. 0. 0. 0. 0.]
fixedse.env.distLoads.waveLoads_Pz | intermediate | N/m | [0. 0. 0. 0. 0. 0. 0. 0. 0. 0. 0. 0. 0. 0. 0. 0. 0. 0. 0.]
fixedse.env.distLoads.waveLoads_qdyn | intermediate | N/m**2 | [ 0. 0. 0. 311498.54869554 278134.93961948 245058.54783278 212283.10666939 179832.15784286 147740.07664219 116053.60352768 84833.98919294 54159.90737295 24131.35174114 0. 0. 0. 0. 0. 0. ]
fixedse.env.distLoads.waveLoads_z | intermediate | m | [-75. -60. -45. -30. -26.66666667 -23.33333333 -20. -16.66666667 -13.33333333 -10. -6.66666667 -3.33333333 0. 3.33333333 6.66666667 10. 11.66666667 13.33333333 15. ]
fixedse.env.distLoads.waveLoads_beta | intermediate | deg | [0.]
fixedse.z_global | output | m | [-75. -60. -45. -30. -26.66666667 -23.33333333 -20. -16.66666667 -13.33333333 -10. -6.66666667 -3.33333333 0. 3.33333333 6.66666667 10. 11.66666667 13.33333333 15. ]
fixedse.env.waveLoads.U | intermediate | m/s | [0. 0. 0. 0.70923173 0.71904559 0.74875877 0.79919357 0.87174575 0.96842316 1.09190133 1.24559745 1.43376502 1.6616115 0. 0. 0. 0. 0. 0. ]
fixedse.env.waveLoads.A | intermediate | m/s**2 | [0. 0. 0. 0.4715592 0.47808431 0.49784022 0.53137368 0.57961271 0.6438923 0.72599136 0.82818197 0.9532922 1.10478444 0. 0. 0. 0. 0. 0. ]
fixedse.env.waveLoads.p | intermediate | N/m**2 | [ 0. 0. 0. 311240.75625003 277869.9635048 244771.21998735 211955.76760966 179442.68825987 147259.43188635 115442.57616473 84038.8387714 53106.37027765 22716.363445 0. 0. 0. 0. 0. 0. ]
fixedse.outer_diameter_full | output | m | [10. 10. 10. 10. 10. 10. 10. 10. 10. 10. 10. 10. 10. 10. 10. 10. 10. 10. 10.]
fixedse.env.Uref | intermediate | m/s | [19.72022938]
fixedse.wind_reference_height | intermediate | m | [150.]
fixedse.env.windLoads.U | intermediate | m/s | [ 0. 0. 0. 0. 0. 0. 0. 0. 0. 0. 0. 0. 0. 12.48896534 13.57219404 14.24888925 14.51491931 14.74937642 14.95932378]
fixedse.joint1 | output | m | [ 0. 0. -75.]
fixedse.joint2 | output | m | [ 0. 0. 15.]
fixedse.s_full | output | m | [0. 0.16666667 0.33333333 0.5 0.53703704 0.57407407 0.61111111 0.64814815 0.68518519 0.72222222 0.75925926 0.7962963 0.83333333 0.87037037 0.90740741 0.94444444 0.96296296 0.98148148 1. ]
fixedse.g2e.Px_global | intermediate | N/m | [ 0. 0. 0. 39780.22436066 40357.70972737 42109.65455506 45095.48338688 49417.69395582 55228.02852878 62738.3516545 72239.16932548 84130.76656805 98975.27954542 671.1136649 790.60575224 870.67490347 903.349065 932.72083273 959.48736719]
fixedse.g2e.Py_global | intermediate | N/m | [0. 0. 0. 0. 0. 0. 0. 0. 0. 0. 0. 0. 0. 0. 0. 0. 0. 0. 0.]
fixedse.g2e.Pz_global | intermediate | N/m | [0. 0. 0. 0. 0. 0. 0. 0. 0. 0. 0. 0. 0. 0. 0. 0. 0. 0. 0.]
fixedse.g2e.qdyn_global | intermediate | Pa | [0.00000000e+00 0.00000000e+00 0.00000000e+00 3.11498549e+05 2.78134940e+05 2.45058548e+05 2.12283107e+05 1.79832158e+05 1.47740077e+05 1.16053604e+05 8.48339892e+04 5.41599074e+04 2.41313517e+04 9.55342314e+01 1.12825226e+02 1.24356393e+02 1.29043266e+02 1.33245764e+02 1.37066088e+02]
fixedse.lc:Px | intermediate | N/m | [0. 0. 0. 0. 0. 0. 0. 0. 0. 0. 0. 0. 0. 0. 0. 0. 0. 0. 0.]
fixedse.lc:Py | intermediate | N/m | [0. 0. 0. 0. 0. 0. 0. 0. 0. 0. 0. 0. 0. 0. 0. 0. 0. 0. 0.]
fixedse.lc:Pz | intermediate | N/m | [ 0. 0. 0. -39780.22436066 -40357.70972737 -42109.65455506 -45095.48338688 -49417.69395582 -55228.02852878 -62738.3516545 -72239.16932548 -84130.76656805 -98975.27954542 -671.1136649 -790.60575224 -870.67490347 -903.349065 -932.72083273 -959.48736719]
fixedse.lc:qdyn | intermediate | Pa | [0.00000000e+00 0.00000000e+00 0.00000000e+00 3.11498549e+05 2.78134940e+05 2.45058548e+05 2.12283107e+05 1.79832158e+05 1.47740077e+05 1.16053604e+05 8.48339892e+04 5.41599074e+04 2.41313517e+04 9.55342314e+01 1.12825226e+02 1.24356393e+02 1.29043266e+02 1.33245764e+02 1.37066088e+02]
fixedse.monopile.z_soil | intermediate | N/m | [-45. -40. -35. -30. -25. -20. -15. -10. -5. -0.]
fixedse.monopile.k_soil | intermediate | N/m | [[3.15486316e+10 1.87257778e+13 3.15486316e+10 1.87257778e+13 1.97866667e+10 9.33333333e+10] [2.84362105e+10 1.32688889e+13 2.84362105e+10 1.32688889e+13 1.81066667e+10 9.33333333e+10] [2.53237895e+10 9.00666667e+12 2.53237895e+10 9.00666667e+12 1.64266667e+10 9.33333333e+10] [2.22113684e+10 5.78977778e+12 2.22113684e+10 5.78977778e+12 1.47466667e+10 9.33333333e+10] [1.90989474e+10 3.46888889e+12 1.90989474e+10 3.46888889e+12 1.30666667e+10 9.33333333e+10] [1.59865263e+10 1.89466667e+12 1.59865263e+10 1.89466667e+12 1.13866667e+10 9.33333333e+10] [1.28741053e+10 9.17777778e+11 1.28741053e+10 9.17777778e+11 9.70666667e+09 9.33333333e+10] [9.76168421e+09 3.88888889e+11 9.76168421e+09 3.88888889e+11 8.02666667e+09 9.33333333e+10] [6.64926316e+09 1.58666667e+11 6.64926316e+09 1.58666667e+11 6.34666667e+09 9.33333333e+10] [3.53684211e+09 7.77777778e+10 3.53684211e+09 7.77777778e+10 4.66666667e+09 9.33333333e+10]]
fixedse.nodes_xyz | output | m | [[ 0. 0. -75. ] [ 0. 0. -60. ] [ 0. 0. -45. ] [ 0. 0. -30. ] [ 0. 0. -26.66666667] [ 0. 0. -23.33333333] [ 0. 0. -20. ] [ 0. 0. -16.66666667] [ 0. 0. -13.33333333] [ 0. 0. -10. ] [ 0. 0. -6.66666667] [ 0. 0. -3.33333333] [ 0. 0. 0. ] [ 0. 0. 3.33333333] [ 0. 0. 6.66666667] [ 0. 0. 10. ] [ 0. 0. 11.66666667] [ 0. 0. 13.33333333] [ 0. 0. 15. ]]
fixedse.section_A | output | m**2 | [1.84999497 1.84999497 1.84999497 1.84999497 1.84999497 1.84999497 1.7225585 1.7225585 1.7225585 1.5896961 1.5896961 1.5896961 1.4567932 1.4567932 1.4567932 1.37449968 1.37449968 1.37449968]
fixedse.section_Asx | output | m**2 | [1.05242302 1.05242302 1.05242302 1.05242302 1.05242302 1.05242302 0.97975505 0.97975505 0.97975505 0.90402089 0.90402089 0.90402089 0.82829188 0.82829188 0.82829188 0.78141453 0.78141453 0.78141453]
fixedse.section_Asy | output | m**2 | [1.05242302 1.05242302 1.05242302 1.05242302 1.05242302 1.05242302 0.97975505 0.97975505 0.97975505 0.90402089 0.90402089 0.90402089 0.82829188 0.82829188 0.82829188 0.78141453 0.78141453 0.78141453]
fixedse.section_Ixx | output | kg*m**2 | [22.87040222 22.87040222 22.87040222 22.87040222 22.87040222 22.87040222 21.31130567 21.31130567 21.31130567 19.68325459 19.68325459 19.68325459 18.05208044 18.05208044 18.05208044 17.04073978 17.04073978 17.04073978]
fixedse.section_Iyy | output | kg*m**2 | [22.87040222 22.87040222 22.87040222 22.87040222 22.87040222 22.87040222 21.31130567 21.31130567 21.31130567 19.68325459 19.68325459 19.68325459 18.05208044 18.05208044 18.05208044 17.04073978 17.04073978 17.04073978]
fixedse.section_J0 | output | kg*m**2 | [45.74080443 45.74080443 45.74080443 45.74080443 45.74080443 45.74080443 42.62261133 42.62261133 42.62261133 39.36650917 39.36650917 39.36650917 36.10416088 36.10416088 36.10416088 34.08147956 34.08147956 34.08147956]
fixedse.section_rho | output | kg/m**3 | [7800. 7800. 7800. 7800. 7800. 7800. 7800. 7800. 7800. 7800. 7800. 7800. 7800. 7800. 7800. 7800. 7800. 7800.]
fixedse.section_E | output | Pa | [2.e+11 2.e+11 2.e+11 2.e+11 2.e+11 2.e+11 2.e+11 2.e+11 2.e+11 2.e+11 2.e+11 2.e+11 2.e+11 2.e+11 2.e+11 2.e+11 2.e+11 2.e+11]
fixedse.section_G | output | Pa | [7.93e+10 7.93e+10 7.93e+10 7.93e+10 7.93e+10 7.93e+10 7.93e+10 7.93e+10 7.93e+10 7.93e+10 7.93e+10 7.93e+10 7.93e+10 7.93e+10 7.93e+10 7.93e+10 7.93e+10 7.93e+10]
fixedse.t_full | output | m | [0.055341 0.055341 0.055341 0.055341 0.055341 0.055341 0.051509 0.051509 0.051509 0.047517 0.047517 0.047517 0.043527 0.043527 0.043527 0.041058 0.041058 0.041058]
fixedse.sigma_y_full | output | Pa | [3.45e+08 3.45e+08 3.45e+08 3.45e+08 3.45e+08 3.45e+08 3.45e+08 3.45e+08 3.45e+08 3.45e+08 3.45e+08 3.45e+08 3.45e+08 3.45e+08 3.45e+08 3.45e+08 3.45e+08 3.45e+08]
fixedse.qdyn | output | Pa | [[0.00000000e+00] [0.00000000e+00] [0.00000000e+00] [3.11498549e+05] [2.78134940e+05] [2.45058548e+05] [2.12283107e+05] [1.79832158e+05] [1.47740077e+05] [1.16053604e+05] [8.48339892e+04] [5.41599074e+04] [2.41313517e+04] [9.55342314e+01] [1.12825226e+02] [1.24356393e+02] [1.29043266e+02] [1.33245764e+02] [1.37066088e+02]]
fixedse.bending_height | output | m | [45.]
fixedse.tower_xyz | intermediate | m | [[ 0. 0. 15. ] [ 0. 0. 19.33333333] [ 0. 0. 23.66666667] [ 0. 0. 28. ] [ 0. 0. 32.33333333] [ 0. 0. 36.66666667] [ 0. 0. 41. ] [ 0. 0. 45.33333333] [ 0. 0. 49.66666667] [ 0. 0. 54. ] [ 0. 0. 58.33333333] [ 0. 0. 62.66666667] [ 0. 0. 67. ] [ 0. 0. 71.33333333] [ 0. 0. 75.66666667] [ 0. 0. 80. ] [ 0. 0. 84.33333333] [ 0. 0. 88.66666667] [ 0. 0. 93. ] [ 0. 0. 97.33333333] [ 0. 0. 101.66666667] [ 0. 0. 106. ] [ 0. 0. 110.33333333] [ 0. 0. 114.66666667] [ 0. 0. 119. ] [ 0. 0. 123.33333333] [ 0. 0. 127.66666667] [ 0. 0. 132. ] [ 0. 0. 136.12866667] [ 0. 0. 140.25733333] [ 0. 0. 144.386 ]]
fixedse.tower_A | intermediate | m**2 | [1.32241595 1.32241595 1.32241595 1.21949096 1.21646814 1.21344531 1.11410373 1.09582246 1.0775412 1.00737515 0.98537173 0.96336831 0.89688395 0.87341745 0.84995095 0.78210236 0.7572879 0.73247343 0.66618944 0.65152269 0.63685594 0.55349689 0.54916565 0.54483441 0.46889362 0.46478656 0.46067951 0.52725521 0.52531914 0.52338308]
fixedse.tower_Asx | intermediate | m**2 | [0.7517513 0.7517513 0.7517513 0.69314786 0.69143254 0.68971721 0.63318409 0.62281022 0.61243635 0.57253045 0.56004441 0.54755838 0.50975139 0.49643513 0.48311888 0.44453535 0.4304542 0.41637306 0.37866861 0.37034586 0.36202311 0.31457981 0.31212201 0.30966421 0.26644893 0.26411833 0.26178773 0.29968829 0.29858965 0.29749102]
fixedse.tower_Asy | intermediate | m**2 | [0.7517513 0.7517513 0.7517513 0.69314786 0.69143254 0.68971721 0.63318409 0.62281022 0.61243635 0.57253045 0.56004441 0.54755838 0.50975139 0.49643513 0.48311888 0.44453535 0.4304542 0.41637306 0.37866861 0.37034586 0.36202311 0.31457981 0.31212201 0.30966421 0.26644893 0.26411833 0.26178773 0.29968829 0.29858965 0.29749102]
fixedse.tower_Ixx | intermediate | kg*m**2 | [16.40013975 16.40013975 16.40013975 15.09545711 14.98348207 14.87206214 13.40698645 12.75777839 12.12987393 10.91253595 10.21298083 9.54398044 8.46357468 7.81647538 7.20323002 6.24918577 5.67304292 5.13344685 4.41661107 4.13128195 3.85851423 3.25420908 3.17841114 3.10379943 2.6294091 2.56091965 2.49362997 2.81553608 2.78463441 2.75395969]
fixedse.tower_Iyy | intermediate | kg*m**2 | [16.40013975 16.40013975 16.40013975 15.09545711 14.98348207 14.87206214 13.40698645 12.75777839 12.12987393 10.91253595 10.21298083 9.54398044 8.46357468 7.81647538 7.20323002 6.24918577 5.67304292 5.13344685 4.41661107 4.13128195 3.85851423 3.25420908 3.17841114 3.10379943 2.6294091 2.56091965 2.49362997 2.81553608 2.78463441 2.75395969]
fixedse.tower_J0 | intermediate | kg*m**2 | [32.80027949 32.80027949 32.80027949 30.19091422 29.96696414 29.74412429 26.8139729 25.51555677 24.25974787 21.82507191 20.42596166 19.08796089 16.92714936 15.63295075 14.40646005 12.49837155 11.34608584 10.26689369 8.83322215 8.26256389 7.71702846 6.50841817 6.35682227 6.20759887 5.25881821 5.12183931 4.98725995 5.63107215 5.56926883 5.50791938]
fixedse.tower_rho | intermediate | kg/m**3 | [7800. 7800. 7800. 7800. 7800. 7800. 7800. 7800. 7800. 7800. 7800. 7800. 7800. 7800. 7800. 7800. 7800. 7800. 7800. 7800. 7800. 7800. 7800. 7800. 7800. 7800. 7800. 7800. 7800. 7800.]
fixedse.tower_E | intermediate | Pa | [2.e+11 2.e+11 2.e+11 2.e+11 2.e+11 2.e+11 2.e+11 2.e+11 2.e+11 2.e+11 2.e+11 2.e+11 2.e+11 2.e+11 2.e+11 2.e+11 2.e+11 2.e+11 2.e+11 2.e+11 2.e+11 2.e+11 2.e+11 2.e+11 2.e+11 2.e+11 2.e+11 2.e+11 2.e+11 2.e+11]
fixedse.tower_G | intermediate | Pa | [7.93e+10 7.93e+10 7.93e+10 7.93e+10 7.93e+10 7.93e+10 7.93e+10 7.93e+10 7.93e+10 7.93e+10 7.93e+10 7.93e+10 7.93e+10 7.93e+10 7.93e+10 7.93e+10 7.93e+10 7.93e+10 7.93e+10 7.93e+10 7.93e+10 7.93e+10 7.93e+10 7.93e+10 7.93e+10 7.93e+10 7.93e+10 7.93e+10 7.93e+10 7.93e+10]
fixedse.tower_outer_diameter_full | intermediate | m | [10. 10. 10. 10. 9.97533333 9.95066667 9.926 9.765 9.604 9.443 9.23966667 9.03633333 8.833 8.60566667 8.37833333 8.151 7.89733333 7.64366667 7.39 7.22966667 7.06933333 6.909 6.85533333 6.80166667 6.748 6.68933333 6.63066667 6.572 6.548 6.524 6.5 ]
fixedse.tower_t_full | intermediate | m | [0.039496 0.039496 0.039496 0.036456 0.036456 0.036456 0.033779 0.033779 0.033779 0.032192 0.032192 0.032192 0.030708 0.030708 0.030708 0.029101 0.029101 0.029101 0.027213 0.027213 0.027213 0.024009 0.024009 0.024009 0.020826 0.020826 0.020826 0.023998 0.023998 0.023998]
fixedse.tower_sigma_y_full | intermediate | Pa | [3.45e+08 3.45e+08 3.45e+08 3.45e+08 3.45e+08 3.45e+08 3.45e+08 3.45e+08 3.45e+08 3.45e+08 3.45e+08 3.45e+08 3.45e+08 3.45e+08 3.45e+08 3.45e+08 3.45e+08 3.45e+08 3.45e+08 3.45e+08 3.45e+08 3.45e+08 3.45e+08 3.45e+08 3.45e+08 3.45e+08 3.45e+08 3.45e+08 3.45e+08 3.45e+08]
fixedse.tower_qdyn | intermediate | Pa | [[137.06608785] [145.673895 ] [152.91884802] [159.21575575] [164.81025458] [169.86083648] [174.47621879] [178.73448447] [182.69376183] [186.3985877 ] [189.88390115] [193.17765856] [196.30260722] [199.2775245 ] [202.11810591] [204.83761569] [207.44737278] [209.95711995] [212.37530852] [214.70932091] [216.96564683] [219.15002412] [221.26755274] [223.32278759] [225.31981494] [227.26231577] [229.15361865] [230.99674413] [232.71052016] [234.38523701] [236.02289638]]
fixedse.tower_bending_height | intermediate | m | [129.386]
fixedse.monopile.rna_F | intermediate | N | [[ 3787067.18771775] [ 22429.54651143] [-6897497.34575751]]
fixedse.monopile.rna_M | intermediate | N*m | [[ -1132298.92199137] [-13755550.8666574 ] [ 9736605.32523692]]
fixedse.turbine_F | intermediate | N | [[ 3787067.18771471] [ 22429.54651139] [-15411288.17262847]]
fixedse.turbine_M | intermediate | N*m | [[-4.15974890e+06] [ 4.87972130e+08] [ 9.73660533e+06]]
fixedse.transition_piece_I | output | kg*m**2 | [1250000. 1250000. 2500000. 0. 0. 0.]
fixedse.gravity_foundation_I | output | kg*m**2 | [0. 0. 0. 0. 0. 0.]
fixedse.transition_piece_height | output | m | [15.]
fixedse.suctionpile_depth | output | m | [45.]
fixedse.turbine_mass | intermediate | kg | [1804794.60077643]
fixedse.turbine_cg | intermediate | m | [-3.86893532e+00 -5.23381894e-02 1.03212632e+02]
fixedse.turbine_I | intermediate | kg*m**2 | [2.36456133e+10 2.35398768e+10 2.69496553e+08 8.52611923e+02 1.94199094e+07 1.70683998e+05]
fixedse.rna_mass | intermediate | kg | [951334.48341961]
fixedse.rna_I | intermediate | kg*m**2 | [3.78224314e+08 2.72487855e+08 2.53187505e+08 8.52611923e+02 1.94199094e+07 1.70683998e+05]
fixedse.rna_cg | intermediate | m | [-7.33983021 -0.09929177 4.60295305]
fixedse.Px | output | N/m | [[0.] [0.] [0.] [0.] [0.] [0.] [0.] [0.] [0.] [0.] [0.] [0.] [0.] [0.] [0.] [0.] [0.] [0.] [0.]]
fixedse.Py | output | N/m | [[0.] [0.] [0.] [0.] [0.] [0.] [0.] [0.] [0.] [0.] [0.] [0.] [0.] [0.] [0.] [0.] [0.] [0.] [0.]]
fixedse.Pz | output | N/m | [[ 0. ] [ 0. ] [ 0. ] [-39780.22436066] [-40357.70972737] [-42109.65455506] [-45095.48338688] [-49417.69395582] [-55228.02852878] [-62738.3516545 ] [-72239.16932548] [-84130.76656805] [-98975.27954542] [ -671.1136649 ] [ -790.60575224] [ -870.67490347] [ -903.349065 ] [ -932.72083273] [ -959.48736719]]
fixedse.tower_Px | intermediate | N/m | [[0.] [0.] [0.] [0.] [0.] [0.] [0.] [0.] [0.] [0.] [0.] [0.] [0.] [0.] [0.] [0.] [0.] [0.] [0.] [0.] [0.] [0.] [0.] [0.] [0.] [0.] [0.] [0.] [0.] [0.] [0.]]
fixedse.tower_Py | intermediate | N/m | [[0.] [0.] [0.] [0.] [0.] [0.] [0.] [0.] [0.] [0.] [0.] [0.] [0.] [0.] [0.] [0.] [0.] [0.] [0.] [0.] [0.] [0.] [0.] [0.] [0.] [0.] [0.] [0.] [0.] [0.] [0.]]
fixedse.tower_Pz | intermediate | N/m | [[ -959.48736719] [-1020.04639156] [-1071.30803563] [-1116.09462077] [-1153.10632742] [-1186.1667222 ] [-1216.04121323] [-1225.2419815 ] [-1231.39085826] [-1234.9093061 ] [-1230.27365897] [-1223.47970794] [-1214.77647911] [-1200.95972454] [-1185.56884182] [-1168.75716886] [-1146.84720634] [-1123.71441766] [-1099.44492909] [-1087.80206553] [-1075.32186315] [-1062.05428114] [-1064.08259976] [-1065.66407326] [-1066.82489105] [-1066.81671569] [-1066.42090013] [-1065.65749372] [-1069.64183861] [-1073.39395241] [-1076.92476579]]
fixedse.z_full | output | m | [ 0. 15. 30. 45. 48.33333333 51.66666667 55. 58.33333333 61.66666667 65. 68.33333333 71.66666667 75. 78.33333333 81.66666667 85. 86.66666667 88.33333333 90. ]
fixedse.E_full | output | Pa | [2.e+11 2.e+11 2.e+11 2.e+11 2.e+11 2.e+11 2.e+11 2.e+11 2.e+11 2.e+11 2.e+11 2.e+11 2.e+11 2.e+11 2.e+11 2.e+11 2.e+11 2.e+11]
fixedse.G_full | output | Pa | [7.93e+10 7.93e+10 7.93e+10 7.93e+10 7.93e+10 7.93e+10 7.93e+10 7.93e+10 7.93e+10 7.93e+10 7.93e+10 7.93e+10 7.93e+10 7.93e+10 7.93e+10 7.93e+10 7.93e+10 7.93e+10]
fixedse.rho_full | output | kg/m**3 | [7800. 7800. 7800. 7800. 7800. 7800. 7800. 7800. 7800. 7800. 7800. 7800. 7800. 7800. 7800. 7800. 7800. 7800.]
fixedse.post.cylinder_Fz | intermediate | N | [[-28412882.00418184] [-26290307.68063159] [-23872365.19627124] [-23268454.41829563] [-22660700.08139128] [-22045128.41842788] [-21449990.28995657] [-20838133.47227376] [-20204297.572096 ] [-19576268.48358746] [-18912941.9252764 ] [-18205500.78713392] [-17669653.56476983] [-17295811.0603406 ] [-16921639.27980526] [-16744951.34566364] [-16568212.22365649] [-16391426.787447 ]]
fixedse.post.cylinder_Vx | intermediate | N | [[ -994749.50604071] [ -7496636.72708108] [-19399999.77582325] [ 3787595.02019429] [ 3787740.4707315 ] [ 3787889.91125026] [ 3788001.48885477] [ 3788171.19326454] [ 3788355.95000702] [ 3788491.17798048] [ 3788727.54570317] [ 3789000.24285793] [ 3788836.50836718] [ 3788277.2430287 ] [ 3788367.24204987] [ 3787712.85855711] [ 3787734.43806732] [ 3787755.72823709]]
fixedse.post.cylinder_Vy | intermediate | N | [[ -7826.69271785] [ -59184.71271561] [-155624.23743867] [ 22433.6698155 ] [ 22434.82409379] [ 22436.01531708] [ 22436.91267092] [ 22438.27670918] [ 22439.7673547 ] [ 22440.87086119] [ 22442.79098881] [ 22445.01290927] [ 22443.74439545] [ 22439.28826354] [ 22440.04678442] [ 22434.7736608 ] [ 22434.95763926] [ 22435.13987319]]
fixedse.post.cylinder_Mxx | intermediate | N*m | [[ -53684.95847249] [ -826068.13928027] [-4290853.82740865] [-5107902.0506199 ] [-5031790.74633116] [-4955437.55881062] [-4878850.93106207] [-4802040.60162939] [-4725027.70247725] [-4647822.35154895] [-4570435.98951352] [-4492894.43264173] [-4415213.59953929] [-4337378.35776519] [-4259377.27856103] [-4220325.87099218] [-4181234.45820116] [-4142104.60912736]]
fixedse.post.cylinder_Myy | intermediate | N*m | [[6.86847402e+06] [1.05525944e+08] [5.42523520e+08] [6.43447061e+08] [6.30651770e+08] [6.17826241e+08] [6.04971654e+08] [5.92089467e+08] [5.79182488e+08] [5.66252086e+08] [5.53299928e+08] [5.40329364e+08] [5.27342459e+08] [5.14337556e+08] [5.01313354e+08] [4.94795439e+08] [4.88272942e+08] [4.81746075e+08]]
fixedse.post.cylinder_Mzz | intermediate | N*m | [[1105139.41104551] [2636877.67982484] [5186503.88603582] [9738189.96280861] [9738149.86910572] [9738109.5205619 ] [9738176.92915247] [9738134.49491072] [9738090.86898688] [9738166.07634878] [9738117.55452651] [9738066.30613018] [9738139.96888239] [9738094.79240842] [9738063.27455697] [9738117.14343923] [9738101.35530707] [9738085.56265222]]
fixedse.post_monopile_tower.z_full | intermediate | m | [-75. -60. -45. -30. -26.66666667 -23.33333333 -20. -16.66666667 -13.33333333 -10. -6.66666667 -3.33333333 0. 3.33333333 6.66666667 10. 11.66666667 13.33333333 15. 19.33333333 23.66666667 28. 32.33333333 36.66666667 41. 45.33333333 49.66666667 54. 58.33333333 62.66666667 67. 71.33333333 75.66666667 80. 84.33333333 88.66666667 93. 97.33333333 101.66666667 106. 110.33333333 114.66666667 119. 123.33333333 127.66666667 132. 136.12866667 140.25733333 144.386 ]
fixedse.post_monopile_tower.outer_diameter_full | intermediate | m | [10. 10. 10. 10. 10. 10. 10. 10. 10. 10. 10. 10. 10. 10. 10. 10. 10. 10. 10. 10. 10. 10. 9.97533333 9.95066667 9.926 9.765 9.604 9.443 9.23966667 9.03633333 8.833 8.60566667 8.37833333 8.151 7.89733333 7.64366667 7.39 7.22966667 7.06933333 6.909 6.85533333 6.80166667 6.748 6.68933333 6.63066667 6.572 6.548 6.524 6.5 ]
fixedse.post_monopile_tower.t_full | intermediate | m | [0.055341 0.055341 0.055341 0.055341 0.055341 0.055341 0.051509 0.051509 0.051509 0.047517 0.047517 0.047517 0.043527 0.043527 0.043527 0.041058 0.041058 0.041058 0.039496 0.039496 0.039496 0.036456 0.036456 0.036456 0.033779 0.033779 0.033779 0.032192 0.032192 0.032192 0.030708 0.030708 0.030708 0.029101 0.029101 0.029101 0.027213 0.027213 0.027213 0.024009 0.024009 0.024009 0.020826 0.020826 0.020826 0.023998 0.023998 0.023998]
fixedse.post_monopile_tower.bending_height | intermediate | m | [174.386]
fixedse.post_monopile_tower.E_full | intermediate | Pa | [2.e+11 2.e+11 2.e+11 2.e+11 2.e+11 2.e+11 2.e+11 2.e+11 2.e+11 2.e+11 2.e+11 2.e+11 2.e+11 2.e+11 2.e+11 2.e+11 2.e+11 2.e+11 2.e+11 2.e+11 2.e+11 2.e+11 2.e+11 2.e+11 2.e+11 2.e+11 2.e+11 2.e+11 2.e+11 2.e+11 2.e+11 2.e+11 2.e+11 2.e+11 2.e+11 2.e+11 2.e+11 2.e+11 2.e+11 2.e+11 2.e+11 2.e+11 2.e+11 2.e+11 2.e+11 2.e+11 2.e+11 2.e+11]
fixedse.post_monopile_tower.G_full | intermediate | Pa | [7.93e+10 7.93e+10 7.93e+10 7.93e+10 7.93e+10 7.93e+10 7.93e+10 7.93e+10 7.93e+10 7.93e+10 7.93e+10 7.93e+10 7.93e+10 7.93e+10 7.93e+10 7.93e+10 7.93e+10 7.93e+10 7.93e+10 7.93e+10 7.93e+10 7.93e+10 7.93e+10 7.93e+10 7.93e+10 7.93e+10 7.93e+10 7.93e+10 7.93e+10 7.93e+10 7.93e+10 7.93e+10 7.93e+10 7.93e+10 7.93e+10 7.93e+10 7.93e+10 7.93e+10 7.93e+10 7.93e+10 7.93e+10 7.93e+10 7.93e+10 7.93e+10 7.93e+10 7.93e+10 7.93e+10 7.93e+10]
fixedse.post_monopile_tower.rho_full | intermediate | kg/m**3 | [7800. 7800. 7800. 7800. 7800. 7800. 7800. 7800. 7800. 7800. 7800. 7800. 7800. 7800. 7800. 7800. 7800. 7800. 7800. 7800. 7800. 7800. 7800. 7800. 7800. 7800. 7800. 7800. 7800. 7800. 7800. 7800. 7800. 7800. 7800. 7800. 7800. 7800. 7800. 7800. 7800. 7800. 7800. 7800. 7800. 7800. 7800. 7800.]
fixedse.post_monopile_tower.sigma_y_full | intermediate | Pa | [3.45e+08 3.45e+08 3.45e+08 3.45e+08 3.45e+08 3.45e+08 3.45e+08 3.45e+08 3.45e+08 3.45e+08 3.45e+08 3.45e+08 3.45e+08 3.45e+08 3.45e+08 3.45e+08 3.45e+08 3.45e+08 3.45e+08 3.45e+08 3.45e+08 3.45e+08 3.45e+08 3.45e+08 3.45e+08 3.45e+08 3.45e+08 3.45e+08 3.45e+08 3.45e+08 3.45e+08 3.45e+08 3.45e+08 3.45e+08 3.45e+08 3.45e+08 3.45e+08 3.45e+08 3.45e+08 3.45e+08 3.45e+08 3.45e+08 3.45e+08 3.45e+08 3.45e+08 3.45e+08 3.45e+08 3.45e+08]
fixedse.post_monopile_tower.section_A | intermediate | m**2 | [1.84999497 1.84999497 1.84999497 1.84999497 1.84999497 1.84999497 1.7225585 1.7225585 1.7225585 1.5896961 1.5896961 1.5896961 1.4567932 1.4567932 1.4567932 1.37449968 1.37449968 1.37449968 1.32241595 1.32241595 1.32241595 1.21949096 1.21646814 1.21344531 1.11410373 1.09582246 1.0775412 1.00737515 0.98537173 0.96336831 0.89688395 0.87341745 0.84995095 0.78210236 0.7572879 0.73247343 0.66618944 0.65152269 0.63685594 0.55349689 0.54916565 0.54483441 0.46889362 0.46478656 0.46067951 0.52725521 0.52531914 0.52338308]
fixedse.post_monopile_tower.section_Asx | intermediate | m**2 | [1.05242302 1.05242302 1.05242302 1.05242302 1.05242302 1.05242302 0.97975505 0.97975505 0.97975505 0.90402089 0.90402089 0.90402089 0.82829188 0.82829188 0.82829188 0.78141453 0.78141453 0.78141453 0.7517513 0.7517513 0.7517513 0.69314786 0.69143254 0.68971721 0.63318409 0.62281022 0.61243635 0.57253045 0.56004441 0.54755838 0.50975139 0.49643513 0.48311888 0.44453535 0.4304542 0.41637306 0.37866861 0.37034586 0.36202311 0.31457981 0.31212201 0.30966421 0.26644893 0.26411833 0.26178773 0.29968829 0.29858965 0.29749102]
fixedse.post_monopile_tower.section_Asy | intermediate | m**2 | [1.05242302 1.05242302 1.05242302 1.05242302 1.05242302 1.05242302 0.97975505 0.97975505 0.97975505 0.90402089 0.90402089 0.90402089 0.82829188 0.82829188 0.82829188 0.78141453 0.78141453 0.78141453 0.7517513 0.7517513 0.7517513 0.69314786 0.69143254 0.68971721 0.63318409 0.62281022 0.61243635 0.57253045 0.56004441 0.54755838 0.50975139 0.49643513 0.48311888 0.44453535 0.4304542 0.41637306 0.37866861 0.37034586 0.36202311 0.31457981 0.31212201 0.30966421 0.26644893 0.26411833 0.26178773 0.29968829 0.29858965 0.29749102]
fixedse.post_monopile_tower.section_Ixx | intermediate | kg*m**2 | [22.87040222 22.87040222 22.87040222 22.87040222 22.87040222 22.87040222 21.31130567 21.31130567 21.31130567 19.68325459 19.68325459 19.68325459 18.05208044 18.05208044 18.05208044 17.04073978 17.04073978 17.04073978 16.40013975 16.40013975 16.40013975 15.09545711 14.98348207 14.87206214 13.40698645 12.75777839 12.12987393 10.91253595 10.21298083 9.54398044 8.46357468 7.81647538 7.20323002 6.24918577 5.67304292 5.13344685 4.41661107 4.13128195 3.85851423 3.25420908 3.17841114 3.10379943 2.6294091 2.56091965 2.49362997 2.81553608 2.78463441 2.75395969]
fixedse.post_monopile_tower.section_Iyy | intermediate | kg*m**2 | [22.87040222 22.87040222 22.87040222 22.87040222 22.87040222 22.87040222 21.31130567 21.31130567 21.31130567 19.68325459 19.68325459 19.68325459 18.05208044 18.05208044 18.05208044 17.04073978 17.04073978 17.04073978 16.40013975 16.40013975 16.40013975 15.09545711 14.98348207 14.87206214 13.40698645 12.75777839 12.12987393 10.91253595 10.21298083 9.54398044 8.46357468 7.81647538 7.20323002 6.24918577 5.67304292 5.13344685 4.41661107 4.13128195 3.85851423 3.25420908 3.17841114 3.10379943 2.6294091 2.56091965 2.49362997 2.81553608 2.78463441 2.75395969]
fixedse.post_monopile_tower.section_J0 | intermediate | kg*m**2 | [45.74080443 45.74080443 45.74080443 45.74080443 45.74080443 45.74080443 42.62261133 42.62261133 42.62261133 39.36650917 39.36650917 39.36650917 36.10416088 36.10416088 36.10416088 34.08147956 34.08147956 34.08147956 32.80027949 32.80027949 32.80027949 30.19091422 29.96696414 29.74412429 26.8139729 25.51555677 24.25974787 21.82507191 20.42596166 19.08796089 16.92714936 15.63295075 14.40646005 12.49837155 11.34608584 10.26689369 8.83322215 8.26256389 7.71702846 6.50841817 6.35682227 6.20759887 5.25881821 5.12183931 4.98725995 5.63107215 5.56926883 5.50791938]
fixedse.post_monopile_tower.cylinder_Fz | intermediate | N | [[-2.84128820e+07] [-2.62903077e+07] [-2.38723652e+07] [-2.32684544e+07] [-2.26607001e+07] [-2.20451284e+07] [-2.14499903e+07] [-2.08381335e+07] [-2.02042976e+07] [-1.95762685e+07] [-1.89129419e+07] [-1.82055008e+07] [-1.76696536e+07] [-1.72958111e+07] [-1.69216393e+07] [-1.67449513e+07] [-1.65682122e+07] [-1.63914268e+07] [-1.49683576e+07] [-1.45257915e+07] [-1.40829855e+07] [-1.36740884e+07] [-1.32660179e+07] [-1.28587989e+07] [-1.24843721e+07] [-1.21159209e+07] [-1.17534961e+07] [-1.14143074e+07] [-1.10824143e+07] [-1.07578388e+07] [-1.04553330e+07] [-1.01606535e+07] [-9.87381484e+06] [-9.60953390e+06] [-9.35356086e+06] [-9.10590929e+06] [-8.88032951e+06] [-8.65968810e+06] [-8.44395977e+06] [-8.25591637e+06] [-8.06933268e+06] [-7.88417685e+06] [-7.72418603e+06] [-7.56555403e+06] [-7.40828420e+06] [-7.23742017e+06] [-7.06716096e+06] [ 1.97760528e-08]]
fixedse.post_monopile_tower.cylinder_Vx | intermediate | N | [[-9.94749506e+05] [-7.49663673e+06] [-1.93999998e+07] [ 3.78759502e+06] [ 3.78774047e+06] [ 3.78788991e+06] [ 3.78800149e+06] [ 3.78817119e+06] [ 3.78835595e+06] [ 3.78849118e+06] [ 3.78872755e+06] [ 3.78900024e+06] [ 3.78883651e+06] [ 3.78827724e+06] [ 3.78836724e+06] [ 3.78771286e+06] [ 3.78773444e+06] [ 3.78775573e+06] [ 3.78888676e+06] [ 3.78902302e+06] [ 3.78915512e+06] [ 3.78911775e+06] [ 3.78923532e+06] [ 3.78934812e+06] [ 3.78927483e+06] [ 3.78935062e+06] [ 3.78942260e+06] [ 3.78937756e+06] [ 3.78943429e+06] [ 3.78948726e+06] [ 3.78942488e+06] [ 3.78946636e+06] [ 3.78950351e+06] [ 3.78940953e+06] [ 3.78943353e+06] [ 3.78945222e+06] [ 3.78933049e+06] [ 3.78936896e+06] [ 3.78939979e+06] [ 3.78917289e+06] [ 3.78922267e+06] [ 3.78926248e+06] [ 3.78900910e+06] [ 3.78902816e+06] [ 3.78903588e+06] [ 3.78921736e+06] [ 3.78921140e+06] [ 2.11989479e+03]]
fixedse.post_monopile_tower.cylinder_Vy | intermediate | N | [[-7.82669272e+03] [-5.91847127e+04] [-1.55624237e+05] [ 2.24336698e+04] [ 2.24348241e+04] [ 2.24360153e+04] [ 2.24369127e+04] [ 2.24382767e+04] [ 2.24397674e+04] [ 2.24408709e+04] [ 2.24427910e+04] [ 2.24450129e+04] [ 2.24437444e+04] [ 2.24392883e+04] [ 2.24400468e+04] [ 2.24347737e+04] [ 2.24349576e+04] [ 2.24351399e+04] [ 2.24443739e+04] [ 2.24455583e+04] [ 2.24467195e+04] [ 2.24464924e+04] [ 2.24475565e+04] [ 2.24485927e+04] [ 2.24480814e+04] [ 2.24488339e+04] [ 2.24495694e+04] [ 2.24493215e+04] [ 2.24499608e+04] [ 2.24505869e+04] [ 2.24502256e+04] [ 2.24507958e+04] [ 2.24513533e+04] [ 2.24507574e+04] [ 2.24512572e+04] [ 2.24517445e+04] [ 2.24509510e+04] [ 2.24517053e+04] [ 2.24524305e+04] [ 2.24506432e+04] [ 2.24516525e+04] [ 2.24526091e+04] [ 2.24504947e+04] [ 2.24513439e+04] [ 2.24521305e+04] [ 2.24549861e+04] [ 2.24556708e+04] [ 2.63116518e+01]]
fixedse.post_monopile_tower.cylinder_Mxx | intermediate | N*m | [[-5.36849585e+04] [-8.26068139e+05] [-4.29085383e+06] [-5.10790205e+06] [-5.03179075e+06] [-4.95543756e+06] [-4.87885093e+06] [-4.80204060e+06] [-4.72502770e+06] [-4.64782235e+06] [-4.57043599e+06] [-4.49289443e+06] [-4.41521360e+06] [-4.33737836e+06] [-4.25937728e+06] [-4.22032587e+06] [-4.18123446e+06] [-4.14210461e+06] [-4.04043471e+06] [-3.93854660e+06] [-3.83646969e+06] [-3.73421697e+06] [-3.63179224e+06] [-3.52922047e+06] [-3.42650957e+06] [-3.32365172e+06] [-3.22065659e+06] [-3.11752404e+06] [-3.01424569e+06] [-2.91082589e+06] [-2.80725897e+06] [-2.70353158e+06] [-2.59964370e+06] [-2.49558263e+06] [-2.39132603e+06] [-2.28686715e+06] [-2.18218638e+06] [-2.07726432e+06] [-1.97211047e+06] [-1.86670798e+06] [-1.76103806e+06] [-1.65513462e+06] [-1.54899581e+06] [-1.44260526e+06] [-1.33599774e+06] [-1.23428804e+06] [-1.13251639e+06] [-2.34693289e-05]]
fixedse.post_monopile_tower.cylinder_Myy | intermediate | N*m | [[ 6.86847402e+06] [ 1.05525944e+08] [ 5.42523520e+08] [ 6.43447061e+08] [ 6.30651770e+08] [ 6.17826241e+08] [ 6.04971654e+08] [ 5.92089467e+08] [ 5.79182488e+08] [ 5.66252086e+08] [ 5.53299928e+08] [ 5.40329364e+08] [ 5.27342459e+08] [ 5.14337556e+08] [ 5.01313354e+08] [ 4.94795439e+08] [ 4.88272942e+08] [ 4.81746075e+08] [ 4.64786267e+08] [ 4.47802344e+08] [ 4.30798127e+08] [ 4.13775448e+08] [ 3.96735205e+08] [ 3.79680635e+08] [ 3.62612991e+08] [ 3.45531908e+08] [ 3.28438945e+08] [ 3.11334583e+08] [ 2.94218540e+08] [ 2.77091903e+08] [ 2.59954760e+08] [ 2.42806553e+08] [ 2.25648145e+08] [ 2.08479259e+08] [ 1.91298926e+08] [ 1.74107810e+08] [ 1.56905611e+08] [ 1.39692297e+08] [ 1.22470383e+08] [ 1.05240522e+08] [ 8.80035065e+07] [ 7.07639087e+07] [ 5.35241584e+07] [ 3.62862390e+07] [ 1.90550770e+07] [ 2.64993262e+06] [-1.37380517e+07] [ 1.89638138e-03]]
fixedse.post_monopile_tower.cylinder_Mzz | intermediate | N*m | [[1105139.41104551] [2636877.67982484] [5186503.88603582] [9738189.96280861] [9738149.86910572] [9738109.5205619 ] [9738176.92915247] [9738134.49491072] [9738090.86898688] [9738166.07634878] [9738117.55452651] [9738066.30613018] [9738139.96888239] [9738094.79240842] [9738063.27455697] [9738117.14343923] [9738101.35530707] [9738085.56265222] [9738036.37634541] [9737995.2857173 ] [9737954.18337191] [9738023.44768286] [9737985.68909341] [9737947.82622747] [9738022.65983659] [9738004.34317589] [9737986.08611632] [9738038.08747436] [9738027.80890646] [9738017.99101639] [9738078.2780872 ] [9738075.32055322] [9738073.33044439] [9738155.65793085] [9738163.60405605] [9738173.48174352] [9738283.8773567 ] [9738279.14444586] [9738275.1461466 ] [9738478.80451896] [9738451.52470211] [9738424.14037163] [9738670.27034592] [9738646.2385436 ] [9738622.1407746 ] [9738330.79800938] [9738297.20845943] [ 0. ]]
fixedse.post_monopile_tower.qdyn | intermediate | Pa | [[0.00000000e+00] [0.00000000e+00] [0.00000000e+00] [3.11498549e+05] [2.78134940e+05] [2.45058548e+05] [2.12283107e+05] [1.79832158e+05] [1.47740077e+05] [1.16053604e+05] [8.48339892e+04] [5.41599074e+04] [2.41313517e+04] [9.55342314e+01] [1.12825226e+02] [1.24356393e+02] [1.29043266e+02] [1.33245764e+02] [1.37066088e+02] [1.45673895e+02] [1.52918848e+02] [1.59215756e+02] [1.64810255e+02] [1.69860836e+02] [1.74476219e+02] [1.78734484e+02] [1.82693762e+02] [1.86398588e+02] [1.89883901e+02] [1.93177659e+02] [1.96302607e+02] [1.99277525e+02] [2.02118106e+02] [2.04837616e+02] [2.07447373e+02] [2.09957120e+02] [2.12375309e+02] [2.14709321e+02] [2.16965647e+02] [2.19150024e+02] [2.21267553e+02] [2.23322788e+02] [2.25319815e+02] [2.27262316e+02] [2.29153619e+02] [2.30996744e+02] [2.32710520e+02] [2.34385237e+02] [2.36022896e+02]]
tcc.main_bearing_mass | intermediate | kg | [30785.64283173]
tcc.bedplate_mass | intermediate | kg | [53149.99694271]
tcc.blade_mass | intermediate | kg | [68206.40680053]
tcc.blade_cost_external | intermediate | USD | [759850.19142184]
tcc.brake_mass | intermediate | kg | [24335.38243822]
tcc.converter_mass | intermediate | kg | [11983.85]
tcc.cover_mass | intermediate | kg | [20554.30618041]
tcc.gearbox_mass | intermediate | kg | [0.]
tcc.generator_mass | intermediate | kg | [368839.40715181]
tcc.generator_cost_external | intermediate | USD | [5003334.96944369]
tcc.hss_mass | intermediate | kg | [0.]
tcc.hub_cost | output | USD | [83294.29293673]
tcc.hub_mass | intermediate | kg | [21357.51100942]
tcc.pitch_system_cost | output | USD | [1089858.47968222]
tcc.pitch_system_mass | intermediate | kg | [49314.86333404]
tcc.spinner_cost | output | USD | [32605.57531767]
tcc.spinner_mass | intermediate | kg | [2937.43921781]
tcc.hvac_mass | intermediate | kg | [9381.28122601]
tcc.lss_mass | intermediate | kg | [15734.03848697]
tcc.lss_cost | output | USD | [187235.05799499]
tcc.main_bearing_cost | output | USD | [138535.39274281]
tcc.gearbox_cost | output | USD | [0.]
tcc.hss_cost | output | USD | [0.]
tcc.brake_cost | output | USD | [88225.49549153]
tcc.generator_cost | output | USD | [5003334.96944369]
tcc.bedplate_cost | output | USD | [154134.99113386]
tcc.yaw_system_cost | output | USD | [234465.88134745]
tcc.yaw_mass | intermediate | kg | [28248.90136716]
tcc.converter_cost | output | USD | [225296.38]
tcc.hvac_cost | output | USD | [1163278.87202524]
tcc.cover_cost | output | USD | [117159.54522834]
tcc.elec_cost | output | USD | [627750.]
tcc.controls_cost | output | USD | [317250.]
tcc.platforms_mass | intermediate | kg | [48672.]
tcc.platforms_cost | output | USD | [832291.2]
tcc.transformer_cost | output | USD | [575938.]
tcc.transformer_mass | intermediate | kg | [30635.]
tcc.blade_cost | output | USD | [759850.19142184]
tcc.rotor_cost | output | USD | [3485308.92220214]
tcc.rotor_mass_tcc | output | kg | [278229.03396284]
tcc.nacelle_cost | output | USD | [9803431.17815071]
tcc.nacelle_mass_tcc | output | kg | [673105.44945677]
tcc.tower_cost | output | USD | [2394873.37385575]
tcc.tower_mass | intermediate | kg | [853460.11735682]
tcc.turbine_cost | output | USD | [15683613.4742086]
tcc.turbine_cost_kW | output | USD/kW | [1045.57423161]
tcc.turbine_mass_tcc | output | kg | [1804794.60077643]
tcc.hub_system_cost | output | USD | [1205758.34793662]
tcc.hub_system_mass_tcc | output | kg | [73609.81356126]
tcc.tower_parts_cost | output | USD | [2394873.37385575]
tcc.tower_cost_external | intermediate | USD | [2394873.37385575]
tcons.rated_Omega | intermediate | rpm | [7.49924093] | rotor rotation speed at rated
tcons.tower_freq | intermediate | Hz | [0.24697805]
tcons.tip_deflection | intermediate | m | [25.83182623]
tcons.Rtip | intermediate | m | [120.97]
tcons.ref_axis_blade | intermediate | m | [[ 0.00000000e+00 0.00000000e+00 0.00000000e+00] [ 3.42959240e-02 0.00000000e+00 4.03448276e+00] [ 8.32926257e-02 0.00000000e+00 8.06896552e+00] [ 1.39255519e-01 0.00000000e+00 1.21034483e+01] [ 1.91903317e-01 0.00000000e+00 1.61379310e+01] [ 2.32028258e-01 0.00000000e+00 2.01724138e+01] [ 2.49180429e-01 0.00000000e+00 2.42068966e+01] [ 2.49614174e-01 0.00000000e+00 2.82413793e+01] [ 2.46252569e-01 0.00000000e+00 3.22758621e+01] [ 2.40472011e-01 0.00000000e+00 3.63103448e+01] [ 2.32979267e-01 0.00000000e+00 4.03448276e+01] [ 2.17957140e-01 0.00000000e+00 4.43793103e+01] [ 1.77121181e-01 0.00000000e+00 4.84137931e+01] [ 1.00301568e-01 0.00000000e+00 5.24482759e+01] [ 1.12660591e-05 0.00000000e+00 5.64827586e+01] [-1.12312629e-01 0.00000000e+00 6.05172414e+01] [-2.43799160e-01 0.00000000e+00 6.45517241e+01] [-4.15338772e-01 0.00000000e+00 6.85862069e+01] [-6.20768435e-01 0.00000000e+00 7.26206897e+01] [-8.46243242e-01 0.00000000e+00 7.66551724e+01] [-1.07984644e+00 0.00000000e+00 8.06896552e+01] [-1.32901559e+00 0.00000000e+00 8.47241379e+01] [-1.60213698e+00 0.00000000e+00 8.87586207e+01] [-1.89489952e+00 0.00000000e+00 9.27931034e+01] [-2.20179672e+00 0.00000000e+00 9.68275862e+01] [-2.52272811e+00 0.00000000e+00 1.00862069e+02] [-2.86392159e+00 0.00000000e+00 1.04896552e+02] [-3.22483564e+00 0.00000000e+00 1.08931034e+02] [-3.60465635e+00 0.00000000e+00 1.12965517e+02] [-4.00000000e+00 0.00000000e+00 1.17000000e+02]]
tcons.ref_axis_tower | intermediate | m | [[ 0. 0. 15. ] [ 0. 0. 28. ] [ 0. 0. 41. ] [ 0. 0. 54. ] [ 0. 0. 67. ] [ 0. 0. 80. ] [ 0. 0. 93. ] [ 0. 0. 106. ] [ 0. 0. 119. ] [ 0. 0. 132. ] [ 0. 0. 144.386]]
towerse.env.distLoads.windLoads_Px | intermediate | N/m | [ 959.48736719 1020.04639156 1071.30803563 1116.09462077 1153.10632742 1186.1667222 1216.04121323 1225.2419815 1231.39085826 1234.9093061 1230.27365897 1223.47970794 1214.77647911 1200.95972454 1185.56884182 1168.75716886 1146.84720634 1123.71441766 1099.44492909 1087.80206553 1075.32186315 1062.05428114 1064.08259976 1065.66407326 1066.82489105 1066.81671569 1066.42090013 1065.65749372 1069.64183861 1073.39395241 1076.92476579]
towerse.env.distLoads.windLoads_Py | intermediate | N/m | [0. 0. 0. 0. 0. 0. 0. 0. 0. 0. 0. 0. 0. 0. 0. 0. 0. 0. 0. 0. 0. 0. 0. 0. 0. 0. 0. 0. 0. 0. 0.]
towerse.env.distLoads.windLoads_Pz | intermediate | N/m | [0. 0. 0. 0. 0. 0. 0. 0. 0. 0. 0. 0. 0. 0. 0. 0. 0. 0. 0. 0. 0. 0. 0. 0. 0. 0. 0. 0. 0. 0. 0.]
towerse.env.distLoads.windLoads_qdyn | intermediate | N/m**2 | [137.06608785 145.673895 152.91884802 159.21575575 164.81025458 169.86083648 174.47621879 178.73448447 182.69376183 186.3985877 189.88390115 193.17765856 196.30260722 199.2775245 202.11810591 204.83761569 207.44737278 209.95711995 212.37530852 214.70932091 216.96564683 219.15002412 221.26755274 223.32278759 225.31981494 227.26231577 229.15361865 230.99674413 232.71052016 234.38523701 236.02289638]
towerse.env.distLoads.windLoads_z | intermediate | m | [ 15. 19.33333333 23.66666667 28. 32.33333333 36.66666667 41. 45.33333333 49.66666667 54. 58.33333333 62.66666667 67. 71.33333333 75.66666667 80. 84.33333333 88.66666667 93. 97.33333333 101.66666667 106. 110.33333333 114.66666667 119. 123.33333333 127.66666667 132. 136.12866667 140.25733333 144.386 ]
towerse.env.distLoads.windLoads_beta | intermediate | deg | [0.]
towerse.z_global | output | m | [ 15. 19.33333333 23.66666667 28. 32.33333333 36.66666667 41. 45.33333333 49.66666667 54. 58.33333333 62.66666667 67. 71.33333333 75.66666667 80. 84.33333333 88.66666667 93. 97.33333333 101.66666667 106. 110.33333333 114.66666667 119. 123.33333333 127.66666667 132. 136.12866667 140.25733333 144.386 ]
towerse.env.Uref | intermediate | m/s | [19.72022938]
towerse.wind_reference_height | intermediate | m | [150.]
towerse.env.windLoads.U | intermediate | m/s | [14.95932378 15.42189776 15.80074129 16.12278174 16.40359615 16.6530422 16.87777037 17.0824882 17.27065516 17.44489108 17.60722955 17.75928196 17.90234768 18.03749041 18.16559232 18.28739348 18.40352108 18.51451146 18.62082698 18.72286917 18.82098901 18.91549518 19.0066606 19.09472788 19.1799136 19.26241199 19.34239791 19.42002939 19.49193534 19.56194711 19.63016822]
towerse.outer_diameter_full | output | m | [10. 10. 10. 10. 9.97533333 9.95066667 9.926 9.765 9.604 9.443 9.23966667 9.03633333 8.833 8.60566667 8.37833333 8.151 7.89733333 7.64366667 7.39 7.22966667 7.06933333 6.909 6.85533333 6.80166667 6.748 6.68933333 6.63066667 6.572 6.548 6.524 6.5 ]
towerse.joint1 | output | m | [ 0. 0. 15.]
towerse.joint2 | output | m | [ 0. 0. 144.386]
towerse.s_full | output | m | [0. 0.03349152 0.06698303 0.10047455 0.13396607 0.16745758 0.2009491 0.23444061 0.26793213 0.30142365 0.33491516 0.36840668 0.4018982 0.43538971 0.46888123 0.50237275 0.53586426 0.56935578 0.60284729 0.63633881 0.66983033 0.70332184 0.73681336 0.77030488 0.80379639 0.83728791 0.87077942 0.90427094 0.93618063 0.96809031 1. ]
towerse.g2e.Px_global | intermediate | N/m | [ 959.48736719 1020.04639156 1071.30803563 1116.09462077 1153.10632742 1186.1667222 1216.04121323 1225.2419815 1231.39085826 1234.9093061 1230.27365897 1223.47970794 1214.77647911 1200.95972454 1185.56884182 1168.75716886 1146.84720634 1123.71441766 1099.44492909 1087.80206553 1075.32186315 1062.05428114 1064.08259976 1065.66407326 1066.82489105 1066.81671569 1066.42090013 1065.65749372 1069.64183861 1073.39395241 1076.92476579]
towerse.g2e.Py_global | intermediate | N/m | [0. 0. 0. 0. 0. 0. 0. 0. 0. 0. 0. 0. 0. 0. 0. 0. 0. 0. 0. 0. 0. 0. 0. 0. 0. 0. 0. 0. 0. 0. 0.]
towerse.g2e.Pz_global | intermediate | N/m | [0. 0. 0. 0. 0. 0. 0. 0. 0. 0. 0. 0. 0. 0. 0. 0. 0. 0. 0. 0. 0. 0. 0. 0. 0. 0. 0. 0. 0. 0. 0.]
towerse.g2e.qdyn_global | intermediate | Pa | [137.06608785 145.673895 152.91884802 159.21575575 164.81025458 169.86083648 174.47621879 178.73448447 182.69376183 186.3985877 189.88390115 193.17765856 196.30260722 199.2775245 202.11810591 204.83761569 207.44737278 209.95711995 212.37530852 214.70932091 216.96564683 219.15002412 221.26755274 223.32278759 225.31981494 227.26231577 229.15361865 230.99674413 232.71052016 234.38523701 236.02289638]
towerse.lc:Px | intermediate | N/m | [0. 0. 0. 0. 0. 0. 0. 0. 0. 0. 0. 0. 0. 0. 0. 0. 0. 0. 0. 0. 0. 0. 0. 0. 0. 0. 0. 0. 0. 0. 0.]
towerse.lc:Py | intermediate | N/m | [0. 0. 0. 0. 0. 0. 0. 0. 0. 0. 0. 0. 0. 0. 0. 0. 0. 0. 0. 0. 0. 0. 0. 0. 0. 0. 0. 0. 0. 0. 0.]
towerse.lc:Pz | intermediate | N/m | [ -959.48736719 -1020.04639156 -1071.30803563 -1116.09462077 -1153.10632742 -1186.1667222 -1216.04121323 -1225.2419815 -1231.39085826 -1234.9093061 -1230.27365897 -1223.47970794 -1214.77647911 -1200.95972454 -1185.56884182 -1168.75716886 -1146.84720634 -1123.71441766 -1099.44492909 -1087.80206553 -1075.32186315 -1062.05428114 -1064.08259976 -1065.66407326 -1066.82489105 -1066.81671569 -1066.42090013 -1065.65749372 -1069.64183861 -1073.39395241 -1076.92476579]
towerse.lc:qdyn | intermediate | Pa | [137.06608785 145.673895 152.91884802 159.21575575 164.81025458 169.86083648 174.47621879 178.73448447 182.69376183 186.3985877 189.88390115 193.17765856 196.30260722 199.2775245 202.11810591 204.83761569 207.44737278 209.95711995 212.37530852 214.70932091 216.96564683 219.15002412 221.26755274 223.32278759 225.31981494 227.26231577 229.15361865 230.99674413 232.71052016 234.38523701 236.02289638]
towerse.z_full | output | m | [ 0. 4.33333333 8.66666667 13. 17.33333333 21.66666667 26. 30.33333333 34.66666667 39. 43.33333333 47.66666667 52. 56.33333333 60.66666667 65. 69.33333333 73.66666667 78. 82.33333333 86.66666667 91. 95.33333333 99.66666667 104. 108.33333333 112.66666667 117. 121.12866667 125.25733333 129.386 ]
towerse.t_full | output | m | [0.039496 0.039496 0.039496 0.036456 0.036456 0.036456 0.033779 0.033779 0.033779 0.032192 0.032192 0.032192 0.030708 0.030708 0.030708 0.029101 0.029101 0.029101 0.027213 0.027213 0.027213 0.024009 0.024009 0.024009 0.020826 0.020826 0.020826 0.023998 0.023998 0.023998]
towerse.tower_height | intermediate | m | [129.386]
towerse.E_full | output | Pa | [2.e+11 2.e+11 2.e+11 2.e+11 2.e+11 2.e+11 2.e+11 2.e+11 2.e+11 2.e+11 2.e+11 2.e+11 2.e+11 2.e+11 2.e+11 2.e+11 2.e+11 2.e+11 2.e+11 2.e+11 2.e+11 2.e+11 2.e+11 2.e+11 2.e+11 2.e+11 2.e+11 2.e+11 2.e+11 2.e+11]
towerse.G_full | output | Pa | [7.93e+10 7.93e+10 7.93e+10 7.93e+10 7.93e+10 7.93e+10 7.93e+10 7.93e+10 7.93e+10 7.93e+10 7.93e+10 7.93e+10 7.93e+10 7.93e+10 7.93e+10 7.93e+10 7.93e+10 7.93e+10 7.93e+10 7.93e+10 7.93e+10 7.93e+10 7.93e+10 7.93e+10 7.93e+10 7.93e+10 7.93e+10 7.93e+10 7.93e+10 7.93e+10]
towerse.rho_full | output | kg/m**3 | [7800. 7800. 7800. 7800. 7800. 7800. 7800. 7800. 7800. 7800. 7800. 7800. 7800. 7800. 7800. 7800. 7800. 7800. 7800. 7800. 7800. 7800. 7800. 7800. 7800. 7800. 7800. 7800. 7800. 7800.]
towerse.sigma_y_full | output | Pa | [3.45e+08 3.45e+08 3.45e+08 3.45e+08 3.45e+08 3.45e+08 3.45e+08 3.45e+08 3.45e+08 3.45e+08 3.45e+08 3.45e+08 3.45e+08 3.45e+08 3.45e+08 3.45e+08 3.45e+08 3.45e+08 3.45e+08 3.45e+08 3.45e+08 3.45e+08 3.45e+08 3.45e+08 3.45e+08 3.45e+08 3.45e+08 3.45e+08 3.45e+08 3.45e+08]
towerse.section_A | output | m**2 | [1.32241595 1.32241595 1.32241595 1.21949096 1.21646814 1.21344531 1.11410373 1.09582246 1.0775412 1.00737515 0.98537173 0.96336831 0.89688395 0.87341745 0.84995095 0.78210236 0.7572879 0.73247343 0.66618944 0.65152269 0.63685594 0.55349689 0.54916565 0.54483441 0.46889362 0.46478656 0.46067951 0.52725521 0.52531914 0.52338308]
towerse.section_Asx | output | m**2 | [0.7517513 0.7517513 0.7517513 0.69314786 0.69143254 0.68971721 0.63318409 0.62281022 0.61243635 0.57253045 0.56004441 0.54755838 0.50975139 0.49643513 0.48311888 0.44453535 0.4304542 0.41637306 0.37866861 0.37034586 0.36202311 0.31457981 0.31212201 0.30966421 0.26644893 0.26411833 0.26178773 0.29968829 0.29858965 0.29749102]
towerse.section_Asy | output | m**2 | [0.7517513 0.7517513 0.7517513 0.69314786 0.69143254 0.68971721 0.63318409 0.62281022 0.61243635 0.57253045 0.56004441 0.54755838 0.50975139 0.49643513 0.48311888 0.44453535 0.4304542 0.41637306 0.37866861 0.37034586 0.36202311 0.31457981 0.31212201 0.30966421 0.26644893 0.26411833 0.26178773 0.29968829 0.29858965 0.29749102]
towerse.section_Ixx | output | kg*m**2 | [16.40013975 16.40013975 16.40013975 15.09545711 14.98348207 14.87206214 13.40698645 12.75777839 12.12987393 10.91253595 10.21298083 9.54398044 8.46357468 7.81647538 7.20323002 6.24918577 5.67304292 5.13344685 4.41661107 4.13128195 3.85851423 3.25420908 3.17841114 3.10379943 2.6294091 2.56091965 2.49362997 2.81553608 2.78463441 2.75395969]
towerse.section_Iyy | output | kg*m**2 | [16.40013975 16.40013975 16.40013975 15.09545711 14.98348207 14.87206214 13.40698645 12.75777839 12.12987393 10.91253595 10.21298083 9.54398044 8.46357468 7.81647538 7.20323002 6.24918577 5.67304292 5.13344685 4.41661107 4.13128195 3.85851423 3.25420908 3.17841114 3.10379943 2.6294091 2.56091965 2.49362997 2.81553608 2.78463441 2.75395969]
towerse.section_J0 | output | kg*m**2 | [32.80027949 32.80027949 32.80027949 30.19091422 29.96696414 29.74412429 26.8139729 25.51555677 24.25974787 21.82507191 20.42596166 19.08796089 16.92714936 15.63295075 14.40646005 12.49837155 11.34608584 10.26689369 8.83322215 8.26256389 7.71702846 6.50841817 6.35682227 6.20759887 5.25881821 5.12183931 4.98725995 5.63107215 5.56926883 5.50791938]
towerse.section_rho | output | kg/m**3 | [7800. 7800. 7800. 7800. 7800. 7800. 7800. 7800. 7800. 7800. 7800. 7800. 7800. 7800. 7800. 7800. 7800. 7800. 7800. 7800. 7800. 7800. 7800. 7800. 7800. 7800. 7800. 7800. 7800. 7800.]
towerse.section_E | output | Pa | [2.e+11 2.e+11 2.e+11 2.e+11 2.e+11 2.e+11 2.e+11 2.e+11 2.e+11 2.e+11 2.e+11 2.e+11 2.e+11 2.e+11 2.e+11 2.e+11 2.e+11 2.e+11 2.e+11 2.e+11 2.e+11 2.e+11 2.e+11 2.e+11 2.e+11 2.e+11 2.e+11 2.e+11 2.e+11 2.e+11]
towerse.section_G | output | Pa | [7.93e+10 7.93e+10 7.93e+10 7.93e+10 7.93e+10 7.93e+10 7.93e+10 7.93e+10 7.93e+10 7.93e+10 7.93e+10 7.93e+10 7.93e+10 7.93e+10 7.93e+10 7.93e+10 7.93e+10 7.93e+10 7.93e+10 7.93e+10 7.93e+10 7.93e+10 7.93e+10 7.93e+10 7.93e+10 7.93e+10 7.93e+10 7.93e+10 7.93e+10 7.93e+10]
towerse.section_L | output | m | [4.33333333 4.33333333 4.33333333 4.33333333 4.33333333 4.33333333 4.33333333 4.33333333 4.33333333 4.33333333 4.33333333 4.33333333 4.33333333 4.33333333 4.33333333 4.33333333 4.33333333 4.33333333 4.33333333 4.33333333 4.33333333 4.33333333 4.33333333 4.33333333 4.33333333 4.33333333 4.33333333 4.12866667 4.12866667 4.12866667]
towerse.post.cylinder_Fz | intermediate | N | [[-14968722.07618069] [-14525916.12411737] [-14082904.1488906 ] [-13673831.59025379] [-13265610.69972545] [-12858256.74459272] [-12483746.12892576] [-12115261.98077497] [-11752816.48830674] [-11413630.215623 ] [-11081761.5710035 ] [-10757219.27898424] [-10454761.80076632] [-10160145.03185108] [ -9873375.39571752] [ -9609177.51042984] [ -9353301.09068507] [ -9105751.19681884] [ -8880248.4462859 ] [ -8659658.78081072] [ -8443985.68549465] [ -8255966.38831901] [ -8069374.9559188 ] [ -7884213.24841118] [ -7724219.95223496] [ -7565588.81684209] [ -7408321.47340195] [ -7237450.86466748] [ -7067175.84347546] [ -6897497.34575752]]
towerse.post.cylinder_Vx | intermediate | N | [[3787151.79639083] [3787289.80467717] [3787423.11384057] [3787520.55440959] [3787643.77214131] [3787762.4699581 ] [3787819.43659475] [3787921.20520109] [3788019.70003924] [3788067.8494609 ] [3788156.3212859 ] [3788241.39533389] [3788267.85219306] [3788343.82902169] [3788415.85444319] [3788412.65416813] [3788473.85049725] [3788530.22695631] [3788497.5857321 ] [3788562.24407196] [3788619.22899151] [3788500.82195443] [3788565.38452548] [3788619.71368647] [3788462.83605635] [3788496.67199367] [3788519.44465053] [3788667.18601298] [3788673.33639669] [3788669.27497745]]
towerse.post.cylinder_Vy | intermediate | N | [[22430.23325391] [22431.42219078] [22432.58358484] [22433.44742828] [22434.54789543] [22435.62261231] [22436.16713059] [22437.12207712] [22438.06418985] [22438.56981255] [22439.4581098 ] [22440.3360295 ] [22440.69317716] [22441.53411059] [22442.36511795] [22442.50456182] [22443.29598551] [22444.07839551] [22444.00762992] [22444.96074386] [22445.88363714] [22444.98564049] [22446.09732544] [22447.15304663] [22445.83498518] [22446.78487162] [22447.67437371] [22450.212115 ] [22450.97713445] [22451.68208589]]
towerse.post.cylinder_Mxx | intermediate | N*m | [[-4062347.38258553] [-3964603.16740876] [-3866545.44011772] [-3768186.91080902] [-3669540.39810112] [-3570630.94518072] [-3471466.47486887] [-3372047.77182774] [-3272385.8841987 ] [-3172481.93988829] [-3072333.46880246] [-2971946.40716511] [-2871316.58014646] [-2770435.94377733] [-2669306.07373222] [-2567915.53272882] [-2466246.98093349] [-2364294.98436957] [-2262040.75809884] [-2159469.50548913] [-2056591.25136482] [-1953388.73149602] [-1849848.85745035] [-1746005.88241502] [-1641856.71065275] [-1537389.44553727] [-1432639.04864008] [-1332638.20952896] [-1232514.32868155] [-1132299.18064441]]
towerse.post.cylinder_Myy | intermediate | N*m | [[ 4.71536022e+08] [ 4.55060178e+08] [ 4.38548411e+08] [ 4.22002526e+08] [ 4.05424529e+08] [ 3.88817687e+08] [ 3.72183253e+08] [ 3.55521909e+08] [ 3.38835384e+08] [ 3.22124311e+08] [ 3.05389112e+08] [ 2.88631067e+08] [ 2.71850427e+08] [ 2.55047261e+08] [ 2.38222611e+08] [ 2.21376321e+08] [ 2.04507991e+08] [ 1.87618411e+08] [ 1.70707332e+08] [ 1.53775224e+08] [ 1.36824657e+08] [ 1.19856163e+08] [ 1.02871166e+08] [ 8.58743039e+07] [ 6.88677983e+07] [ 5.18540994e+07] [ 3.48381742e+07] [ 1.86299603e+07] [ 2.43084286e+06] [-1.37555521e+07]]
towerse.post.cylinder_Mzz | intermediate | N*m | [[9738036.42226091] [9737995.31956826] [9737954.19494663] [9738023.43948561] [9737985.66316141] [9737947.78501835] [9738022.60007053] [9738004.27301908] [9737986.0110168 ] [9738038.00461493] [9738027.72449564] [9738017.90780337] [9738078.19325672] [9738075.24023623] [9738073.25696303] [9738155.58892084] [9738163.54625547] [9738173.43818545] [9738283.84820978] [9738279.12916482] [9738275.14049296] [9738478.81026972] [9738451.53589033] [9738424.14990324] [9738670.27988077] [9738646.24750927] [9738622.15005112] [9738330.80669348] [9738297.21563637] [9738263.51620745]]
towerse.qdyn | output | Pa | [[137.06608785] [145.673895 ] [152.91884802] [159.21575575] [164.81025458] [169.86083648] [174.47621879] [178.73448447] [182.69376183] [186.3985877 ] [189.88390115] [193.17765856] [196.30260722] [199.2775245 ] [202.11810591] [204.83761569] [207.44737278] [209.95711995] [212.37530852] [214.70932091] [216.96564683] [219.15002412] [221.26755274] [223.32278759] [225.31981494] [227.26231577] [229.15361865] [230.99674413] [232.71052016] [234.38523701] [236.02289638]]
towerse.nodes_xyz | output | m | [[ 0. 0. 15. ] [ 0. 0. 19.33333333] [ 0. 0. 23.66666667] [ 0. 0. 28. ] [ 0. 0. 32.33333333] [ 0. 0. 36.66666667] [ 0. 0. 41. ] [ 0. 0. 45.33333333] [ 0. 0. 49.66666667] [ 0. 0. 54. ] [ 0. 0. 58.33333333] [ 0. 0. 62.66666667] [ 0. 0. 67. ] [ 0. 0. 71.33333333] [ 0. 0. 75.66666667] [ 0. 0. 80. ] [ 0. 0. 84.33333333] [ 0. 0. 88.66666667] [ 0. 0. 93. ] [ 0. 0. 97.33333333] [ 0. 0. 101.66666667] [ 0. 0. 106. ] [ 0. 0. 110.33333333] [ 0. 0. 114.66666667] [ 0. 0. 119. ] [ 0. 0. 123.33333333] [ 0. 0. 127.66666667] [ 0. 0. 132. ] [ 0. 0. 136.12866667] [ 0. 0. 140.25733333] [ 0. 0. 144.386 ]]
towerse.rna_mass | intermediate | kg | [951334.48341961]
towerse.rna_I | intermediate | kg*m**2 | [3.78224314e+08 2.72487855e+08 2.53187505e+08 8.52611923e+02 1.94199094e+07 1.70683998e+05]
towerse.rna_cg | intermediate | m | [-7.33983021 -0.09929177 4.60295305]
towerse.tower.rna_F | intermediate | N | [[ 3787067.18771775] [ 22429.54651143] [-6897497.34575751]]
towerse.tower.rna_M | intermediate | N*m | [[ -1132298.92199137] [-13755550.8666574 ] [ 9736605.32523692]]
towerse.Px | output | N/m | [[0.] [0.] [0.] [0.] [0.] [0.] [0.] [0.] [0.] [0.] [0.] [0.] [0.] [0.] [0.] [0.] [0.] [0.] [0.] [0.] [0.] [0.] [0.] [0.] [0.] [0.] [0.] [0.] [0.] [0.] [0.]]
towerse.Py | output | N/m | [[0.] [0.] [0.] [0.] [0.] [0.] [0.] [0.] [0.] [0.] [0.] [0.] [0.] [0.] [0.] [0.] [0.] [0.] [0.] [0.] [0.] [0.] [0.] [0.] [0.] [0.] [0.] [0.] [0.] [0.] [0.]]
towerse.Pz | output | N/m | [[ -959.48736719] [-1020.04639156] [-1071.30803563] [-1116.09462077] [-1153.10632742] [-1186.1667222 ] [-1216.04121323] [-1225.2419815 ] [-1231.39085826] [-1234.9093061 ] [-1230.27365897] [-1223.47970794] [-1214.77647911] [-1200.95972454] [-1185.56884182] [-1168.75716886] [-1146.84720634] [-1123.71441766] [-1099.44492909] [-1087.80206553] [-1075.32186315] [-1062.05428114] [-1064.08259976] [-1065.66407326] [-1066.82489105] [-1066.81671569] [-1066.42090013] [-1065.65749372] [-1069.64183861] [-1073.39395241] [-1076.92476579]]
towerse.tower_mass | output | kg | [853460.11735682]
towerse.tower_center_of_mass | output | m | [52.18670654]
towerse.tower_I_base | output | kg*m**2 | [3.43461744e+09 3.43461744e+09 1.63090478e+07 0.00000000e+00 0.00000000e+00 0.00000000e+00]
fixedse.member.gc.d | intermediate | m | [10. 10. 10. 10. 10. 10. 10.]
fixedse.member.gc.t | intermediate | m | [0.055341 0.055341 0.051509 0.047517 0.043527 0.041058]
fixedse.member.s | output |  | [0. 0.5 0.61111111 0.72222222 0.83333333 0.94444444 1. ]
fixedse.member.height | output | m | [90.]
fixedse.monopile_outer_diameter | output | m | [10. 10. 10. 10. 10. 10. 10.]
fixedse.monopile_wall_thickness | output | m | [0.055341 0.055341 0.051509 0.047517 0.043527 0.041058]
fixedse.member.E | output | Pa | [2.e+11 2.e+11 2.e+11 2.e+11 2.e+11 2.e+11]
fixedse.member.G | output | Pa | [7.93e+10 7.93e+10 7.93e+10 7.93e+10 7.93e+10 7.93e+10]
fixedse.member.sigma_y | output | Pa | [3.45e+08 3.45e+08 3.45e+08 3.45e+08 3.45e+08 3.45e+08]
fixedse.member.rho | output | kg/m**3 | [7800. 7800. 7800. 7800. 7800. 7800.]
fixedse.member.unit_cost | output | USD/kg | [0.7 0.7 0.7 0.7 0.7 0.7]
fixedse.member.outfitting_factor | output |  | [1.07 1.07 1.07 1.07 1.07 1.07]
fixedse.monopile_s | intermediate |  | [0. 0.5 0.61111111 0.72222222 0.83333333 0.94444444 1. ]
fixedse.s_const1 | output |  | [0.5]
fixedse.outfitting_full | output |  | [1.07 1.07 1.07 1.07 1.07 1.07 1.07 1.07 1.07 1.07 1.07 1.07 1.07 1.07 1.07 1.07 1.07 1.07]
fixedse.member.unit_cost_full | output | USD/kg | [0.7 0.7 0.7 0.7 0.7 0.7 0.7 0.7 0.7 0.7 0.7 0.7 0.7 0.7 0.7 0.7 0.7 0.7]
fixedse.mono.cylinder_mass | intermediate | kg | [1219239.06034859]
fixedse.mono.cylinder_cost | intermediate | USD | [3108099.13876655]
fixedse.mono.cylinder_z_cg | intermediate | m | [42.93456603]
fixedse.mono.cylinder_I_base | intermediate | kg*m**2 | [3.04747922e+09 3.04747922e+09 3.01632588e+07 0.00000000e+00 0.00000000e+00 0.00000000e+00]
fixedse.tower_mass | intermediate | kg | [853460.11735682]
fixedse.tower_cost | intermediate | USD | [2394873.37385575]
fixedse.monopile_height | intermediate | m | [90.]
fixedse.tower_foundation_height | intermediate | m | [15.]
fixedse.monopile_foundation_height | intermediate | m | [-75.]
fixedse.soil.d0 | intermediate | m | [10.]
rotorse.r | intermediate | m | [ 3.97 8.00448276 12.03896552 16.07344828 20.10793103 24.14241379 28.17689655 32.21137931 36.24586207 40.28034483 44.31482759 48.34931034 52.3837931 56.41827586 60.45275862 64.48724138 68.52172414 72.5562069 76.59068966 80.62517241 84.65965517 88.69413793 92.72862069 96.76310345 100.79758621 104.83206897 108.86655172 112.90103448 116.93551724 120.97 ] | radial locations where blade is defined (should be increasing and not go all the way to hub or tip)
rotorse.chord | intermediate | m | [5.2 5.22650407 5.31940068 5.45807455 5.60303811 5.71828659 5.76463061 5.71505311 5.53918229 5.29078046 5.03400569 4.81566004 4.62323753 4.43204022 4.24519817 4.06576739 3.89604023 3.73508417 3.57920635 3.42458014 3.26794659 3.11185969 2.95714018 2.80002199 2.63678999 2.46413177 2.28345025 2.09568171 1.90248511 0.5 ] | chord length at each section
rotorse.ccblade.theta_in | intermediate | rad | [ 0.2721763 0.27032136 0.25679956 0.23271552 0.20321732 0.17325891 0.14740155 0.12742646 0.10871461 0.09126429 0.07584973 0.06295039 0.05200766 0.04228859 0.03358702 0.02563348 0.01844002 0.01209022 0.00620176 0.00031992 -0.00621137 -0.01450412 -0.02398669 -0.03232521 -0.03736348 -0.03794579 -0.03678035 -0.03399756 -0.02901262 -0.02168376] | twist angle at each section (positive decreases angle of attack)
rotorse.airfoils_cl | intermediate |  | [[[[ 1.00000000e-04] [ 1.00000000e-04] [ 1.00000000e-04]] [[ 1.00000000e-04] [ 1.00000000e-04] [ 1.00000000e-04]] [[ 1.00000000e-04] [ 1.00000000e-04] [ 1.00000000e-04]] ... [[ 1.00000000e-04] [ 1.00000000e-04] [ 1.00000000e-04]] [[ 1.00000000e-04] [ 1.00000000e-04] [ 1.00000000e-04]] [[ 1.00000000e-04] [ 1.00000000e-04] [ 1.00000000e-04]]] [[[ 9.83423424e-05] [ 9.83423424e-05] [ 9.83423424e-05]] [[ 9.51605687e-03] [ 9.51605687e-03] [ 9.51605687e-03]] [[ 1.91408306e-02] [ 1.91408306e-02] [ 1.91408306e-02]] ... [[-1.89403741e-02] [-1.89403741e-02] [-1.89403741e-02]] [[-9.31977220e-03] [-9.31977220e-03] [-9.31977220e-03]] [[ 1.01376167e-04] [ 1.01376167e-04] [ 1.01376167e-04]]] [[[-4.18326829e-05] [-4.18326829e-05] [-4.18326829e-05]] [[ 7.25598792e-02] [ 7.25598792e-02] [ 7.25598792e-02]] [[ 1.46382470e-01] [ 1.46382470e-01] [ 1.46382470e-01]] ... [[-1.46199491e-01] [-1.46199491e-01] [-1.46199491e-01]] [[-7.24048050e-02] [-7.24048050e-02] [-7.24048050e-02]] [[ 2.19074326e-04] [ 2.19074326e-04] [ 2.19074326e-04]]] ... [[[-2.29221546e-03] [-2.29221546e-03] [-2.29221546e-03]] [[ 7.10715368e-02] [ 7.10715368e-02] [ 7.10715368e-02]] [[ 1.41815725e-01] [ 1.41815725e-01] [ 1.41815725e-01]] ... [[-1.41815756e-01] [-1.41815756e-01] [-1.41815756e-01]] [[-7.10715368e-02] [-7.10715368e-02] [-7.10715368e-02]] [[ 2.29221546e-03] [ 2.29221546e-03] [ 2.29221546e-03]]] [[[-2.29221546e-03] [-2.29221546e-03] [-2.29221546e-03]] [[ 7.10715368e-02] [ 7.10715368e-02] [ 7.10715368e-02]] [[ 1.41815725e-01] [ 1.41815725e-01] [ 1.41815725e-01]] ... [[-1.41815756e-01] [-1.41815756e-01] [-1.41815756e-01]] [[-7.10715368e-02] [-7.10715368e-02] [-7.10715368e-02]] [[ 2.29221546e-03] [ 2.29221546e-03] [ 2.29221546e-03]]] [[[-2.29221546e-03] [-2.29221546e-03] [-2.29221546e-03]] [[ 7.10715368e-02] [ 7.10715368e-02] [ 7.10715368e-02]] [[ 1.41815725e-01] [ 1.41815725e-01] [ 1.41815725e-01]] ... [[-1.41815756e-01] [-1.41815756e-01] [-1.41815756e-01]] [[-7.10715368e-02] [-7.10715368e-02] [-7.10715368e-02]] [[ 2.29221546e-03] [ 2.29221546e-03] [ 2.29221546e-03]]]] | lift coefficients, spanwise
rotorse.airfoils_cd | intermediate |  | [[[[0.35 ] [0.35 ] [0.35 ]] [[0.35 ] [0.35 ] [0.35 ]] [[0.35 ] [0.35 ] [0.35 ]] ... [[0.35 ] [0.35 ] [0.35 ]] [[0.35 ] [0.35 ] [0.35 ]] [[0.35 ] [0.35 ] [0.35 ]]] [[[0.34034092] [0.34034092] [0.34034092]] [[0.34026441] [0.34026441] [0.34026441]] [[0.34002629] [0.34002629] [0.34002629]] ... [[0.34002629] [0.34002629] [0.34002629]] [[0.34026441] [0.34026441] [0.34026441]] [[0.34034092] [0.34034092] [0.34034092]]] [[[0.26353982] [0.26353982] [0.26353982]] [[0.26298696] [0.26298696] [0.26298696]] [[0.26125469] [0.26125469] [0.26125469]] ... [[0.26125469] [0.26125469] [0.26125469]] [[0.26298696] [0.26298696] [0.26298696]] [[0.26353982] [0.26353982] [0.26353982]]] ... [[[0.02464074] [0.02464074] [0.02464074]] [[0.0258057 ] [0.0258057 ] [0.0258057 ]] [[0.02942872] [0.02942872] [0.02942872]] ... [[0.02942872] [0.02942872] [0.02942872]] [[0.0258057 ] [0.0258057 ] [0.0258057 ]] [[0.02464074] [0.02464074] [0.02464074]]] [[[0.02464074] [0.02464074] [0.02464074]] [[0.0258057 ] [0.0258057 ] [0.0258057 ]] [[0.02942872] [0.02942872] [0.02942872]] ... [[0.02942872] [0.02942872] [0.02942872]] [[0.0258057 ] [0.0258057 ] [0.0258057 ]] [[0.02464074] [0.02464074] [0.02464074]]] [[[0.02464074] [0.02464074] [0.02464074]] [[0.0258057 ] [0.0258057 ] [0.0258057 ]] [[0.02942872] [0.02942872] [0.02942872]] ... [[0.02942872] [0.02942872] [0.02942872]] [[0.0258057 ] [0.0258057 ] [0.0258057 ]] [[0.02464074] [0.02464074] [0.02464074]]]] | drag coefficients, spanwise
rotorse.airfoils_cm | intermediate |  | [[[[-1.00000000e-04] [-1.00000000e-04] [-1.00000000e-04]] [[-1.00000000e-04] [-1.00000000e-04] [-1.00000000e-04]] [[-1.00000000e-04] [-1.00000000e-04] [-1.00000000e-04]] ... [[-1.00000000e-04] [-1.00000000e-04] [-1.00000000e-04]] [[-1.00000000e-04] [-1.00000000e-04] [-1.00000000e-04]] [[-1.00000000e-04] [-1.00000000e-04] [-1.00000000e-04]]] [[[-1.01356524e-04] [-1.01356524e-04] [-1.01356524e-04]] [[ 8.11500431e-03] [ 8.11500431e-03] [ 8.11500431e-03]] [[ 1.30419982e-02] [ 1.30419982e-02] [ 1.30419982e-02]] ... [[-1.15877923e-02] [-1.15877923e-02] [-1.15877923e-02]] [[-7.08034885e-03] [-7.08034885e-03] [-7.08034885e-03]] [[-9.84580666e-05] [-9.84580666e-05] [-9.84580666e-05]]] [[[-2.20282711e-04] [-2.20282711e-04] [-2.20282711e-04]] [[ 6.69385521e-02] [ 6.69385521e-02] [ 6.69385521e-02]] [[ 1.11914570e-01] [ 1.11914570e-01] [ 1.11914570e-01]] ... [[-1.00582323e-01] [-1.00582323e-01] [-1.00582323e-01]] [[-6.06728852e-02] [-6.06728852e-02] [-6.06728852e-02]] [[ 3.85111946e-05] [ 3.85111946e-05] [ 3.85111946e-05]]] ... [[[-3.87920021e-03] [-3.87920021e-03] [-3.87920021e-03]] [[ 1.20276966e-01] [ 1.20276966e-01] [ 1.20276966e-01]] [[ 2.39999947e-01] [ 2.39999947e-01] [ 2.39999947e-01]] ... [[-2.99999999e-01] [-2.99999999e-01] [-2.99999999e-01]] [[-1.50346207e-01] [-1.50346207e-01] [-1.50346207e-01]] [[ 4.84900026e-03] [ 4.84900026e-03] [ 4.84900026e-03]]] [[[-3.87920021e-03] [-3.87920021e-03] [-3.87920021e-03]] [[ 1.20276966e-01] [ 1.20276966e-01] [ 1.20276966e-01]] [[ 2.39999947e-01] [ 2.39999947e-01] [ 2.39999947e-01]] ... [[-2.99999999e-01] [-2.99999999e-01] [-2.99999999e-01]] [[-1.50346207e-01] [-1.50346207e-01] [-1.50346207e-01]] [[ 4.84900026e-03] [ 4.84900026e-03] [ 4.84900026e-03]]] [[[-3.87920021e-03] [-3.87920021e-03] [-3.87920021e-03]] [[ 1.20276966e-01] [ 1.20276966e-01] [ 1.20276966e-01]] [[ 2.39999947e-01] [ 2.39999947e-01] [ 2.39999947e-01]] ... [[-2.99999999e-01] [-2.99999999e-01] [-2.99999999e-01]] [[-1.50346207e-01] [-1.50346207e-01] [-1.50346207e-01]] [[ 4.84900026e-03] [ 4.84900026e-03] [ 4.84900026e-03]]]] | moment coefficients, spanwise
rotorse.Rhub | intermediate | m | [3.97] | hub radius
rotorse.Rtip | intermediate | m | [120.97] | tip radius
rotorse.ccblade.rthick | intermediate |  | [1. 0.98574825 0.86454545 0.68632751 0.5327892 0.45540856 0.39835906 0.36233624 0.34602611 0.33536612 0.32534835 0.31640414 0.30784348 0.29833481 0.28751318 0.27634816 0.26575714 0.25541929 0.24561066 0.23638575 0.22613261 0.21694509 0.21151679 0.211 0.211 0.211 0.211 0.211 0.211 0.211 ] | 1D array of the relative thicknesses of the blade defined along span.
rotorse.precurve | intermediate | m | [ 0.00000000e+00 3.42959240e-02 8.32926257e-02 1.39255519e-01 1.91903317e-01 2.32028258e-01 2.49180429e-01 2.49614174e-01 2.46252569e-01 2.40472011e-01 2.32979267e-01 2.17957140e-01 1.77121181e-01 1.00301568e-01 1.12660591e-05 -1.12312629e-01 -2.43799160e-01 -4.15338772e-01 -6.20768435e-01 -8.46243242e-01 -1.07984644e+00 -1.32901559e+00 -1.60213698e+00 -1.89489952e+00 -2.20179672e+00 -2.52272811e+00 -2.86392159e+00 -3.22483564e+00 -3.60465635e+00 -4.00000000e+00] | precurve at each section
rotorse.precurveTip | intermediate | m | [-4.] | precurve at tip
rotorse.presweep | intermediate | m | [0. 0. 0. 0. 0. 0. 0. 0. 0. 0. 0. 0. 0. 0. 0. 0. 0. 0. 0. 0. 0. 0. 0. 0. 0. 0. 0. 0. 0. 0.] | presweep at each section
rotorse.presweepTip | intermediate | m | [0.] | presweep at tip
rotorse.hub_height | intermediate | m | [150.] | hub height
rotorse.rc.blade_length | intermediate | m | [117.14887121] | blade length
rotorse.rc.s | intermediate |  | [0. 0.03448276 0.06896552 0.10344828 0.13793103 0.17241379 0.20689655 0.24137931 0.27586207 0.31034483 0.34482759 0.37931034 0.4137931 0.44827586 0.48275862 0.51724138 0.55172414 0.5862069 0.62068966 0.65517241 0.68965517 0.72413793 0.75862069 0.79310345 0.82758621 0.86206897 0.89655172 0.93103448 0.96551724 1. ] | blade nondimensional span location
rotorse.rc.chord | intermediate | m | [5.2 5.22650407 5.31940068 5.45807455 5.60303811 5.71828659 5.76463061 5.71505311 5.53918229 5.29078046 5.03400569 4.81566004 4.62323753 4.43204022 4.24519817 4.06576739 3.89604023 3.73508417 3.57920635 3.42458014 3.26794659 3.11185969 2.95714018 2.80002199 2.63678999 2.46413177 2.28345025 2.09568171 1.90248511 0.5 ] | Chord distribution
rotorse.rc.coord_xy_interp | intermediate |  | [[[ 1.00000000e+00 -5.22829393e-16] [ 9.99429684e-01 -2.22597407e-02] [ 9.98063018e-01 -4.44580349e-02] ... [ 9.98120489e-01 4.38394581e-02] [ 9.99443038e-01 2.19496514e-02] [ 1.00000000e+00 -5.26828685e-16]] [[ 1.00000000e+00 1.60273967e-05] [ 9.99119395e-01 -2.22327527e-02] [ 9.96373964e-01 -4.41439934e-02] ... [ 9.97194605e-01 4.38444411e-02] [ 9.99427080e-01 2.18389134e-02] [ 1.00000000e+00 1.60273967e-05]] [[ 1.00000000e+00 1.18124776e-04] [ 9.95884445e-01 -2.12086293e-02] [ 9.83115257e-01 -4.00231086e-02] ... [ 9.89037485e-01 4.30329377e-02] [ 9.98106884e-01 2.10433601e-02] [ 1.00000000e+00 1.18124776e-04]] ... [[ 1.00000000e+00 -3.71663624e-04] [ 9.76017568e-01 2.09740027e-03] [ 9.52031329e-01 3.99388323e-03] ... [ 9.52381403e-01 9.07315534e-03] [ 9.76165313e-01 4.93304949e-03] [ 1.00000000e+00 9.38336381e-04]] [[ 1.00000000e+00 -3.71663624e-04] [ 9.76017568e-01 2.09740027e-03] [ 9.52031329e-01 3.99388323e-03] ... [ 9.52381403e-01 9.07315534e-03] [ 9.76165313e-01 4.93304949e-03] [ 1.00000000e+00 9.38336381e-04]] [[ 1.00000000e+00 -3.71663624e-04] [ 9.76017568e-01 2.09740027e-03] [ 9.52031329e-01 3.99388323e-03] ... [ 9.52381403e-01 9.07315534e-03] [ 9.76165313e-01 4.93304949e-03] [ 1.00000000e+00 9.38336381e-04]]] | 3D array of the non-dimensional x and y airfoil coordinates of the airfoils interpolated along span for n_span stations.
rotorse.rc.web_start_nd | intermediate |  | [[0.20528324 0.21282277 0.22085214 0.26086772 0.28383167 0.30408593 0.3208162 0.33235346 0.34332384 0.34884521 0.35371039 0.36050438 0.36615051 0.37069556 0.37676675 0.3813699 0.38392907 0.38686324 0.38940988 0.39148571 0.39314447 0.39437636 0.39536244 0.39637487 0.3974933 0.39848126 0.39975476 0.4017103 0.40430554 0.30906614] [0.20528324 0.21282277 0.22085214 0.21121639 0.23187802 0.25133756 0.26717592 0.27740394 0.28566734 0.28841293 0.29020162 0.29345507 0.29603806 0.29739568 0.29953655 0.30038328 0.29938861 0.29833409 0.29652794 0.29408898 0.2906528 0.28632248 0.28134822 0.27584199 0.26936868 0.26121164 0.25139875 0.2397734 0.22557896 0.30906614]] | 2D array of the non-dimensional start point defined along the outer profile of a web. The TE suction side is 0, the TE pressure side is 1. The first dimension represents each web, the second dimension represents each entry along blade span.
rotorse.rc.web_end_nd | intermediate |  | [[0.70808026 0.70147246 0.70127399 0.67602424 0.66929513 0.66132056 0.65503106 0.6499044 0.64287381 0.64113764 0.63894274 0.63425186 0.63038872 0.62742222 0.62240796 0.61885095 0.61685096 0.61417755 0.61199985 0.61030025 0.60860435 0.60726637 0.60659321 0.60628673 0.60561824 0.60466514 0.60325671 0.60100724 0.59790391 0.69290016] [0.70808026 0.70147246 0.70127399 0.72643402 0.72237747 0.71476727 0.7093038 0.70565128 0.7011907 0.70176945 0.70282674 0.70135993 0.70057701 0.70060322 0.69937546 0.69962105 0.70125184 0.7026036 0.70475746 0.70763879 0.71111845 0.71542022 0.7207149 0.72688144 0.73371308 0.7417596 0.75123899 0.7623152 0.77571866 0.69290016]] | 2D array of the non-dimensional end point defined along the outer profile of a web. The TE suction side is 0, the TE pressure side is 1. The first dimension represents each web, the second dimension represents each entry along blade span.
rotorse.rc.layer_thickness | intermediate | m | [[0.001 0.001 0.001 0.001 0.001 0.001 0.001 0.001 0.001 0.001 0.001 0.001 0.001 0.001 0.001 0.001 0.001 0.001 0.001 0.001 0.001 0.001 0.001 0.001 0.001 0.001 0.001 0.001 0.001 0.001 ] [0.05 0.04082222 0.03227314 0.02414597 0.01570557 0.0087801 0.00479636 0.00312972 0.00228269 0.00203697 0.00200075 0.00200004 0.002 0.002 0.002 0.002 0.002 0.002 0.002 0.002 0.002 0.002 0.002 0.002 0.0017995 0.00131595 0.00104388 0.00100193 0.001 0.001 ] [0.0001 0.00441988 0.01509082 0.03038211 0.04744079 0.06353773 0.07594814 0.08316375 0.08936991 0.0944703 0.09767621 0.09829738 0.09732817 0.09510225 0.09225053 0.08925817 0.08634924 0.08326352 0.07969893 0.07545926 0.06996617 0.06112109 0.04860983 0.03553265 0.02471021 0.01776949 0.01195955 0.00695429 0.00332756 0.001 ] [0.0001 0.00441988 0.01509082 0.03038211 0.04744079 0.06353773 0.07594814 0.08316375 0.08936991 0.0944703 0.09767621 0.09829738 0.09732817 0.09510225 0.09225053 0.08925817 0.08634924 0.08326352 0.07969893 0.07545926 0.06996617 0.06112109 0.04860983 0.03553265 0.02471021 0.01776949 0.01195955 0.00695429 0.00332756 0.001 ] [0. 0. 0. 0.00299682 0.00294581 0.00289655 0.00284729 0.00279803 0.00274877 0.00269951 0.00265025 0.00260099 0.00255172 0.00250246 0.0024532 0.00240394 0.00235468 0.00230542 0.00225616 0.0022069 0.00215764 0.00210837 0.00205911 0.00201276 0. 0. 0. 0. 0. 0. ] [0. 0. 0.00479173 0.014413 0.02704746 0.0304599 0.03 0.03 0.03 0.03 0.03 0.03 0.03 0.03 0.03 0.03 0.02977162 0.02271292 0.01506313 0.00770197 0.00463488 0.00310578 0.00200401 0.00026361 0. 0. 0. 0. 0. 0. ] [0. 0. 0.00479173 0.014413 0.02704746 0.0304599 0.03 0.03 0.03 0.03 0.03 0.03 0.03 0.03 0.03 0.03 0.02977162 0.02271292 0.01506313 0.00770197 0.00463488 0.00310578 0.00200401 0.00026361 0. 0. 0. 0. 0. 0. ] [0. 0. 0. 0.05982492 0.0570197 0.05431034 0.05160099 0.04889163 0.04618227 0.04347291 0.04076355 0.03805419 0.03534483 0.03263547 0.02992611 0.02721675 0.02450739 0.02179803 0.01908867 0.01637931 0.01366995 0.01096059 0.00825123 0.00563011 0. 0. 0. 0. 0. 0. ] [0. 0. 0. 0.05982492 0.0570197 0.05431034 0.05160099 0.04889163 0.04618227 0.04347291 0.04076355 0.03805419 0.03534483 0.03263547 0.02992611 0.02721675 0.02450739 0.02179803 0.01908867 0.01637931 0.01366995 0.01096059 0.00825123 0.00563011 0. 0. 0. 0. 0. 0. ] [0. 0. 0. 0.05982492 0.0570197 0.05431034 0.05160099 0.04889163 0.04618227 0.04347291 0.04076355 0.03805419 0.03534483 0.03263547 0.02992611 0.02721675 0.02450739 0.02179803 0.01908867 0.01637931 0.01366995 0.01096059 0.00825123 0.00563011 0. 0. 0. 0. 0. 0. ] [0. 0. 0. 0.05982492 0.0570197 0.05431034 0.05160099 0.04889163 0.04618227 0.04347291 0.04076355 0.03805419 0.03534483 0.03263547 0.02992611 0.02721675 0.02450739 0.02179803 0.01908867 0.01637931 0.01366995 0.01096059 0.00825123 0.00563011 0. 0. 0. 0. 0. 0. ] [0.05 0.04082222 0.03227314 0.02414597 0.01570557 0.0087801 0.00479636 0.00312972 0.00228269 0.00203697 0.00200075 0.00200004 0.002 0.002 0.002 0.002 0.002 0.002 0.002 0.002 0.002 0.002 0.002 0.002 0.0017995 0.00131595 0.00104388 0.00100193 0.001 0.001 ] [0. 0. 0. 0.00199607 0.00193306 0.00187221 0.00181136 0.00175051 0.00168966 0.0016288 0.00156795 0.0015071 0.00144625 0.0013854 0.00132454 0.00126369 0.00120284 0.00114199 0.00108114 0.00102028 0.00095943 0.00089858 0.00083773 0.00077688 0.00071602 0.00065517 0.00059432 0.00053805 0. 0. ] [0. 0. 0. 0.04290038 0.04130426 0.03976268 0.0382211 0.03667951 0.03513793 0.03359635 0.03205477 0.03051318 0.0289716 0.02743002 0.02588844 0.02434686 0.02280527 0.02126369 0.02003703 0.02 0.02 0.02 0.02 0.02 0.02 0.02 0.02 0.02 0. 0. ] [0. 0. 0. 0.00199607 0.00193306 0.00187221 0.00181136 0.00175051 0.00168966 0.0016288 0.00156795 0.0015071 0.00144625 0.0013854 0.00132454 0.00126369 0.00120284 0.00114199 0.00108114 0.00102028 0.00095943 0.00089858 0.00083773 0.00077688 0.00071602 0.00065517 0.00059432 0.00053805 0. 0. ] [0. 0. 0. 0.00199607 0.00193306 0.00187221 0.00181136 0.00175051 0.00168966 0.0016288 0.00156795 0.0015071 0.00144625 0.0013854 0.00132454 0.00126369 0.00120284 0.00114199 0.00108114 0.00102028 0.00095943 0.00089858 0.00083773 0.00077688 0.00071602 0.00065517 0.00059432 0.00053805 0. 0. ] [0. 0. 0. 0.04290038 0.04130426 0.03976268 0.0382211 0.03667951 0.03513793 0.03359635 0.03205477 0.03051318 0.0289716 0.02743002 0.02588844 0.02434686 0.02280527 0.02126369 0.02003703 0.02 0.02 0.02 0.02 0.02 0.02 0.02 0.02 0.02 0. 0. ] [0. 0. 0. 0.00199607 0.00193306 0.00187221 0.00181136 0.00175051 0.00168966 0.0016288 0.00156795 0.0015071 0.00144625 0.0013854 0.00132454 0.00126369 0.00120284 0.00114199 0.00108114 0.00102028 0.00095943 0.00089858 0.00083773 0.00077688 0.00071602 0.00065517 0.00059432 0.00053805 0. 0. ]] | 2D array of the thickness of the layers of the blade structure. The first dimension represents each layer, the second dimension represents each entry along blade span.
rotorse.rc.layer_start_nd | intermediate |  | [[0. 0. 0. 0. 0. 0. 0. 0. 0. 0. 0. 0. 0. 0. 0. 0. 0. 0. 0. 0. 0. 0. 0. 0. 0. 0. 0. 0. 0. 0. ] [0. 0. 0. 0. 0. 0. 0. 0. 0.00525852 0.01 0.01 0.01 0.01 0.01 0.01 0.01 0.01 0.01 0.01 0.01 0.01 0.01 0.01 0.01 0.01 0.01 0.01 0.01 0.01 0.01 ] [0.1777357 0.18508857 0.19116276 0.20421361 0.22449666 0.2438378 0.25954851 0.26959385 0.277462 0.27989278 0.28118727 0.2839427 0.28609138 0.28703043 0.28865601 0.28894279 0.28743778 0.28582096 0.28346625 0.2803222 0.27617943 0.27113434 0.26544176 0.25916515 0.2518012 0.2425829 0.23163416 0.22083068 0.22452602 0.16803069] [0.68053272 0.67373827 0.67158461 0.66907232 0.66219255 0.65401334 0.64757396 0.64230909 0.63477645 0.63261312 0.62995665 0.62474037 0.62043479 0.6170249 0.61149456 0.60745204 0.60492997 0.60167009 0.59896901 0.59671448 0.59439899 0.59234784 0.59088288 0.58972685 0.58805499 0.58586203 0.58307044 0.58132012 0.59570974 0.55186471] [0.49999933 0.49996543 0.49968074 0.47079051 0.46901746 0.46913966 0.46965969 0.46895339 0.46769406 0.46668924 0.46502593 0.46304362 0.46156076 0.45989896 0.45721117 0.45463713 0.4522825 0.44948084 0.44640861 0.44326688 0.43972037 0.43658667 0.43565496 0.43591142 0.49683998 0.49683998 0.49683998 0.49683998 0.49683998 0.49683998] [0. 0. 0. 0. 0. 0. 0. 0. 0. 0. 0. 0. 0. 0. 0. 0. 0. 0. 0. 0. 0. 0. 0. 0. 0. 0. 0. 0. 0. 0. ] [1. 1. 1. 0.94693522 0.94444735 0.94366032 0.94269522 0.94123518 0.93829791 0.93547087 0.93211505 0.92835647 0.92506666 0.92180554 0.9177272 0.91368566 0.90977455 0.90543043 0.90090033 0.8960726 0.89064042 0.88469068 0.87836163 0.87150661 1. 1. 1. 1. 1. 1. ] [0. 0. 0. 0.05306478 0.05555265 0.05633968 0.05730478 0.05876482 0.06170209 0.06452913 0.06788495 0.07164353 0.07493334 0.07819446 0.0822728 0.08631434 0.09022545 0.09456957 0.09909967 0.1039274 0.10935958 0.11530932 0.12163837 0.12849339 0. 0. 0. 0. 0. 0. ] [0.23283079 0.24055696 0.25054152 0.26789135 0.29115984 0.31144541 0.32831424 0.34011164 0.35150451 0.35732773 0.36264921 0.36991494 0.37601139 0.38086378 0.38738337 0.39252 0.39570833 0.39930445 0.40238586 0.40503508 0.40741092 0.40950552 0.4114078 0.41335721 0.41553859 0.41778842 0.42045495 0.42191408 0.40700885 0.45010159] [0.49999933 0.49996543 0.49968074 0.52739294 0.52827362 0.52923532 0.53078479 0.53163586 0.53350962 0.53552031 0.53743654 0.53946338 0.54148966 0.54330638 0.54496882 0.54670576 0.54852298 0.55035505 0.55211493 0.55411835 0.55620804 0.55793137 0.55809303 0.55776854 0.49683998 0.49683998 0.49683998 0.49683998 0.49683998 0.49683998] [0.7356278 0.72920666 0.73096337 0.73275005 0.72885573 0.72162096 0.71633969 0.71282687 0.70881896 0.71004807 0.7114186 0.71071261 0.71035479 0.71085824 0.71022192 0.71102925 0.71320051 0.71515358 0.71788862 0.72142736 0.72563048 0.73071902 0.73684892 0.74391892 0.75179237 0.76106755 0.77189124 0.78240352 0.77819257 0.83393561] [0. 0. 0. 0. 0. 0. 0.00414613 0.07368568 0.08 0.08 0.08 0.08 0.08 0.08 0.08 0.08 0.08 0.08 0.08 0.08 0.08 0.08 0.08 0.08 0.08 0.08 0.08 0.08 0.08 0.08 ] [0. 0. 0. 0. 0. 0. 0. 0. 0. 0. 0. 0. 0. 0. 0. 0. 0. 0. 0. 0. 0. 0. 0. 0. 0. 0. 0. 0. 0. 0. ] [0. 0. 0. 0. 0. 0. 0. 0. 0. 0. 0. 0. 0. 0. 0. 0. 0. 0. 0. 0. 0. 0. 0. 0. 0. 0. 0. 0. 0. 0. ] [0. 0. 0. 0. 0. 0. 0. 0. 0. 0. 0. 0. 0. 0. 0. 0. 0. 0. 0. 0. 0. 0. 0. 0. 0. 0. 0. 0. 0. 0. ] [0. 0. 0. 0. 0. 0. 0. 0. 0. 0. 0. 0. 0. 0. 0. 0. 0. 0. 0. 0. 0. 0. 0. 0. 0. 0. 0. 0. 0. 0. ] [0. 0. 0. 0. 0. 0. 0. 0. 0. 0. 0. 0. 0. 0. 0. 0. 0. 0. 0. 0. 0. 0. 0. 0. 0. 0. 0. 0. 0. 0. ] [0. 0. 0. 0. 0. 0. 0. 0. 0. 0. 0. 0. 0. 0. 0. 0. 0. 0. 0. 0. 0. 0. 0. 0. 0. 0. 0. 0. 0. 0. ]] | 2D array of the non-dimensional start point defined along the outer profile of a layer. The TE suction side is 0, the TE pressure side is 1. The first dimension represents each layer, the second dimension represents each entry along blade span.
rotorse.rc.layer_end_nd | intermediate |  | [[1. 1. 1. 1. 1. 1. 1. 1. 1. 1. 1. 1. 1. 1. 1. 1. 1. 1. 1. 1. 1. 1. 1. 1. 1. 1. 1. 1. 1. 1. ] [1. 1. 1. 1. 1. 1. 1. 1. 0.99474148 0.99 0.99 0.99 0.99 0.99 0.99 0.99 0.99 0.99 0.99 0.99 0.99 0.99 0.99 0.99 0.99 0.99 0.99 0.99 0.99 0.99 ] [0.23283079 0.24055696 0.25054152 0.26789135 0.29115984 0.31144541 0.32831424 0.34011164 0.35150451 0.35732773 0.36264921 0.36991494 0.37601139 0.38086378 0.38738337 0.39252 0.39570833 0.39930445 0.40238586 0.40503508 0.40741092 0.40950552 0.4114078 0.41335721 0.41553859 0.41778842 0.42045495 0.42191408 0.40700885 0.45010159] [0.7356278 0.72920666 0.73096337 0.73275005 0.72885573 0.72162096 0.71633969 0.71282687 0.70881896 0.71004807 0.7114186 0.71071261 0.71035479 0.71085824 0.71022192 0.71102925 0.71320051 0.71515358 0.71788862 0.72142736 0.72563048 0.73071902 0.73684892 0.74391892 0.75179237 0.76106755 0.77189124 0.78240352 0.77819257 0.83393561] [0.49999933 0.49996543 0.49968074 0.52739294 0.52827362 0.52923532 0.53078479 0.53163586 0.53350962 0.53552031 0.53743654 0.53946338 0.54148966 0.54330638 0.54496882 0.54670576 0.54852298 0.55035505 0.55211493 0.55411835 0.55620804 0.55793137 0.55809303 0.55776854 0.49683998 0.49683998 0.49683998 0.49683998 0.49683998 0.49683998] [0. 0. 0. 0.05306478 0.05555265 0.05633968 0.05730478 0.05876482 0.06170209 0.06452913 0.06788495 0.07164353 0.07493334 0.07819446 0.0822728 0.08631434 0.09022545 0.09456957 0.09909967 0.1039274 0.10935958 0.11530932 0.12163837 0.12849339 0. 0. 0. 0. 0. 0. ] [1. 1. 1. 1. 1. 1. 1. 1. 1. 1. 1. 1. 1. 1. 1. 1. 1. 1. 1. 1. 1. 1. 1. 1. 1. 1. 1. 1. 1. 1. ] [0.1777357 0.18508857 0.19116276 0.20421361 0.22449666 0.2438378 0.25954851 0.26959385 0.277462 0.27989278 0.28118727 0.2839427 0.28609138 0.28703043 0.28865601 0.28894279 0.28743778 0.28582096 0.28346625 0.2803222 0.27617943 0.27113434 0.26544176 0.25916515 0.2518012 0.2425829 0.23163416 0.22083068 0.22452602 0.16803069] [0.49999933 0.49996543 0.49968074 0.47079051 0.46901746 0.46913966 0.46965969 0.46895339 0.46769406 0.46668924 0.46502593 0.46304362 0.46156076 0.45989896 0.45721117 0.45463713 0.4522825 0.44948084 0.44640861 0.44326688 0.43972037 0.43658667 0.43565496 0.43591142 0.49683998 0.49683998 0.49683998 0.49683998 0.49683998 0.49683998] [0.68053272 0.67373827 0.67158461 0.66907232 0.66219255 0.65401334 0.64757396 0.64230909 0.63477645 0.63261312 0.62995665 0.62474037 0.62043479 0.6170249 0.61149456 0.60745204 0.60492997 0.60167009 0.59896901 0.59671448 0.59439899 0.59234784 0.59088288 0.58972685 0.58805499 0.58586203 0.58307044 0.58132012 0.59570974 0.55186471] [1. 1. 1. 0.94693522 0.94444735 0.94366032 0.94269522 0.94123518 0.93829791 0.93547087 0.93211505 0.92835647 0.92506666 0.92180554 0.9177272 0.91368566 0.90977455 0.90543043 0.90090033 0.8960726 0.89064042 0.88469068 0.87836163 0.87150661 1. 1. 1. 1. 1. 1. ] [1. 1. 1. 1. 1. 1. 0.99585387 0.92631432 0.92 0.92 0.92 0.92 0.92 0.92 0.92 0.92 0.92 0.92 0.92 0.92 0.92 0.92 0.92 0.92 0.92 0.92 0.92 0.92 0.92 0.92 ] [0. 0. 0. 0. 0. 0. 0. 0. 0. 0. 0. 0. 0. 0. 0. 0. 0. 0. 0. 0. 0. 0. 0. 0. 0. 0. 0. 0. 0. 0. ] [0. 0. 0. 0. 0. 0. 0. 0. 0. 0. 0. 0. 0. 0. 0. 0. 0. 0. 0. 0. 0. 0. 0. 0. 0. 0. 0. 0. 0. 0. ] [0. 0. 0. 0. 0. 0. 0. 0. 0. 0. 0. 0. 0. 0. 0. 0. 0. 0. 0. 0. 0. 0. 0. 0. 0. 0. 0. 0. 0. 0. ] [0. 0. 0. 0. 0. 0. 0. 0. 0. 0. 0. 0. 0. 0. 0. 0. 0. 0. 0. 0. 0. 0. 0. 0. 0. 0. 0. 0. 0. 0. ] [0. 0. 0. 0. 0. 0. 0. 0. 0. 0. 0. 0. 0. 0. 0. 0. 0. 0. 0. 0. 0. 0. 0. 0. 0. 0. 0. 0. 0. 0. ] [0. 0. 0. 0. 0. 0. 0. 0. 0. 0. 0. 0. 0. 0. 0. 0. 0. 0. 0. 0. 0. 0. 0. 0. 0. 0. 0. 0. 0. 0. ]] | 2D array of the non-dimensional end point defined along the outer profile of a layer. The TE suction side is 0, the TE pressure side is 1. The first dimension represents each layer, the second dimension represents each entry along blade span.
rotorse.rc.ply_t | intermediate | m | [1.00000000e+06 1.00000000e+06 1.00000000e+06 1.00000000e+06 5.00000000e-03 5.15873016e-03 1.00000000e-03 1.00000000e-03 1.00000000e+06 1.00000000e+06 1.00000000e+06] | 1D array of the ply thicknesses of the materials. Non-composite materials are kept at 0.
rotorse.rc.fwf | intermediate |  | [0. 0. 0. 0. 0.74506827 0.15889029 0.74506827 0.74506827 0. 0. 0. ] | 1D array of the non-dimensional fiber weight fraction of the composite materials. Non-composite materials are kept at 0.
rotorse.rc.fvf | intermediate |  | [0. 0. 0. 0. 0.57 0.10769231 0.57 0.57 0. 0. 0. ] | 1D array of the non-dimensional fiber volume fraction of the composite materials. Non-composite materials are kept at 0.
rotorse.theta | output | deg | [15.59455302 15.48827311 14.71353124 13.33361729 11.64349455 9.92700426 8.44548693 7.30099842 6.22888827 5.22905839 4.34586937 3.60679151 2.97981949 2.4229575 1.92439451 1.46869023 1.05653543 0.69271842 0.3553347 0.01833022 -0.35588512 -0.83102482 -1.3743361 -1.85209792 -2.14076988 -2.17413333 -2.10735896 -1.94791665 -1.66230053 -1.24238771] | Twist angle at each section (positive decreases angle of attack)
rotorse.re.pitch_axis | intermediate |  | [0.50454545 0.47827279 0.44670373 0.41436717 0.38523403 0.35900232 0.33870888 0.32516685 0.31656844 0.31090127 0.30683535 0.30292985 0.29844984 0.2940508 0.29066184 0.28847105 0.28784166 0.28831579 0.29015462 0.29322837 0.2972375 0.30199603 0.30725011 0.31256727 0.31843499 0.32575139 0.33426619 0.3437327 0.35493039 0.36818182] | 1D array of the chordwise position of the pitch axis (0-LE, 1-TE), defined along blade span.
rotorse.re.coord_xy_interp | intermediate |  | [[[ 1.00000000e+00 -5.22829393e-16] [ 9.99429684e-01 -2.22597407e-02] [ 9.98063018e-01 -4.44580349e-02] ... [ 9.98120489e-01 4.38394581e-02] [ 9.99443038e-01 2.19496514e-02] [ 1.00000000e+00 -5.26828685e-16]] [[ 1.00000000e+00 1.60273967e-05] [ 9.99119395e-01 -2.22327527e-02] [ 9.96373964e-01 -4.41439934e-02] ... [ 9.97194605e-01 4.38444411e-02] [ 9.99427080e-01 2.18389134e-02] [ 1.00000000e+00 1.60273967e-05]] [[ 1.00000000e+00 1.18124776e-04] [ 9.95884445e-01 -2.12086293e-02] [ 9.83115257e-01 -4.00231086e-02] ... [ 9.89037485e-01 4.30329377e-02] [ 9.98106884e-01 2.10433601e-02] [ 1.00000000e+00 1.18124776e-04]] ... [[ 1.00000000e+00 -3.71663624e-04] [ 9.76017568e-01 2.09740027e-03] [ 9.52031329e-01 3.99388323e-03] ... [ 9.52381403e-01 9.07315534e-03] [ 9.76165313e-01 4.93304949e-03] [ 1.00000000e+00 9.38336381e-04]] [[ 1.00000000e+00 -3.71663624e-04] [ 9.76017568e-01 2.09740027e-03] [ 9.52031329e-01 3.99388323e-03] ... [ 9.52381403e-01 9.07315534e-03] [ 9.76165313e-01 4.93304949e-03] [ 1.00000000e+00 9.38336381e-04]] [[ 1.00000000e+00 -3.71663624e-04] [ 9.76017568e-01 2.09740027e-03] [ 9.52031329e-01 3.99388323e-03] ... [ 9.52381403e-01 9.07315534e-03] [ 9.76165313e-01 4.93304949e-03] [ 1.00000000e+00 9.38336381e-04]]] | 3D array of the non-dimensional x and y airfoil coordinates of the airfoils interpolated along span for n_span stations.
rotorse.re.precomp.web_start_nd | intermediate |  | [[0.20528324 0.21282277 0.22085214 0.26086772 0.28383167 0.30408593 0.3208162 0.33235346 0.34332384 0.34884521 0.35371039 0.36050438 0.36615051 0.37069556 0.37676675 0.3813699 0.38392907 0.38686324 0.38940988 0.39148571 0.39314447 0.39437636 0.39536244 0.39637487 0.3974933 0.39848126 0.39975476 0.4017103 0.40430554 0.30906614] [0.20528324 0.21282277 0.22085214 0.21121639 0.23187802 0.25133756 0.26717592 0.27740394 0.28566734 0.28841293 0.29020162 0.29345507 0.29603806 0.29739568 0.29953655 0.30038328 0.29938861 0.29833409 0.29652794 0.29408898 0.2906528 0.28632248 0.28134822 0.27584199 0.26936868 0.26121164 0.25139875 0.2397734 0.22557896 0.30906614]] | 2D array of the non-dimensional start point defined along the outer profile of a web. The TE suction side is 0, the TE pressure side is 1. The first dimension represents each web, the second dimension represents each entry along blade span.
rotorse.re.precomp.web_end_nd | intermediate |  | [[0.70808026 0.70147246 0.70127399 0.67602424 0.66929513 0.66132056 0.65503106 0.6499044 0.64287381 0.64113764 0.63894274 0.63425186 0.63038872 0.62742222 0.62240796 0.61885095 0.61685096 0.61417755 0.61199985 0.61030025 0.60860435 0.60726637 0.60659321 0.60628673 0.60561824 0.60466514 0.60325671 0.60100724 0.59790391 0.69290016] [0.70808026 0.70147246 0.70127399 0.72643402 0.72237747 0.71476727 0.7093038 0.70565128 0.7011907 0.70176945 0.70282674 0.70135993 0.70057701 0.70060322 0.69937546 0.69962105 0.70125184 0.7026036 0.70475746 0.70763879 0.71111845 0.71542022 0.7207149 0.72688144 0.73371308 0.7417596 0.75123899 0.7623152 0.77571866 0.69290016]] | 2D array of the non-dimensional end point defined along the outer profile of a web. The TE suction side is 0, the TE pressure side is 1. The first dimension represents each web, the second dimension represents each entry along blade span.
rotorse.re.precomp.layer_thickness | intermediate | m | [[0.001 0.001 0.001 0.001 0.001 0.001 0.001 0.001 0.001 0.001 0.001 0.001 0.001 0.001 0.001 0.001 0.001 0.001 0.001 0.001 0.001 0.001 0.001 0.001 0.001 0.001 0.001 0.001 0.001 0.001 ] [0.05 0.04082222 0.03227314 0.02414597 0.01570557 0.0087801 0.00479636 0.00312972 0.00228269 0.00203697 0.00200075 0.00200004 0.002 0.002 0.002 0.002 0.002 0.002 0.002 0.002 0.002 0.002 0.002 0.002 0.0017995 0.00131595 0.00104388 0.00100193 0.001 0.001 ] [0.0001 0.00441988 0.01509082 0.03038211 0.04744079 0.06353773 0.07594814 0.08316375 0.08936991 0.0944703 0.09767621 0.09829738 0.09732817 0.09510225 0.09225053 0.08925817 0.08634924 0.08326352 0.07969893 0.07545926 0.06996617 0.06112109 0.04860983 0.03553265 0.02471021 0.01776949 0.01195955 0.00695429 0.00332756 0.001 ] [0.0001 0.00441988 0.01509082 0.03038211 0.04744079 0.06353773 0.07594814 0.08316375 0.08936991 0.0944703 0.09767621 0.09829738 0.09732817 0.09510225 0.09225053 0.08925817 0.08634924 0.08326352 0.07969893 0.07545926 0.06996617 0.06112109 0.04860983 0.03553265 0.02471021 0.01776949 0.01195955 0.00695429 0.00332756 0.001 ] [0. 0. 0. 0.00299682 0.00294581 0.00289655 0.00284729 0.00279803 0.00274877 0.00269951 0.00265025 0.00260099 0.00255172 0.00250246 0.0024532 0.00240394 0.00235468 0.00230542 0.00225616 0.0022069 0.00215764 0.00210837 0.00205911 0.00201276 0. 0. 0. 0. 0. 0. ] [0. 0. 0.00479173 0.014413 0.02704746 0.0304599 0.03 0.03 0.03 0.03 0.03 0.03 0.03 0.03 0.03 0.03 0.02977162 0.02271292 0.01506313 0.00770197 0.00463488 0.00310578 0.00200401 0.00026361 0. 0. 0. 0. 0. 0. ] [0. 0. 0.00479173 0.014413 0.02704746 0.0304599 0.03 0.03 0.03 0.03 0.03 0.03 0.03 0.03 0.03 0.03 0.02977162 0.02271292 0.01506313 0.00770197 0.00463488 0.00310578 0.00200401 0.00026361 0. 0. 0. 0. 0. 0. ] [0. 0. 0. 0.05982492 0.0570197 0.05431034 0.05160099 0.04889163 0.04618227 0.04347291 0.04076355 0.03805419 0.03534483 0.03263547 0.02992611 0.02721675 0.02450739 0.02179803 0.01908867 0.01637931 0.01366995 0.01096059 0.00825123 0.00563011 0. 0. 0. 0. 0. 0. ] [0. 0. 0. 0.05982492 0.0570197 0.05431034 0.05160099 0.04889163 0.04618227 0.04347291 0.04076355 0.03805419 0.03534483 0.03263547 0.02992611 0.02721675 0.02450739 0.02179803 0.01908867 0.01637931 0.01366995 0.01096059 0.00825123 0.00563011 0. 0. 0. 0. 0. 0. ] [0. 0. 0. 0.05982492 0.0570197 0.05431034 0.05160099 0.04889163 0.04618227 0.04347291 0.04076355 0.03805419 0.03534483 0.03263547 0.02992611 0.02721675 0.02450739 0.02179803 0.01908867 0.01637931 0.01366995 0.01096059 0.00825123 0.00563011 0. 0. 0. 0. 0. 0. ] [0. 0. 0. 0.05982492 0.0570197 0.05431034 0.05160099 0.04889163 0.04618227 0.04347291 0.04076355 0.03805419 0.03534483 0.03263547 0.02992611 0.02721675 0.02450739 0.02179803 0.01908867 0.01637931 0.01366995 0.01096059 0.00825123 0.00563011 0. 0. 0. 0. 0. 0. ] [0.05 0.04082222 0.03227314 0.02414597 0.01570557 0.0087801 0.00479636 0.00312972 0.00228269 0.00203697 0.00200075 0.00200004 0.002 0.002 0.002 0.002 0.002 0.002 0.002 0.002 0.002 0.002 0.002 0.002 0.0017995 0.00131595 0.00104388 0.00100193 0.001 0.001 ] [0. 0. 0. 0.00199607 0.00193306 0.00187221 0.00181136 0.00175051 0.00168966 0.0016288 0.00156795 0.0015071 0.00144625 0.0013854 0.00132454 0.00126369 0.00120284 0.00114199 0.00108114 0.00102028 0.00095943 0.00089858 0.00083773 0.00077688 0.00071602 0.00065517 0.00059432 0.00053805 0. 0. ] [0. 0. 0. 0.04290038 0.04130426 0.03976268 0.0382211 0.03667951 0.03513793 0.03359635 0.03205477 0.03051318 0.0289716 0.02743002 0.02588844 0.02434686 0.02280527 0.02126369 0.02003703 0.02 0.02 0.02 0.02 0.02 0.02 0.02 0.02 0.02 0. 0. ] [0. 0. 0. 0.00199607 0.00193306 0.00187221 0.00181136 0.00175051 0.00168966 0.0016288 0.00156795 0.0015071 0.00144625 0.0013854 0.00132454 0.00126369 0.00120284 0.00114199 0.00108114 0.00102028 0.00095943 0.00089858 0.00083773 0.00077688 0.00071602 0.00065517 0.00059432 0.00053805 0. 0. ] [0. 0. 0. 0.00199607 0.00193306 0.00187221 0.00181136 0.00175051 0.00168966 0.0016288 0.00156795 0.0015071 0.00144625 0.0013854 0.00132454 0.00126369 0.00120284 0.00114199 0.00108114 0.00102028 0.00095943 0.00089858 0.00083773 0.00077688 0.00071602 0.00065517 0.00059432 0.00053805 0. 0. ] [0. 0. 0. 0.04290038 0.04130426 0.03976268 0.0382211 0.03667951 0.03513793 0.03359635 0.03205477 0.03051318 0.0289716 0.02743002 0.02588844 0.02434686 0.02280527 0.02126369 0.02003703 0.02 0.02 0.02 0.02 0.02 0.02 0.02 0.02 0.02 0. 0. ] [0. 0. 0. 0.00199607 0.00193306 0.00187221 0.00181136 0.00175051 0.00168966 0.0016288 0.00156795 0.0015071 0.00144625 0.0013854 0.00132454 0.00126369 0.00120284 0.00114199 0.00108114 0.00102028 0.00095943 0.00089858 0.00083773 0.00077688 0.00071602 0.00065517 0.00059432 0.00053805 0. 0. ]] | 2D array of the thickness of the layers of the blade structure. The first dimension represents each layer, the second dimension represents each entry along blade span.
rotorse.re.precomp.layer_start_nd | intermediate |  | [[0. 0. 0. 0. 0. 0. 0. 0. 0. 0. 0. 0. 0. 0. 0. 0. 0. 0. 0. 0. 0. 0. 0. 0. 0. 0. 0. 0. 0. 0. ] [0. 0. 0. 0. 0. 0. 0. 0. 0.00525852 0.01 0.01 0.01 0.01 0.01 0.01 0.01 0.01 0.01 0.01 0.01 0.01 0.01 0.01 0.01 0.01 0.01 0.01 0.01 0.01 0.01 ] [0.1777357 0.18508857 0.19116276 0.20421361 0.22449666 0.2438378 0.25954851 0.26959385 0.277462 0.27989278 0.28118727 0.2839427 0.28609138 0.28703043 0.28865601 0.28894279 0.28743778 0.28582096 0.28346625 0.2803222 0.27617943 0.27113434 0.26544176 0.25916515 0.2518012 0.2425829 0.23163416 0.22083068 0.22452602 0.16803069] [0.68053272 0.67373827 0.67158461 0.66907232 0.66219255 0.65401334 0.64757396 0.64230909 0.63477645 0.63261312 0.62995665 0.62474037 0.62043479 0.6170249 0.61149456 0.60745204 0.60492997 0.60167009 0.59896901 0.59671448 0.59439899 0.59234784 0.59088288 0.58972685 0.58805499 0.58586203 0.58307044 0.58132012 0.59570974 0.55186471] [0.49999933 0.49996543 0.49968074 0.47079051 0.46901746 0.46913966 0.46965969 0.46895339 0.46769406 0.46668924 0.46502593 0.46304362 0.46156076 0.45989896 0.45721117 0.45463713 0.4522825 0.44948084 0.44640861 0.44326688 0.43972037 0.43658667 0.43565496 0.43591142 0.49683998 0.49683998 0.49683998 0.49683998 0.49683998 0.49683998] [0. 0. 0. 0. 0. 0. 0. 0. 0. 0. 0. 0. 0. 0. 0. 0. 0. 0. 0. 0. 0. 0. 0. 0. 0. 0. 0. 0. 0. 0. ] [1. 1. 1. 0.94693522 0.94444735 0.94366032 0.94269522 0.94123518 0.93829791 0.93547087 0.93211505 0.92835647 0.92506666 0.92180554 0.9177272 0.91368566 0.90977455 0.90543043 0.90090033 0.8960726 0.89064042 0.88469068 0.87836163 0.87150661 1. 1. 1. 1. 1. 1. ] [0. 0. 0. 0.05306478 0.05555265 0.05633968 0.05730478 0.05876482 0.06170209 0.06452913 0.06788495 0.07164353 0.07493334 0.07819446 0.0822728 0.08631434 0.09022545 0.09456957 0.09909967 0.1039274 0.10935958 0.11530932 0.12163837 0.12849339 0. 0. 0. 0. 0. 0. ] [0.23283079 0.24055696 0.25054152 0.26789135 0.29115984 0.31144541 0.32831424 0.34011164 0.35150451 0.35732773 0.36264921 0.36991494 0.37601139 0.38086378 0.38738337 0.39252 0.39570833 0.39930445 0.40238586 0.40503508 0.40741092 0.40950552 0.4114078 0.41335721 0.41553859 0.41778842 0.42045495 0.42191408 0.40700885 0.45010159] [0.49999933 0.49996543 0.49968074 0.52739294 0.52827362 0.52923532 0.53078479 0.53163586 0.53350962 0.53552031 0.53743654 0.53946338 0.54148966 0.54330638 0.54496882 0.54670576 0.54852298 0.55035505 0.55211493 0.55411835 0.55620804 0.55793137 0.55809303 0.55776854 0.49683998 0.49683998 0.49683998 0.49683998 0.49683998 0.49683998] [0.7356278 0.72920666 0.73096337 0.73275005 0.72885573 0.72162096 0.71633969 0.71282687 0.70881896 0.71004807 0.7114186 0.71071261 0.71035479 0.71085824 0.71022192 0.71102925 0.71320051 0.71515358 0.71788862 0.72142736 0.72563048 0.73071902 0.73684892 0.74391892 0.75179237 0.76106755 0.77189124 0.78240352 0.77819257 0.83393561] [0. 0. 0. 0. 0. 0. 0.00414613 0.07368568 0.08 0.08 0.08 0.08 0.08 0.08 0.08 0.08 0.08 0.08 0.08 0.08 0.08 0.08 0.08 0.08 0.08 0.08 0.08 0.08 0.08 0.08 ] [0. 0. 0. 0. 0. 0. 0. 0. 0. 0. 0. 0. 0. 0. 0. 0. 0. 0. 0. 0. 0. 0. 0. 0. 0. 0. 0. 0. 0. 0. ] [0. 0. 0. 0. 0. 0. 0. 0. 0. 0. 0. 0. 0. 0. 0. 0. 0. 0. 0. 0. 0. 0. 0. 0. 0. 0. 0. 0. 0. 0. ] [0. 0. 0. 0. 0. 0. 0. 0. 0. 0. 0. 0. 0. 0. 0. 0. 0. 0. 0. 0. 0. 0. 0. 0. 0. 0. 0. 0. 0. 0. ] [0. 0. 0. 0. 0. 0. 0. 0. 0. 0. 0. 0. 0. 0. 0. 0. 0. 0. 0. 0. 0. 0. 0. 0. 0. 0. 0. 0. 0. 0. ] [0. 0. 0. 0. 0. 0. 0. 0. 0. 0. 0. 0. 0. 0. 0. 0. 0. 0. 0. 0. 0. 0. 0. 0. 0. 0. 0. 0. 0. 0. ] [0. 0. 0. 0. 0. 0. 0. 0. 0. 0. 0. 0. 0. 0. 0. 0. 0. 0. 0. 0. 0. 0. 0. 0. 0. 0. 0. 0. 0. 0. ]] | 2D array of the non-dimensional start point defined along the outer profile of a layer. The TE suction side is 0, the TE pressure side is 1. The first dimension represents each layer, the second dimension represents each entry along blade span.
rotorse.re.precomp.layer_end_nd | intermediate |  | [[1. 1. 1. 1. 1. 1. 1. 1. 1. 1. 1. 1. 1. 1. 1. 1. 1. 1. 1. 1. 1. 1. 1. 1. 1. 1. 1. 1. 1. 1. ] [1. 1. 1. 1. 1. 1. 1. 1. 0.99474148 0.99 0.99 0.99 0.99 0.99 0.99 0.99 0.99 0.99 0.99 0.99 0.99 0.99 0.99 0.99 0.99 0.99 0.99 0.99 0.99 0.99 ] [0.23283079 0.24055696 0.25054152 0.26789135 0.29115984 0.31144541 0.32831424 0.34011164 0.35150451 0.35732773 0.36264921 0.36991494 0.37601139 0.38086378 0.38738337 0.39252 0.39570833 0.39930445 0.40238586 0.40503508 0.40741092 0.40950552 0.4114078 0.41335721 0.41553859 0.41778842 0.42045495 0.42191408 0.40700885 0.45010159] [0.7356278 0.72920666 0.73096337 0.73275005 0.72885573 0.72162096 0.71633969 0.71282687 0.70881896 0.71004807 0.7114186 0.71071261 0.71035479 0.71085824 0.71022192 0.71102925 0.71320051 0.71515358 0.71788862 0.72142736 0.72563048 0.73071902 0.73684892 0.74391892 0.75179237 0.76106755 0.77189124 0.78240352 0.77819257 0.83393561] [0.49999933 0.49996543 0.49968074 0.52739294 0.52827362 0.52923532 0.53078479 0.53163586 0.53350962 0.53552031 0.53743654 0.53946338 0.54148966 0.54330638 0.54496882 0.54670576 0.54852298 0.55035505 0.55211493 0.55411835 0.55620804 0.55793137 0.55809303 0.55776854 0.49683998 0.49683998 0.49683998 0.49683998 0.49683998 0.49683998] [0. 0. 0. 0.05306478 0.05555265 0.05633968 0.05730478 0.05876482 0.06170209 0.06452913 0.06788495 0.07164353 0.07493334 0.07819446 0.0822728 0.08631434 0.09022545 0.09456957 0.09909967 0.1039274 0.10935958 0.11530932 0.12163837 0.12849339 0. 0. 0. 0. 0. 0. ] [1. 1. 1. 1. 1. 1. 1. 1. 1. 1. 1. 1. 1. 1. 1. 1. 1. 1. 1. 1. 1. 1. 1. 1. 1. 1. 1. 1. 1. 1. ] [0.1777357 0.18508857 0.19116276 0.20421361 0.22449666 0.2438378 0.25954851 0.26959385 0.277462 0.27989278 0.28118727 0.2839427 0.28609138 0.28703043 0.28865601 0.28894279 0.28743778 0.28582096 0.28346625 0.2803222 0.27617943 0.27113434 0.26544176 0.25916515 0.2518012 0.2425829 0.23163416 0.22083068 0.22452602 0.16803069] [0.49999933 0.49996543 0.49968074 0.47079051 0.46901746 0.46913966 0.46965969 0.46895339 0.46769406 0.46668924 0.46502593 0.46304362 0.46156076 0.45989896 0.45721117 0.45463713 0.4522825 0.44948084 0.44640861 0.44326688 0.43972037 0.43658667 0.43565496 0.43591142 0.49683998 0.49683998 0.49683998 0.49683998 0.49683998 0.49683998] [0.68053272 0.67373827 0.67158461 0.66907232 0.66219255 0.65401334 0.64757396 0.64230909 0.63477645 0.63261312 0.62995665 0.62474037 0.62043479 0.6170249 0.61149456 0.60745204 0.60492997 0.60167009 0.59896901 0.59671448 0.59439899 0.59234784 0.59088288 0.58972685 0.58805499 0.58586203 0.58307044 0.58132012 0.59570974 0.55186471] [1. 1. 1. 0.94693522 0.94444735 0.94366032 0.94269522 0.94123518 0.93829791 0.93547087 0.93211505 0.92835647 0.92506666 0.92180554 0.9177272 0.91368566 0.90977455 0.90543043 0.90090033 0.8960726 0.89064042 0.88469068 0.87836163 0.87150661 1. 1. 1. 1. 1. 1. ] [1. 1. 1. 1. 1. 1. 0.99585387 0.92631432 0.92 0.92 0.92 0.92 0.92 0.92 0.92 0.92 0.92 0.92 0.92 0.92 0.92 0.92 0.92 0.92 0.92 0.92 0.92 0.92 0.92 0.92 ] [0. 0. 0. 0. 0. 0. 0. 0. 0. 0. 0. 0. 0. 0. 0. 0. 0. 0. 0. 0. 0. 0. 0. 0. 0. 0. 0. 0. 0. 0. ] [0. 0. 0. 0. 0. 0. 0. 0. 0. 0. 0. 0. 0. 0. 0. 0. 0. 0. 0. 0. 0. 0. 0. 0. 0. 0. 0. 0. 0. 0. ] [0. 0. 0. 0. 0. 0. 0. 0. 0. 0. 0. 0. 0. 0. 0. 0. 0. 0. 0. 0. 0. 0. 0. 0. 0. 0. 0. 0. 0. 0. ] [0. 0. 0. 0. 0. 0. 0. 0. 0. 0. 0. 0. 0. 0. 0. 0. 0. 0. 0. 0. 0. 0. 0. 0. 0. 0. 0. 0. 0. 0. ] [0. 0. 0. 0. 0. 0. 0. 0. 0. 0. 0. 0. 0. 0. 0. 0. 0. 0. 0. 0. 0. 0. 0. 0. 0. 0. 0. 0. 0. 0. ] [0. 0. 0. 0. 0. 0. 0. 0. 0. 0. 0. 0. 0. 0. 0. 0. 0. 0. 0. 0. 0. 0. 0. 0. 0. 0. 0. 0. 0. 0. ]] | 2D array of the non-dimensional end point defined along the outer profile of a layer. The TE suction side is 0, the TE pressure side is 1. The first dimension represents each layer, the second dimension represents each entry along blade span.
rotorse.total_bc.inner_blade_cost | intermediate | USD | [759850.19142184] | Total cost (variable and fixed) for the blade inner portion.
towerse.member.gc.d | intermediate | m | [10. 10. 9.926 9.443 8.833 8.151 7.39 6.909 6.748 6.572 6.5 ]
towerse.member.gc.t | intermediate | m | [0.039496 0.036456 0.033779 0.032192 0.030708 0.029101 0.027213 0.024009 0.020826 0.023998]
towerse.member.s | output |  | [0. 0.10047455 0.2009491 0.30142365 0.4018982 0.50237275 0.60284729 0.70332184 0.80379639 0.90427094 1. ]
towerse.member.height | output | m | [129.386]
towerse.tower_outer_diameter | output | m | [10. 10. 9.926 9.443 8.833 8.151 7.39 6.909 6.748 6.572 6.5 ]
towerse.tower_wall_thickness | output | m | [0.039496 0.036456 0.033779 0.032192 0.030708 0.029101 0.027213 0.024009 0.020826 0.023998]
towerse.member.E | output | Pa | [2.e+11 2.e+11 2.e+11 2.e+11 2.e+11 2.e+11 2.e+11 2.e+11 2.e+11 2.e+11]
towerse.member.G | output | Pa | [7.93e+10 7.93e+10 7.93e+10 7.93e+10 7.93e+10 7.93e+10 7.93e+10 7.93e+10 7.93e+10 7.93e+10]
towerse.member.sigma_y | output | Pa | [3.45e+08 3.45e+08 3.45e+08 3.45e+08 3.45e+08 3.45e+08 3.45e+08 3.45e+08 3.45e+08 3.45e+08]
towerse.member.rho | output | kg/m**3 | [7800. 7800. 7800. 7800. 7800. 7800. 7800. 7800. 7800. 7800.]
towerse.member.unit_cost | output | USD/kg | [0.7 0.7 0.7 0.7 0.7 0.7 0.7 0.7 0.7 0.7]
towerse.member.outfitting_factor | output |  | [1.07 1.07 1.07 1.07 1.07 1.07 1.07 1.07 1.07 1.07]
towerse.tower_s | intermediate |  | [0. 0.10047455 0.2009491 0.30142365 0.4018982 0.50237275 0.60284729 0.70332184 0.80379639 0.90427094 1. ]
towerse.outfitting_full | output |  | [1.07 1.07 1.07 1.07 1.07 1.07 1.07 1.07 1.07 1.07 1.07 1.07 1.07 1.07 1.07 1.07 1.07 1.07 1.07 1.07 1.07 1.07 1.07 1.07 1.07 1.07 1.07 1.07 1.07 1.07]
towerse.member.unit_cost_full | output | USD/kg | [0.7 0.7 0.7 0.7 0.7 0.7 0.7 0.7 0.7 0.7 0.7 0.7 0.7 0.7 0.7 0.7 0.7 0.7 0.7 0.7 0.7 0.7 0.7 0.7 0.7 0.7 0.7 0.7 0.7 0.7]
towerse.hub_height | intermediate | m | [150.]
towerse.foundation_height | intermediate | m | [15.]
af_3d.cl | intermediate |  | [[[[ 1.00000000e-04] [ 1.00000000e-04] [ 1.00000000e-04]] [[ 1.00000000e-04] [ 1.00000000e-04] [ 1.00000000e-04]] [[ 1.00000000e-04] [ 1.00000000e-04] [ 1.00000000e-04]] ... [[ 1.00000000e-04] [ 1.00000000e-04] [ 1.00000000e-04]] [[ 1.00000000e-04] [ 1.00000000e-04] [ 1.00000000e-04]] [[ 1.00000000e-04] [ 1.00000000e-04] [ 1.00000000e-04]]] [[[ 9.83423424e-05] [ 9.83423424e-05] [ 9.83423424e-05]] [[ 9.51605687e-03] [ 9.51605687e-03] [ 9.51605687e-03]] [[ 1.91408306e-02] [ 1.91408306e-02] [ 1.91408306e-02]] ... [[-1.89403741e-02] [-1.89403741e-02] [-1.89403741e-02]] [[-9.31977220e-03] [-9.31977220e-03] [-9.31977220e-03]] [[ 1.01376167e-04] [ 1.01376167e-04] [ 1.01376167e-04]]] [[[-4.18326829e-05] [-4.18326829e-05] [-4.18326829e-05]] [[ 7.25598792e-02] [ 7.25598792e-02] [ 7.25598792e-02]] [[ 1.46382470e-01] [ 1.46382470e-01] [ 1.46382470e-01]] ... [[-1.46199491e-01] [-1.46199491e-01] [-1.46199491e-01]] [[-7.24048050e-02] [-7.24048050e-02] [-7.24048050e-02]] [[ 2.19074326e-04] [ 2.19074326e-04] [ 2.19074326e-04]]] ... [[[-2.29221546e-03] [-2.29221546e-03] [-2.29221546e-03]] [[ 7.10715368e-02] [ 7.10715368e-02] [ 7.10715368e-02]] [[ 1.41815725e-01] [ 1.41815725e-01] [ 1.41815725e-01]] ... [[-1.41815756e-01] [-1.41815756e-01] [-1.41815756e-01]] [[-7.10715368e-02] [-7.10715368e-02] [-7.10715368e-02]] [[ 2.29221546e-03] [ 2.29221546e-03] [ 2.29221546e-03]]] [[[-2.29221546e-03] [-2.29221546e-03] [-2.29221546e-03]] [[ 7.10715368e-02] [ 7.10715368e-02] [ 7.10715368e-02]] [[ 1.41815725e-01] [ 1.41815725e-01] [ 1.41815725e-01]] ... [[-1.41815756e-01] [-1.41815756e-01] [-1.41815756e-01]] [[-7.10715368e-02] [-7.10715368e-02] [-7.10715368e-02]] [[ 2.29221546e-03] [ 2.29221546e-03] [ 2.29221546e-03]]] [[[-2.29221546e-03] [-2.29221546e-03] [-2.29221546e-03]] [[ 7.10715368e-02] [ 7.10715368e-02] [ 7.10715368e-02]] [[ 1.41815725e-01] [ 1.41815725e-01] [ 1.41815725e-01]] ... [[-1.41815756e-01] [-1.41815756e-01] [-1.41815756e-01]] [[-7.10715368e-02] [-7.10715368e-02] [-7.10715368e-02]] [[ 2.29221546e-03] [ 2.29221546e-03] [ 2.29221546e-03]]]] | 4D array with the lift coefficients of the airfoils. Dimension 0 is along the blade span for n_span stations, dimension 1 is along the angles of attack, dimension 2 is along the Reynolds number, dimension 3 is along the number of tabs, which may describe multiple sets at the same station, for example in presence of a flap.
af_3d.cd | intermediate |  | [[[[0.35 ] [0.35 ] [0.35 ]] [[0.35 ] [0.35 ] [0.35 ]] [[0.35 ] [0.35 ] [0.35 ]] ... [[0.35 ] [0.35 ] [0.35 ]] [[0.35 ] [0.35 ] [0.35 ]] [[0.35 ] [0.35 ] [0.35 ]]] [[[0.34034092] [0.34034092] [0.34034092]] [[0.34026441] [0.34026441] [0.34026441]] [[0.34002629] [0.34002629] [0.34002629]] ... [[0.34002629] [0.34002629] [0.34002629]] [[0.34026441] [0.34026441] [0.34026441]] [[0.34034092] [0.34034092] [0.34034092]]] [[[0.26353982] [0.26353982] [0.26353982]] [[0.26298696] [0.26298696] [0.26298696]] [[0.26125469] [0.26125469] [0.26125469]] ... [[0.26125469] [0.26125469] [0.26125469]] [[0.26298696] [0.26298696] [0.26298696]] [[0.26353982] [0.26353982] [0.26353982]]] ... [[[0.02464074] [0.02464074] [0.02464074]] [[0.0258057 ] [0.0258057 ] [0.0258057 ]] [[0.02942872] [0.02942872] [0.02942872]] ... [[0.02942872] [0.02942872] [0.02942872]] [[0.0258057 ] [0.0258057 ] [0.0258057 ]] [[0.02464074] [0.02464074] [0.02464074]]] [[[0.02464074] [0.02464074] [0.02464074]] [[0.0258057 ] [0.0258057 ] [0.0258057 ]] [[0.02942872] [0.02942872] [0.02942872]] ... [[0.02942872] [0.02942872] [0.02942872]] [[0.0258057 ] [0.0258057 ] [0.0258057 ]] [[0.02464074] [0.02464074] [0.02464074]]] [[[0.02464074] [0.02464074] [0.02464074]] [[0.0258057 ] [0.0258057 ] [0.0258057 ]] [[0.02942872] [0.02942872] [0.02942872]] ... [[0.02942872] [0.02942872] [0.02942872]] [[0.0258057 ] [0.0258057 ] [0.0258057 ]] [[0.02464074] [0.02464074] [0.02464074]]]] | 4D array with the drag coefficients of the airfoils. Dimension 0 is along the blade span for n_span stations, dimension 1 is along the angles of attack, dimension 2 is along the Reynolds number, dimension 3 is along the number of tabs, which may describe multiple sets at the same station, for example in presence of a flap.
af_3d.cm | intermediate |  | [[[[-1.00000000e-04] [-1.00000000e-04] [-1.00000000e-04]] [[-1.00000000e-04] [-1.00000000e-04] [-1.00000000e-04]] [[-1.00000000e-04] [-1.00000000e-04] [-1.00000000e-04]] ... [[-1.00000000e-04] [-1.00000000e-04] [-1.00000000e-04]] [[-1.00000000e-04] [-1.00000000e-04] [-1.00000000e-04]] [[-1.00000000e-04] [-1.00000000e-04] [-1.00000000e-04]]] [[[-1.01356524e-04] [-1.01356524e-04] [-1.01356524e-04]] [[ 8.11500431e-03] [ 8.11500431e-03] [ 8.11500431e-03]] [[ 1.30419982e-02] [ 1.30419982e-02] [ 1.30419982e-02]] ... [[-1.15877923e-02] [-1.15877923e-02] [-1.15877923e-02]] [[-7.08034885e-03] [-7.08034885e-03] [-7.08034885e-03]] [[-9.84580666e-05] [-9.84580666e-05] [-9.84580666e-05]]] [[[-2.20282711e-04] [-2.20282711e-04] [-2.20282711e-04]] [[ 6.69385521e-02] [ 6.69385521e-02] [ 6.69385521e-02]] [[ 1.11914570e-01] [ 1.11914570e-01] [ 1.11914570e-01]] ... [[-1.00582323e-01] [-1.00582323e-01] [-1.00582323e-01]] [[-6.06728852e-02] [-6.06728852e-02] [-6.06728852e-02]] [[ 3.85111946e-05] [ 3.85111946e-05] [ 3.85111946e-05]]] ... [[[-3.87920021e-03] [-3.87920021e-03] [-3.87920021e-03]] [[ 1.20276966e-01] [ 1.20276966e-01] [ 1.20276966e-01]] [[ 2.39999947e-01] [ 2.39999947e-01] [ 2.39999947e-01]] ... [[-2.99999999e-01] [-2.99999999e-01] [-2.99999999e-01]] [[-1.50346207e-01] [-1.50346207e-01] [-1.50346207e-01]] [[ 4.84900026e-03] [ 4.84900026e-03] [ 4.84900026e-03]]] [[[-3.87920021e-03] [-3.87920021e-03] [-3.87920021e-03]] [[ 1.20276966e-01] [ 1.20276966e-01] [ 1.20276966e-01]] [[ 2.39999947e-01] [ 2.39999947e-01] [ 2.39999947e-01]] ... [[-2.99999999e-01] [-2.99999999e-01] [-2.99999999e-01]] [[-1.50346207e-01] [-1.50346207e-01] [-1.50346207e-01]] [[ 4.84900026e-03] [ 4.84900026e-03] [ 4.84900026e-03]]] [[[-3.87920021e-03] [-3.87920021e-03] [-3.87920021e-03]] [[ 1.20276966e-01] [ 1.20276966e-01] [ 1.20276966e-01]] [[ 2.39999947e-01] [ 2.39999947e-01] [ 2.39999947e-01]] ... [[-2.99999999e-01] [-2.99999999e-01] [-2.99999999e-01]] [[-1.50346207e-01] [-1.50346207e-01] [-1.50346207e-01]] [[ 4.84900026e-03] [ 4.84900026e-03] [ 4.84900026e-03]]]] | 4D array with the moment coefficients of the airfoils. Dimension 0 is along the blade span for n_span stations, dimension 1 is along the angles of attack, dimension 2 is along the Reynolds number, dimension 3 is along the number of tabs, which may describe multiple sets at the same station, for example in presence of a flap.
af_3d.r_blade | intermediate | m | [ 3.97 8.00448276 12.03896552 16.07344828 20.10793103 24.14241379 28.17689655 32.21137931 36.24586207 40.28034483 44.31482759 48.34931034 52.3837931 56.41827586 60.45275862 64.48724138 68.52172414 72.5562069 76.59068966 80.62517241 84.65965517 88.69413793 92.72862069 96.76310345 100.79758621 104.83206897 108.86655172 112.90103448 116.93551724 120.97 ] | 1D array of the dimensional spanwise grid defined along the rotor (hub radius to blade tip projected on the plane)
af_3d.rotor_radius | intermediate | m | [120.97] | Scalar of the rotor radius, defined ignoring prebend and sweep curvatures, and cone and uptilt angles.
af_3d.r_thick | intermediate |  | [1. 0.98574825 0.86454545 0.68632751 0.5327892 0.45540856 0.39835906 0.36233624 0.34602611 0.33536612 0.32534835 0.31640414 0.30784348 0.29833481 0.28751318 0.27634816 0.26575714 0.25541929 0.24561066 0.23638575 0.22613261 0.21694509 0.21151679 0.211 0.211 0.211 0.211 0.211 0.211 0.211 ] | 1D array of the relative thicknesses of the blade defined along span.
af_3d.chord | intermediate | m | [5.2 5.22650407 5.31940068 5.45807455 5.60303811 5.71828659 5.76463061 5.71505311 5.53918229 5.29078046 5.03400569 4.81566004 4.62323753 4.43204022 4.24519817 4.06576739 3.89604023 3.73508417 3.57920635 3.42458014 3.26794659 3.11185969 2.95714018 2.80002199 2.63678999 2.46413177 2.28345025 2.09568171 1.90248511 0.5 ] | 1D array of the chord values defined along blade span.
blade.compute_coord_xy_dim.chord | intermediate | m | [5.2 5.22650407 5.31940068 5.45807455 5.60303811 5.71828659 5.76463061 5.71505311 5.53918229 5.29078046 5.03400569 4.81566004 4.62323753 4.43204022 4.24519817 4.06576739 3.89604023 3.73508417 3.57920635 3.42458014 3.26794659 3.11185969 2.95714018 2.80002199 2.63678999 2.46413177 2.28345025 2.09568171 1.90248511 0.5 ] | 1D array of the chord values defined along blade span.
blade.compute_coord_xy_dim.pitch_axis | intermediate |  | [0.50454545 0.47827279 0.44670373 0.41436717 0.38523403 0.35900232 0.33870888 0.32516685 0.31656844 0.31090127 0.30683535 0.30292985 0.29844984 0.2940508 0.29066184 0.28847105 0.28784166 0.28831579 0.29015462 0.29322837 0.2972375 0.30199603 0.30725011 0.31256727 0.31843499 0.32575139 0.33426619 0.3437327 0.35493039 0.36818182] | 1D array of the chordwise position of the pitch axis (0-LE, 1-TE), defined along blade span.
blade.compute_coord_xy_dim.twist | intermediate | rad | [ 0.2721763 0.27032136 0.25679956 0.23271552 0.20321732 0.17325891 0.14740155 0.12742646 0.10871461 0.09126429 0.07584973 0.06295039 0.05200766 0.04228859 0.03358702 0.02563348 0.01844002 0.01209022 0.00620176 0.00031992 -0.00621137 -0.01450412 -0.02398669 -0.03232521 -0.03736348 -0.03794579 -0.03678035 -0.03399756 -0.02901262 -0.02168376] | 1D array of the twist values defined along blade span. The twist is defined positive for negative rotations around the z axis (the same as in BeamDyn).
blade.compute_coord_xy_dim.coord_xy_interp | intermediate |  | [[[ 1.00000000e+00 -5.22829393e-16] [ 9.99429684e-01 -2.22597407e-02] [ 9.98063018e-01 -4.44580349e-02] ... [ 9.98120489e-01 4.38394581e-02] [ 9.99443038e-01 2.19496514e-02] [ 1.00000000e+00 -5.26828685e-16]] [[ 1.00000000e+00 1.60273967e-05] [ 9.99119395e-01 -2.22327527e-02] [ 9.96373964e-01 -4.41439934e-02] ... [ 9.97194605e-01 4.38444411e-02] [ 9.99427080e-01 2.18389134e-02] [ 1.00000000e+00 1.60273967e-05]] [[ 1.00000000e+00 1.18124776e-04] [ 9.95884445e-01 -2.12086293e-02] [ 9.83115257e-01 -4.00231086e-02] ... [ 9.89037485e-01 4.30329377e-02] [ 9.98106884e-01 2.10433601e-02] [ 1.00000000e+00 1.18124776e-04]] ... [[ 1.00000000e+00 -3.71663624e-04] [ 9.76017568e-01 2.09740027e-03] [ 9.52031329e-01 3.99388323e-03] ... [ 9.52381403e-01 9.07315534e-03] [ 9.76165313e-01 4.93304949e-03] [ 1.00000000e+00 9.38336381e-04]] [[ 1.00000000e+00 -3.71663624e-04] [ 9.76017568e-01 2.09740027e-03] [ 9.52031329e-01 3.99388323e-03] ... [ 9.52381403e-01 9.07315534e-03] [ 9.76165313e-01 4.93304949e-03] [ 1.00000000e+00 9.38336381e-04]] [[ 1.00000000e+00 -3.71663624e-04] [ 9.76017568e-01 2.09740027e-03] [ 9.52031329e-01 3.99388323e-03] ... [ 9.52381403e-01 9.07315534e-03] [ 9.76165313e-01 4.93304949e-03] [ 1.00000000e+00 9.38336381e-04]]] | 3D array of the non-dimensional x and y airfoil coordinates of the airfoils interpolated along span for n_span stations. The leading edge is place at x=0 and y=0.
blade.compute_coord_xy_dim.ref_axis | intermediate | m | [[ 0.00000000e+00 0.00000000e+00 0.00000000e+00] [ 3.42959240e-02 0.00000000e+00 4.03448276e+00] [ 8.32926257e-02 0.00000000e+00 8.06896552e+00] [ 1.39255519e-01 0.00000000e+00 1.21034483e+01] [ 1.91903317e-01 0.00000000e+00 1.61379310e+01] [ 2.32028258e-01 0.00000000e+00 2.01724138e+01] [ 2.49180429e-01 0.00000000e+00 2.42068966e+01] [ 2.49614174e-01 0.00000000e+00 2.82413793e+01] [ 2.46252569e-01 0.00000000e+00 3.22758621e+01] [ 2.40472011e-01 0.00000000e+00 3.63103448e+01] [ 2.32979267e-01 0.00000000e+00 4.03448276e+01] [ 2.17957140e-01 0.00000000e+00 4.43793103e+01] [ 1.77121181e-01 0.00000000e+00 4.84137931e+01] [ 1.00301568e-01 0.00000000e+00 5.24482759e+01] [ 1.12660591e-05 0.00000000e+00 5.64827586e+01] [-1.12312629e-01 0.00000000e+00 6.05172414e+01] [-2.43799160e-01 0.00000000e+00 6.45517241e+01] [-4.15338772e-01 0.00000000e+00 6.85862069e+01] [-6.20768435e-01 0.00000000e+00 7.26206897e+01] [-8.46243242e-01 0.00000000e+00 7.66551724e+01] [-1.07984644e+00 0.00000000e+00 8.06896552e+01] [-1.32901559e+00 0.00000000e+00 8.47241379e+01] [-1.60213698e+00 0.00000000e+00 8.87586207e+01] [-1.89489952e+00 0.00000000e+00 9.27931034e+01] [-2.20179672e+00 0.00000000e+00 9.68275862e+01] [-2.52272811e+00 0.00000000e+00 1.00862069e+02] [-2.86392159e+00 0.00000000e+00 1.04896552e+02] [-3.22483564e+00 0.00000000e+00 1.08931034e+02] [-3.60465635e+00 0.00000000e+00 1.12965517e+02] [-4.00000000e+00 0.00000000e+00 1.17000000e+02]] | 2D array of the coordinates (x,y,z) of the blade reference axis, defined along blade span. The coordinate system is the one of BeamDyn: it is placed at blade root with x pointing the suction side of the blade, y pointing the trailing edge and z along the blade span. A standard configuration will have negative x values (prebend), if swept positive y values, and positive z values.
blade.compute_reynolds.chord | intermediate | m | [5.2 5.22650407 5.31940068 5.45807455 5.60303811 5.71828659 5.76463061 5.71505311 5.53918229 5.29078046 5.03400569 4.81566004 4.62323753 4.43204022 4.24519817 4.06576739 3.89604023 3.73508417 3.57920635 3.42458014 3.26794659 3.11185969 2.95714018 2.80002199 2.63678999 2.46413177 2.28345025 2.09568171 1.90248511 0.5 ]
blade.compute_reynolds.r_blade | intermediate | m | [ 3.97 8.00448276 12.03896552 16.07344828 20.10793103 24.14241379 28.17689655 32.21137931 36.24586207 40.28034483 44.31482759 48.34931034 52.3837931 56.41827586 60.45275862 64.48724138 68.52172414 72.5562069 76.59068966 80.62517241 84.65965517 88.69413793 92.72862069 96.76310345 100.79758621 104.83206897 108.86655172 112.90103448 116.93551724 120.97 ] | 1D array of the dimensional spanwise grid defined along the rotor (hub radius to blade tip projected on the plane)
blade.compute_reynolds.rotor_radius | intermediate | m | [120.97] | Scalar of the rotor radius, defined ignoring prebend and sweep curvatures, and cone and uptilt angles.
blade.high_level_blade_props.blade_ref_axis_user | intermediate | m | [[ 0.00000000e+00 0.00000000e+00 0.00000000e+00] [ 3.42959240e-02 0.00000000e+00 4.03448276e+00] [ 8.32926257e-02 0.00000000e+00 8.06896552e+00] [ 1.39255519e-01 0.00000000e+00 1.21034483e+01] [ 1.91903317e-01 0.00000000e+00 1.61379310e+01] [ 2.32028258e-01 0.00000000e+00 2.01724138e+01] [ 2.49180429e-01 0.00000000e+00 2.42068966e+01] [ 2.49614174e-01 0.00000000e+00 2.82413793e+01] [ 2.46252569e-01 0.00000000e+00 3.22758621e+01] [ 2.40472011e-01 0.00000000e+00 3.63103448e+01] [ 2.32979267e-01 0.00000000e+00 4.03448276e+01] [ 2.17957140e-01 0.00000000e+00 4.43793103e+01] [ 1.77121181e-01 0.00000000e+00 4.84137931e+01] [ 1.00301568e-01 0.00000000e+00 5.24482759e+01] [ 1.12660591e-05 0.00000000e+00 5.64827586e+01] [-1.12312629e-01 0.00000000e+00 6.05172414e+01] [-2.43799160e-01 0.00000000e+00 6.45517241e+01] [-4.15338772e-01 0.00000000e+00 6.85862069e+01] [-6.20768435e-01 0.00000000e+00 7.26206897e+01] [-8.46243242e-01 0.00000000e+00 7.66551724e+01] [-1.07984644e+00 0.00000000e+00 8.06896552e+01] [-1.32901559e+00 0.00000000e+00 8.47241379e+01] [-1.60213698e+00 0.00000000e+00 8.87586207e+01] [-1.89489952e+00 0.00000000e+00 9.27931034e+01] [-2.20179672e+00 0.00000000e+00 9.68275862e+01] [-2.52272811e+00 0.00000000e+00 1.00862069e+02] [-2.86392159e+00 0.00000000e+00 1.04896552e+02] [-3.22483564e+00 0.00000000e+00 1.08931034e+02] [-3.60465635e+00 0.00000000e+00 1.12965517e+02] [-4.00000000e+00 0.00000000e+00 1.17000000e+02]] | 2D array of the coordinates (x,y,z) of the blade reference axis, defined along blade span. The coordinate system is the one of BeamDyn: it is placed at blade root with x pointing the suction side of the blade, y pointing the trailing edge and z along the blade span. A standard configuration will have negative x values (prebend), if swept positive y values, and positive z values.
blade.high_level_blade_props.hub_radius | intermediate | m | [3.97] | Radius of the hub. It defines the distance of the blade root from the rotor center along the coned line.
blade.internal_structure_2d_fem.s | intermediate |  | [0. 0.03448276 0.06896552 0.10344828 0.13793103 0.17241379 0.20689655 0.24137931 0.27586207 0.31034483 0.34482759 0.37931034 0.4137931 0.44827586 0.48275862 0.51724138 0.55172414 0.5862069 0.62068966 0.65517241 0.68965517 0.72413793 0.75862069 0.79310345 0.82758621 0.86206897 0.89655172 0.93103448 0.96551724 1. ] | 1D array of the non-dimensional spanwise grid defined along blade axis (0-blade root, 1-blade tip)
blade.internal_structure_2d_fem.coord_xy_dim | intermediate | m | [[[ 2.57636364e+00 -2.71871284e-15] [ 2.57339799e+00 -1.15750652e-01] [ 2.56629133e+00 -2.31181781e-01] ... [ 2.56659018e+00 2.27965182e-01] [ 2.57346743e+00 1.14138187e-01] [ 2.57636364e+00 -2.73950916e-15]] [[ 2.72680940e+00 8.37672539e-05] [ 2.72220691e+00 -1.16199573e-01] [ 2.70785790e+00 -2.30718761e-01] ... [ 2.71214699e+00 2.29153150e-01] [ 2.72381503e+00 1.14141170e-01] [ 2.72680940e+00 8.37672539e-05]] [[ 2.94320457e+00 6.28353013e-04] [ 2.92131228e+00 -1.12817197e-01] [ 2.85338786e+00 -2.12898951e-01] ... [ 2.88489056e+00 2.28909438e-01] [ 2.93313433e+00 1.11938064e-01] [ 2.94320457e+00 6.28353013e-04]] ... [[ 1.37532737e+00 -7.78888659e-04] [ 1.32506783e+00 4.39548339e-03] [ 1.27480031e+00 8.36990802e-03] ... [ 1.27553395e+00 1.90144457e-02] [ 1.32537745e+00 1.03381016e-02] [ 1.37532737e+00 1.96645439e-03]] [[ 1.22723534e+00 -7.07084513e-04] [ 1.18160912e+00 3.99027280e-03] [ 1.13597565e+00 7.59830339e-03] ... [ 1.13664166e+00 1.72615430e-02] [ 1.18189020e+00 9.38505322e-03] [ 1.22723534e+00 1.78517100e-03]] [[ 3.15909091e-01 -1.85831812e-04] [ 3.03917875e-01 1.04870014e-03] [ 2.91924756e-01 1.99694161e-03] ... [ 2.92099792e-01 4.53657767e-03] [ 3.03991747e-01 2.46652474e-03] [ 3.15909091e-01 4.69168191e-04]]] | 3D array of the dimensional x and y airfoil coordinates of the airfoils interpolated along span for n_span stations. The origin is placed at the pitch axis.
blade.internal_structure_2d_fem.twist | intermediate | rad | [ 0.2721763 0.27032136 0.25679956 0.23271552 0.20321732 0.17325891 0.14740155 0.12742646 0.10871461 0.09126429 0.07584973 0.06295039 0.05200766 0.04228859 0.03358702 0.02563348 0.01844002 0.01209022 0.00620176 0.00031992 -0.00621137 -0.01450412 -0.02398669 -0.03232521 -0.03736348 -0.03794579 -0.03678035 -0.03399756 -0.02901262 -0.02168376] | 1D array of the twist values defined along blade span. The twist is defined positive for negative rotations around the z axis (the same as in BeamDyn).
blade.internal_structure_2d_fem.chord | intermediate | m | [5.2 5.22650407 5.31940068 5.45807455 5.60303811 5.71828659 5.76463061 5.71505311 5.53918229 5.29078046 5.03400569 4.81566004 4.62323753 4.43204022 4.24519817 4.06576739 3.89604023 3.73508417 3.57920635 3.42458014 3.26794659 3.11185969 2.95714018 2.80002199 2.63678999 2.46413177 2.28345025 2.09568171 1.90248511 0.5 ] | 1D array of the chord values defined along blade span.
blade.internal_structure_2d_fem.pitch_axis | intermediate |  | [0.50454545 0.47827279 0.44670373 0.41436717 0.38523403 0.35900232 0.33870888 0.32516685 0.31656844 0.31090127 0.30683535 0.30292985 0.29844984 0.2940508 0.29066184 0.28847105 0.28784166 0.28831579 0.29015462 0.29322837 0.2972375 0.30199603 0.30725011 0.31256727 0.31843499 0.32575139 0.33426619 0.3437327 0.35493039 0.36818182] | 1D array of the chordwise position of the pitch axis (0-LE, 1-TE), defined along blade span.
blade.interp_airfoils.s | intermediate |  | [0. 0.03448276 0.06896552 0.10344828 0.13793103 0.17241379 0.20689655 0.24137931 0.27586207 0.31034483 0.34482759 0.37931034 0.4137931 0.44827586 0.48275862 0.51724138 0.55172414 0.5862069 0.62068966 0.65517241 0.68965517 0.72413793 0.75862069 0.79310345 0.82758621 0.86206897 0.89655172 0.93103448 0.96551724 1. ] | 1D array of the non-dimensional spanwise grid defined along blade axis (0-blade root, 1-blade tip)
blade.interp_airfoils.pitch_axis | intermediate |  | [0.50454545 0.47827279 0.44670373 0.41436717 0.38523403 0.35900232 0.33870888 0.32516685 0.31656844 0.31090127 0.30683535 0.30292985 0.29844984 0.2940508 0.29066184 0.28847105 0.28784166 0.28831579 0.29015462 0.29322837 0.2972375 0.30199603 0.30725011 0.31256727 0.31843499 0.32575139 0.33426619 0.3437327 0.35493039 0.36818182] | 1D array of the chordwise position of the pitch axis (0-LE, 1-TE), defined along blade span.
blade.interp_airfoils.chord | intermediate | m | [5.2 5.22650407 5.31940068 5.45807455 5.60303811 5.71828659 5.76463061 5.71505311 5.53918229 5.29078046 5.03400569 4.81566004 4.62323753 4.43204022 4.24519817 4.06576739 3.89604023 3.73508417 3.57920635 3.42458014 3.26794659 3.11185969 2.95714018 2.80002199 2.63678999 2.46413177 2.28345025 2.09568171 1.90248511 0.5 ] | 1D array of the chord values defined along blade span.
blade.interp_airfoils.r_thick_yaml | intermediate |  | [0. 0. 0. 0. 0. 0. 0. 0. 0. 0. 0. 0. 0. 0. 0. 0. 0. 0. 0. 0. 0. 0. 0. 0. 0. 0. 0. 0. 0. 0.] | 1D array of the relative thicknesses of the blade defined along span.
blade.pa.s | intermediate |  | [0. 0.03448276 0.06896552 0.10344828 0.13793103 0.17241379 0.20689655 0.24137931 0.27586207 0.31034483 0.34482759 0.37931034 0.4137931 0.44827586 0.48275862 0.51724138 0.55172414 0.5862069 0.62068966 0.65517241 0.68965517 0.72413793 0.75862069 0.79310345 0.82758621 0.86206897 0.89655172 0.93103448 0.96551724 1. ] | 1D array of the non-dimensional spanwise grid defined along blade axis (0-blade root, 1-blade tip)
blade.ps.s | intermediate |  | [0. 0.03448276 0.06896552 0.10344828 0.13793103 0.17241379 0.20689655 0.24137931 0.27586207 0.31034483 0.34482759 0.37931034 0.4137931 0.44827586 0.48275862 0.51724138 0.55172414 0.5862069 0.62068966 0.65517241 0.68965517 0.72413793 0.75862069 0.79310345 0.82758621 0.86206897 0.89655172 0.93103448 0.96551724 1. ] | 1D array of the non-dimensional spanwise grid defined along blade axis (0-blade root, 1-blade tip)
high_level_tower_props.rotor_diameter | intermediate | m | [241.94] | Diameter of the rotor used in WISDEM. It is defined as two times the blade length plus the hub diameter.
tower_grid.ref_axis | intermediate | m | [[ 0. 0. 15. ] [ 0. 0. 28. ] [ 0. 0. 41. ] [ 0. 0. 54. ] [ 0. 0. 67. ] [ 0. 0. 80. ] [ 0. 0. 93. ] [ 0. 0. 106. ] [ 0. 0. 119. ] [ 0. 0. 132. ] [ 0. 0. 144.386]] | 2D array of the coordinates (x,y,z) of the tower reference axis. The coordinate system is the global coordinate system of OpenFAST: it is placed at tower base with x pointing downwind, y pointing on the side and z pointing vertically upwards. A standard tower configuration will have zero x and y values and positive z values.
drivese.bear1.D_bearing | intermediate | m | [0.3]
drivese.bear2.D_bearing | intermediate | m | [0.3]
drivese.rotor_diameter | intermediate | m | [241.94]
drivese.rated_torque | intermediate | N*m | [19947034.78542682]
drivese.s_rotor | output | m | [2.6]
drivese.s_gearbox | output | m | [0.]
drivese.lss_spring_constant | output | N*m/rad | [6.97376449e+10]
drivese.blades_I | intermediate | kg*m**2 | [3.48453857e+08 1.74226928e+08 1.74226928e+08 0.00000000e+00 0.00000000e+00 0.00000000e+00]
drivese.hub_system_I | output | kg*m**2 | [1040784.14587838 653322.19610798 653322.19610798 0. 0. 0. ]
drivese.generator.u_allow_s | output | m | [0.00087146]
drivese.generator.u_as | output | m | [0.00525723]
drivese.generator.z_allow_s | output | m | [0.]
drivese.generator.z_as | output | m | [0.]
drivese.generator.y_allow_s | output | m | [0.02400269]
drivese.generator.y_as | output | m | [0.03354751]
drivese.generator.b_allow_s | output | m | [0.]
drivese.generator.u_allow_r | output | m | [0.00087146]
drivese.generator.u_ar | output | m | [0.00120579]
drivese.generator.y_allow_r | output | m | [0.02425382]
drivese.generator.y_ar | output | m | [0.03508991]
drivese.generator.z_allow_r | output | m | [0.]
drivese.generator.z_ar | output | m | [0.]
drivese.generator.b_allow_r | output | m | [0.]
drivese.generator.TC1 | output | m**3 | [52.9111531]
drivese.generator.TC2r | output | m**3 | [68.35333691]
drivese.generator.TC2s | output | m**3 | [62.82286505]
drivese.generator.B_g | output | T | [1.38963289]
drivese.generator.B_smax | output | T | [0.02146586]
drivese.generator.K_rad | output |  | [0.2184466]
drivese.generator.D_ratio | output |  | [0.]
drivese.generator.shaft_rpm | intermediate | rpm | [5. 5.131539 5.26307799 5.39461699 5.52615599 5.65769498 5.78923398 5.92077298 6.05231197 6.18385097 6.31538996 6.44692896 6.57846796 6.71000695 6.84154595 6.97308495 7.10462394 7.23616294 7.36770194 7.49924093]
drivese.generator.eandm_efficiency | output |  | [0.97316082 0.97546929 0.97735991 0.9789091 0.98017462 0.98120147 0.9820117 0.98266879 0.98317414 0.98253134 0.98154725 0.98065325 0.9798218 0.97907277 0.97836227 0.9777263 0.97711031 0.97653254 0.97598884 0.97551025]
drivese.generator.Copper | output | kg | [7906.30365471]
drivese.generator.Iron | output | kg | [190040.41618096]
drivese.generator.mass_PM | output | kg | [43625.60079317]
drivese.generator.Structural_mass | output | kg | [127267.08652297]
drivese.generator.E | intermediate | Pa | [2.05e+11]
drivese.generator.G | intermediate | Pa | [8.e+10]
drivese.generator.v | output |  | [0.28125]
drivese.generator.P_mech | intermediate | W | [15664778.90894889]
drivese.generator.y_sh | intermediate | m | [3.78555552e-05]
drivese.generator.theta_sh | intermediate | rad | [0.00013134]
drivese.generator.y_bd | intermediate | m | [0.00214877]
drivese.generator.theta_bd | intermediate | rad | [0.00010305]
drivese.generator.R_out | output | m | [5.30871922]
drivese.generator_stator_mass | output | kg | [238490.15752253]
drivese.generator_rotor_mass | output | kg | [130349.24962928]
drivese.generator_mass | output | kg | [368839.40715181]
drivese.pitch_mass | output | kg | [49314.86333404]
drivese.pitch_cost | output | USD | [0.]
drivese.pitch_I | output | kg*m**2 | [777246.62952142 388623.31476071 388623.31476071 0. 0. 0. ]
drivese.hub_mass | output | kg | [21357.51100942]
drivese.hub_cost | output | USD | [10678.75550471]
drivese.hub_cm | output | m | [3.3282839]
drivese.hub_I | output | kg*m**2 | [224409.06351223 224409.06351223 224409.06351223 0. 0. 0. ]
drivese.spinner_mass | output | kg | [2937.43921781]
drivese.spinner_cost | output | kg | [4946.66139801]
drivese.spinner_cm | output | m | [3.97]
drivese.spinner_I | output | kg*m**2 | [39128.45284473 39128.45284473 39128.45284473 0. 0. 0. ]
drivese.hub_shell.rho | intermediate | kg/m**3 | [7200.]
drivese.max_torque | output | N*m | [54729464.18765704]
drivese.hub_shell.Xy | intermediate | Pa | [2.65e+08]
drivese.hub_shell.metal_cost | intermediate | USD/kg | [0.5]
drivese.blade_root_diameter | intermediate | m | [5.2]
drivese.rated_rpm | intermediate | rpm | [7.49924093]
drivese.blade_mass | intermediate | kg | [68206.40680053]
drivese.pitch_system.rho | intermediate | kg/m**3 | [7850.]
drivese.pitch_system.Xy | intermediate | Pa | [4.85e+08]
drivese.pitch_system.BRFM | intermediate | N*m | [-1.01682413e+08]
drivese.spinner_gust_ws | intermediate | m/s | [70.]
drivese.spinner.composite_Xt | intermediate | Pa | [38100000.]
drivese.spinner.composite_rho | intermediate | kg/m**3 | [1940.]
drivese.spinner.Xy | intermediate | Pa | [4.85e+08]
drivese.spinner.metal_rho | intermediate | kg/m**3 | [7850.]
drivese.spinner.composite_cost | intermediate | USD/kg | [1.87]
drivese.spinner.metal_cost | intermediate | USD/kg | [0.9]
drivese.lss_rho | output | kg/m**3 | [7850.]
drivese.bedplate_rho | output | kg/m**3 | [7850.]
drivese.s_lss | output | m | [0.9 1.5 2.1 2.6 3.1]
drivese.hub_system_mass | output | kg | [73609.81356126]
drivese.hub_system_cm | output | m | [3.35389192]
drivese.F_hub | intermediate | N | [[3812052.5814461 ] [ 22429.54651141] [ 39248.36805788]]
drivese.M_hub | intermediate | N*m | [[72079626.3300724 ] [ 3925874.32914515] [ 9976011.05518872]]
drivese.s_mb1 | output | m | [2.1]
drivese.s_mb2 | output | m | [0.9]
drivese.generator_rotor_I | output | kg*m**2 | [1836783.84560065 972876.63394496 972876.63394496]
drivese.gearbox_mass | output | kg | [0.]
drivese.gearbox_I | output | kg*m**2 | [0. 0. 0.]
drivese.brake_mass | output | kg | [24335.38243822]
drivese.brake_I | output | kg*m**2 | [17805.88406517 8902.94203258 8902.94203258]
drivese.carrier_mass | output | kg | [0.]
drivese.carrier_I | output | kg*m**2 | [0. 0. 0.]
drivese.lss_E | output | Pa | [2.05e+11]
drivese.lss_G | output | Pa | [8.e+10]
drivese.lss_Xy | output | Pa | [4.85e+08]
drivese.H_bedplate | output | m | [4.87498376]
drivese.L_bedplate | output | m | [5.0000302]
drivese.R_generator | intermediate | m | [5.30871922]
drivese.generator_cm | intermediate | m | [1.525]
drivese.rho_fiberglass | intermediate | kg/m**3 | [1940.]
drivese.rho_castiron | intermediate | kg/m**3 | [7200.]
drivese.mb1_mass | intermediate | kg | [48092.00178654]
drivese.mb1_cm | intermediate | m | [2.1]
drivese.mb1_I | intermediate | kg*m**2 | [59002.87469186 29771.95485598 29771.95485598]
drivese.mb2_mass | intermediate | kg | [13479.28387693]
drivese.mb2_cm | intermediate | m | [0.9]
drivese.mb2_I | intermediate | kg*m**2 | [16537.39640651 8344.51917506 8344.51917506]
drivese.gearbox_cm | intermediate | m | [0.]
drivese.hss_mass | output | kg | [0.]
drivese.hss_cm | output | m | [0.]
drivese.hss_I | output | kg*m**2 | [0. 0. 0.]
drivese.brake_cm | output | m | [2.6]
drivese.generator_I | output | kg*m**2 | [5197408.24442128 2752875.38606201 2752875.38606201]
drivese.generator_stator_I | output | kg*m**2 | [3360624.39882063 1779998.75211705 1779998.75211705]
drivese.nose_mass | output | kg | [10875.72252783]
drivese.nose_cm | output | m | [1.05]
drivese.nose_I | output | kg*m**2 | [12017.67339325 10005.6647256 10005.6647256 ]
drivese.lss_mass | output | kg | [15734.03848697]
drivese.lss_cm | output | m | [2.]
drivese.lss_I | output | kg*m**2 | [33120.15101508 22906.13769729 22906.13769729]
drivese.converter_mass | output | kg | [11983.85]
drivese.converter_cm | output | m | [0. 5.06455 1.81455]
drivese.converter_I | output | kg*m**2 | [26305.28338267 26305.28338267 26305.28338267]
drivese.transformer_mass | output | kg | [30635.]
drivese.transformer_cm | output | m | [ 0. -5.06455 1.81455]
drivese.transformer_I | output | kg*m**2 | [67245.69787072 67245.69787072 67245.69787072]
drivese.yaw_mass | output | kg | [28248.90136716]
drivese.yaw_cm | output | m | [0. 0. 0.]
drivese.yaw_I | output | kg*m**2 | [0. 0. 0.]
drivese.bedplate_mass | output | kg | [42274.27441488]
drivese.bedplate_cm | output | m | [-1.28078606 0. 2.58607967]
drivese.bedplate_I | output | kg*m**2 | [549069.84811508 664478.67296891 407774.31000719 0. 176991.48534691 0. ]
drivese.hvac_mass | output | kg | [9381.28122601]
drivese.hvac_cm | output | m | [1.525]
drivese.hvac_I | output | m | [148718.22498385 74359.11249192 74359.11249192]
drivese.platform_mass | output | kg | [48672.]
drivese.platform_cm | output | m | [0. 0. 0.]
drivese.platform_I | output | m | [ 685470.4896 685470.4896 1370928. ]
drivese.cover_mass | output | kg | [20554.30618041]
drivese.cover_cm | output | m | [-0.25000151 0. 5.83959114]
drivese.cover_I | output | m | [1599.01296923 1175.65256374 1175.65256374]
drivese.x_bedplate | output | m | [ 0. -0.0508931 -0.20253636 -0.45184275 -0.79373713 -1.2212595 -1.72570675 -2.29680979 -2.92294259 -3.59135891 -4.28845171 -5.0000302 ]
drivese.constr_height | output | m | [4.87498376]
drivese.s_nose | output | m | [0. 0.45 0.9 1.5 2.1 ]
drivese.z_bedplate | output | m | [0. 0.69378253 1.37344164 2.02514144 2.63561521 3.19243545 3.68426691 4.10109731 4.43444121 4.67751267 4.82536346 4.87498376]
drivese.x_bedplate_inner | output | m | [-3.25 -3.26781278 -3.32088852 -3.40814674 -3.52781111 -3.67744562 -3.85400414 -4.05389244 -4.27304138 -4.50698972 -4.75097493 -5.0000302 ]
drivese.z_bedplate_inner | output | m | [0. 0.5372362 1.06353583 1.56818493 2.04091031 2.47208864 2.85294237 3.17571843 3.43384601 3.6220704 3.73655987 3.77498376]
drivese.x_bedplate_outer | output | m | [ 3.25 3.16602659 2.91581581 2.50446123 1.94033685 1.23492661 0.40259063 -0.53972713 -1.5728438 -2.6757281 -3.82592849 -5.0000302 ]
drivese.z_bedplate_outer | output | m | [0. 0.85032885 1.68334745 2.48209796 3.23032011 3.91278225 4.51559144 5.0264762 5.4350364 5.73295494 5.91416705 5.97498376]
drivese.D_bedplate | output | m | [6.5 6.44145295 6.26742749 5.98282291 5.59601088 5.1192772 4.56979222 3.97173289 3.36092695 2.7945219 2.3659425 2.2 ]
drivese.t_bedplate | output | m | [0.05 0.05 0.05 0.05 0.05 0.05 0.05 0.05 0.05 0.05 0.05 0.05]
drivese.mb1_max_defl_ang | intermediate | rad | [0.00872665]
drivese.mb2_max_defl_ang | intermediate | rad | [0.078]
drivese.s_stator | output | m | [0.45]
drivese.F_mb1 | output | N | [[ 3561913.47547761] [ 22429.54651141] [-2340666.25203891]]
drivese.F_mb2 | output | N | [[-0.] [-0.] [-0.]]
drivese.M_mb1 | output | N*m | [[-0.] [-0.] [-0.]]
drivese.M_mb2 | output | N*m | [[ -0. ] [5177134.19489209] [9953896.88321783]]
drivese.other_mass | output | kg | [149475.33877358]
drivese.bedplate_E | output | Pa | [2.05e+11]
drivese.bedplate_G | output | Pa | [8.e+10]
drivese.bedplate_Xy | output | Pa | [4.85e+08]
drivese.L_drive | output | m | [3.1]
drivese.shaft_start | output | m | [-5.0000302 0. 4.87498376]
drivese.blades_mass | intermediate | kg | [204619.22040158]
drivese.nacelle_mass | output | kg | [673105.44945677]
drivese.blades_cm | intermediate | m | [2.46175853]
drivese.nacelle_cm | output | m | [-4.90962159 -0.14033415 4.13343102]
drivese.nacelle_I_TT | output | kg*m**2 | [2.14706735e+07 3.94971393e+07 2.74557895e+07 8.52611923e+02 1.64308640e+07 1.70683998e+05]
drivese.yaw.rho | intermediate | kg/m**3 | [7850.]
rotorse.rp.aep.CDF_V | intermediate | m/s | [0.06824543 0.07317592 0.07825729 0.08348677 0.08886153 0.09437864 0.10003514 0.10582799 0.11175409 0.1178103 0.12399341 0.13030017 0.13672727 0.14327136 0.14992906 0.15669694 0.16357153 0.17054933 0.17762681 0.18480043 0.19206659 0.19942169 0.20686212 0.21438424 0.2219844 0.22965893 0.23740419 0.24521648 0.25309215 0.26102753 0.26901895 0.27706275 0.28515528 0.29329292 0.30147203 0.30968902 0.31794031 0.32622234 0.33453157 0.3428645 0.35121765 0.35958758 0.36797088 0.37636417 0.38476413 0.39316746 0.4015709 0.40997127 0.41836538 0.42675014 0.43512249 0.4434794 0.45181794 0.46013518 0.4684283 0.4766945 0.48493104 0.49313527 0.50130457 0.50943638 0.51752823 0.5255777 0.53358242 0.54154011 0.54944853 0.55730553 0.56510902 0.57285696 0.5805474 0.58817845 0.59574828 0.60325515 0.61069736 0.6180733 0.62538141 0.63262022 0.63978832 0.64688436 0.65390705 0.6608552 0.66772765 0.67452333 0.68124122 0.68788039 0.69443994 0.70091905 0.70731698 0.71363303 0.71986656 0.726017 0.73208386 0.73806666 0.74396502 0.7497786 0.75550712 0.76115035 0.76670812 0.77218031 0.77756684 0.78286771 0.78808294 0.79321261 0.79825684 0.80321582 0.80808974 0.81287887 0.81758352 0.82220402 0.82674074 0.83119412 0.8355646 0.83985268 0.84405887 0.84818374 0.85222787 0.85619189 0.86007643 0.86388218 0.86760984 0.87126013 0.8748338 0.87833164 0.88175443 0.88510299 0.88837815 0.89158077 0.89471172 0.89777188 0.90076215 0.90368344 0.90653669 0.90932282 0.91204279 0.91469754 0.91728805 0.91981528 0.92228022 0.92468385 0.92702715 0.92931111 0.93153673 0.93370501 0.93581694 0.93787353 0.93987575 0.94182462 0.94372112 0.94556625 0.94736099 0.94910633 0.95080325 0.95245271 0.9540557 0.95561316 0.95712606 0.95859534 0.96002195 0.96140681 0.96275085 0.96405498 0.96532012 0.96654715 0.96773696 0.96889042 0.97000841 0.97109177 0.97214134 0.97315796 0.97414245 0.97509561 0.97601824 0.97691112 0.97777502 0.97861071 0.97941893 0.98020041 0.98095587 0.98168602 0.98239156 0.98307317 0.98373152 0.98436726 0.98498105 0.9855735 0.98614525 0.98669689 0.98722901 0.98774221 0.98823704 0.98871406 0.98917382 0.98961684 0.99004365 0.99045474 0.99085061 0.99123175 0.99159863 0.9919517 0.99229141 0.99261821] | cumulative distribution function evaluated at each wind speed
rotorse.rp.aep.P | intermediate | W | [ 45603.23963503 86810.89268316 132831.23728793 183362.81278064 238104.15849259 296753.81375506 359010.31789937 424572.2102568 493138.03015866 564406.31693624 638075.60992085 713844.44844377 792071.05585949 876419.58779339 967042.9523516 1063389.96652171 1164909.44729134 1271050.21164809 1381261.07657956 1494990.85907337 1611688.37611711 1730877.89206852 1855739.402953 1987628.68964314 2125763.09285931 2269359.95332189 2417636.61175124 2569810.40886775 2725165.49639358 2887022.6378884 3056431.57507956 3231777.51782771 3411445.67599346 3595261.27810583 3787242.82311964 3984065.4958453 4187216.10972681 4394713.81325388 4610129.1501123 4832580.32492564 5060275.36813571 5293959.15666285 5534376.5674274 5782272.47734972 6037899.04599491 6300077.77732439 6568804.95489237 6844194.39344194 7126359.90771618 7415415.31245817 7711474.42241099 8014651.05231772 8324948.40132747 8642264.85688869 8966664.17200133 9298213.08445224 9636978.33202824 9983026.65251617 10336424.78370284 10697239.46337511 11065537.42931978 11441385.41932371 11857076.63805414 12361870.15280662 12916884.15730518 13480316.36450954 14010364.48737941 14465226.23887451 14803099.33195456 14982181.47957927 15000000.45227556 15000000.9334703 15000001.27879005 15000001.74658346 15000002.77654205 15000005.19913954 15000008.8783885 15000013.5744245 15000019.04738309 15000025.05739984 15000031.36461031 15000037.72915006 15000043.91115465 15000049.67075966 15000054.76810062 15000058.96331312 15000062.01653271 15000063.68789495 15000063.77295723 15000062.42929203 15000059.87046088 15000056.28376539 15000051.85650713 15000046.77598771 15000041.22950869 15000035.40437169 15000029.48787827 15000023.66733003 15000018.13002855 15000013.06327543 15000008.65437225 15000005.0906206 15000002.55932207 15000001.24777825 15000001.04372913 15000000.95388937 15000000.87933741 15000000.81791011 15000000.76744432 15000000.72577691 15000000.69074473 15000000.66018464 15000000.63193349 15000000.60382814 15000000.57370544 15000000.53940227 15000000.49875546 15000000.44960188 15000000.38977838 15000000.31712182 15000000.22946906 14999999.93865029 14999997.09876693 14999991.29408626 14999982.89959547 14999972.29028173 14999959.84113222 14999945.92713412 14999930.9232746 14999915.20454086 14999899.14592006 14999883.12239938 14999867.50896601 14999852.68060712 14999839.01230988 14999826.87906149 14999816.65584912 14999808.71765994 14999803.43948113 14999801.19629988 14999802.87448727 14999809.30837048 14999819.98717348 14999834.37264147 14999851.92651964 14999872.11055319 14999894.38648731 14999918.21606719 14999943.06103804 14999968.38314505 14999993.64413341 15000018.30574833 15000041.829735 15000063.6778386 15000083.31180435 15000100.19337744 15000113.78430305 15000123.54632639 15000128.94119265 15000129.77268036 15000128.84956441 15000126.98688745 15000124.27787015 15000120.81573321 15000116.69369733 15000112.00498321 15000106.84281152 15000101.30040297 15000095.47097826 15000089.44775807 15000083.3239631 15000077.19281405 15000071.1475316 15000065.28133645 15000059.6874493 15000054.45909085 15000049.68948177 15000045.47184277 15000041.89939455 15000039.0154677 15000036.31610023 15000033.6528321 15000031.03295894 15000028.46377636 15000025.95257996 15000023.50666538 15000021.13332823 15000018.83986412 15000016.63356867 15000014.5217375 15000012.51166622 15000010.61065044 15000008.82598579 15000007.16496788 15000005.63489232 15000004.24305474 15000002.99675074 15000001.90327595 15000000.96992598 15000000.20399644] | power curve (power)
rotorse.rp.cdf.x | intermediate | m/s | [ 3. 3.11055276 3.22110553 3.33165829 3.44221106 3.55276382 3.66331658 3.77386935 3.88442211 3.99497487 4.10552764 4.2160804 4.32663317 4.43718593 4.54773869 4.65829146 4.76884422 4.87939698 4.98994975 5.10050251 5.21105528 5.32160804 5.4321608 5.54271357 5.65326633 5.7638191 5.87437186 5.98492462 6.09547739 6.20603015 6.31658291 6.42713568 6.53768844 6.64824121 6.75879397 6.86934673 6.9798995 7.09045226 7.20100503 7.31155779 7.42211055 7.53266332 7.64321608 7.75376884 7.86432161 7.97487437 8.08542714 8.1959799 8.30653266 8.41708543 8.52763819 8.63819095 8.74874372 8.85929648 8.96984925 9.08040201 9.19095477 9.30150754 9.4120603 9.52261307 9.63316583 9.74371859 9.85427136 9.96482412 10.07537688 10.18592965 10.29648241 10.40703518 10.51758794 10.6281407 10.73869347 10.84924623 10.95979899 11.07035176 11.18090452 11.29145729 11.40201005 11.51256281 11.62311558 11.73366834 11.84422111 11.95477387 12.06532663 12.1758794 12.28643216 12.39698492 12.50753769 12.61809045 12.72864322 12.83919598 12.94974874 13.06030151 13.17085427 13.28140704 13.3919598 13.50251256 13.61306533 13.72361809 13.83417085 13.94472362 14.05527638 14.16582915 14.27638191 14.38693467 14.49748744 14.6080402 14.71859296 14.82914573 14.93969849 15.05025126 15.16080402 15.27135678 15.38190955 15.49246231 15.60301508 15.71356784 15.8241206 15.93467337 16.04522613 16.15577889 16.26633166 16.37688442 16.48743719 16.59798995 16.70854271 16.81909548 16.92964824 17.04020101 17.15075377 17.26130653 17.3718593 17.48241206 17.59296482 17.70351759 17.81407035 17.92462312 18.03517588 18.14572864 18.25628141 18.36683417 18.47738693 18.5879397 18.69849246 18.80904523 18.91959799 19.03015075 19.14070352 19.25125628 19.36180905 19.47236181 19.58291457 19.69346734 19.8040201 19.91457286 20.02512563 20.13567839 20.24623116 20.35678392 20.46733668 20.57788945 20.68844221 20.79899497 20.90954774 21.0201005 21.13065327 21.24120603 21.35175879 21.46231156 21.57286432 21.68341709 21.79396985 21.90452261 22.01507538 22.12562814 22.2361809 22.34673367 22.45728643 22.5678392 22.67839196 22.78894472 22.89949749 23.01005025 23.12060302 23.23115578 23.34170854 23.45226131 23.56281407 23.67336683 23.7839196 23.89447236 24.00502513 24.11557789 24.22613065 24.33668342 24.44723618 24.55778894 24.66834171 24.77889447 24.88944724 25. ] | corresponding reference height
rotorse.rp.cdf.xbar | intermediate | m/s | [10.] | mean value of distribution
rotorse.rp.gust.V_mean | intermediate | m/s | [10.] | IEC average wind speed for turbine class
rotorse.rp.gust.V_hub | intermediate | m/s | [10.67346478] | hub height wind speed
rotorse.rp.powercurve.generator_efficiency | intermediate |  | [0.9568517 0.95907 0.96087272 0.96233527 0.96351465 0.96445533 0.96517916 0.96574873 0.96616557 0.96545075 0.96439745 0.96342965 0.96252041 0.9616893 0.96089329 0.9601678 0.95945932 0.95878582 0.95814326 0.95756219] | Generator efficiency at various rpm values to support table lookup
rotorse.rp.powercurve.lss_rpm | intermediate | rpm | [5. 5.131539 5.26307799 5.39461699 5.52615599 5.65769498 5.78923398 5.92077298 6.05231197 6.18385097 6.31538996 6.44692896 6.57846796 6.71000695 6.84154595 6.97308495 7.10462394 7.23616294 7.36770194 7.49924093] | Low speed shaft RPM values at which the generator efficiency values are given
rotorse.rp.powercurve.V | output | m/s | [ 3. 4.27204607 5.30403148 6.08010611 6.58835037 6.82095822 6.86755938 7.1926538 7.79124841 8.6541495 9.76810389 10.67346478 11.11600255 12.67714331 14.42754887 16.34033501 18.38612357 20.5334936 22.74946399 25. ] | wind vector
rotorse.rp.powercurve.Omega | output | rpm | [5. 5. 5. 5. 5. 5. 5. 5.11005257 5.53532675 6.14837862 6.93979243 7.49924093 7.49924093 7.49924093 7.49924093 7.49924093 7.49924093 7.49924093 7.49924093 7.49924093] | rotor rotational speed
rotorse.rp.powercurve.P | output | W | [ 45603.23963503 752905.72503449 1711725.78912841 2703350.02130846 3494782.50817719 3897075.7945329 3980796.95581293 4593517.13698836 5868143.34978814 8059009.87812555 11525311.50873424 15000000. 15000002.03609653 15000063.93144129 15000001.10943936 15000000.1613404 14999801.14372958 15000129.85796955 15000039.98682791 15000000.20399644] | rotor electrical power
rotorse.rs.aero_gust.V_load | intermediate | m/s | [19.72022938]
rotorse.rs.Omega_load | intermediate | rpm | [7.49924093]
rotorse.rs.pitch_load | intermediate | deg | [6.91178885e-19]
rotorse.rs.aero_hub_loads.V_load | intermediate | m/s | [19.72022938]
rotorse.rs.brs.rootD | intermediate | m | [5.2] | Blade root outer diameter / Chord at blade span station 0
rotorse.rs.brs.layer_thickness | intermediate | m | [[0.001 0.001 0.001 0.001 0.001 0.001 0.001 0.001 0.001 0.001 0.001 0.001 0.001 0.001 0.001 0.001 0.001 0.001 0.001 0.001 0.001 0.001 0.001 0.001 0.001 0.001 0.001 0.001 0.001 0.001 ] [0.05 0.04082222 0.03227314 0.02414597 0.01570557 0.0087801 0.00479636 0.00312972 0.00228269 0.00203697 0.00200075 0.00200004 0.002 0.002 0.002 0.002 0.002 0.002 0.002 0.002 0.002 0.002 0.002 0.002 0.0017995 0.00131595 0.00104388 0.00100193 0.001 0.001 ] [0.0001 0.00441988 0.01509082 0.03038211 0.04744079 0.06353773 0.07594814 0.08316375 0.08936991 0.0944703 0.09767621 0.09829738 0.09732817 0.09510225 0.09225053 0.08925817 0.08634924 0.08326352 0.07969893 0.07545926 0.06996617 0.06112109 0.04860983 0.03553265 0.02471021 0.01776949 0.01195955 0.00695429 0.00332756 0.001 ] [0.0001 0.00441988 0.01509082 0.03038211 0.04744079 0.06353773 0.07594814 0.08316375 0.08936991 0.0944703 0.09767621 0.09829738 0.09732817 0.09510225 0.09225053 0.08925817 0.08634924 0.08326352 0.07969893 0.07545926 0.06996617 0.06112109 0.04860983 0.03553265 0.02471021 0.01776949 0.01195955 0.00695429 0.00332756 0.001 ] [0. 0. 0. 0.00299682 0.00294581 0.00289655 0.00284729 0.00279803 0.00274877 0.00269951 0.00265025 0.00260099 0.00255172 0.00250246 0.0024532 0.00240394 0.00235468 0.00230542 0.00225616 0.0022069 0.00215764 0.00210837 0.00205911 0.00201276 0. 0. 0. 0. 0. 0. ] [0. 0. 0.00479173 0.014413 0.02704746 0.0304599 0.03 0.03 0.03 0.03 0.03 0.03 0.03 0.03 0.03 0.03 0.02977162 0.02271292 0.01506313 0.00770197 0.00463488 0.00310578 0.00200401 0.00026361 0. 0. 0. 0. 0. 0. ] [0. 0. 0.00479173 0.014413 0.02704746 0.0304599 0.03 0.03 0.03 0.03 0.03 0.03 0.03 0.03 0.03 0.03 0.02977162 0.02271292 0.01506313 0.00770197 0.00463488 0.00310578 0.00200401 0.00026361 0. 0. 0. 0. 0. 0. ] [0. 0. 0. 0.05982492 0.0570197 0.05431034 0.05160099 0.04889163 0.04618227 0.04347291 0.04076355 0.03805419 0.03534483 0.03263547 0.02992611 0.02721675 0.02450739 0.02179803 0.01908867 0.01637931 0.01366995 0.01096059 0.00825123 0.00563011 0. 0. 0. 0. 0. 0. ] [0. 0. 0. 0.05982492 0.0570197 0.05431034 0.05160099 0.04889163 0.04618227 0.04347291 0.04076355 0.03805419 0.03534483 0.03263547 0.02992611 0.02721675 0.02450739 0.02179803 0.01908867 0.01637931 0.01366995 0.01096059 0.00825123 0.00563011 0. 0. 0. 0. 0. 0. ] [0. 0. 0. 0.05982492 0.0570197 0.05431034 0.05160099 0.04889163 0.04618227 0.04347291 0.04076355 0.03805419 0.03534483 0.03263547 0.02992611 0.02721675 0.02450739 0.02179803 0.01908867 0.01637931 0.01366995 0.01096059 0.00825123 0.00563011 0. 0. 0. 0. 0. 0. ] [0. 0. 0. 0.05982492 0.0570197 0.05431034 0.05160099 0.04889163 0.04618227 0.04347291 0.04076355 0.03805419 0.03534483 0.03263547 0.02992611 0.02721675 0.02450739 0.02179803 0.01908867 0.01637931 0.01366995 0.01096059 0.00825123 0.00563011 0. 0. 0. 0. 0. 0. ] [0.05 0.04082222 0.03227314 0.02414597 0.01570557 0.0087801 0.00479636 0.00312972 0.00228269 0.00203697 0.00200075 0.00200004 0.002 0.002 0.002 0.002 0.002 0.002 0.002 0.002 0.002 0.002 0.002 0.002 0.0017995 0.00131595 0.00104388 0.00100193 0.001 0.001 ] [0. 0. 0. 0.00199607 0.00193306 0.00187221 0.00181136 0.00175051 0.00168966 0.0016288 0.00156795 0.0015071 0.00144625 0.0013854 0.00132454 0.00126369 0.00120284 0.00114199 0.00108114 0.00102028 0.00095943 0.00089858 0.00083773 0.00077688 0.00071602 0.00065517 0.00059432 0.00053805 0. 0. ] [0. 0. 0. 0.04290038 0.04130426 0.03976268 0.0382211 0.03667951 0.03513793 0.03359635 0.03205477 0.03051318 0.0289716 0.02743002 0.02588844 0.02434686 0.02280527 0.02126369 0.02003703 0.02 0.02 0.02 0.02 0.02 0.02 0.02 0.02 0.02 0. 0. ] [0. 0. 0. 0.00199607 0.00193306 0.00187221 0.00181136 0.00175051 0.00168966 0.0016288 0.00156795 0.0015071 0.00144625 0.0013854 0.00132454 0.00126369 0.00120284 0.00114199 0.00108114 0.00102028 0.00095943 0.00089858 0.00083773 0.00077688 0.00071602 0.00065517 0.00059432 0.00053805 0. 0. ] [0. 0. 0. 0.00199607 0.00193306 0.00187221 0.00181136 0.00175051 0.00168966 0.0016288 0.00156795 0.0015071 0.00144625 0.0013854 0.00132454 0.00126369 0.00120284 0.00114199 0.00108114 0.00102028 0.00095943 0.00089858 0.00083773 0.00077688 0.00071602 0.00065517 0.00059432 0.00053805 0. 0. ] [0. 0. 0. 0.04290038 0.04130426 0.03976268 0.0382211 0.03667951 0.03513793 0.03359635 0.03205477 0.03051318 0.0289716 0.02743002 0.02588844 0.02434686 0.02280527 0.02126369 0.02003703 0.02 0.02 0.02 0.02 0.02 0.02 0.02 0.02 0.02 0. 0. ] [0. 0. 0. 0.00199607 0.00193306 0.00187221 0.00181136 0.00175051 0.00168966 0.0016288 0.00156795 0.0015071 0.00144625 0.0013854 0.00132454 0.00126369 0.00120284 0.00114199 0.00108114 0.00102028 0.00095943 0.00089858 0.00083773 0.00077688 0.00071602 0.00065517 0.00059432 0.00053805 0. 0. ]] | 2D array of the thickness of the layers of the blade structure. The first dimension represents each layer, the second dimension represents each entry along blade span.
rotorse.rs.brs.layer_start_nd | intermediate |  | [[0. 0. 0. 0. 0. 0. 0. 0. 0. 0. 0. 0. 0. 0. 0. 0. 0. 0. 0. 0. 0. 0. 0. 0. 0. 0. 0. 0. 0. 0. ] [0. 0. 0. 0. 0. 0. 0. 0. 0.00525852 0.01 0.01 0.01 0.01 0.01 0.01 0.01 0.01 0.01 0.01 0.01 0.01 0.01 0.01 0.01 0.01 0.01 0.01 0.01 0.01 0.01 ] [0.1777357 0.18508857 0.19116276 0.20421361 0.22449666 0.2438378 0.25954851 0.26959385 0.277462 0.27989278 0.28118727 0.2839427 0.28609138 0.28703043 0.28865601 0.28894279 0.28743778 0.28582096 0.28346625 0.2803222 0.27617943 0.27113434 0.26544176 0.25916515 0.2518012 0.2425829 0.23163416 0.22083068 0.22452602 0.16803069] [0.68053272 0.67373827 0.67158461 0.66907232 0.66219255 0.65401334 0.64757396 0.64230909 0.63477645 0.63261312 0.62995665 0.62474037 0.62043479 0.6170249 0.61149456 0.60745204 0.60492997 0.60167009 0.59896901 0.59671448 0.59439899 0.59234784 0.59088288 0.58972685 0.58805499 0.58586203 0.58307044 0.58132012 0.59570974 0.55186471] [0.49999933 0.49996543 0.49968074 0.47079051 0.46901746 0.46913966 0.46965969 0.46895339 0.46769406 0.46668924 0.46502593 0.46304362 0.46156076 0.45989896 0.45721117 0.45463713 0.4522825 0.44948084 0.44640861 0.44326688 0.43972037 0.43658667 0.43565496 0.43591142 0.49683998 0.49683998 0.49683998 0.49683998 0.49683998 0.49683998] [0. 0. 0. 0. 0. 0. 0. 0. 0. 0. 0. 0. 0. 0. 0. 0. 0. 0. 0. 0. 0. 0. 0. 0. 0. 0. 0. 0. 0. 0. ] [1. 1. 1. 0.94693522 0.94444735 0.94366032 0.94269522 0.94123518 0.93829791 0.93547087 0.93211505 0.92835647 0.92506666 0.92180554 0.9177272 0.91368566 0.90977455 0.90543043 0.90090033 0.8960726 0.89064042 0.88469068 0.87836163 0.87150661 1. 1. 1. 1. 1. 1. ] [0. 0. 0. 0.05306478 0.05555265 0.05633968 0.05730478 0.05876482 0.06170209 0.06452913 0.06788495 0.07164353 0.07493334 0.07819446 0.0822728 0.08631434 0.09022545 0.09456957 0.09909967 0.1039274 0.10935958 0.11530932 0.12163837 0.12849339 0. 0. 0. 0. 0. 0. ] [0.23283079 0.24055696 0.25054152 0.26789135 0.29115984 0.31144541 0.32831424 0.34011164 0.35150451 0.35732773 0.36264921 0.36991494 0.37601139 0.38086378 0.38738337 0.39252 0.39570833 0.39930445 0.40238586 0.40503508 0.40741092 0.40950552 0.4114078 0.41335721 0.41553859 0.41778842 0.42045495 0.42191408 0.40700885 0.45010159] [0.49999933 0.49996543 0.49968074 0.52739294 0.52827362 0.52923532 0.53078479 0.53163586 0.53350962 0.53552031 0.53743654 0.53946338 0.54148966 0.54330638 0.54496882 0.54670576 0.54852298 0.55035505 0.55211493 0.55411835 0.55620804 0.55793137 0.55809303 0.55776854 0.49683998 0.49683998 0.49683998 0.49683998 0.49683998 0.49683998] [0.7356278 0.72920666 0.73096337 0.73275005 0.72885573 0.72162096 0.71633969 0.71282687 0.70881896 0.71004807 0.7114186 0.71071261 0.71035479 0.71085824 0.71022192 0.71102925 0.71320051 0.71515358 0.71788862 0.72142736 0.72563048 0.73071902 0.73684892 0.74391892 0.75179237 0.76106755 0.77189124 0.78240352 0.77819257 0.83393561] [0. 0. 0. 0. 0. 0. 0.00414613 0.07368568 0.08 0.08 0.08 0.08 0.08 0.08 0.08 0.08 0.08 0.08 0.08 0.08 0.08 0.08 0.08 0.08 0.08 0.08 0.08 0.08 0.08 0.08 ] [0. 0. 0. 0. 0. 0. 0. 0. 0. 0. 0. 0. 0. 0. 0. 0. 0. 0. 0. 0. 0. 0. 0. 0. 0. 0. 0. 0. 0. 0. ] [0. 0. 0. 0. 0. 0. 0. 0. 0. 0. 0. 0. 0. 0. 0. 0. 0. 0. 0. 0. 0. 0. 0. 0. 0. 0. 0. 0. 0. 0. ] [0. 0. 0. 0. 0. 0. 0. 0. 0. 0. 0. 0. 0. 0. 0. 0. 0. 0. 0. 0. 0. 0. 0. 0. 0. 0. 0. 0. 0. 0. ] [0. 0. 0. 0. 0. 0. 0. 0. 0. 0. 0. 0. 0. 0. 0. 0. 0. 0. 0. 0. 0. 0. 0. 0. 0. 0. 0. 0. 0. 0. ] [0. 0. 0. 0. 0. 0. 0. 0. 0. 0. 0. 0. 0. 0. 0. 0. 0. 0. 0. 0. 0. 0. 0. 0. 0. 0. 0. 0. 0. 0. ] [0. 0. 0. 0. 0. 0. 0. 0. 0. 0. 0. 0. 0. 0. 0. 0. 0. 0. 0. 0. 0. 0. 0. 0. 0. 0. 0. 0. 0. 0. ]] | 2D array of the non-dimensional start point defined along the outer profile of a layer. The TE suction side is 0, the TE pressure side is 1. The first dimension represents each layer, the second dimension represents each entry along blade span.
rotorse.rs.brs.layer_end_nd | intermediate |  | [[1. 1. 1. 1. 1. 1. 1. 1. 1. 1. 1. 1. 1. 1. 1. 1. 1. 1. 1. 1. 1. 1. 1. 1. 1. 1. 1. 1. 1. 1. ] [1. 1. 1. 1. 1. 1. 1. 1. 0.99474148 0.99 0.99 0.99 0.99 0.99 0.99 0.99 0.99 0.99 0.99 0.99 0.99 0.99 0.99 0.99 0.99 0.99 0.99 0.99 0.99 0.99 ] [0.23283079 0.24055696 0.25054152 0.26789135 0.29115984 0.31144541 0.32831424 0.34011164 0.35150451 0.35732773 0.36264921 0.36991494 0.37601139 0.38086378 0.38738337 0.39252 0.39570833 0.39930445 0.40238586 0.40503508 0.40741092 0.40950552 0.4114078 0.41335721 0.41553859 0.41778842 0.42045495 0.42191408 0.40700885 0.45010159] [0.7356278 0.72920666 0.73096337 0.73275005 0.72885573 0.72162096 0.71633969 0.71282687 0.70881896 0.71004807 0.7114186 0.71071261 0.71035479 0.71085824 0.71022192 0.71102925 0.71320051 0.71515358 0.71788862 0.72142736 0.72563048 0.73071902 0.73684892 0.74391892 0.75179237 0.76106755 0.77189124 0.78240352 0.77819257 0.83393561] [0.49999933 0.49996543 0.49968074 0.52739294 0.52827362 0.52923532 0.53078479 0.53163586 0.53350962 0.53552031 0.53743654 0.53946338 0.54148966 0.54330638 0.54496882 0.54670576 0.54852298 0.55035505 0.55211493 0.55411835 0.55620804 0.55793137 0.55809303 0.55776854 0.49683998 0.49683998 0.49683998 0.49683998 0.49683998 0.49683998] [0. 0. 0. 0.05306478 0.05555265 0.05633968 0.05730478 0.05876482 0.06170209 0.06452913 0.06788495 0.07164353 0.07493334 0.07819446 0.0822728 0.08631434 0.09022545 0.09456957 0.09909967 0.1039274 0.10935958 0.11530932 0.12163837 0.12849339 0. 0. 0. 0. 0. 0. ] [1. 1. 1. 1. 1. 1. 1. 1. 1. 1. 1. 1. 1. 1. 1. 1. 1. 1. 1. 1. 1. 1. 1. 1. 1. 1. 1. 1. 1. 1. ] [0.1777357 0.18508857 0.19116276 0.20421361 0.22449666 0.2438378 0.25954851 0.26959385 0.277462 0.27989278 0.28118727 0.2839427 0.28609138 0.28703043 0.28865601 0.28894279 0.28743778 0.28582096 0.28346625 0.2803222 0.27617943 0.27113434 0.26544176 0.25916515 0.2518012 0.2425829 0.23163416 0.22083068 0.22452602 0.16803069] [0.49999933 0.49996543 0.49968074 0.47079051 0.46901746 0.46913966 0.46965969 0.46895339 0.46769406 0.46668924 0.46502593 0.46304362 0.46156076 0.45989896 0.45721117 0.45463713 0.4522825 0.44948084 0.44640861 0.44326688 0.43972037 0.43658667 0.43565496 0.43591142 0.49683998 0.49683998 0.49683998 0.49683998 0.49683998 0.49683998] [0.68053272 0.67373827 0.67158461 0.66907232 0.66219255 0.65401334 0.64757396 0.64230909 0.63477645 0.63261312 0.62995665 0.62474037 0.62043479 0.6170249 0.61149456 0.60745204 0.60492997 0.60167009 0.59896901 0.59671448 0.59439899 0.59234784 0.59088288 0.58972685 0.58805499 0.58586203 0.58307044 0.58132012 0.59570974 0.55186471] [1. 1. 1. 0.94693522 0.94444735 0.94366032 0.94269522 0.94123518 0.93829791 0.93547087 0.93211505 0.92835647 0.92506666 0.92180554 0.9177272 0.91368566 0.90977455 0.90543043 0.90090033 0.8960726 0.89064042 0.88469068 0.87836163 0.87150661 1. 1. 1. 1. 1. 1. ] [1. 1. 1. 1. 1. 1. 0.99585387 0.92631432 0.92 0.92 0.92 0.92 0.92 0.92 0.92 0.92 0.92 0.92 0.92 0.92 0.92 0.92 0.92 0.92 0.92 0.92 0.92 0.92 0.92 0.92 ] [0. 0. 0. 0. 0. 0. 0. 0. 0. 0. 0. 0. 0. 0. 0. 0. 0. 0. 0. 0. 0. 0. 0. 0. 0. 0. 0. 0. 0. 0. ] [0. 0. 0. 0. 0. 0. 0. 0. 0. 0. 0. 0. 0. 0. 0. 0. 0. 0. 0. 0. 0. 0. 0. 0. 0. 0. 0. 0. 0. 0. ] [0. 0. 0. 0. 0. 0. 0. 0. 0. 0. 0. 0. 0. 0. 0. 0. 0. 0. 0. 0. 0. 0. 0. 0. 0. 0. 0. 0. 0. 0. ] [0. 0. 0. 0. 0. 0. 0. 0. 0. 0. 0. 0. 0. 0. 0. 0. 0. 0. 0. 0. 0. 0. 0. 0. 0. 0. 0. 0. 0. 0. ] [0. 0. 0. 0. 0. 0. 0. 0. 0. 0. 0. 0. 0. 0. 0. 0. 0. 0. 0. 0. 0. 0. 0. 0. 0. 0. 0. 0. 0. 0. ] [0. 0. 0. 0. 0. 0. 0. 0. 0. 0. 0. 0. 0. 0. 0. 0. 0. 0. 0. 0. 0. 0. 0. 0. 0. 0. 0. 0. 0. 0. ]] | 2D array of the non-dimensional end point defined along the outer profile of a layer. The TE suction side is 0, the TE pressure side is 1. The first dimension represents each layer, the second dimension represents each entry along blade span.
rotorse.rs.brs.root_M | intermediate | N*m | [ 2.37074465e+07 -1.01682413e+08 -0.00000000e+00] | Blade root moment in blade c.s.
rotorse.rs.constr.strainU_spar | intermediate |  | [-1.69788450e-03 -1.99383009e-03 -2.40465371e-03 -2.98376544e-03 -3.68031752e-03 -3.90070304e-03 -3.89669908e-03 -3.94507707e-03 -3.92538787e-03 -3.67140692e-03 -3.46943815e-03 -3.49393539e-03 -3.38152746e-03 -3.25709533e-03 -3.26687404e-03 -3.25760813e-03 -3.12357142e-03 -3.05626757e-03 -2.94308930e-03 -2.76006515e-03 -2.63393335e-03 -2.59133491e-03 -2.60733308e-03 -2.60927399e-03 -2.60514443e-03 -2.34878321e-03 -1.95134120e-03 -1.40076867e-03 -6.04616296e-04 1.01377452e-06] | strain in spar cap on upper surface at location xu,yu_strain with loads P_strain
rotorse.rs.constr.strainL_spar | intermediate |  | [ 1.68008452e-03 1.94478285e-03 2.45634030e-03 3.09139198e-03 3.61916084e-03 3.58324575e-03 3.53612261e-03 3.63102378e-03 3.62330129e-03 3.33883186e-03 3.20210601e-03 3.23240861e-03 3.13046364e-03 3.01621981e-03 3.05601107e-03 3.04841496e-03 2.93837825e-03 2.88891045e-03 2.79806701e-03 2.64240303e-03 2.53711491e-03 2.50573132e-03 2.52327011e-03 2.54173685e-03 2.53005684e-03 2.28672490e-03 1.90455133e-03 1.36500209e-03 5.81120347e-04 -1.01768889e-06] | strain in spar cap on lower surface at location xl,yl_strain with loads P_strain
rotorse.rs.constr.strainU_te | intermediate |  | [-1.05536039e-04 2.37139309e-04 6.92281621e-04 -7.36243819e-04 -2.19562716e-04 3.86687650e-04 1.28573153e-03 6.89985126e-04 1.22941097e-03 1.25410380e-03 1.20800717e-03 1.14316567e-03 1.13866878e-03 1.10354925e-03 4.18548186e-04 3.97913088e-04 3.82034509e-04 5.16758617e-04 7.20016071e-04 1.03189390e-03 1.14819157e-03 1.19489190e-03 1.21867963e-03 1.35836012e-03 -5.13316816e-04 -4.54933229e-04 -3.36619142e-04 -1.83067808e-04 -6.01135023e-05 -6.74675920e-08] | strain in trailing edge on upper surface at location xu,yu_strain with loads P_strain
rotorse.rs.constr.strainL_te | intermediate |  | [-1.05536039e-04 2.37139309e-04 6.92281621e-04 2.25158507e-04 8.46008158e-04 1.37231936e-03 1.53654175e-03 1.47368771e-03 1.69015447e-03 1.77090361e-03 1.70213370e-03 1.63189792e-03 1.57509882e-03 1.48644940e-03 1.06952220e-03 9.96514305e-04 9.30597592e-04 1.01503842e-03 1.15964875e-03 1.43927139e-03 1.51119978e-03 1.50975556e-03 1.50547886e-03 1.64335130e-03 -5.13316816e-04 -4.54933229e-04 -3.36619142e-04 -1.83067808e-04 -6.01135023e-05 -6.74675920e-08] | strain in trailing edge on lower surface at location xl,yl_strain with loads P_strain
rotorse.s | intermediate |  | [0. 0.03448276 0.06896552 0.10344828 0.13793103 0.17241379 0.20689655 0.24137931 0.27586207 0.31034483 0.34482759 0.37931034 0.4137931 0.44827586 0.48275862 0.51724138 0.55172414 0.5862069 0.62068966 0.65517241 0.68965517 0.72413793 0.75862069 0.79310345 0.82758621 0.86206897 0.89655172 0.93103448 0.96551724 1. ] | 1D array of the non-dimensional spanwise grid defined along blade axis (0-blade root, 1-blade tip)
rotorse.rs.constr.rated_Omega | intermediate | rpm | [7.49924093] | rotor rotation speed at rated
rotorse.rs.constr.flap_mode_freqs | intermediate | Hz | [0.54632315 1.6127281 3.2607596 5.5970688 8.55111264] | Frequencies associated with mode shapes in the flap direction
rotorse.rs.constr.edge_mode_freqs | intermediate | Hz | [ 0.73170566 2.25185176 4.52185213 7.7946334 11.66154833] | Frequencies associated with mode shapes in the edge direction
rotorse.rs.constr.tors_mode_freqs | intermediate | Hz | [0. 0. 0. 0. 0.] | Frequencies associated with mode shapes in the torsional direction
rotorse.blade_span_cg | output | m | [31.39683391] | Distance along the blade span for its center of gravity
rotorse.rs.x_az | output | m | [ 0.00000000e+00 3.42959240e-02 8.32926257e-02 1.39255519e-01 1.91903317e-01 2.32028258e-01 2.49180429e-01 2.49614174e-01 2.46252569e-01 2.40472011e-01 2.32979267e-01 2.17957140e-01 1.77121181e-01 1.00301568e-01 1.12660591e-05 -1.12312629e-01 -2.43799160e-01 -4.15338772e-01 -6.20768435e-01 -8.46243242e-01 -1.07984644e+00 -1.32901559e+00 -1.60213698e+00 -1.89489952e+00 -2.20179672e+00 -2.52272811e+00 -2.86392159e+00 -3.22483564e+00 -3.60465635e+00 -4.00000000e+00] | location of blade in azimuth x-coordinate system (prebend)
rotorse.rs.y_az | output | m | [0. 0. 0. 0. 0. 0. 0. 0. 0. 0. 0. 0. 0. 0. 0. 0. 0. 0. 0. 0. 0. 0. 0. 0. 0. 0. 0. 0. 0. 0.] | location of blade in azimuth y-coordinate system (sweep)
rotorse.rs.z_az | output | m | [ 3.97 8.00448276 12.03896552 16.07344828 20.10793103 24.14241379 28.17689655 32.21137931 36.24586207 40.28034483 44.31482759 48.34931034 52.3837931 56.41827586 60.45275862 64.48724138 68.52172414 72.5562069 76.59068966 80.62517241 84.65965517 88.69413793 92.72862069 96.76310345 100.79758621 104.83206897 108.86655172 112.90103448 116.93551724 120.97 ] | location of blade in azimuth z-coordinate system (from root to tip)
rotorse.rs.frame.Px_af | intermediate | N/m | [ 2116.57424202 2284.82329819 2541.27277672 3306.92550958 4063.47099256 4745.94809102 5723.39649378 6667.14276961 7586.65863666 8499.61788318 9246.46327118 10039.19494987 11131.76180746 12140.99858694 12815.21978536 13604.68791688 14904.09191499 16390.85526646 17642.13093783 18503.74119573 18956.27568224 19272.16223096 19508.98764935 19748.6483357 19888.45903569 19885.88510377 19618.00450161 18997.98913446 17763.74896039 4969.85818839] | distributed load (force per unit length) in airfoil x-direction
rotorse.rs.frame.Py_af | intermediate | N/m | [ 671.73580005 717.24958734 532.87759094 48.43929412 -602.12497523 -1056.66681234 -1494.0358506 -1787.1733366 -2051.44561639 -2311.57447562 -2472.7427916 -2636.02969724 -2891.0584047 -3121.80210444 -3199.08867283 -3317.92554139 -3605.61835114 -4007.92840454 -4323.19082094 -4486.34907594 -4557.71034336 -4604.14472801 -4685.06920774 -4784.14301561 -4820.50795877 -4742.72786324 -4553.6480443 -4227.78825297 -3664.98407787 -1070.54808675] | distributed load (force per unit length) in airfoil y-direction
rotorse.rs.frame.Pz_af | intermediate | N/m | [-23450.8523364 -12655.42248838 -4644.55941247 166.34983215 3021.68899108 4215.32403411 4800.28952069 5409.97167567 6192.05972407 7232.07299545 8275.6673879 9166.94889918 9983.67743013 10695.24824923 11267.37793731 11784.37016079 12245.65977771 11911.3922566 11338.83104501 10608.56682662 10122.63777426 9393.45397907 8228.47810042 6764.97305374 5236.97271947 3999.90342374 3035.15664088 2309.67889301 1520.04348373 362.57714096] | distributed load (force per unit length) in airfoil z-direction
rotorse.A | output | m**2 | [1.65005494 1.34889952 1.02064404 1.71951791 1.36741431 1.1371331 0.98130114 0.87096031 0.78223414 0.7251078 0.66966499 0.61149974 0.56362592 0.51942001 0.47223451 0.43012666 0.3937748 0.34860213 0.30581131 0.26745097 0.23445295 0.20033587 0.16265556 0.12611347 0.08918841 0.06882187 0.05279983 0.04010443 0.01600015 0.00352726] | airfoil cross section material area
rotorse.EA | output | N | [4.69550109e+10 3.89828093e+10 3.12367775e+10 2.73840766e+10 2.42335377e+10 2.23193395e+10 2.17526718e+10 2.17473811e+10 2.23458754e+10 2.31860648e+10 2.37428336e+10 2.37652048e+10 2.34825197e+10 2.29483124e+10 2.22751378e+10 2.15846342e+10 2.09038131e+10 1.97185681e+10 1.84034654e+10 1.69782521e+10 1.55885496e+10 1.36147986e+10 1.09160485e+10 8.05914432e+09 5.64833530e+09 4.04982917e+09 2.75133323e+09 1.65371616e+09 7.72399654e+08 1.25371441e+08] | axial stiffness
rotorse.EIxx | output | N*m**2 | [1.52456423e+11 1.24652356e+11 8.86337574e+10 6.85987613e+10 5.46491390e+10 4.33798072e+10 3.60749387e+10 3.13850732e+10 2.85580673e+10 2.62711983e+10 2.38094348e+10 2.16099729e+10 1.97794124e+10 1.80380042e+10 1.63485776e+10 1.47796256e+10 1.32799961e+10 9.87011071e+09 6.71821692e+09 4.08441541e+09 2.88535974e+09 2.17762919e+09 1.61238146e+09 1.01423300e+09 6.70850254e+08 4.42298449e+08 2.88485801e+08 1.79685500e+08 8.85585874e+07 1.60191899e+06] | edgewise stiffness (bending about :ref:`x-axis of airfoil aligned coordinate system <blade_airfoil_coord>`)
rotorse.EIyy | output | N*m**2 | [1.52561696e+11 1.26759876e+11 8.38220936e+10 5.12166883e+10 3.22169479e+10 2.61185127e+10 2.18991259e+10 1.74107810e+10 1.42864068e+10 1.32850342e+10 1.18478492e+10 9.56381501e+09 8.33393881e+09 7.35051015e+09 5.86762369e+09 4.69511880e+09 3.90465110e+09 3.07578132e+09 2.46734063e+09 1.99784878e+09 1.53548767e+09 1.10810267e+09 7.64811419e+08 5.16802488e+08 3.28129738e+08 2.07150173e+08 1.20113864e+08 5.92207551e+07 2.21915902e+07 1.86120602e+05] | flapwise stiffness (bending about y-axis of airfoil aligned coordinate system)
rotorse.EIxy | output | N*m**2 | [ 3.48288203e+07 1.50084722e+09 4.08404683e+09 5.54717342e+09 5.10983580e+09 4.55405353e+09 3.74776715e+09 2.78026356e+09 2.04488728e+09 1.68199864e+09 1.34996825e+09 1.02189524e+09 8.24970636e+08 6.90830948e+08 5.19250967e+08 3.89042122e+08 3.15909758e+08 2.03282137e+08 1.10093893e+08 4.50791012e+07 1.23275383e+07 -3.05828349e+06 -8.68044681e+06 -8.23339059e+06 -6.08926510e+06 -3.73026084e+06 -1.58053878e+06 -8.15795404e+04 3.71258182e+05 1.66415375e+04] | coupled flap-edge stiffness
rotorse.GJ | output | N*m**2 | [8.92853503e+10 7.21639038e+10 4.51628181e+10 2.31830441e+10 1.04853074e+10 4.94794885e+09 2.20300164e+09 1.06112013e+09 6.04866378e+08 4.75361451e+08 4.01041700e+08 3.20539931e+08 2.73073894e+08 2.41932581e+08 1.96047071e+08 1.57800382e+08 1.35053146e+08 1.06614338e+08 8.33219912e+07 6.49112039e+07 4.84650301e+07 3.60005222e+07 2.73734793e+07 1.72330214e+07 1.14349081e+07 7.89418197e+06 5.51475122e+06 4.11800253e+06 2.87560647e+06 4.69085970e+04] | torsional stiffness (about axial z-direction of airfoil aligned coordinate system)
rotorse.rhoA | output | kg/m | [3189.16300162 2599.46780467 1949.59825914 1626.01013943 1169.28584624 832.69131911 636.80435969 540.12211757 495.49268773 482.8589834 474.06534776 460.00319966 445.95602014 430.51873524 412.65561173 395.90126026 380.18743249 343.87917412 305.85190849 268.42596222 241.18297796 211.5439243 175.71087635 137.33225614 101.31034324 73.91526672 53.69489996 39.19102752 24.77961044 5.68532421] | mass per unit length
rotorse.rhoJ | output | kg*m | [2.07209315e+04 1.67719863e+04 1.08591738e+04 7.16273008e+03 4.56192175e+03 3.08547856e+03 2.22009764e+03 1.73679762e+03 1.45061656e+03 1.29149224e+03 1.14194890e+03 9.97237479e+02 8.90188522e+02 7.95433723e+02 6.96177050e+02 6.10208781e+02 5.36618070e+02 4.10326588e+02 2.93365864e+02 1.91505777e+02 1.37183916e+02 1.02453807e+02 7.62059860e+01 5.10969626e+01 3.42315209e+01 2.21411623e+01 1.45982065e+01 1.01079187e+01 6.27964576e+00 1.09619320e-01] | polar mass moment of inertia per unit length
rotorse.x_ec | output | m | [ 4.52579868e-16 3.13334428e-17 9.80118764e-17 -6.02271215e-05 -5.90053193e-05 -8.65453574e-05 1.78112372e-05 1.10364022e-04 -8.20969655e-06 -5.31027355e-05 -6.11785217e-05 -4.89073890e-05 -3.75477864e-05 -2.04986630e-05 -2.64283781e-05 -3.74434193e-05 -3.69118168e-05 -3.14463214e-05 -2.28188411e-06 -1.16245890e-05 -1.56068768e-06 -1.22577971e-06 -1.30834061e-06 -1.28773117e-06 -1.45142960e-06 -7.07952641e-07 3.53059560e-07 2.12679885e-06 -4.85722573e-17 -1.04083409e-17] | x-distance to elastic center from point about which above structural properties are computed (airfoil aligned coordinate system)
rotorse.y_ec | output | m | [-3.15719673e-16 1.38777878e-17 1.11022302e-16 1.71581186e-03 -1.66966523e-03 -2.76269499e-03 1.21863616e-02 1.62765997e-02 -1.82497342e-03 2.24731479e-02 2.04023895e-02 1.73488934e-02 1.45692160e-02 1.22590014e-02 1.02787679e-02 8.46599193e-03 6.80681188e-03 4.31971888e-03 -3.13166485e-04 9.28438424e-04 -9.32597189e-05 -7.51684451e-05 -7.98277928e-05 -6.77280278e-05 -1.11155003e-04 -1.28366075e-04 -1.74385373e-04 -3.19572338e-04 0.00000000e+00 1.38777878e-17] | y-distance to elastic center from point about which above structural properties are computed
rotorse.rs.strains.EI11 | intermediate | N*m**2 | [1.52445944e+11 1.23872280e+11 8.14879396e+10 4.95972732e+10 3.11078143e+10 2.49906958e+10 2.09691059e+10 1.68777586e+10 1.39991880e+10 1.30705206e+10 1.16972583e+10 9.47768715e+09 8.27475469e+09 7.30602545e+09 5.84195526e+09 4.68012967e+09 3.89401685e+09 3.06970417e+09 2.46449121e+09 1.99687531e+09 1.53537510e+09 1.10809393e+09 7.64722527e+08 5.16666248e+08 3.28021581e+08 2.07091013e+08 1.20099028e+08 5.92206998e+07 2.21895135e+07 1.85925022e+05] | stiffness w.r.t principal axis 1
rotorse.rs.strains.EI22 | intermediate | N*m**2 | [1.52572176e+11 1.27539952e+11 9.09679113e+10 7.02180957e+10 5.57582050e+10 4.45074536e+10 3.70017283e+10 3.19123338e+10 2.88452117e+10 2.64740019e+10 2.39501425e+10 2.16889477e+10 1.98336121e+10 1.80790401e+10 1.63718926e+10 1.47930677e+10 1.32896618e+10 9.87581989e+09 6.72106454e+09 4.08537425e+09 2.88547217e+09 2.17763786e+09 1.61247028e+09 1.01436920e+09 6.70958340e+08 4.42357542e+08 2.88500553e+08 1.79685386e+08 8.85606641e+07 1.60211457e+06] | stiffness w.r.t principal axis 2
rotorse.rs.strains.alpha | intermediate | deg | [ 7.32540106e+01 6.25365458e+01 2.97492476e+01 1.62743737e+01 1.22465727e+01 1.39095279e+01 1.39366226e+01 1.08530016e+01 7.99529306e+00 7.26785907e+00 6.36496983e+00 4.81754662e+00 4.10335408e+00 3.68433106e+00 2.82999586e+00 2.20637323e+00 1.92794289e+00 1.71232766e+00 1.48258488e+00 1.23708736e+00 5.23188340e-01 -1.63834096e-01 -5.86716743e-01 -9.48004580e-01 -1.01757134e+00 -9.08603793e-01 -5.37783199e-01 -3.88005857e-02 3.20500254e-01 6.73340419e-01] | Angle between blade c.s. and principal axes
rotorse.rs.strains.M1 | intermediate | N*m | [-3.51744888e+07 -3.30702586e+07 -6.16047299e+07 -7.90752751e+07 -7.84680554e+07 -7.37280763e+07 -6.83937559e+07 -6.35130403e+07 -5.86625714e+07 -5.36372955e+07 -4.86760072e+07 -4.38528182e+07 -3.92001467e+07 -3.47782120e+07 -3.05742446e+07 -2.65949521e+07 -2.28736450e+07 -1.94163887e+07 -1.62258785e+07 -1.33116928e+07 -1.06726636e+07 -8.31445687e+06 -6.25026775e+06 -4.48187516e+06 -3.01122543e+06 -1.83849829e+06 -9.60125403e+05 -3.71795674e+05 -6.62102877e+04 3.65165609e+00] | distribution along blade span of bending moment w.r.t principal axis 1
rotorse.rs.strains.M2 | intermediate | N*m | [ 9.83062548e+07 9.27156138e+07 6.90151902e+07 3.54077043e+07 1.94595971e+07 1.45197614e+07 1.26622494e+07 8.64334060e+06 3.86675626e+06 9.74249579e+05 -5.27491332e+05 -1.96383880e+06 -2.93833128e+06 -3.26028322e+06 -3.44630141e+06 -3.52822361e+06 -3.35590550e+06 -3.03332864e+06 -2.67026825e+06 -2.30223183e+06 -1.98604410e+06 -1.70142116e+06 -1.38912182e+06 -1.06210471e+06 -7.41078092e+05 -4.53618161e+05 -2.30580200e+05 -8.52681455e+04 -1.47318493e+04 1.99302703e-01] | distribution along blade span of bending moment w.r.t principal axis 2
rotorse.rs.strains.F3 | intermediate | N | [6.45850602e+05 7.18685648e+05 7.53583878e+05 7.62617506e+05 7.56186464e+05 7.41587666e+05 7.23401003e+05 7.02804447e+05 6.79400357e+05 6.52320649e+05 6.21037803e+05 5.85851845e+05 5.47220420e+05 5.05506048e+05 4.61202145e+05 4.14701219e+05 3.66226861e+05 3.17496269e+05 2.70594972e+05 2.26321786e+05 1.84501958e+05 1.45133302e+05 1.09585619e+05 7.93402181e+04 5.51294048e+04 3.64964020e+04 2.23049921e+04 1.15231712e+04 3.79769903e+03 1.52340363e-11] | axial resultant along blade span
rotorse.xu_spar | output |  | [2.50072439 2.49638319 2.18848018 1.76515441 1.42611825 1.28027158 1.15104914 1.0130188 0.9056019 0.86317509 0.80376266 0.72757864 0.68638688 0.65688034 0.59945736 0.55079489 0.51071751 0.4661033 0.43359612 0.40405265 0.37106079 0.33862287 0.31285384 0.29533381 0.27783126 0.25938447 0.2396611 0.21897447 0.19753687 0.05126566] | x-position of midpoint of spar cap on upper surface for strain calculation
rotorse.xl_spar | output |  | [-2.51268213 -2.45801891 -2.2060993 -1.84990594 -1.49428486 -1.3238071 -1.18546713 -1.03984484 -0.92675944 -0.87550754 -0.82475388 -0.7432346 -0.70220023 -0.67264326 -0.61618394 -0.56382592 -0.52478902 -0.47645993 -0.44047648 -0.40803885 -0.37301019 -0.33941051 -0.31271712 -0.29527768 -0.27821283 -0.25977443 -0.24046883 -0.22026826 -0.19917533 -0.05211929] | x-position of midpoint of spar cap on lower surface for strain calculation
rotorse.yu_spar | output |  | [ 0.71025152 0.58748026 0.42397666 0.13363137 -0.14474501 -0.25665785 -0.27518817 -0.2647628 -0.26688927 -0.26005729 -0.25071349 -0.25111569 -0.25105727 -0.25162858 -0.25377152 -0.25348449 -0.2491341 -0.19672782 -0.1393103 -0.08307139 -0.060165 -0.05147103 -0.04839095 -0.03626302 -0.04234168 -0.03741741 -0.03529948 -0.04035562 -0.05720857 -0.01981131] | y-position of midpoint of spar cap on upper surface for strain calculation
rotorse.yl_spar | output |  | [-0.66672576 -0.76328166 -0.71224003 -0.71450668 -0.74095671 -0.70909291 -0.61989517 -0.52594418 -0.46509725 -0.41656005 -0.37380767 -0.34262124 -0.3221512 -0.3072193 -0.29401084 -0.28172082 -0.26785868 -0.20757011 -0.14408328 -0.08307709 -0.05514796 -0.04090873 -0.03244051 -0.01616137 -0.02041871 -0.01628517 -0.01584779 -0.02333601 -0.04413632 -0.01636224] | y-position of midpoint of spar cap on lower surface for strain calculation
rotorse.xu_te | output |  | [ 1.07409450e-05 -4.27142296e-04 -1.86009933e-03 3.65208705e-01 2.78060798e-01 2.34444714e-01 6.03467381e-02 1.72381528e-01 6.39516923e-02 7.05641732e-02 6.67310464e-02 5.93207378e-02 5.37535377e-02 4.97448760e-02 1.25051704e-01 1.06677808e-01 9.63575060e-02 8.06110442e-02 6.60287644e-02 5.68591767e-02 4.18361124e-02 2.48656387e-02 1.42260530e-02 1.24938422e-02 -3.45668379e-02 -3.25000694e-02 -3.04125695e-02 -2.83141431e-02 -2.60070223e-02 -7.09370168e-03] | x-position of midpoint of trailing-edge panel on upper surface for strain calculation
rotorse.xl_te | output |  | [ 1.07409450e-05 -4.27142296e-04 -1.86009933e-03 -2.10842789e-01 -1.38213839e-01 -9.57232365e-02 -1.65872989e-02 -3.51033414e-02 -4.64708230e-02 -5.61634594e-02 -5.28044191e-02 -4.68436966e-02 -3.87937598e-02 -3.10131564e-02 1.00469854e-03 1.67225774e-03 3.31415746e-03 2.16311075e-03 -4.01927260e-04 -3.79557892e-03 -9.88173337e-03 -1.66327699e-02 -2.04521860e-02 -1.99124194e-02 -3.45668379e-02 -3.25000694e-02 -3.04125695e-02 -2.83141431e-02 -2.60070223e-02 -7.09370168e-03] | x-position of midpoint of trailing-edge panel on lower surface for strain calculation
rotorse.yu_te | output |  | [-2.59984085 -2.59466078 -2.51972749 2.62663315 2.66830881 2.82695326 3.34120205 3.09154884 3.39118092 3.25252058 3.12483899 3.0092672 2.90783993 2.80190617 2.32934168 2.23560912 2.14318621 2.10028451 2.05920411 2.01249907 1.92961951 1.83216627 1.72949501 1.63470776 -0.87273135 -0.83086491 -0.78968271 -0.75244874 -0.72539056 -0.20224076] | y-position of midpoint of trailing-edge panel on upper surface for strain calculation
rotorse.yl_te | output |  | [-2.59984085 -2.59466078 -2.51972749 2.67026264 2.71271571 2.86321405 3.34324121 3.10577618 3.39221402 3.25322066 3.12496221 3.00938629 2.90806383 2.80232885 2.33755076 2.24285292 2.15012348 2.10638345 2.06465111 2.01796932 1.9347388 1.83663241 1.73344781 1.63842351 -0.87273135 -0.83086491 -0.78968271 -0.75244874 -0.72539056 -0.20224076] | y-position of midpoint of trailing-edge panel on lower surface for strain calculation
rotorse.rs.tip_pos.dx_tip | intermediate | m | [26.81874522] | deflection at tip in blade x-direction
rotorse.rs.tip_pos.dy_tip | intermediate | m | [-4.50395511] | deflection at tip in blade y-direction
rotorse.rs.tip_pos.dz_tip | intermediate | m | [-0.00218827] | deflection at tip in blade z-direction
rotorse.rs.tip_pos.3d_curv_tip | intermediate | deg | [9.59661216] | total coning angle including precone and curvature
rotorse.rs.tot_loads_gust.aeroloads_Px | intermediate | N/m | [ 383.70394821 477.8761437 855.75986225 1550.19339904 2481.31252551 3372.79577231 4462.50209031 5450.68180305 6370.064353 7239.68519392 7943.3807602 8675.75196047 9663.10606562 10570.85469573 11188.82788251 11924.71002108 13123.47637414 14592.35512724 15895.42652284 16874.17266833 17415.90209694 17847.47344526 18275.72002055 18769.80950105 19171.74712559 19363.41548597 19237.20972741 18714.06638647 17582.81254156 4924.68786149] | distributed loads in blade-aligned x-direction
rotorse.rs.tot_loads_gust.aeroloads_Py | intermediate | N/m | [ 78.01299046 81.06093983 -130.04529201 -715.51190192 -1409.83037828 -1859.01660622 -2318.42046606 -2619.95646727 -2862.49159597 -3076.58957096 -3166.30257063 -3262.36235861 -3465.8253716 -3632.28377072 -3627.6285407 -3665.53284608 -3879.82155797 -4205.79965551 -4432.51925182 -4492.26861183 -4439.87879344 -4324.14451083 -4215.81030261 -4143.37574281 -4074.21435081 -3984.9093393 -3829.17387398 -3579.58433337 -3148.14116531 -962.53967076] | distributed loads in blade-aligned y-direction
rotorse.rs.tot_loads_gust.aeroloads_Pz | intermediate | N/m | [0. 0. 0. 0. 0. 0. 0. 0. 0. 0. 0. 0. 0. 0. 0. 0. 0. 0. 0. 0. 0. 0. 0. 0. 0. 0. 0. 0. 0. 0.] | distributed loads in blade-aligned z-direction
rotorse.rs.tot_loads_gust.aeroloads_Omega | intermediate | rpm | [7.49924093] | rotor rotation speed
rotorse.rs.tot_loads_gust.aeroloads_pitch | intermediate | deg | [6.91178885e-19] | pitch angle
rotorse.rs.3d_curv | output | deg | [3.51295755 3.40858211 3.2547498 3.22882836 3.34127375 3.59329915 3.87512738 4.02079003 4.06491627 4.09425043 4.15987212 4.39662442 4.83536805 5.25740228 5.50936956 5.73070275 6.15065205 6.67477606 7.05682634 7.2562885 7.42395572 7.7034604 8.01161359 8.25021317 8.44908226 8.69104953 8.97294163 9.24504962 9.48739561 9.59661216] | total cone angle from precone and curvature
rotorse.stall_check.aoa_along_span | intermediate | deg | [53.57959084 43.55375894 31.42862495 19.93603688 14.77868956 11.96374161 9.98857883 8.76836585 8.15541355 7.8836591 7.69500949 7.5550697 7.40209301 7.30506057 7.22320777 7.16263645 7.11831344 7.08384487 7.06453148 7.07912166 7.12555495 7.3001411 7.5430007 7.7440801 7.8226259 7.70798706 7.48138607 7.09218718 6.3189007 7.10640472] | Angle of attack along blade span
financese.plant_aep | output | USD/kW/h | [2.64872777e+09]
financese.capacity_factor | output |  | [0.50394364] | Capacity factor of the wind farm
financese.lcoe | output | USD/kW/h | [0.0844285] | Levelized cost of energy: LCOE is the cost that, if assigned to every unit of electricity by an asset over an evaluation period, will equal the total costs during that same period when discounted to the base year.
financese.lvoe | output | USD/kW/h | [0.06718286] | Levelized value of energy: LVOE is the discounted sum of total value divided by the discounted sum of electrical energy generated.
financese.value_factor | output |  | [0.94623749] | Value factor is the LVOE divided by a benchmark price.
financese.nvoc | output | USD/kW/year | [-76.13164759] | Net value of capacity: NVOC is the difference in an asset’s total annualized value and annualized cost, divided by the installed capacity of the asset. NVOC ≥ 0 for economic viability.
financese.nvoe | output | USD/kW/h | [-0.01724563] | Net value of energy: NVOE is the difference between LVOE and LCOE. NVOE ≥ 0 for economic viability.
financese.slcoe | output | USD/kW/h | [0.08824563] | System LCOE: SLCOE is the negative of NVOE but further adjusted by a benchmark price. System LCOE ≤ benchmark price for economic viability.
financese.bcr | output |  | [0.79573681] | Benefit cost ratio: BCR is the discounted sum of total value divided by the discounted sum of total cost. A higher BCR is more competitive. BCR ≥ 1 for economic viability
financese.cbr | output |  | [1.25669692] | Cost benefit ratio: CBR is the inverse of BCR. CBR ≤ 1 for economic viability. A lower CBR is more competitive.
financese.roi | output |  | [-0.20426319] | Return on investment: ROI can also be expressed as BCR – 1. A higher ROI is more competitive. ROI ≥ 0 for economic viability.
financese.pm | output |  | [-0.25669692] | Profit margin: PM can also be expressed as 1 - CBR. A higher PM is more competitive. PM ≥ 0 for economic viability.
financese.plcoe | output | USD/kW/h | [0.08922548] | Profitability adjusted PLCOE is the product of a benchmark price and CBR, which is equal to LCOE divided by value factor. A lower PLCOE is more competitive. PLCOE ≤ benchmark price for economic viability.
orbit.bos_capex | output | USD | [5.79907235e+08] | Total BOS CAPEX not including commissioning or decommissioning.
orbit.total_capex | output | USD | [1.89815723e+09] | Total BOS CAPEX including commissioning and decommissioning.
orbit.total_capex_kW | output | USD/kW | [3163.59539134] | Total BOS CAPEX including commissioning and decommissioning.
orbit.installation_time | output | h | [8465.56712335] | Total balance of system installation time.
orbit.installation_capex | output | USD | [2.16090467e+08] | Total balance of system installation cost.
fixedse.env.Px | output | N/m | [ 0. 0. 0. 39780.22436066 40357.70972737 42109.65455506 45095.48338688 49417.69395582 55228.02852878 62738.3516545 72239.16932548 84130.76656805 98975.27954542 671.1136649 790.60575224 870.67490347 903.349065 932.72083273 959.48736719]
fixedse.env.Py | output | N/m | [0. 0. 0. 0. 0. 0. 0. 0. 0. 0. 0. 0. 0. 0. 0. 0. 0. 0. 0.]
fixedse.env.Pz | output | N/m | [0. 0. 0. 0. 0. 0. 0. 0. 0. 0. 0. 0. 0. 0. 0. 0. 0. 0. 0.]
fixedse.env.qdyn | output | N/m**2 | [0.00000000e+00 0.00000000e+00 0.00000000e+00 3.11498549e+05 2.78134940e+05 2.45058548e+05 2.12283107e+05 1.79832158e+05 1.47740077e+05 1.16053604e+05 8.48339892e+04 5.41599074e+04 2.41313517e+04 9.55342314e+01 1.12825226e+02 1.24356393e+02 1.29043266e+02 1.33245764e+02 1.37066088e+02]
fixedse.env.wave.U | output | m/s | [0. 0. 0. 0.70923173 0.71904559 0.74875877 0.79919357 0.87174575 0.96842316 1.09190133 1.24559745 1.43376502 1.6616115 0. 0. 0. 0. 0. 0. ]
fixedse.env.wave.W | output | m/s | [ 0. 0. 0. -0. -0.11839305 -0.24006259 -0.36837577 -0.50688362 -0.65941927 -0.83020411 -1.02396453 -1.24606279 -1.50264538 0. 0. 0. 0. 0. 0. ]
fixedse.env.wave.V | output | m/s | [0. 0. 0. 0.70923173 0.7287273 0.78630131 0.88000629 1.00840054 1.17161308 1.3716732 1.61245663 1.89956696 2.24028924 0. 0. 0. 0. 0. 0. ]
fixedse.env.wave.A | output | m/s**2 | [0. 0. 0. 0.4715592 0.47808431 0.49784022 0.53137368 0.57961271 0.6438923 0.72599136 0.82818197 0.9532922 1.10478444 0. 0. 0. 0. 0. 0. ]
fixedse.env.wave.p | output | N/m**2 | [ 0. 0. 0. 311240.75625003 277869.9635048 244771.21998735 211955.76760966 179442.68825987 147259.43188635 115442.57616473 84038.8387714 53106.37027765 22716.363445 0. 0. 0. 0. 0. 0. ]
fixedse.env.wave.phase_speed | output | m/s | [13.33783849]
fixedse.env.waveLoads.waveLoads_Px | output | N/m | [ 0. 0. 0. 39780.22436066 40357.70972737 42109.65455506 45095.48338688 49417.69395582 55228.02852878 62738.3516545 72239.16932548 84130.76656805 98975.27954542 0. 0. 0. 0. 0. 0. ]
fixedse.env.waveLoads.waveLoads_Py | output | N/m | [0. 0. 0. 0. 0. 0. 0. 0. 0. 0. 0. 0. 0. 0. 0. 0. 0. 0. 0.]
fixedse.env.waveLoads.waveLoads_Pz | output | N/m | [0. 0. 0. 0. 0. 0. 0. 0. 0. 0. 0. 0. 0. 0. 0. 0. 0. 0. 0.]
fixedse.env.waveLoads.waveLoads_qdyn | output | N/m**2 | [ 0. 0. 0. 257.79244552 264.97611468 287.32784543 327.33905972 389.46958299 480.64475584 611.02736295 795.15042154 1053.5370953 1414.98829614 0. 0. 0. 0. 0. 0. ]
fixedse.env.waveLoads.waveLoads_pt | output | N/m**2 | [ 0. 0. 0. 311498.54869554 278134.93961948 245058.54783278 212283.10666939 179832.15784286 147740.07664219 116053.60352768 84833.98919294 54159.90737295 24131.35174114 0. 0. 0. 0. 0. 0. ]
fixedse.env.waveLoads.waveLoads_z | output | m | [-75. -60. -45. -30. -26.66666667 -23.33333333 -20. -16.66666667 -13.33333333 -10. -6.66666667 -3.33333333 0. 3.33333333 6.66666667 10. 11.66666667 13.33333333 15. ]
fixedse.env.waveLoads.waveLoads_beta | output | deg | [0.]
fixedse.env.wind.U | output | m/s | [ 0. 0. 0. 0. 0. 0. 0. 0. 0. 0. 0. 0. 0. 12.48896534 13.57219404 14.24888925 14.51491931 14.74937642 14.95932378]
fixedse.env.windLoads.windLoads_Px | output | N/m | [ 0. 0. 0. 0. 0. 0. 0. 0. 0. 0. 0. 0. 0. 671.1136649 790.60575224 870.67490347 903.349065 932.72083273 959.48736719]
fixedse.env.windLoads.windLoads_Py | output | N/m | [0. 0. 0. 0. 0. 0. 0. 0. 0. 0. 0. 0. 0. 0. 0. 0. 0. 0. 0.]
fixedse.env.windLoads.windLoads_Pz | output | N/m | [0. 0. 0. 0. 0. 0. 0. 0. 0. 0. 0. 0. 0. 0. 0. 0. 0. 0. 0.]
fixedse.env.windLoads.windLoads_qdyn | output | N/m**2 | [ 0. 0. 0. 0. 0. 0. 0. 0. 0. 0. 0. 0. 0. 95.53423141 112.82522621 124.35639255 129.04326553 133.24576418 137.06608785]
fixedse.env.windLoads.windLoads_z | output | m | [-75. -60. -45. -30. -26.66666667 -23.33333333 -20. -16.66666667 -13.33333333 -10. -6.66666667 -3.33333333 0. 3.33333333 6.66666667 10. 11.66666667 13.33333333 15. ]
fixedse.env.windLoads.windLoads_beta | output | deg | [0.]
fixedse.g2e.Px | output | N/m | [0. 0. 0. 0. 0. 0. 0. 0. 0. 0. 0. 0. 0. 0. 0. 0. 0. 0. 0.]
fixedse.g2e.Py | output | N/m | [0. 0. 0. 0. 0. 0. 0. 0. 0. 0. 0. 0. 0. 0. 0. 0. 0. 0. 0.]
fixedse.g2e.Pz | output | N/m | [ 0. 0. 0. -39780.22436066 -40357.70972737 -42109.65455506 -45095.48338688 -49417.69395582 -55228.02852878 -62738.3516545 -72239.16932548 -84130.76656805 -98975.27954542 -671.1136649 -790.60575224 -870.67490347 -903.349065 -932.72083273 -959.48736719]
fixedse.g2e.qdyn | output | Pa | [0.00000000e+00 0.00000000e+00 0.00000000e+00 3.11498549e+05 2.78134940e+05 2.45058548e+05 2.12283107e+05 1.79832158e+05 1.47740077e+05 1.16053604e+05 8.48339892e+04 5.41599074e+04 2.41313517e+04 9.55342314e+01 1.12825226e+02 1.24356393e+02 1.29043266e+02 1.33245764e+02 1.37066088e+02]
fixedse.monopile.section_L | output | m | [15. 15. 15. 3.33333333 3.33333333 3.33333333 3.33333333 3.33333333 3.33333333 3.33333333 3.33333333 3.33333333 3.33333333 3.33333333 3.33333333 1.66666667 1.66666667 1.66666667 4.33333333 4.33333333 4.33333333 4.33333333 4.33333333 4.33333333 4.33333333 4.33333333 4.33333333 4.33333333 4.33333333 4.33333333 4.33333333 4.33333333 4.33333333 4.33333333 4.33333333 4.33333333 4.33333333 4.33333333 4.33333333 4.33333333 4.33333333 4.33333333 4.33333333 4.33333333 4.33333333 4.12866667 4.12866667 4.12866667]
fixedse.f1 | output | Hz | [0.18137794]
fixedse.f2 | output | Hz | [0.18233736]
fixedse.structural_frequencies | output | Hz | [0.18137794 0.18233736 0.77425252 0.89348456 0.97963733 1.95179579]
fixedse.fore_aft_freqs | output | Hz | [0.18233736 0.97963733 2.06005808]
fixedse.side_side_freqs | output | Hz | [0.18137794 0.89348456 1.95179579]
fixedse.torsion_freqs | output | Hz | [4.16368253 0. 0. ]
fixedse.fore_aft_modes | output |  | [[ 0.89544251 0.86219919 -2.76430107 3.43866598 -1.4320066 ] [ -3.73287292 -1.83803833 12.19491218 -9.12237284 3.49837192] [ -4.77565456 1.14999324 22.70821164 -18.3623857 0.27983539]]
fixedse.side_side_modes | output |  | [[ 0.8901409 0.85849137 -2.74767789 3.41904525 -1.41999963] [ -3.9374005 -2.07115804 12.7152671 -10.26108044 4.55437188] [ -4.54129262 0.64742209 20.54276202 -15.10715911 -0.54173238]]
fixedse.torsion_modes | output |  | [[ 0.76347141 1.21220695 -7.99901643 13.94130816 -6.91797009] [ 0. 0. 0. 0. 0. ] [ 0. 0. 0. 0. 0. ]]
fixedse.tower_fore_aft_modes | output |  | [[ 1.02655901 0.14510847 -0.58084336 0.58086605 -0.17169017] [ 3.55701987 -0.51903663 -3.21830558 1.62305951 -0.44273716] [-2.03103499 1.79512715 3.42775928 -2.32120851 0.12935706]]
fixedse.tower_side_side_modes | output |  | [[ 1.02443419 0.14558741 -0.5790177 0.57979385 -0.17079774] [ 3.02272678 -0.35897131 -2.61310904 1.39628848 -0.44693491] [-2.47463191 1.89803697 3.92773137 -2.42781523 0.0766788 ]]
fixedse.tower_torsion_modes | output |  | [[ 1.08167351 -0.24295025 -1.77929225 3.06305197 -1.12248299] [ 0. 0. 0. 0. 0. ] [ 0. 0. 0. 0. 0. ]]
fixedse.monopile.monopile_deflection | output | m | [[3.15310542e-05] [2.92735778e-04] [9.24675922e-04] [6.55622314e-03] [1.23735102e-02] [1.97542616e-02] [2.86673644e-02] [3.91475924e-02] [5.12052976e-02] [6.48068623e-02] [7.99945440e-02] [9.67808142e-02] [1.15129070e-01] [1.35087588e-01] [1.56669341e-01] [1.79834322e-01] [1.92015327e-01] [2.04599699e-01] [2.17582118e-01] [2.53222654e-01] [2.91524538e-01] [3.32390475e-01] [3.75852410e-01] [4.21898573e-01] [4.70441062e-01] [5.21537731e-01] [5.75243422e-01] [6.31562958e-01] [6.90588963e-01] [7.52392480e-01] [8.17002917e-01] [8.84539321e-01] [9.55088052e-01] [1.02868698e+00] [1.10548527e+00] [1.18558696e+00] [1.26903367e+00] [1.35596715e+00] [1.44636067e+00] [1.54005060e+00] [1.63707548e+00] [1.73717706e+00] [1.83991348e+00] [1.94508223e+00] [2.05219262e+00] [2.16065598e+00] [2.26454689e+00] [2.36851982e+00] [2.47167512e+00]]
fixedse.monopile.top_deflection | output | m | [2.47167512]
fixedse.monopile.monopile_Fz | output | N | [[-28412882.00418184] [-26290307.68063159] [-23872365.19627124] [-23268454.41829563] [-22660700.08139128] [-22045128.41842788] [-21449990.28995657] [-20838133.47227376] [-20204297.572096 ] [-19576268.48358746] [-18912941.9252764 ] [-18205500.78713392] [-17669653.56476983] [-17295811.0603406 ] [-16921639.27980526] [-16744951.34566364] [-16568212.22365649] [-16391426.787447 ]]
fixedse.monopile.monopile_Vx | output | N | [[ -994749.50604071] [ -7496636.72708108] [-19399999.77582325] [ 3787595.02019429] [ 3787740.4707315 ] [ 3787889.91125026] [ 3788001.48885477] [ 3788171.19326454] [ 3788355.95000702] [ 3788491.17798048] [ 3788727.54570317] [ 3789000.24285793] [ 3788836.50836718] [ 3788277.2430287 ] [ 3788367.24204987] [ 3787712.85855711] [ 3787734.43806732] [ 3787755.72823709]]
fixedse.monopile.monopile_Vy | output | N | [[ -7826.69271785] [ -59184.71271561] [-155624.23743867] [ 22433.6698155 ] [ 22434.82409379] [ 22436.01531708] [ 22436.91267092] [ 22438.27670918] [ 22439.7673547 ] [ 22440.87086119] [ 22442.79098881] [ 22445.01290927] [ 22443.74439545] [ 22439.28826354] [ 22440.04678442] [ 22434.7736608 ] [ 22434.95763926] [ 22435.13987319]]
fixedse.monopile.monopile_Mxx | output | N*m | [[ -53684.95847249] [ -826068.13928027] [-4290853.82740865] [-5107902.0506199 ] [-5031790.74633116] [-4955437.55881062] [-4878850.93106207] [-4802040.60162939] [-4725027.70247725] [-4647822.35154895] [-4570435.98951352] [-4492894.43264173] [-4415213.59953929] [-4337378.35776519] [-4259377.27856103] [-4220325.87099218] [-4181234.45820116] [-4142104.60912736]]
fixedse.monopile.monopile_Myy | output | N*m | [[6.86847402e+06] [1.05525944e+08] [5.42523520e+08] [6.43447061e+08] [6.30651770e+08] [6.17826241e+08] [6.04971654e+08] [5.92089467e+08] [5.79182488e+08] [5.66252086e+08] [5.53299928e+08] [5.40329364e+08] [5.27342459e+08] [5.14337556e+08] [5.01313354e+08] [4.94795439e+08] [4.88272942e+08] [4.81746075e+08]]
fixedse.monopile.monopile_Mzz | output | N*m | [[1105139.41104551] [2636877.67982484] [5186503.88603582] [9738189.96280861] [9738149.86910572] [9738109.5205619 ] [9738176.92915247] [9738134.49491072] [9738090.86898688] [9738166.07634878] [9738117.55452651] [9738066.30613018] [9738139.96888239] [9738094.79240842] [9738063.27455697] [9738117.14343923] [9738101.35530707] [9738085.56265222]]
fixedse.monopile.mudline_F | output | N | [[ 3.78759502e+06] [ 2.24336698e+04] [-2.38723652e+07]]
fixedse.monopile.mudline_M | output | N*m | [[-5.18375201e+06] [ 6.56209487e+08] [ 9.73818996e+06]]
fixedse.monopile.monopile_tower_z_full | output | m | [-75. -60. -45. -30. -26.66666667 -23.33333333 -20. -16.66666667 -13.33333333 -10. -6.66666667 -3.33333333 0. 3.33333333 6.66666667 10. 11.66666667 13.33333333 15. 19.33333333 23.66666667 28. 32.33333333 36.66666667 41. 45.33333333 49.66666667 54. 58.33333333 62.66666667 67. 71.33333333 75.66666667 80. 84.33333333 88.66666667 93. 97.33333333 101.66666667 106. 110.33333333 114.66666667 119. 123.33333333 127.66666667 132. 136.12866667 140.25733333 144.386 ]
fixedse.monopile.monopile_tower_outer_diameter_full | output | m | [10. 10. 10. 10. 10. 10. 10. 10. 10. 10. 10. 10. 10. 10. 10. 10. 10. 10. 10. 10. 10. 10. 9.97533333 9.95066667 9.926 9.765 9.604 9.443 9.23966667 9.03633333 8.833 8.60566667 8.37833333 8.151 7.89733333 7.64366667 7.39 7.22966667 7.06933333 6.909 6.85533333 6.80166667 6.748 6.68933333 6.63066667 6.572 6.548 6.524 6.5 ]
fixedse.monopile.monopile_tower_t_full | output | m | [0.055341 0.055341 0.055341 0.055341 0.055341 0.055341 0.051509 0.051509 0.051509 0.047517 0.047517 0.047517 0.043527 0.043527 0.043527 0.041058 0.041058 0.041058 0.039496 0.039496 0.039496 0.036456 0.036456 0.036456 0.033779 0.033779 0.033779 0.032192 0.032192 0.032192 0.030708 0.030708 0.030708 0.029101 0.029101 0.029101 0.027213 0.027213 0.027213 0.024009 0.024009 0.024009 0.020826 0.020826 0.020826 0.023998 0.023998 0.023998]
fixedse.monopile.monopile_tower_rho_sec | output | kg/m**3 | [7800. 7800. 7800. 7800. 7800. 7800. 7800. 7800. 7800. 7800. 7800. 7800. 7800. 7800. 7800. 7800. 7800. 7800. 7800. 7800. 7800. 7800. 7800. 7800. 7800. 7800. 7800. 7800. 7800. 7800. 7800. 7800. 7800. 7800. 7800. 7800. 7800. 7800. 7800. 7800. 7800. 7800. 7800. 7800. 7800. 7800. 7800. 7800.]
fixedse.monopile.monopile_tower_E_sec | output | Pa | [2.e+11 2.e+11 2.e+11 2.e+11 2.e+11 2.e+11 2.e+11 2.e+11 2.e+11 2.e+11 2.e+11 2.e+11 2.e+11 2.e+11 2.e+11 2.e+11 2.e+11 2.e+11 2.e+11 2.e+11 2.e+11 2.e+11 2.e+11 2.e+11 2.e+11 2.e+11 2.e+11 2.e+11 2.e+11 2.e+11 2.e+11 2.e+11 2.e+11 2.e+11 2.e+11 2.e+11 2.e+11 2.e+11 2.e+11 2.e+11 2.e+11 2.e+11 2.e+11 2.e+11 2.e+11 2.e+11 2.e+11 2.e+11]
fixedse.monopile.monopile_tower_G_sec | output | Pa | [7.93e+10 7.93e+10 7.93e+10 7.93e+10 7.93e+10 7.93e+10 7.93e+10 7.93e+10 7.93e+10 7.93e+10 7.93e+10 7.93e+10 7.93e+10 7.93e+10 7.93e+10 7.93e+10 7.93e+10 7.93e+10 7.93e+10 7.93e+10 7.93e+10 7.93e+10 7.93e+10 7.93e+10 7.93e+10 7.93e+10 7.93e+10 7.93e+10 7.93e+10 7.93e+10 7.93e+10 7.93e+10 7.93e+10 7.93e+10 7.93e+10 7.93e+10 7.93e+10 7.93e+10 7.93e+10 7.93e+10 7.93e+10 7.93e+10 7.93e+10 7.93e+10 7.93e+10 7.93e+10 7.93e+10 7.93e+10]
fixedse.monopile.monopile_tower_A_sec | output | m**2 | [1.84999497 1.84999497 1.84999497 1.84999497 1.84999497 1.84999497 1.7225585 1.7225585 1.7225585 1.5896961 1.5896961 1.5896961 1.4567932 1.4567932 1.4567932 1.37449968 1.37449968 1.37449968 1.32241595 1.32241595 1.32241595 1.21949096 1.21646814 1.21344531 1.11410373 1.09582246 1.0775412 1.00737515 0.98537173 0.96336831 0.89688395 0.87341745 0.84995095 0.78210236 0.7572879 0.73247343 0.66618944 0.65152269 0.63685594 0.55349689 0.54916565 0.54483441 0.46889362 0.46478656 0.46067951 0.52725521 0.52531914 0.52338308]
fixedse.monopile.monopile_tower_Asx_sec | output | m**2 | [1.05242302 1.05242302 1.05242302 1.05242302 1.05242302 1.05242302 0.97975505 0.97975505 0.97975505 0.90402089 0.90402089 0.90402089 0.82829188 0.82829188 0.82829188 0.78141453 0.78141453 0.78141453 0.7517513 0.7517513 0.7517513 0.69314786 0.69143254 0.68971721 0.63318409 0.62281022 0.61243635 0.57253045 0.56004441 0.54755838 0.50975139 0.49643513 0.48311888 0.44453535 0.4304542 0.41637306 0.37866861 0.37034586 0.36202311 0.31457981 0.31212201 0.30966421 0.26644893 0.26411833 0.26178773 0.29968829 0.29858965 0.29749102]
fixedse.monopile.monopile_tower_Asy_sec | output | m**2 | [1.05242302 1.05242302 1.05242302 1.05242302 1.05242302 1.05242302 0.97975505 0.97975505 0.97975505 0.90402089 0.90402089 0.90402089 0.82829188 0.82829188 0.82829188 0.78141453 0.78141453 0.78141453 0.7517513 0.7517513 0.7517513 0.69314786 0.69143254 0.68971721 0.63318409 0.62281022 0.61243635 0.57253045 0.56004441 0.54755838 0.50975139 0.49643513 0.48311888 0.44453535 0.4304542 0.41637306 0.37866861 0.37034586 0.36202311 0.31457981 0.31212201 0.30966421 0.26644893 0.26411833 0.26178773 0.29968829 0.29858965 0.29749102]
fixedse.monopile.monopile_tower_J0_sec | output | kg*m**2 | [45.74080443 45.74080443 45.74080443 45.74080443 45.74080443 45.74080443 42.62261133 42.62261133 42.62261133 39.36650917 39.36650917 39.36650917 36.10416088 36.10416088 36.10416088 34.08147956 34.08147956 34.08147956 32.80027949 32.80027949 32.80027949 30.19091422 29.96696414 29.74412429 26.8139729 25.51555677 24.25974787 21.82507191 20.42596166 19.08796089 16.92714936 15.63295075 14.40646005 12.49837155 11.34608584 10.26689369 8.83322215 8.26256389 7.71702846 6.50841817 6.35682227 6.20759887 5.25881821 5.12183931 4.98725995 5.63107215 5.56926883 5.50791938]
fixedse.monopile.monopile_tower_Ixx_sec | output | kg*m**2 | [22.87040222 22.87040222 22.87040222 22.87040222 22.87040222 22.87040222 21.31130567 21.31130567 21.31130567 19.68325459 19.68325459 19.68325459 18.05208044 18.05208044 18.05208044 17.04073978 17.04073978 17.04073978 16.40013975 16.40013975 16.40013975 15.09545711 14.98348207 14.87206214 13.40698645 12.75777839 12.12987393 10.91253595 10.21298083 9.54398044 8.46357468 7.81647538 7.20323002 6.24918577 5.67304292 5.13344685 4.41661107 4.13128195 3.85851423 3.25420908 3.17841114 3.10379943 2.6294091 2.56091965 2.49362997 2.81553608 2.78463441 2.75395969]
fixedse.monopile.monopile_tower_Iyy_sec | output | kg*m**2 | [22.87040222 22.87040222 22.87040222 22.87040222 22.87040222 22.87040222 21.31130567 21.31130567 21.31130567 19.68325459 19.68325459 19.68325459 18.05208044 18.05208044 18.05208044 17.04073978 17.04073978 17.04073978 16.40013975 16.40013975 16.40013975 15.09545711 14.98348207 14.87206214 13.40698645 12.75777839 12.12987393 10.91253595 10.21298083 9.54398044 8.46357468 7.81647538 7.20323002 6.24918577 5.67304292 5.13344685 4.41661107 4.13128195 3.85851423 3.25420908 3.17841114 3.10379943 2.6294091 2.56091965 2.49362997 2.81553608 2.78463441 2.75395969]
fixedse.monopile.monopile_tower_sigma_y_full | output | Pa | [3.45e+08 3.45e+08 3.45e+08 3.45e+08 3.45e+08 3.45e+08 3.45e+08 3.45e+08 3.45e+08 3.45e+08 3.45e+08 3.45e+08 3.45e+08 3.45e+08 3.45e+08 3.45e+08 3.45e+08 3.45e+08 3.45e+08 3.45e+08 3.45e+08 3.45e+08 3.45e+08 3.45e+08 3.45e+08 3.45e+08 3.45e+08 3.45e+08 3.45e+08 3.45e+08 3.45e+08 3.45e+08 3.45e+08 3.45e+08 3.45e+08 3.45e+08 3.45e+08 3.45e+08 3.45e+08 3.45e+08 3.45e+08 3.45e+08 3.45e+08 3.45e+08 3.45e+08 3.45e+08 3.45e+08 3.45e+08]
fixedse.monopile.monopile_tower_bending_height | output | m | [174.386]
fixedse.monopile.monopile_tower_qdyn | output | Pa | [[0.00000000e+00] [0.00000000e+00] [0.00000000e+00] [3.11498549e+05] [2.78134940e+05] [2.45058548e+05] [2.12283107e+05] [1.79832158e+05] [1.47740077e+05] [1.16053604e+05] [8.48339892e+04] [5.41599074e+04] [2.41313517e+04] [9.55342314e+01] [1.12825226e+02] [1.24356393e+02] [1.29043266e+02] [1.33245764e+02] [1.37066088e+02] [1.45673895e+02] [1.52918848e+02] [1.59215756e+02] [1.64810255e+02] [1.69860836e+02] [1.74476219e+02] [1.78734484e+02] [1.82693762e+02] [1.86398588e+02] [1.89883901e+02] [1.93177659e+02] [1.96302607e+02] [1.99277525e+02] [2.02118106e+02] [2.04837616e+02] [2.07447373e+02] [2.09957120e+02] [2.12375309e+02] [2.14709321e+02] [2.16965647e+02] [2.19150024e+02] [2.21267553e+02] [2.23322788e+02] [2.25319815e+02] [2.27262316e+02] [2.29153619e+02] [2.30996744e+02] [2.32710520e+02] [2.34385237e+02] [2.36022896e+02]]
fixedse.monopile.monopile_tower_Fz | output | N | [[-2.84128820e+07] [-2.62903077e+07] [-2.38723652e+07] [-2.32684544e+07] [-2.26607001e+07] [-2.20451284e+07] [-2.14499903e+07] [-2.08381335e+07] [-2.02042976e+07] [-1.95762685e+07] [-1.89129419e+07] [-1.82055008e+07] [-1.76696536e+07] [-1.72958111e+07] [-1.69216393e+07] [-1.67449513e+07] [-1.65682122e+07] [-1.63914268e+07] [-1.49683576e+07] [-1.45257915e+07] [-1.40829855e+07] [-1.36740884e+07] [-1.32660179e+07] [-1.28587989e+07] [-1.24843721e+07] [-1.21159209e+07] [-1.17534961e+07] [-1.14143074e+07] [-1.10824143e+07] [-1.07578388e+07] [-1.04553330e+07] [-1.01606535e+07] [-9.87381484e+06] [-9.60953390e+06] [-9.35356086e+06] [-9.10590929e+06] [-8.88032951e+06] [-8.65968810e+06] [-8.44395977e+06] [-8.25591637e+06] [-8.06933268e+06] [-7.88417685e+06] [-7.72418603e+06] [-7.56555403e+06] [-7.40828420e+06] [-7.23742017e+06] [-7.06716096e+06] [ 1.97760528e-08]]
fixedse.monopile.monopile_tower_Vx | output | N | [[-9.94749506e+05] [-7.49663673e+06] [-1.93999998e+07] [ 3.78759502e+06] [ 3.78774047e+06] [ 3.78788991e+06] [ 3.78800149e+06] [ 3.78817119e+06] [ 3.78835595e+06] [ 3.78849118e+06] [ 3.78872755e+06] [ 3.78900024e+06] [ 3.78883651e+06] [ 3.78827724e+06] [ 3.78836724e+06] [ 3.78771286e+06] [ 3.78773444e+06] [ 3.78775573e+06] [ 3.78888676e+06] [ 3.78902302e+06] [ 3.78915512e+06] [ 3.78911775e+06] [ 3.78923532e+06] [ 3.78934812e+06] [ 3.78927483e+06] [ 3.78935062e+06] [ 3.78942260e+06] [ 3.78937756e+06] [ 3.78943429e+06] [ 3.78948726e+06] [ 3.78942488e+06] [ 3.78946636e+06] [ 3.78950351e+06] [ 3.78940953e+06] [ 3.78943353e+06] [ 3.78945222e+06] [ 3.78933049e+06] [ 3.78936896e+06] [ 3.78939979e+06] [ 3.78917289e+06] [ 3.78922267e+06] [ 3.78926248e+06] [ 3.78900910e+06] [ 3.78902816e+06] [ 3.78903588e+06] [ 3.78921736e+06] [ 3.78921140e+06] [ 2.11989479e+03]]
fixedse.monopile.monopile_tower_Vy | output | N | [[-7.82669272e+03] [-5.91847127e+04] [-1.55624237e+05] [ 2.24336698e+04] [ 2.24348241e+04] [ 2.24360153e+04] [ 2.24369127e+04] [ 2.24382767e+04] [ 2.24397674e+04] [ 2.24408709e+04] [ 2.24427910e+04] [ 2.24450129e+04] [ 2.24437444e+04] [ 2.24392883e+04] [ 2.24400468e+04] [ 2.24347737e+04] [ 2.24349576e+04] [ 2.24351399e+04] [ 2.24443739e+04] [ 2.24455583e+04] [ 2.24467195e+04] [ 2.24464924e+04] [ 2.24475565e+04] [ 2.24485927e+04] [ 2.24480814e+04] [ 2.24488339e+04] [ 2.24495694e+04] [ 2.24493215e+04] [ 2.24499608e+04] [ 2.24505869e+04] [ 2.24502256e+04] [ 2.24507958e+04] [ 2.24513533e+04] [ 2.24507574e+04] [ 2.24512572e+04] [ 2.24517445e+04] [ 2.24509510e+04] [ 2.24517053e+04] [ 2.24524305e+04] [ 2.24506432e+04] [ 2.24516525e+04] [ 2.24526091e+04] [ 2.24504947e+04] [ 2.24513439e+04] [ 2.24521305e+04] [ 2.24549861e+04] [ 2.24556708e+04] [ 2.63116518e+01]]
fixedse.monopile.monopile_tower_Mxx | output | N*m | [[-5.36849585e+04] [-8.26068139e+05] [-4.29085383e+06] [-5.10790205e+06] [-5.03179075e+06] [-4.95543756e+06] [-4.87885093e+06] [-4.80204060e+06] [-4.72502770e+06] [-4.64782235e+06] [-4.57043599e+06] [-4.49289443e+06] [-4.41521360e+06] [-4.33737836e+06] [-4.25937728e+06] [-4.22032587e+06] [-4.18123446e+06] [-4.14210461e+06] [-4.04043471e+06] [-3.93854660e+06] [-3.83646969e+06] [-3.73421697e+06] [-3.63179224e+06] [-3.52922047e+06] [-3.42650957e+06] [-3.32365172e+06] [-3.22065659e+06] [-3.11752404e+06] [-3.01424569e+06] [-2.91082589e+06] [-2.80725897e+06] [-2.70353158e+06] [-2.59964370e+06] [-2.49558263e+06] [-2.39132603e+06] [-2.28686715e+06] [-2.18218638e+06] [-2.07726432e+06] [-1.97211047e+06] [-1.86670798e+06] [-1.76103806e+06] [-1.65513462e+06] [-1.54899581e+06] [-1.44260526e+06] [-1.33599774e+06] [-1.23428804e+06] [-1.13251639e+06] [-2.34693289e-05]]
fixedse.monopile.monopile_tower_Myy | output | N*m | [[ 6.86847402e+06] [ 1.05525944e+08] [ 5.42523520e+08] [ 6.43447061e+08] [ 6.30651770e+08] [ 6.17826241e+08] [ 6.04971654e+08] [ 5.92089467e+08] [ 5.79182488e+08] [ 5.66252086e+08] [ 5.53299928e+08] [ 5.40329364e+08] [ 5.27342459e+08] [ 5.14337556e+08] [ 5.01313354e+08] [ 4.94795439e+08] [ 4.88272942e+08] [ 4.81746075e+08] [ 4.64786267e+08] [ 4.47802344e+08] [ 4.30798127e+08] [ 4.13775448e+08] [ 3.96735205e+08] [ 3.79680635e+08] [ 3.62612991e+08] [ 3.45531908e+08] [ 3.28438945e+08] [ 3.11334583e+08] [ 2.94218540e+08] [ 2.77091903e+08] [ 2.59954760e+08] [ 2.42806553e+08] [ 2.25648145e+08] [ 2.08479259e+08] [ 1.91298926e+08] [ 1.74107810e+08] [ 1.56905611e+08] [ 1.39692297e+08] [ 1.22470383e+08] [ 1.05240522e+08] [ 8.80035065e+07] [ 7.07639087e+07] [ 5.35241584e+07] [ 3.62862390e+07] [ 1.90550770e+07] [ 2.64993262e+06] [-1.37380517e+07] [ 1.89638138e-03]]
fixedse.monopile.monopile_tower_Mzz | output | N*m | [[1105139.41104551] [2636877.67982484] [5186503.88603582] [9738189.96280861] [9738149.86910572] [9738109.5205619 ] [9738176.92915247] [9738134.49491072] [9738090.86898688] [9738166.07634878] [9738117.55452651] [9738066.30613018] [9738139.96888239] [9738094.79240842] [9738063.27455697] [9738117.14343923] [9738101.35530707] [9738085.56265222] [9738036.37634541] [9737995.2857173 ] [9737954.18337191] [9738023.44768286] [9737985.68909341] [9737947.82622747] [9738022.65983659] [9738004.34317589] [9737986.08611632] [9738038.08747436] [9738027.80890646] [9738017.99101639] [9738078.2780872 ] [9738075.32055322] [9738073.33044439] [9738155.65793085] [9738163.60405605] [9738173.48174352] [9738283.8773567 ] [9738279.14444586] [9738275.1461466 ] [9738478.80451896] [9738451.52470211] [9738424.14037163] [9738670.27034592] [9738646.2385436 ] [9738622.1407746 ] [9738330.79800938] [9738297.20845943] [ 0. ]]
fixedse.post.axial_stress | output | Pa | [[-1.38567028e+07] [ 8.86010839e+06] [ 1.05707909e+08] [ 1.28099296e+08] [ 1.25630422e+08] [ 1.23159163e+08] [ 1.29489002e+08] [ 1.26821774e+08] [ 1.24161489e+08] [ 1.31531445e+08] [ 1.28658514e+08] [ 1.25808659e+08] [ 1.33937384e+08] [ 1.30591900e+08] [ 1.27241296e+08] [ 1.33002854e+08] [ 1.31217615e+08] [ 1.29431128e+08]]
fixedse.post.shear_stress | output | Pa | [[ 1066033.10075614] [ 7411679.46442279] [19001190.06193431] [ 4663488.45538673] [ 4663622.28214482] [ 4663759.87242091] [ 5008713.98354472] [ 5008882.22190842] [ 5009065.68433664] [ 5427644.7479953 ] [ 5427900.05583779] [ 5428195.20514281] [ 5922974.68521299] [ 5922293.20556881] [ 5922397.50040432] [ 6275989.02949701] [ 6276014.33013106] [ 6276039.25981708]]
fixedse.post.hoop_stress | output | Pa | [[-0.00000000e+00] [-0.00000000e+00] [-1.39939053e+07] [-2.64889683e+07] [-2.35041869e+07] [-2.05458286e+07] [-1.89333669e+07] [-1.58168933e+07] [-1.27373326e+07] [-1.05190266e+07] [-7.27810254e+06] [-4.09954556e+06] [-1.38542937e+06] [-1.19151637e+04] [-1.35633767e+04] [-1.53660218e+04] [-1.59050686e+04] [-1.63915684e+04]]
fixedse.post.hoop_stress_euro | output | Pa | [[0.] [0.] [0.] [0.] [0.] [0.] [0.] [0.] [0.] [0.] [0.] [0.] [0.] [0.] [0.] [0.] [0.] [0.]]
fixedse.post.constr_stress | output |  | [[0.07111148] [0.07934682] [0.60044176] [0.72957594] [0.70768211] [0.68600338] [0.71313249] [0.69031199] [0.66782795] [0.69902875] [0.67545053] [0.65241639] [0.68687002] [0.66639171] [0.6494053 ] [0.67887464] [0.66982518] [0.66077009]]
fixedse.post.constr_shell_buckling | output |  | [[0.08326757] [0.13058266] [0.67600873] [0.21839028] [0.19875325] [0.17949879] [0.18943578] [0.16777869] [0.14688703] [0.15212314] [0.12909361] [0.10826541] [0.10840225] [0.09993316] [0.09859712] [0.0925353 ] [0.09183822] [0.09114192]]
fixedse.post.constr_global_buckling | output |  | [[0.11998047] [0.25021769] [0.852852 ] [0.99149352] [0.97079707] [0.95004002] [0.99855425] [0.97619041] [0.95370195] [1.00960202] [0.98499543] [0.96015039] [1.0222635 ] [0.99702342] [0.97176445] [1.01709328] [1.00374695] [0.99039671]]
fixedse.post_monopile_tower.axial_stress | output | Pa | [[-1.38567028e+07] [ 8.86010839e+06] [ 1.05707909e+08] [ 1.28099296e+08] [ 1.25630422e+08] [ 1.23159163e+08] [ 1.29489002e+08] [ 1.26821774e+08] [ 1.24161489e+08] [ 1.31531445e+08] [ 1.28658514e+08] [ 1.25808659e+08] [ 1.33937384e+08] [ 1.30591900e+08] [ 1.27241296e+08] [ 1.33002854e+08] [ 1.31217615e+08] [ 1.29431128e+08] [ 1.30388329e+08] [ 1.25544938e+08] [ 1.20695544e+08] [ 1.25676565e+08] [ 1.21001181e+08] [ 1.16270333e+08] [ 1.21943691e+08] [ 1.20097193e+08] [ 1.18031755e+08] [ 1.21930030e+08] [ 1.20385059e+08] [ 1.18541054e+08] [ 1.22255544e+08] [ 1.20270293e+08] [ 1.17841004e+08] [ 1.21570013e+08] [ 1.18672156e+08] [ 1.15051066e+08] [ 1.16527989e+08] [ 1.07596015e+08] [ 9.76746660e+07] [ 9.63855838e+07] [ 7.98585088e+07] [ 6.27804792e+07] [ 5.19378841e+07] [ 3.09433025e+07] [ 9.20275496e+06] [-1.03210712e+07] [ 2.72435527e+06] [ 2.24229668e-03]]
fixedse.post_monopile_tower.shear_stress | output | Pa | [[1.06603310e+06] [7.41167946e+06] [1.90011901e+07] [4.66348846e+06] [4.66362228e+06] [4.66375987e+06] [5.00871398e+06] [5.00888222e+06] [5.00906568e+06] [5.42764475e+06] [5.42790006e+06] [5.42819521e+06] [5.92297469e+06] [5.92229321e+06] [5.92239750e+06] [6.27598903e+06] [6.27601433e+06] [6.27603926e+06] [6.52461266e+06] [6.52478766e+06] [6.52495713e+06] [7.07738361e+06] [7.09913886e+06] [7.12101560e+06] [7.77237442e+06] [7.93242816e+06] [8.09895461e+06] [8.70274957e+06] [8.94468878e+06] [9.19990043e+06] [9.94208685e+06] [1.02784083e+07] [1.06372284e+07] [1.16506080e+07] [1.21381397e+07] [1.26661255e+07] [1.40365626e+07] [1.44453626e+07] [1.48773564e+07] [1.71942568e+07] [1.73709337e+07] [1.75510452e+07] [2.04417082e+07] [2.06778508e+07] [2.09191610e+07] [1.83164895e+07] [1.84049375e+07] [7.12646074e+03]]
fixedse.post_monopile_tower.hoop_stress | output | Pa | [[-0.00000000e+00] [-0.00000000e+00] [-1.39939053e+07] [-2.64889683e+07] [-2.35041869e+07] [-2.05458286e+07] [-1.89333669e+07] [-1.58168933e+07] [-1.27373326e+07] [-1.05190266e+07] [-7.27810254e+06] [-4.09954556e+06] [-1.38542937e+06] [-1.19151637e+04] [-1.35633767e+04] [-1.53660218e+04] [-1.59050686e+04] [-1.63915684e+04] [-1.78260630e+04] [-1.88255406e+04] [-1.96793218e+04] [-2.21119369e+04] [-2.27817596e+04] [-2.33814961e+04] [-2.56491080e+04] [-2.58151749e+04] [-2.59227880e+04] [-2.72029298e+04] [-2.70881354e+04] [-2.69270176e+04] [-2.79816949e+04] [-2.76501696e+04] [-2.72799970e+04] [-2.83172877e+04] [-2.77593100e+04] [-2.71666968e+04] [-2.85736156e+04] [-2.82448922e+04] [-2.78930759e+04] [-3.14512597e+04] [-3.15008015e+04] [-3.15372089e+04] [-3.63886848e+04] [-3.63755018e+04] [-3.63490689e+04] [-3.15733770e+04] [-3.16873125e+04] [-3.17944090e+04]]
fixedse.post_monopile_tower.hoop_stress_euro | output | Pa | [[0.] [0.] [0.] [0.] [0.] [0.] [0.] [0.] [0.] [0.] [0.] [0.] [0.] [0.] [0.] [0.] [0.] [0.] [0.] [0.] [0.] [0.] [0.] [0.] [0.] [0.] [0.] [0.] [0.] [0.] [0.] [0.] [0.] [0.] [0.] [0.] [0.] [0.] [0.] [0.] [0.] [0.] [0.] [0.] [0.] [0.] [0.] [0.]]
fixedse.post_monopile_tower.constr_stress | output |  | [[7.11114844e-02] [7.93468197e-02] [6.00441765e-01] [7.29575938e-01] [7.07682113e-01] [6.86003378e-01] [7.13132493e-01] [6.90311988e-01] [6.67827955e-01] [6.99028746e-01] [6.75450527e-01] [6.52416385e-01] [6.86870023e-01] [6.66391714e-01] [6.49405296e-01] [6.78874640e-01] [6.69825178e-01] [6.60770092e-01] [6.65811539e-01] [6.41271633e-01] [6.16708571e-01] [6.42401175e-01] [6.18755365e-01] [5.94839819e-01] [6.24155708e-01] [6.14979320e-01] [6.04713436e-01] [6.25043176e-01] [6.17512240e-01] [6.08504809e-01] [6.28118123e-01] [6.18545607e-01] [6.06803119e-01] [6.26954163e-01] [6.13149819e-01] [5.95872771e-01] [6.05608056e-01] [5.62009660e-01] [5.13935517e-01] [5.13257039e-01] [4.34187340e-01] [3.54903619e-01] [3.19832673e-01] [2.40830481e-01] [1.90190986e-01] [1.69684965e-01] [1.62761514e-01] [1.73497574e-04]]
fixedse.post_monopile_tower.constr_shell_buckling | output |  | [[0.08326757] [0.13058266] [0.67600873] [0.21839028] [0.19875325] [0.17949879] [0.18943578] [0.16777869] [0.14688703] [0.15212314] [0.12909361] [0.10826541] [0.10840225] [0.09993316] [0.09859712] [0.0925353 ] [0.09183822] [0.09114192] [0.11403378] [0.11220583] [0.11038512] [0.12595707] [0.12417088] [0.12239769] [0.1398469 ] [0.13886783] [0.13797751] [0.15049322] [0.15008381] [0.14982541] [0.16381225] [0.16410916] [0.16463305] [0.18307583] [0.18449564] [0.18628356] [0.21261148] [0.21361693] [0.21484324] [0.27252769] [0.27186629] [0.27125418] [0.3574946 ] [0.35701141] [0.35659601] [0.26679373] [0.26575522] [0.00085298]]
fixedse.post_monopile_tower.constr_global_buckling | output |  | [[2.28702747e-01] [4.00942572e-01] [1.20471252e+00] [1.38684942e+00] [1.35452492e+00] [1.32220897e+00] [1.39445833e+00] [1.35954188e+00] [1.32445700e+00] [1.40720978e+00] [1.36843079e+00] [1.32917692e+00] [1.42141477e+00] [1.38404083e+00] [1.34677670e+00] [1.41518398e+00] [1.39550533e+00] [1.37585769e+00] [1.36352002e+00] [1.31121645e+00] [1.25914950e+00] [1.32044844e+00] [1.27170937e+00] [1.22263534e+00] [1.29520642e+00] [1.28251632e+00] [1.26832769e+00] [1.32782376e+00] [1.32512887e+00] [1.31956786e+00] [1.38943654e+00] [1.39151635e+00] [1.39147766e+00] [1.48379669e+00] [1.49310969e+00] [1.49997809e+00] [1.60029252e+00] [1.54063271e+00] [1.47163408e+00] [1.58859861e+00] [1.41403599e+00] [1.23349646e+00] [1.25057490e+00] [1.01979771e+00] [7.79548478e-01] [4.66382325e-01] [5.94271867e-01] [1.72558660e-11]]
tcons.constr_tower_f_NPmargin | output |  | [-0.1032862] | constraint on tower frequency such that ratio of 3P/f is above or below gamma with constraint <= 0
tcons.constr_tower_f_1Pmargin | output |  | [-0.09729289] | constraint on tower frequency such that ratio of 1P/f is above or below gamma with constraint <= 0
tcons.tip_deflection_ratio | output |  | [1.14510113]
tcons.blade_tip_tower_clearance | output | m | [31.97675106]
towerse.env.Px | output | N/m | [ 959.48736719 1020.04639156 1071.30803563 1116.09462077 1153.10632742 1186.1667222 1216.04121323 1225.2419815 1231.39085826 1234.9093061 1230.27365897 1223.47970794 1214.77647911 1200.95972454 1185.56884182 1168.75716886 1146.84720634 1123.71441766 1099.44492909 1087.80206553 1075.32186315 1062.05428114 1064.08259976 1065.66407326 1066.82489105 1066.81671569 1066.42090013 1065.65749372 1069.64183861 1073.39395241 1076.92476579]
towerse.env.Py | output | N/m | [0. 0. 0. 0. 0. 0. 0. 0. 0. 0. 0. 0. 0. 0. 0. 0. 0. 0. 0. 0. 0. 0. 0. 0. 0. 0. 0. 0. 0. 0. 0.]
towerse.env.Pz | output | N/m | [0. 0. 0. 0. 0. 0. 0. 0. 0. 0. 0. 0. 0. 0. 0. 0. 0. 0. 0. 0. 0. 0. 0. 0. 0. 0. 0. 0. 0. 0. 0.]
towerse.env.qdyn | output | N/m**2 | [137.06608785 145.673895 152.91884802 159.21575575 164.81025458 169.86083648 174.47621879 178.73448447 182.69376183 186.3985877 189.88390115 193.17765856 196.30260722 199.2775245 202.11810591 204.83761569 207.44737278 209.95711995 212.37530852 214.70932091 216.96564683 219.15002412 221.26755274 223.32278759 225.31981494 227.26231577 229.15361865 230.99674413 232.71052016 234.38523701 236.02289638]
towerse.env.wind.U | output | m/s | [14.95932378 15.42189776 15.80074129 16.12278174 16.40359615 16.6530422 16.87777037 17.0824882 17.27065516 17.44489108 17.60722955 17.75928196 17.90234768 18.03749041 18.16559232 18.28739348 18.40352108 18.51451146 18.62082698 18.72286917 18.82098901 18.91549518 19.0066606 19.09472788 19.1799136 19.26241199 19.34239791 19.42002939 19.49193534 19.56194711 19.63016822]
towerse.env.windLoads.windLoads_Px | output | N/m | [ 959.48736719 1020.04639156 1071.30803563 1116.09462077 1153.10632742 1186.1667222 1216.04121323 1225.2419815 1231.39085826 1234.9093061 1230.27365897 1223.47970794 1214.77647911 1200.95972454 1185.56884182 1168.75716886 1146.84720634 1123.71441766 1099.44492909 1087.80206553 1075.32186315 1062.05428114 1064.08259976 1065.66407326 1066.82489105 1066.81671569 1066.42090013 1065.65749372 1069.64183861 1073.39395241 1076.92476579]
towerse.env.windLoads.windLoads_Py | output | N/m | [0. 0. 0. 0. 0. 0. 0. 0. 0. 0. 0. 0. 0. 0. 0. 0. 0. 0. 0. 0. 0. 0. 0. 0. 0. 0. 0. 0. 0. 0. 0.]
towerse.env.windLoads.windLoads_Pz | output | N/m | [0. 0. 0. 0. 0. 0. 0. 0. 0. 0. 0. 0. 0. 0. 0. 0. 0. 0. 0. 0. 0. 0. 0. 0. 0. 0. 0. 0. 0. 0. 0.]
towerse.env.windLoads.windLoads_qdyn | output | N/m**2 | [137.06608785 145.673895 152.91884802 159.21575575 164.81025458 169.86083648 174.47621879 178.73448447 182.69376183 186.3985877 189.88390115 193.17765856 196.30260722 199.2775245 202.11810591 204.83761569 207.44737278 209.95711995 212.37530852 214.70932091 216.96564683 219.15002412 221.26755274 223.32278759 225.31981494 227.26231577 229.15361865 230.99674413 232.71052016 234.38523701 236.02289638]
towerse.env.windLoads.windLoads_z | output | m | [ 15. 19.33333333 23.66666667 28. 32.33333333 36.66666667 41. 45.33333333 49.66666667 54. 58.33333333 62.66666667 67. 71.33333333 75.66666667 80. 84.33333333 88.66666667 93. 97.33333333 101.66666667 106. 110.33333333 114.66666667 119. 123.33333333 127.66666667 132. 136.12866667 140.25733333 144.386 ]
towerse.env.windLoads.windLoads_beta | output | deg | [0.]
towerse.g2e.Px | output | N/m | [0. 0. 0. 0. 0. 0. 0. 0. 0. 0. 0. 0. 0. 0. 0. 0. 0. 0. 0. 0. 0. 0. 0. 0. 0. 0. 0. 0. 0. 0. 0.]
towerse.g2e.Py | output | N/m | [0. 0. 0. 0. 0. 0. 0. 0. 0. 0. 0. 0. 0. 0. 0. 0. 0. 0. 0. 0. 0. 0. 0. 0. 0. 0. 0. 0. 0. 0. 0.]
towerse.g2e.Pz | output | N/m | [ -959.48736719 -1020.04639156 -1071.30803563 -1116.09462077 -1153.10632742 -1186.1667222 -1216.04121323 -1225.2419815 -1231.39085826 -1234.9093061 -1230.27365897 -1223.47970794 -1214.77647911 -1200.95972454 -1185.56884182 -1168.75716886 -1146.84720634 -1123.71441766 -1099.44492909 -1087.80206553 -1075.32186315 -1062.05428114 -1064.08259976 -1065.66407326 -1066.82489105 -1066.81671569 -1066.42090013 -1065.65749372 -1069.64183861 -1073.39395241 -1076.92476579]
towerse.g2e.qdyn | output | Pa | [137.06608785 145.673895 152.91884802 159.21575575 164.81025458 169.86083648 174.47621879 178.73448447 182.69376183 186.3985877 189.88390115 193.17765856 196.30260722 199.2775245 202.11810591 204.83761569 207.44737278 209.95711995 212.37530852 214.70932091 216.96564683 219.15002412 221.26755274 223.32278759 225.31981494 227.26231577 229.15361865 230.99674413 232.71052016 234.38523701 236.02289638]
towerse.post.axial_stress | output | Pa | [[ 1.32445868e+08] [ 1.27757564e+08] [ 1.23058466e+08] [ 1.28398424e+08] [ 1.23890416e+08] [ 1.19323718e+08] [ 1.25458242e+08] [ 1.23889529e+08] [ 1.22113657e+08] [ 1.26548812e+08] [ 1.25383127e+08] [ 1.23942939e+08] [ 1.28383753e+08] [ 1.26920168e+08] [ 1.25055202e+08] [ 1.29850575e+08] [ 1.27718830e+08] [ 1.24942884e+08] [ 1.27949413e+08] [ 1.19781609e+08] [ 1.10674637e+08] [ 1.11839769e+08] [ 9.58282149e+07] [ 7.92698045e+07] [ 7.15372185e+07] [ 5.11786914e+07] [ 3.00708592e+07] [ 8.03204408e+06] [-1.02545649e+07] [ 3.13948363e+06]]
towerse.post.shear_stress | output | Pa | [[ 6522304.70472516] [ 6522482.02764378] [ 6522653.09621127] [ 7075079.2714936 ] [ 7096836.96771738] [ 7118716.5359154 ] [ 7770075.81712854] [ 7930132.97359744] [ 8096663.83157096] [ 8700461.90194263] [ 8942406.78376073] [ 9197625.04192504] [ 9939816.96112436] [10276146.98613062] [10634976.9878763 ] [11648365.39482397] [12135910.16844167] [12663911.10260211] [14034362.93594455] [14443184.25277795] [14875200.20141398] [17192120.28705444] [17368827.75000969] [17548969.46161745] [20439657.9493869 ] [20675838.43006798] [20917188.19568332] [18314653.65468597] [18403135.48013203] [18492393.74741121]]
towerse.post.hoop_stress | output | Pa | [[-17826.06295662] [-18825.54063161] [-19679.3217626 ] [-22111.93692547] [-22781.75959287] [-23381.49606782] [-25649.10798582] [-25815.17486166] [-25922.78797731] [-27202.92984258] [-27088.13536622] [-26927.01757591] [-27981.69494783] [-27650.16963363] [-27279.99699443] [-28317.28768967] [-27759.31001226] [-27166.69684972] [-28573.61560988] [-28244.89224783] [-27893.07586852] [-31451.25974924] [-31500.80146427] [-31537.20894327] [-36388.6848181 ] [-36375.50183716] [-36349.0689134 ] [-31573.37701948] [-31687.31253557] [-31794.4090159 ]]
towerse.post.hoop_stress_euro | output | Pa | [[0.] [0.] [0.] [0.] [0.] [0.] [0.] [0.] [0.] [0.] [0.] [0.] [0.] [0.] [0.] [0.] [0.] [0.] [0.] [0.] [0.] [0.] [0.] [0.] [0.] [0.] [0.] [0.] [0.] [0.]]
towerse.post.constr_stress | output |  | [[0.67623794] [0.65248083] [0.62867545] [0.65618121] [0.63337723] [0.61028573] [0.64192698] [0.63414734] [0.62533531] [0.64836527] [0.642735 ] [0.63574704] [0.65899909] [0.65202474] [0.64308314] [0.66854111] [0.65851014] [0.64536706] [0.66258657] [0.62254112] [0.57812042] [0.58882174] [0.51100738] [0.43194527] [0.40611366] [0.31782661] [0.23957012] [0.16648016] [0.17030735] [0.16372281]]
towerse.post.constr_shell_buckling | output |  | [[0.11401708] [0.11218804] [0.11036638] [0.12593611] [0.12414915] [0.12237527] [0.13982231] [0.13884316] [0.13795284] [0.15046747] [0.15005838] [0.14980036] [0.16378653] [0.16408411] [0.1646087 ] [0.1830511 ] [0.18447196] [0.18626096] [0.21258853] [0.21359475] [0.21482186] [0.27250465] [0.27184355] [0.27123175] [0.35746963] [0.356987 ] [0.3565722 ] [0.26677438] [0.26573608] [0.26471772]]
towerse.post.constr_global_buckling | output |  | [[1.36721566] [1.31883905] [1.27045574] [1.33008449] [1.28515859] [1.23969059] [1.31162252] [1.30309209] [1.29283332] [1.35282785] [1.35303301] [1.3512775 ] [1.4192948 ] [1.42244765] [1.4228827 ] [1.50803816] [1.5142279 ] [1.51621322] [1.59794886] [1.53392845] [1.45956544] [1.53986794] [1.37054378] [1.1943248 ] [1.18067383] [0.96023732] [0.72978103] [0.42821286] [0.22485199] [0.36337004]]
towerse.tower.f1 | output | Hz | [0.24697805]
towerse.tower.f2 | output | Hz | [0.24965211]
towerse.tower.structural_frequencies | output | Hz | [0.24697805 0.24965211 0.79955813 1.13081803 1.28302114 3.26300518]
towerse.tower.fore_aft_modes | output |  | [[ 0.97955593 -0.3625101 0.30360151 0.60862072 -0.52926806] [ 57.56985608 -114.59907614 229.86813274 -261.90742146 90.06850878] [ -79.52048004 111.81018857 -58.37944701 125.54548191 -98.45574343]]
towerse.tower.side_side_modes | output |  | [[ 0.96674539 -0.33601139 0.24748437 0.66837619 -0.54659456] [ 28.76681419 -56.83762418 115.35539062 -128.95220638 42.66762574] [ -76.25557112 110.27241535 -71.77584622 138.85596082 -100.09695883]]
towerse.tower.torsion_modes | output |  | [[ 6.78078662 -24.80827104 42.97531425 -34.11682101 10.16899118] [ 0. 0. 0. 0. 0. ] [ 0. 0. 0. 0. 0. ]]
towerse.tower.fore_aft_freqs | output | Hz | [0.24965211 1.28302114 3.33652749]
towerse.tower.side_side_freqs | output | Hz | [0.24697805 1.13081803 3.26300518]
towerse.tower.torsion_freqs | output | Hz | [5.16383442 0. 0. ]
towerse.tower.tower_deflection | output | m | [[0. ] [0.00165688] [0.006014 ] [0.01297698] [0.02258185] [0.03482254] [0.04961444] [0.06702095] [0.08710535] [0.10987916] [0.13544415] [0.16388277] [0.19523471] [0.22963312] [0.26718136] [0.30793319] [0.35206044] [0.39969478] [0.4509043 ] [0.50586733] [0.56459411] [0.62694884] [0.69301938] [0.76259366] [0.83524756] [0.91083117] [0.98891199] [1.06892461] [1.14623187] [1.22410791] [1.30206035]]
towerse.tower.top_deflection | output | m | [1.30206035]
towerse.tower.tower_Fz | output | N | [[-14968722.07618069] [-14525916.12411737] [-14082904.1488906 ] [-13673831.59025379] [-13265610.69972545] [-12858256.74459272] [-12483746.12892576] [-12115261.98077497] [-11752816.48830674] [-11413630.215623 ] [-11081761.5710035 ] [-10757219.27898424] [-10454761.80076632] [-10160145.03185108] [ -9873375.39571752] [ -9609177.51042984] [ -9353301.09068507] [ -9105751.19681884] [ -8880248.4462859 ] [ -8659658.78081072] [ -8443985.68549465] [ -8255966.38831901] [ -8069374.9559188 ] [ -7884213.24841118] [ -7724219.95223496] [ -7565588.81684209] [ -7408321.47340195] [ -7237450.86466748] [ -7067175.84347546] [ -6897497.34575752]]
towerse.tower.tower_Vx | output | N | [[3787151.79639083] [3787289.80467717] [3787423.11384057] [3787520.55440959] [3787643.77214131] [3787762.4699581 ] [3787819.43659475] [3787921.20520109] [3788019.70003924] [3788067.8494609 ] [3788156.3212859 ] [3788241.39533389] [3788267.85219306] [3788343.82902169] [3788415.85444319] [3788412.65416813] [3788473.85049725] [3788530.22695631] [3788497.5857321 ] [3788562.24407196] [3788619.22899151] [3788500.82195443] [3788565.38452548] [3788619.71368647] [3788462.83605635] [3788496.67199367] [3788519.44465053] [3788667.18601298] [3788673.33639669] [3788669.27497745]]
towerse.tower.tower_Vy | output | N | [[22430.23325391] [22431.42219078] [22432.58358484] [22433.44742828] [22434.54789543] [22435.62261231] [22436.16713059] [22437.12207712] [22438.06418985] [22438.56981255] [22439.4581098 ] [22440.3360295 ] [22440.69317716] [22441.53411059] [22442.36511795] [22442.50456182] [22443.29598551] [22444.07839551] [22444.00762992] [22444.96074386] [22445.88363714] [22444.98564049] [22446.09732544] [22447.15304663] [22445.83498518] [22446.78487162] [22447.67437371] [22450.212115 ] [22450.97713445] [22451.68208589]]
towerse.tower.tower_Mxx | output | N*m | [[-4062347.38258553] [-3964603.16740876] [-3866545.44011772] [-3768186.91080902] [-3669540.39810112] [-3570630.94518072] [-3471466.47486887] [-3372047.77182774] [-3272385.8841987 ] [-3172481.93988829] [-3072333.46880246] [-2971946.40716511] [-2871316.58014646] [-2770435.94377733] [-2669306.07373222] [-2567915.53272882] [-2466246.98093349] [-2364294.98436957] [-2262040.75809884] [-2159469.50548913] [-2056591.25136482] [-1953388.73149602] [-1849848.85745035] [-1746005.88241502] [-1641856.71065275] [-1537389.44553727] [-1432639.04864008] [-1332638.20952896] [-1232514.32868155] [-1132299.18064441]]
towerse.tower.tower_Myy | output | N*m | [[ 4.71536022e+08] [ 4.55060178e+08] [ 4.38548411e+08] [ 4.22002526e+08] [ 4.05424529e+08] [ 3.88817687e+08] [ 3.72183253e+08] [ 3.55521909e+08] [ 3.38835384e+08] [ 3.22124311e+08] [ 3.05389112e+08] [ 2.88631067e+08] [ 2.71850427e+08] [ 2.55047261e+08] [ 2.38222611e+08] [ 2.21376321e+08] [ 2.04507991e+08] [ 1.87618411e+08] [ 1.70707332e+08] [ 1.53775224e+08] [ 1.36824657e+08] [ 1.19856163e+08] [ 1.02871166e+08] [ 8.58743039e+07] [ 6.88677983e+07] [ 5.18540994e+07] [ 3.48381742e+07] [ 1.86299603e+07] [ 2.43084286e+06] [-1.37555521e+07]]
towerse.tower.tower_Mzz | output | N*m | [[9738036.42226091] [9737995.31956826] [9737954.19494663] [9738023.43948561] [9737985.66316141] [9737947.78501835] [9738022.60007053] [9738004.27301908] [9737986.0110168 ] [9738038.00461493] [9738027.72449564] [9738017.90780337] [9738078.19325672] [9738075.24023623] [9738073.25696303] [9738155.58892084] [9738163.54625547] [9738173.43818545] [9738283.84820978] [9738279.12916482] [9738275.14049296] [9738478.81026972] [9738451.53589033] [9738424.14990324] [9738670.27988077] [9738646.24750927] [9738622.15005112] [9738330.80669348] [9738297.21563637] [9738263.51620745]]
towerse.tower.turbine_F | output | N | [[ 3787067.18771471] [ 22429.54651139] [-15411288.17262847]]
towerse.tower.turbine_M | output | N*m | [[-4.15974890e+06] [ 4.87972130e+08] [ 9.73660533e+06]]
towerse.turbine_mass | output | kg | [1804794.60077643]
towerse.turbine_center_of_mass | output | m | [-3.86893532e+00 -5.23381894e-02 1.03212632e+02]
towerse.turbine_I_base | output | kg*m**2 | [2.36456133e+10 2.35398768e+10 2.69496553e+08 8.52611923e+02 1.94199094e+07 1.70683998e+05]
fixedse.constr_d_to_t | output |  | [180.69785512 180.69785512 194.14082976 210.45099649 229.7424587 243.55789371]
fixedse.constr_taper | output |  | [1. 1. 1. 1. 1. 1.]
fixedse.slope | output |  | [1. 1. 1. 1. 1. 1.]
fixedse.thickness_slope | output |  | [1. 0.93075658 0.92249898 0.91603005 0.94327659]
fixedse.member.ca_usr_grid_full | output |  | [0. 0. 0. 0. 0. 0. 0. 0. 0. 0. 0. 0. 0. 0. 0. 0. 0. 0. 0.]
fixedse.member.cd_usr_grid_full | output |  | [0. 0. 0. 0. 0. 0. 0. 0. 0. 0. 0. 0. 0. 0. 0. 0. 0. 0. 0.]
fixedse.member.nu_full | output |  | [0.26103405 0.26103405 0.26103405 0.26103405 0.26103405 0.26103405 0.26103405 0.26103405 0.26103405 0.26103405 0.26103405 0.26103405 0.26103405 0.26103405 0.26103405 0.26103405 0.26103405 0.26103405]
fixedse.member.nodes_r | output | m | [5. 5. 5. 5. 5. 5. 5. 5. 5. 5. 5. 5. 5. 5. 5. 5. 5. 5. 5.]
fixedse.member.center_of_buoyancy | output | m | [ 0. 0. -37.5]
fixedse.member.displacement | output | m**3 | [5890.48622548]
fixedse.member.buoyancy_force | output | N | [59208153.08220775]
fixedse.member.idx_cb | output |  | [2.]
fixedse.member.Awater | output | m**2 | [78.53981634]
fixedse.member.Iwaterx | output | m**4 | [490.87385212]
fixedse.member.Iwatery | output | m**4 | [490.87385212]
fixedse.member.added_mass | output | kg | [6.03774838e+06 6.03774838e+06 1.70833333e+05 2.83033749e+09 2.83033749e+09 0.00000000e+00]
fixedse.member.waterline_centroid | output | m | [0. 0.]
fixedse.member.z_dim | output | m | [-75. -60. -45. -30. -26.66666667 -23.33333333 -20. -16.66666667 -13.33333333 -10. -6.66666667 -3.33333333 0. 3.33333333 6.66666667 10. 11.66666667 13.33333333 15. ]
fixedse.member.d_eff | output | m | [10. 10. 10. 10. 10. 10. 10. 10. 10. 10. 10. 10. 10. 10. 10. 10. 10. 10. 10.]
fixedse.monopile_section_height | output | m | [45. 10. 10. 10. 10. 5.]
fixedse.member.sigma_ult | output | Pa | [4.5e+08 4.5e+08 4.5e+08 4.5e+08 4.5e+08 4.5e+08]
fixedse.member.wohler_exp | output |  | [3. 3. 3. 3. 3. 3.]
fixedse.member.wohler_A | output |  | [3.55346484e+10 3.55346484e+10 3.55346484e+10 3.55346484e+10 3.55346484e+10 3.55346484e+10]
fixedse.member.ballast_density | output | kg/m**3 | []
fixedse.member.ballast_unit_cost | output | USD/kg | []
fixedse.z_param | output | m | [-75. -30. -20. -10. 0. 10. 15.]
fixedse.member.sec_loc | output |  | [0. 0.42307692 0.57692308 0.73076923 0.88461538 1. ] | normalized sectional location
fixedse.member.str_tw | output | deg | [0. 0. 0. 0. 0. 0.] | structural twist of section
fixedse.member.tw_iner | output | deg | [0. 0. 0. 0. 0. 0.] | inertial twist of section
fixedse.member.mass_den | output | kg/m | [14429.96080369 14429.96080369 13435.95631087 12399.62956733 11362.98697482 10721.09752311] | sectional mass per unit length
fixedse.member.foreaft_iner | output | kg*m | [178389.13728832 178389.13728832 166228.18419461 153529.38576955 140806.22742809 132917.77028131] | sectional fore-aft intertia per unit length about the Y_G inertia axis
fixedse.member.sideside_iner | output | kg*m | [178389.13728832 178389.13728832 166228.18419461 153529.38576955 140806.22742809 132917.77028131] | sectional side-side intertia per unit length about the Y_G inertia axis
fixedse.member.foreaft_stff | output | N*m**2 | [4.27484154e+12 4.27484154e+12 3.98342162e+12 3.67911301e+12 3.37422064e+12 3.18518501e+12] | sectional fore-aft bending stiffness per unit length about the Y_E elastic axis
fixedse.member.sideside_stff | output | N*m**2 | [4.27484154e+12 4.27484154e+12 3.98342162e+12 3.67911301e+12 3.37422064e+12 3.18518501e+12] | sectional side-side bending stiffness per unit length about the Y_E elastic axis
fixedse.member.tor_stff | output | N*m**2 | [3.38994934e+12 3.38994934e+12 3.15885334e+12 2.91753661e+12 2.67575697e+12 2.52585171e+12] | sectional torsional stiffness
fixedse.member.axial_stff | output | N | [3.45793453e+11 3.45793453e+11 3.21973552e+11 2.97139458e+11 2.72297795e+11 2.56915828e+11] | sectional axial stiffness
fixedse.member.cg_offst | output | m | [0. 0. 0. 0. 0. 0.] | offset from the sectional center of mass
fixedse.member.sc_offst | output | m | [0. 0. 0. 0. 0. 0.] | offset from the sectional shear center
fixedse.member.tc_offst | output | m | [0. 0. 0. 0. 0. 0.] | offset from the sectional tension center
fixedse.member.axial_load2stress | output | m**2 | [[0. 0. 0.57837995 0.2339268 0.2339268 0. ] [0. 0. 0.57837995 0.2339268 0.2339268 0. ] [0. 0. 0.62116903 0.25104046 0.25104046 0. ] [0. 0. 0.67308462 0.27180464 0.27180464 0. ] [0. 0. 0.73448997 0.29636473 0.29636473 0. ] [0. 0. 0.77846508 0.31395351 0.31395351 0. ]]
fixedse.member.shear_load2stress | output | m**2 | [[0.95018826 0.95018826 0. 0. 0. 0.1169634 ] [0.95018826 0.95018826 0. 0. 0. 0.1169634 ] [1.02066327 1.02066327 0. 0. 0. 0.12552023] [1.10616913 1.10616913 0. 0. 0. 0.13590232] [1.20730388 1.20730388 0. 0. 0. 0.14818237] [1.2797305 1.2797305 0. 0. 0. 0.15697675]]
fixedse.member.labor_hours | output | h | [957.70350417]
fixedse.member.shell_cost | output | USD | [3108099.13876655]
fixedse.member.shell_mass | output | kg | [1219239.06034859]
fixedse.member.shell_z_cg | output | m | [42.93456603]
fixedse.member.shell_I_base | output | kg*m**2 | [3.04747922e+09 3.04747922e+09 3.01632588e+07 0.00000000e+00 0.00000000e+00 0.00000000e+00]
fixedse.member.section_D | output | m | [10. 10. 10. 10. 10. 10. 10. 10. 10. 10. 10. 10. 10. 10. 10. 10. 10. 10.]
fixedse.member.section_t | output | m | [0.05921487 0.05921487 0.05921487 0.05921487 0.05921487 0.05921487 0.05511463 0.05511463 0.05511463 0.05084319 0.05084319 0.05084319 0.04657389 0.04657389 0.04657389 0.04393206 0.04393206 0.04393206]
fixedse.member.section_sigma_y | output | Pa | [3.45e+08 3.45e+08 3.45e+08 3.45e+08 3.45e+08 3.45e+08 3.45e+08 3.45e+08 3.45e+08 3.45e+08 3.45e+08 3.45e+08 3.45e+08 3.45e+08 3.45e+08 3.45e+08 3.45e+08 3.45e+08]
fixedse.monopile_mass | output | kg | [1319239.06034859]
fixedse.monopile_cost | output | USD | [3108099.13876655]
fixedse.monopile_z_cg | output | m | [46.50218584]
fixedse.monopile_I_base | output | kg*m**2 | [3.85872922e+09 3.85872922e+09 3.26632588e+07 0.00000000e+00 0.00000000e+00 0.00000000e+00]
fixedse.structural_mass | output | kg | [2172699.17770541]
fixedse.structural_cost | output | USD | [5502972.5126223]
fixedse.z_start | output | m | [-75.]
fixedse.constr_diam_consistency | output |  | [1.]
fixedse.soil.z_k | output | N/m | [-45. -40. -35. -30. -25. -20. -15. -10. -5. -0.]
fixedse.soil.k | output | N/m | [[3.15486316e+10 1.87257778e+13 3.15486316e+10 1.87257778e+13 1.97866667e+10 9.33333333e+10] [2.84362105e+10 1.32688889e+13 2.84362105e+10 1.32688889e+13 1.81066667e+10 9.33333333e+10] [2.53237895e+10 9.00666667e+12 2.53237895e+10 9.00666667e+12 1.64266667e+10 9.33333333e+10] [2.22113684e+10 5.78977778e+12 2.22113684e+10 5.78977778e+12 1.47466667e+10 9.33333333e+10] [1.90989474e+10 3.46888889e+12 1.90989474e+10 3.46888889e+12 1.30666667e+10 9.33333333e+10] [1.59865263e+10 1.89466667e+12 1.59865263e+10 1.89466667e+12 1.13866667e+10 9.33333333e+10] [1.28741053e+10 9.17777778e+11 1.28741053e+10 9.17777778e+11 9.70666667e+09 9.33333333e+10] [9.76168421e+09 3.88888889e+11 9.76168421e+09 3.88888889e+11 8.02666667e+09 9.33333333e+10] [6.64926316e+09 1.58666667e+11 6.64926316e+09 1.58666667e+11 6.34666667e+09 9.33333333e+10] [3.53684211e+09 7.77777778e+10 3.53684211e+09 7.77777778e+10 4.66666667e+09 9.33333333e+10]]
rotorse.ccblade.CP | output |  | [0.4616464] | Rotor power coefficient
rotorse.ccblade.CM | output |  | [0.1701808] | Blade flapwise moment coefficient
rotorse.ccblade.local_airfoil_velocities | output | m/s | [ 8.60799979 9.61919883 11.12860394 12.99457887 15.09662665 17.37872886 19.77052092 22.2353029 24.74544138 27.29243246 29.86552843 32.458768 35.06359021 37.68199413 40.3073447 42.94077763 45.57872713 48.22431869 50.87022752 53.51605213 56.16892647 58.81912641 61.47087914 64.12436974 66.78274762 69.44562265 72.10745718 74.76448584 77.40285336 79.36591509] | Local relative velocities for the airfoils
rotorse.ccblade.P | output | W | [0.] | Rotor aerodynamic power
rotorse.ccblade.T | output | N*m | [0.] | Rotor aerodynamic thrust
rotorse.ccblade.Q | output | N*m | [0.] | Rotor aerodynamic torque
rotorse.ccblade.M | output | N*m | [0.] | Blade root flapwise moment
rotorse.ccblade.a | output |  | [0.07330693 0.03898605 0.06022132 0.16971785 0.22177637 0.25508132 0.28656543 0.30248121 0.30772483 0.30675165 0.30614527 0.30368935 0.30302611 0.30071282 0.2990296 0.29769063 0.29618057 0.29370728 0.29113842 0.28864152 0.28975418 0.29103913 0.29516327 0.2993491 0.29795511 0.29057371 0.28616851 0.29292174 0.33856578 0.14779108] | Axial induction along blade span
rotorse.ccblade.ap | output |  | [-0.07324852 -0.02491891 0.01841024 0.07190792 0.063571 0.05171427 0.04350703 0.03561799 0.02873751 0.023315 0.01933013 0.01623462 0.01385849 0.01196554 0.0104241 0.00917867 0.00812929 0.0073021 0.00654627 0.00584472 0.00537051 0.00489373 0.00452035 0.00419282 0.00385895 0.00351944 0.00323321 0.00303889 0.00302381 0.00167528] | Tangential induction along blade span
rotorse.ccblade.alpha | output | deg | [53.57959084 43.55375894 31.42862495 19.93603688 14.77868956 11.96374161 9.98857883 8.76836585 8.15541355 7.8836591 7.69500949 7.5550697 7.40209301 7.30506057 7.22320777 7.16263645 7.11831344 7.08384487 7.06453148 7.07912166 7.12555495 7.3001411 7.5430007 7.7440801 7.8226259 7.70798706 7.48138607 7.09218718 6.3189007 7.10640472] | Angles of attack along blade span
rotorse.ccblade.cl | output |  | [1.00000000e-04 6.49825424e-02 5.55955946e-01 1.68507505e+00 1.83795392e+00 1.78655133e+00 1.72219898e+00 1.62712793e+00 1.54824826e+00 1.48752862e+00 1.44442261e+00 1.39808523e+00 1.35973342e+00 1.32597931e+00 1.30054247e+00 1.28096880e+00 1.26446133e+00 1.24855572e+00 1.23596089e+00 1.22796971e+00 1.23435448e+00 1.24476505e+00 1.26490060e+00 1.28767353e+00 1.29664980e+00 1.28354741e+00 1.25762252e+00 1.21301312e+00 1.12406273e+00 1.21464457e+00] | Lift coefficients along blade span
rotorse.ccblade.cd | output |  | [0.35 0.35910395 0.33372309 0.19782904 0.11361078 0.0694195 0.03417299 0.01918833 0.01664444 0.01682891 0.01635143 0.01574825 0.01529591 0.01426031 0.01376795 0.01309008 0.01273465 0.01094383 0.01050753 0.01149717 0.01023539 0.0107874 0.01083507 0.01084043 0.01086704 0.0108279 0.01074506 0.01058679 0.01021926 0.01059291] | Drag coefficients along blade span
rotorse.ccblade.cl_n_opt | output |  | [1.00000000e-04 6.49825424e-02 5.55955946e-01 1.68507505e+00 1.83795392e+00 1.78655133e+00 1.72219898e+00 1.62712793e+00 1.54824826e+00 1.48752862e+00 1.44442261e+00 1.39808523e+00 1.35973342e+00 1.32597931e+00 1.30054247e+00 1.28096880e+00 1.26446133e+00 1.24855572e+00 1.23596089e+00 1.22796971e+00 1.23435448e+00 1.24476505e+00 1.26490060e+00 1.28767353e+00 1.29664980e+00 1.28354741e+00 1.25762252e+00 1.21301312e+00 1.12406273e+00 1.21464457e+00] | Lift coefficients along blade span
rotorse.ccblade.cd_n_opt | output |  | [0.35 0.35910395 0.33372309 0.19782904 0.11361078 0.0694195 0.03417299 0.01918833 0.01664444 0.01682891 0.01635143 0.01574825 0.01529591 0.01426031 0.01376795 0.01309008 0.01273465 0.01094383 0.01050753 0.01149717 0.01023539 0.0107874 0.01083507 0.01084043 0.01086704 0.0108279 0.01074506 0.01058679 0.01021926 0.01059291] | Drag coefficients along blade span
rotorse.ccblade.Px_b | output | N/m | [ 83.46037473 112.31473072 285.14613753 962.25537364 1483.4105041 1972.66318642 2491.78534864 2956.07149276 3376.41238645 3765.06255153 4158.78471478 4540.37790268 4938.77576945 5322.45361971 5711.66804341 6104.93698359 6496.32373151 6873.27405651 7245.24890326 7613.93923156 8035.50491998 8453.37094078 8907.37053019 9334.92106496 9592.22669551 9586.03159401 9375.61395446 8916.24282263 8037.34483299 2393.78096651] | Distributed loads in blade-aligned x-direction
rotorse.ccblade.Py_b | output | N/m | [ 31.71943489 42.44213933 -77.29653736 -481.31007845 -626.16010471 -704.97742322 -775.97660956 -813.8891818 -827.35014262 -832.24981141 -837.9761683 -842.86182837 -847.51949354 -853.64817893 -857.80096274 -862.97510511 -866.54431601 -877.36155654 -880.977268 -875.71415075 -886.35836373 -884.39672258 -885.6014204 -883.99490497 -873.24451424 -847.18729018 -801.21983296 -724.31091624 -581.16041859 -224.77642008] | Distributed loads in blade-aligned y-direction
rotorse.ccblade.Pz_b | output | N/m | [0. 0. 0. 0. 0. 0. 0. 0. 0. 0. 0. 0. 0. 0. 0. 0. 0. 0. 0. 0. 0. 0. 0. 0. 0. 0. 0. 0. 0. 0.] | Distributed loads in blade-aligned z-direction
rotorse.ccblade.Px_af | output | N/m | [ 71.86096181 96.90223848 295.42783463 1047.31661961 1579.25792398 2064.66227486 2578.73095788 3035.53491776 3446.24732427 3825.24279768 4210.3266651 4584.4081215 4976.1557216 5353.78400755 5737.2522761 6125.05002455 6511.19746664 6883.37895129 7250.57314594 7614.21900269 8029.84444949 8439.65484492 8883.56756517 9301.47402969 9552.91209143 9546.99156939 9339.81052674 8886.47041069 8017.10380567 2388.34461315] | Distributed loads in airfoil x-direction
rotorse.ccblade.Py_af | output | N/m | [ 52.9882899 70.89351243 -2.33858066 -246.41975162 -313.89107974 -354.34856435 -401.59752137 -431.62719291 -456.12305563 -485.64730449 -520.426494 -555.56254051 -589.6351645 -627.8730348 -665.51532679 -706.21795677 -746.61142949 -794.20008167 -836.02731558 -873.2782345 -936.2524152 -1006.90810109 -1098.98450985 -1185.23379804 -1230.95066233 -1210.23964565 -1145.43859216 -1026.96446649 -814.06754361 -276.62567392] | Distributed loads in airfoil y-direction
rotorse.ccblade.Pz_af | output | N/m | [0. 0. 0. 0. 0. 0. 0. 0. 0. 0. 0. 0. 0. 0. 0. 0. 0. 0. 0. 0. 0. 0. 0. 0. 0. 0. 0. 0. 0. 0.] | Distributed loads in airfoil z-direction
rotorse.ccblade.LiftF | output | N/m | [2.55099117e-02 2.13796817e+01 2.53305154e+02 1.06857693e+03 1.60708270e+03 2.09326955e+03 2.60930129e+03 3.06585503e+03 3.47610017e+03 3.85570136e+03 4.24209715e+03 4.61765548e+03 5.01065049e+03 5.39016395e+03 5.77539922e+03 6.16530715e+03 6.55353071e+03 6.92877848e+03 7.29834932e+03 7.66379783e+03 8.08396419e+03 8.49918894e+03 8.95095865e+03 9.37635150e+03 9.63155507e+03 9.62305242e+03 9.40944351e+03 8.94527346e+03 8.05799557e+03 2.40421965e+03] | Distributed lift force
rotorse.ccblade.DragF | output | N/m | [ 89.28469101 118.14754817 152.05122011 125.4517125 99.33977292 81.33756281 51.77544936 36.15489108 37.36980109 43.62085508 48.02220702 52.01398152 56.36579481 57.96877449 61.14018144 63.00262043 66.00196254 60.7320599 62.04696598 71.75417961 67.03305861 73.65582112 76.67345194 78.93589511 80.72069491 81.17928453 80.39381601 78.07145546 73.25818003 20.96718208] | Distributed drag force
rotorse.ccblade.L_n_opt | output | N/m | [2.55099117e-02 2.13796817e+01 2.53305154e+02 1.06857693e+03 1.60708270e+03 2.09326955e+03 2.60930129e+03 3.06585503e+03 3.47610017e+03 3.85570136e+03 4.24209715e+03 4.61765548e+03 5.01065049e+03 5.39016395e+03 5.77539922e+03 6.16530715e+03 6.55353071e+03 6.92877848e+03 7.29834932e+03 7.66379783e+03 8.08396419e+03 8.49918894e+03 8.95095865e+03 9.37635150e+03 9.63155507e+03 9.62305242e+03 9.40944351e+03 8.94527346e+03 8.05799557e+03 2.40421965e+03] | Distributed lift force
rotorse.ccblade.D_n_opt | output | N/m | [ 89.28469101 118.14754817 152.05122011 125.4517125 99.33977292 81.33756281 51.77544936 36.15489108 37.36980109 43.62085508 48.02220702 52.01398152 56.36579481 57.96877449 61.14018144 63.00262043 66.00196254 60.7320599 62.04696598 71.75417961 67.03305861 73.65582112 76.67345194 78.93589511 80.72069491 81.17928453 80.39381601 78.07145546 73.25818003 20.96718208] | Distributed drag force
rotorse.rc.sect_perimeter | output | m | [16.33539545 16.22545676 15.15693318 14.13366793 13.50070617 13.31210987 13.08791362 12.76273771 12.15517952 11.62265852 11.04810373 10.46849597 10.00889587 9.59147263 9.11601422 8.68917019 8.31251039 7.93066914 7.56813788 7.21657605 6.85810998 6.5042445 6.16581781 5.83687627 5.49660572 5.13668545 4.76003995 4.36862098 3.96588678 1.04229115] | Perimeter of the section along the blade span
rotorse.rc.layer_volume | output | m**3 | [ 1.08944063 10.66203991 6.10003397 6.10003397 0.16864817 1.38511864 1.38511864 5.96045911 3.75192887 3.09843954 6.60958031 10.45833652 0.20422392 4.29528859 0.20422392 0.19925043 4.18716435 0.19925043] | Volumes of each layer used in the blade, ignoring the scrap factor
rotorse.rc.mat_volume | output | m**3 | [ 1.08944063 0. 0. 0. 2.93888545 12.20006793 0.8069487 21.12037643 27.90286077 0. 0. ] | Volumes of each material used in the blade, ignoring the scrap factor. For laminates, this is the wet volume
rotorse.rc.mat_mass | output | kg | [ 1345.45918098 0. 0. 0. 5701.43777893 14884.08287991 1565.48048304 40973.5302764 3627.3719005 0. 328.4692764 ] | Masses of each material used in the blade, ignoring the scrap factor. For laminates, this is the wet mass.
rotorse.rc.mat_cost | output | USD | [ 9727.6698785 0. 0. 0. 7943.68591131 70948.08737208 3499.16950394 87310.30108906 47155.83470654 90086.31858277 2956.22348764] | Costs of each material used in the blade, ignoring the scrap factor. For laminates, this is the cost of the dry fabric.
rotorse.rc.mat_cost_scrap | output | USD | [ 12159.58734813 0. 0. 0. 8340.87020688 74495.49174068 4024.04492953 100406.84625242 56587.00164785 90086.31858277 2956.22348764] | Same as mat_cost, now including the scrap factor.
rotorse.rc.total_labor_hours | output | h | [3225.97042332] | Total amount of labor hours per blade.
rotorse.rc.total_skin_mold_gating_ct | output | h | [24.50061468] | Total amount of gating cycle time per blade. This is the cycle time required in the main mold that cannot be parallelized unless the number of molds is increased.
rotorse.rc.total_non_gating_ct | output | h | [286.8691726] | Total amount of non-gating cycle time per blade. This cycle time can happen in parallel.
rotorse.rc.total_metallic_parts_cost | output | USD | [8885.37895197] | Cost of the metallic parts (bolts, nuts, lightining protection system), excluding the blade joint.
rotorse.rc.total_consumable_cost_w_waste | output | USD | [15452.72272332] | Cost of the consumables including the waste.
rotorse.rc.total_blade_mat_cost_w_waste | output | USD | [373394.48587119] | Total blade material costs including the waste per blade.
rotorse.rc.total_cost_labor | output | USD | [190799.08392634] | Total labor costs per blade.
rotorse.rc.total_cost_utility | output | USD | [4106.86594826] | Total utility costs per blade.
rotorse.rc.blade_variable_cost | output | USD | [568300.43574579] | Total blade variable costs per blade (material, labor, utility).
rotorse.rc.total_cost_equipment | output | USD | [26995.11322496] | Total equipment cost per blade.
rotorse.rc.total_cost_tooling | output | USD | [40526.55505925] | Total tooling cost per blade.
rotorse.rc.total_cost_building | output | USD | [3228.38594908] | Total builting cost per blade.
rotorse.rc.total_maintenance_cost | output | USD | [21156.35723835] | Total maintenance cost per blade.
rotorse.rc.total_labor_overhead | output | USD | [57239.7251779] | Total labor overhead cost per blade.
rotorse.rc.cost_capital | output | USD | [42403.6190265] | Cost of capital per blade.
rotorse.rc.blade_fixed_cost | output | USD | [191549.75567605] | Total blade fixed cost per blade (equipment, tooling, building, maintenance, labor, capital).
rotorse.rc.total_blade_cost | output | USD | [759850.19142184] | Total blade cost (variable and fixed)
rotorse.re.precomp.z | output | m | [ 3.97 8.00448276 12.03896552 16.07344828 20.10793103 24.14241379 28.17689655 32.21137931 36.24586207 40.28034483 44.31482759 48.34931034 52.3837931 56.41827586 60.45275862 64.48724138 68.52172414 72.5562069 76.59068966 80.62517241 84.65965517 88.69413793 92.72862069 96.76310345 100.79758621 104.83206897 108.86655172 112.90103448 116.93551724 120.97 ] | locations of properties along beam
rotorse.re.Tw_iner | output | deg | [-9.01901538 23.00538321 18.12336173 16.06232196 14.10530101 12.56328664 11.18958867 9.78813351 8.38630613 7.30829587 6.34284071 5.42508403 4.73437223 4.16773797 3.47675543 2.84190095 2.35776443 1.88111483 1.41786291 0.9968374 0.39469656 -0.34009947 -1.02942307 -1.43976559 -1.7512133 -1.79680527 -1.69349438 -1.44690281 -1.09476985 -0.62366463] | Orientation of the section principal inertia axes with respect the blade reference plane
rotorse.re.x_tc | output | m | [-1.07409450e-05 4.27142296e-04 1.86009933e-03 4.57546414e-03 1.11081810e-02 1.41304292e-02 1.27772438e-02 1.21451272e-02 1.39626027e-02 6.79772587e-03 4.48371469e-03 4.38080987e-03 2.78502720e-03 7.69972433e-04 3.87895285e-03 7.68162117e-03 1.01523659e-02 1.44027875e-02 1.89748304e-02 2.26923501e-02 2.86487575e-02 3.48954709e-02 3.78983463e-02 3.64345639e-02 3.45668379e-02 3.25000694e-02 3.04125695e-02 2.83141431e-02 2.60070223e-02 7.09370168e-03] | X-coordinate of the tension-center offset with respect to the XR-YR axes
rotorse.re.y_tc | output | m | [-0.02379551 0.09496611 0.14353138 0.27879266 0.43385547 0.47832444 0.44382597 0.39099549 0.36255983 0.3363451 0.31091593 0.29657207 0.28659686 0.27982459 0.27457338 0.26855481 0.25938725 0.20280162 0.14244754 0.0844433 0.05938381 0.04802677 0.04224679 0.02806038 0.03308516 0.02817056 0.0264025 0.03209441 0.05014079 0.01814985] | Chordwise offset of the section tension-center with respect to the XR-YR axes
rotorse.re.x_sc | output | m | [-1.07409450e-05 4.27142296e-04 1.86009933e-03 4.63569126e-03 1.11671863e-02 1.42169746e-02 1.27594326e-02 1.20347632e-02 1.39708124e-02 6.85082861e-03 4.54489321e-03 4.42971726e-03 2.82257498e-03 7.90471096e-04 3.90538123e-03 7.71906459e-03 1.01892777e-02 1.44342338e-02 1.89771123e-02 2.27039747e-02 2.86503182e-02 3.48966966e-02 3.78996547e-02 3.64358517e-02 3.45682893e-02 3.25007774e-02 3.04122164e-02 2.83120163e-02 2.60070223e-02 7.09370168e-03] | X-coordinate of the shear-center offset with respect to the XR-YR axes
rotorse.re.y_sc | output | m | [-0.02379551 0.09496611 0.14353138 0.27707685 0.43552514 0.48108713 0.43163961 0.37471889 0.3643848 0.31387195 0.29051354 0.27922318 0.27202765 0.26756559 0.26429462 0.26008881 0.25258044 0.1984819 0.14276071 0.08351486 0.05947707 0.04810194 0.04232662 0.02812811 0.03319631 0.02829892 0.02657688 0.03241398 0.05014079 0.01814985] | Chordwise offset of the section shear-center with respect to the reference frame, XR-YR
rotorse.re.x_cg | output | m | [-8.47165830e-06 1.25405000e-05 2.11409638e-03 1.30671382e-02 2.60433911e-02 3.12854296e-02 3.39630735e-02 3.38547074e-02 3.17559069e-02 2.44639947e-02 2.14621191e-02 2.01645829e-02 1.79371885e-02 1.62370451e-02 1.82447729e-02 2.06503373e-02 2.22826968e-02 2.41497953e-02 2.63518803e-02 2.78995968e-02 3.20278535e-02 3.67588942e-02 3.88793030e-02 3.73340680e-02 3.55078801e-02 3.32987102e-02 3.10934763e-02 2.89077485e-02 2.65406025e-02 7.05715695e-03] | X-coordinate of the center-of-mass offset with respect to the XR-YR axes
rotorse.re.y_cg | output | m | [-0.02380345 0.09671918 0.15667423 0.30671067 0.5353968 0.73741525 0.84844796 0.85147909 0.86879654 0.84096107 0.80202255 0.78053051 0.76305677 0.74704528 0.73584025 0.72044146 0.69725867 0.58019861 0.44480658 0.30108372 0.23088104 0.19555718 0.17554273 0.13669046 0.14511264 0.12894338 0.12015831 0.12341559 0.14621576 0.03820768] | Chordwise offset of the section center of mass with respect to the XR-YR axes
rotorse.re.precomp.flap_iner | output | kg/m | [1.03610202e+04 8.31569765e+03 4.88703499e+03 2.57376777e+03 1.18581783e+03 6.79320588e+02 4.28530648e+02 2.92767516e+02 2.17198612e+02 1.92477796e+02 1.67342395e+02 1.32429861e+02 1.13559219e+02 9.91948173e+01 7.83902814e+01 6.21413542e+01 5.14359231e+01 4.02364582e+01 3.20497688e+01 2.58986150e+01 1.99086348e+01 1.44853907e+01 1.02519342e+01 7.26154448e+00 4.80641346e+00 3.06071336e+00 1.85873288e+00 1.06452206e+00 5.34810589e-01 7.07066500e-03] | Section flap inertia about the Y_G axis per unit length.
rotorse.re.precomp.edge_iner | output | kg/m | [1.03599113e+04 8.45628868e+03 5.97213881e+03 4.58896231e+03 3.37610392e+03 2.40615797e+03 1.79156699e+03 1.44403010e+03 1.23341795e+03 1.09901444e+03 9.74606501e+02 8.64807618e+02 7.76629303e+02 6.96238905e+02 6.17786769e+02 5.48067426e+02 4.85182147e+02 3.70090130e+02 2.61316095e+02 1.65607162e+02 1.17275281e+02 8.79684166e+01 6.59540518e+01 4.38354181e+01 2.94251074e+01 1.90804489e+01 1.27394736e+01 9.04339665e+00 5.74483517e+00 1.02548655e-01] | Section lag inertia about the X_G axis per unit length
rotorse.blade_mass | output | kg | [68206.40680053] | mass of one blade
rotorse.blade_moment_of_inertia | output | kg*m**2 | [1.16151286e+08] | mass moment of inertia of blade about hub
rotorse.mass_all_blades | output | kg | [204619.22040158] | mass of all blades
rotorse.I_all_blades | output | kg*m**2 | [3.48453857e+08 1.74226928e+08 1.74226928e+08 0.00000000e+00 0.00000000e+00 0.00000000e+00] | mass moments of inertia of all blades in hub c.s. order:Ixx, Iyy, Izz, Ixy, Ixz, Iyz
rotorse.re.sc_ss_mats | output |  | [[1. 0. 0. 0. 0. 1. 0. 1. 0. 0. 0.] [1. 0. 0. 0. 0. 1. 0. 1. 0. 0. 0.] [1. 0. 0. 0. 0. 1. 0. 1. 0. 0. 0.] [1. 0. 0. 0. 0. 1. 0. 1. 0. 0. 0.] [1. 0. 0. 0. 0. 1. 0. 1. 0. 0. 0.] [1. 0. 0. 0. 0. 1. 0. 1. 0. 0. 0.] [1. 0. 0. 0. 0. 1. 0. 1. 0. 0. 0.] [1. 0. 0. 0. 0. 1. 0. 1. 0. 0. 0.] [1. 0. 0. 0. 0. 1. 0. 1. 0. 0. 0.] [1. 0. 0. 0. 0. 1. 0. 1. 0. 0. 0.] [1. 0. 0. 0. 0. 1. 0. 1. 0. 0. 0.] [1. 0. 0. 0. 0. 1. 0. 1. 0. 0. 0.] [1. 0. 0. 0. 0. 1. 0. 1. 0. 0. 0.] [1. 0. 0. 0. 0. 1. 0. 1. 0. 0. 0.] [1. 0. 0. 0. 0. 1. 0. 1. 0. 0. 0.] [1. 0. 0. 0. 0. 1. 0. 1. 0. 0. 0.] [1. 0. 0. 0. 0. 1. 0. 1. 0. 0. 0.] [1. 0. 0. 0. 0. 1. 0. 1. 0. 0. 0.] [1. 0. 0. 0. 0. 1. 0. 1. 0. 0. 0.] [1. 0. 0. 0. 0. 1. 0. 1. 0. 0. 0.] [1. 0. 0. 0. 0. 1. 0. 1. 0. 0. 0.] [1. 0. 0. 0. 0. 1. 0. 1. 0. 0. 0.] [1. 0. 0. 0. 0. 1. 0. 1. 0. 0. 0.] [1. 0. 0. 0. 0. 1. 0. 1. 0. 0. 0.] [1. 0. 0. 0. 0. 1. 0. 1. 0. 0. 0.] [1. 0. 0. 0. 0. 1. 0. 1. 0. 0. 0.] [1. 0. 0. 0. 0. 1. 0. 1. 0. 0. 0.] [1. 0. 0. 0. 0. 1. 0. 1. 0. 0. 0.] [1. 0. 0. 0. 0. 1. 0. 1. 0. 0. 0.] [1. 0. 0. 0. 0. 1. 0. 1. 0. 0. 0.]] | spar cap, suction side, boolean of materials in each composite layer spanwise, passed as floats for differentiablity, used for Fatigue Analysis
rotorse.re.sc_ps_mats | output |  | [[1. 0. 0. 0. 0. 1. 0. 1. 0. 0. 0.] [1. 0. 0. 0. 0. 1. 0. 1. 0. 0. 0.] [1. 0. 0. 0. 0. 1. 0. 1. 0. 0. 0.] [1. 0. 0. 0. 0. 1. 0. 1. 0. 0. 0.] [1. 0. 0. 0. 0. 1. 0. 1. 0. 0. 0.] [1. 0. 0. 0. 0. 1. 0. 1. 0. 0. 0.] [1. 0. 0. 0. 0. 1. 0. 1. 0. 0. 0.] [1. 0. 0. 0. 0. 1. 0. 1. 0. 0. 0.] [1. 0. 0. 0. 0. 1. 0. 1. 0. 0. 0.] [1. 0. 0. 0. 0. 1. 0. 1. 0. 0. 0.] [1. 0. 0. 0. 0. 1. 0. 1. 0. 0. 0.] [1. 0. 0. 0. 0. 1. 0. 1. 0. 0. 0.] [1. 0. 0. 0. 0. 1. 0. 1. 0. 0. 0.] [1. 0. 0. 0. 0. 1. 0. 1. 0. 0. 0.] [1. 0. 0. 0. 0. 1. 0. 1. 0. 0. 0.] [1. 0. 0. 0. 0. 1. 0. 1. 0. 0. 0.] [1. 0. 0. 0. 0. 1. 0. 1. 0. 0. 0.] [1. 0. 0. 0. 0. 1. 0. 1. 0. 0. 0.] [1. 0. 0. 0. 0. 1. 0. 1. 0. 0. 0.] [1. 0. 0. 0. 0. 1. 0. 1. 0. 0. 0.] [1. 0. 0. 0. 0. 1. 0. 1. 0. 0. 0.] [1. 0. 0. 0. 0. 1. 0. 1. 0. 0. 0.] [1. 0. 0. 0. 0. 1. 0. 1. 0. 0. 0.] [1. 0. 0. 0. 0. 1. 0. 1. 0. 0. 0.] [1. 0. 0. 0. 0. 1. 0. 1. 0. 0. 0.] [1. 0. 0. 0. 0. 1. 0. 1. 0. 0. 0.] [1. 0. 0. 0. 0. 1. 0. 1. 0. 0. 0.] [1. 0. 0. 0. 0. 1. 0. 1. 0. 0. 0.] [1. 0. 0. 0. 0. 1. 0. 1. 0. 0. 0.] [1. 0. 0. 0. 0. 1. 0. 1. 0. 0. 0.]] | spar cap, pressure side, boolean of materials in each composite layer spanwise, passed as floats for differentiablity, used for Fatigue Analysis
rotorse.re.te_ss_mats | output |  | [[0. 0. 0. 0. 0. 0. 0. 0. 0. 0. 0.] [0. 0. 0. 0. 0. 0. 0. 0. 0. 0. 0.] [0. 0. 0. 0. 0. 0. 0. 0. 0. 0. 0.] [1. 0. 0. 0. 1. 0. 0. 1. 0. 0. 0.] [1. 0. 0. 0. 1. 0. 0. 1. 0. 0. 0.] [1. 0. 0. 0. 1. 0. 0. 1. 0. 0. 0.] [1. 0. 0. 0. 1. 0. 0. 1. 0. 0. 0.] [1. 0. 0. 0. 1. 0. 0. 1. 0. 0. 0.] [1. 0. 0. 0. 1. 0. 0. 0. 0. 0. 0.] [1. 0. 0. 0. 1. 0. 0. 0. 0. 0. 0.] [1. 0. 0. 0. 1. 0. 0. 0. 0. 0. 0.] [1. 0. 0. 0. 1. 0. 0. 0. 0. 0. 0.] [1. 0. 0. 0. 1. 0. 0. 0. 0. 0. 0.] [1. 0. 0. 0. 1. 0. 0. 0. 0. 0. 0.] [1. 0. 0. 0. 1. 0. 0. 1. 0. 0. 0.] [1. 0. 0. 0. 1. 0. 0. 1. 0. 0. 0.] [1. 0. 0. 0. 1. 0. 0. 1. 0. 0. 0.] [1. 0. 0. 0. 1. 0. 0. 1. 0. 0. 0.] [1. 0. 0. 0. 1. 0. 0. 1. 0. 0. 0.] [1. 0. 0. 0. 1. 0. 0. 1. 0. 0. 0.] [1. 0. 0. 0. 1. 0. 0. 1. 0. 0. 0.] [1. 0. 0. 0. 1. 0. 0. 1. 0. 0. 0.] [1. 0. 0. 0. 1. 0. 0. 1. 0. 0. 0.] [1. 0. 0. 0. 1. 0. 0. 1. 0. 0. 0.] [0. 0. 0. 0. 0. 0. 0. 0. 0. 0. 0.] [0. 0. 0. 0. 0. 0. 0. 0. 0. 0. 0.] [0. 0. 0. 0. 0. 0. 0. 0. 0. 0. 0.] [0. 0. 0. 0. 0. 0. 0. 0. 0. 0. 0.] [0. 0. 0. 0. 0. 0. 0. 0. 0. 0. 0.] [0. 0. 0. 0. 0. 0. 0. 0. 0. 0. 0.]] | trailing edge reinforcement, suction side, boolean of materials in each composite layer spanwise, passed as floats for differentiablity, used for Fatigue Analysis
rotorse.re.te_ps_mats | output |  | [[0. 0. 0. 0. 0. 0. 0. 0. 0. 0. 0.] [0. 0. 0. 0. 0. 0. 0. 0. 0. 0. 0.] [0. 0. 0. 0. 0. 0. 0. 0. 0. 0. 0.] [1. 0. 0. 0. 1. 0. 0. 1. 0. 0. 0.] [1. 0. 0. 0. 1. 0. 0. 1. 0. 0. 0.] [1. 0. 0. 0. 1. 0. 0. 1. 0. 0. 0.] [1. 0. 0. 0. 1. 0. 0. 1. 0. 0. 0.] [1. 0. 0. 0. 1. 0. 0. 1. 0. 0. 0.] [1. 0. 0. 0. 1. 0. 0. 0. 0. 0. 0.] [1. 0. 0. 0. 1. 0. 0. 0. 0. 0. 0.] [1. 0. 0. 0. 1. 0. 0. 0. 0. 0. 0.] [1. 0. 0. 0. 1. 0. 0. 0. 0. 0. 0.] [1. 0. 0. 0. 1. 0. 0. 0. 0. 0. 0.] [1. 0. 0. 0. 1. 0. 0. 0. 0. 0. 0.] [1. 0. 0. 0. 1. 0. 0. 1. 0. 0. 0.] [1. 0. 0. 0. 1. 0. 0. 1. 0. 0. 0.] [1. 0. 0. 0. 1. 0. 0. 1. 0. 0. 0.] [1. 0. 0. 0. 1. 0. 0. 1. 0. 0. 0.] [1. 0. 0. 0. 1. 0. 0. 1. 0. 0. 0.] [1. 0. 0. 0. 1. 0. 0. 1. 0. 0. 0.] [1. 0. 0. 0. 1. 0. 0. 1. 0. 0. 0.] [1. 0. 0. 0. 1. 0. 0. 1. 0. 0. 0.] [1. 0. 0. 0. 1. 0. 0. 1. 0. 0. 0.] [1. 0. 0. 0. 1. 0. 0. 1. 0. 0. 0.] [0. 0. 0. 0. 0. 0. 0. 0. 0. 0. 0.] [0. 0. 0. 0. 0. 0. 0. 0. 0. 0. 0.] [0. 0. 0. 0. 0. 0. 0. 0. 0. 0. 0.] [0. 0. 0. 0. 0. 0. 0. 0. 0. 0. 0.] [0. 0. 0. 0. 0. 0. 0. 0. 0. 0. 0.] [0. 0. 0. 0. 0. 0. 0. 0. 0. 0. 0.]] | trailing edge reinforcement, pressure side, boolean of materials in each composite layer spanwise, passed as floats for differentiablity, used for Fatigue Analysis
rotorse.total_bc.total_blade_cost | output | USD | [759850.19142184] | Total blade cost (variable and fixed). For segmented blades, this is the total of inner+outer+joint
rotorse.wt_class.V_mean | output | m/s | [10.]
rotorse.wt_class.V_extreme1 | output | m/s | [40.]
rotorse.wt_class.V_extreme50 | output | m/s | [70.]
towerse.constr_d_to_t | output |  | [253.19019648 273.2883476 286.70179697 283.85934394 276.54031523 267.01831552 262.72369823 284.41417802 319.79256698 272.35602967]
towerse.constr_taper | output |  | [1. 0.9926 0.95133992 0.93540188 0.92278954 0.90663722 0.93491204 0.97669706 0.9739182 0.98904443]
towerse.slope | output |  | [1. 0.9926 0.95133992 0.93540188 0.92278954 0.90663722 0.93491204 0.97669706 0.9739182 0.98904443]
towerse.thickness_slope | output |  | [0.92303018 0.92656901 0.95301815 0.95390159 0.94766836 0.9351225 0.88226215 0.86742472 1.15230961]
towerse.member.ca_usr_grid_full | output |  | [0. 0. 0. 0. 0. 0. 0. 0. 0. 0. 0. 0. 0. 0. 0. 0. 0. 0. 0. 0. 0. 0. 0. 0. 0. 0. 0. 0. 0. 0. 0.]
towerse.member.cd_usr_grid_full | output |  | [0. 0. 0. 0. 0. 0. 0. 0. 0. 0. 0. 0. 0. 0. 0. 0. 0. 0. 0. 0. 0. 0. 0. 0. 0. 0. 0. 0. 0. 0. 0.]
towerse.member.nu_full | output |  | [0.26103405 0.26103405 0.26103405 0.26103405 0.26103405 0.26103405 0.26103405 0.26103405 0.26103405 0.26103405 0.26103405 0.26103405 0.26103405 0.26103405 0.26103405 0.26103405 0.26103405 0.26103405 0.26103405 0.26103405 0.26103405 0.26103405 0.26103405 0.26103405 0.26103405 0.26103405 0.26103405 0.26103405 0.26103405 0.26103405]
towerse.member.nodes_r | output | m | [5. 5. 5. 5. 4.98766667 4.97533333 4.963 4.8825 4.802 4.7215 4.61983333 4.51816667 4.4165 4.30283333 4.18916667 4.0755 3.94866667 3.82183333 3.695 3.61483333 3.53466667 3.4545 3.42766667 3.40083333 3.374 3.34466667 3.31533333 3.286 3.274 3.262 3.25 ]
towerse.member.center_of_buoyancy | output | m | [0. 0. 0.]
towerse.member.displacement | output | m**3 | [0.]
towerse.member.buoyancy_force | output | N | [0.]
towerse.member.idx_cb | output |  | [0.]
towerse.member.Awater | output | m**2 | [0.]
towerse.member.Iwaterx | output | m**4 | [0.]
towerse.member.Iwatery | output | m**4 | [0.]
towerse.member.added_mass | output | kg | [0. 0. 0. 0. 0. 0.]
towerse.member.waterline_centroid | output | m | [0. 0.]
towerse.member.z_dim | output | m | [ 15. 19.33333333 23.66666667 28. 32.33333333 36.66666667 41. 45.33333333 49.66666667 54. 58.33333333 62.66666667 67. 71.33333333 75.66666667 80. 84.33333333 88.66666667 93. 97.33333333 101.66666667 106. 110.33333333 114.66666667 119. 123.33333333 127.66666667 132. 136.12866667 140.25733333 144.386 ]
towerse.member.d_eff | output | m | [10. 10. 10. 10. 9.97533333 9.95066667 9.926 9.765 9.604 9.443 9.23966667 9.03633333 8.833 8.60566667 8.37833333 8.151 7.89733333 7.64366667 7.39 7.22966667 7.06933333 6.909 6.85533333 6.80166667 6.748 6.68933333 6.63066667 6.572 6.548 6.524 6.5 ]
towerse.tower_section_height | output | m | [13. 13. 13. 13. 13. 13. 13. 13. 13. 12.386]
towerse.member.sigma_ult | output | Pa | [4.5e+08 4.5e+08 4.5e+08 4.5e+08 4.5e+08 4.5e+08 4.5e+08 4.5e+08 4.5e+08 4.5e+08]
towerse.member.wohler_exp | output |  | [3. 3. 3. 3. 3. 3. 3. 3. 3. 3.]
towerse.member.wohler_A | output |  | [3.55346484e+10 3.55346484e+10 3.55346484e+10 3.55346484e+10 3.55346484e+10 3.55346484e+10 3.55346484e+10 3.55346484e+10 3.55346484e+10 3.55346484e+10]
towerse.member.ballast_density | output | kg/m**3 | []
towerse.member.ballast_unit_cost | output | USD/kg | []
towerse.z_param | output | m | [ 15. 28. 41. 54. 67. 80. 93. 106. 119. 132. 144.386]
towerse.member.sec_loc | output |  | [0. 0.11140343 0.22280685 0.33421028 0.4456137 0.55701713 0.66842056 0.77982398 0.89122741 1. ] | normalized sectional location
towerse.member.str_tw | output | deg | [0. 0. 0. 0. 0. 0. 0. 0. 0. 0.] | structural twist of section
towerse.member.tw_iner | output | deg | [0. 0. 0. 0. 0. 0. 0. 0. 0. 0.] | inertial twist of section
towerse.member.mass_den | output | kg/m | [10314.84441173 9488.45146845 8547.4152239 7685.89949132 6812.65612145 5906.84558821 5081.87694672 4283.49208423 3625.33520111 4097.4892923 ] | sectional mass per unit length
towerse.member.foreaft_iner | output | kg*m | [127921.09002862 116871.16014855 99510.67140707 79661.25048117 60968.50793297 44249.73479503 32223.99918938 24791.60686592 19975.17330353 21720.14843244] | sectional fore-aft intertia per unit length about the Y_G inertia axis
towerse.member.sideside_iner | output | kg*m | [127921.09002862 116871.16014855 99510.67140707 79661.25048117 60968.50793297 44249.73479503 32223.99918938 24791.60686592 19975.17330353 21720.14843244] | sectional side-side intertia per unit length about the Y_G inertia axis
towerse.member.foreaft_stff | output | N*m**2 | [3.06544668e+12 2.80065085e+12 2.38463147e+12 1.90896838e+12 1.46102343e+12 1.06038185e+12 7.72202233e+11 5.94095540e+11 4.78676571e+11 5.20492414e+11] | sectional fore-aft bending stiffness per unit length about the Y_E elastic axis
towerse.member.sideside_stff | output | N*m**2 | [3.06544668e+12 2.80065085e+12 2.38463147e+12 1.90896838e+12 1.46102343e+12 1.06038185e+12 7.72202233e+11 5.94095540e+11 4.78676571e+11 5.20492414e+11] | sectional side-side bending stiffness per unit length about the Y_E elastic axis
towerse.member.tor_stff | output | N*m**2 | [2.43089922e+12 2.22091613e+12 1.89101276e+12 1.51381193e+12 1.15859158e+12 8.40882811e+11 6.12356371e+11 4.71117763e+11 3.79590521e+11 4.12750484e+11] | sectional torsional stiffness
towerse.member.axial_stff | output | N | [2.47180551e+11 2.27377222e+11 2.04826629e+11 1.84181632e+11 1.63255598e+11 1.41549139e+11 1.21779941e+11 1.02647785e+11 8.68759933e+10 9.81904935e+10] | sectional axial stiffness
towerse.member.cg_offst | output | m | [0. 0. 0. 0. 0. 0. 0. 0. 0. 0.] | offset from the sectional center of mass
towerse.member.sc_offst | output | m | [0. 0. 0. 0. 0. 0. 0. 0. 0. 0.] | offset from the sectional shear center
towerse.member.tc_offst | output | m | [0. 0. 0. 0. 0. 0. 0. 0. 0. 0.] | offset from the sectional tension center
towerse.member.axial_load2stress | output | m**2 | [[0. 0. 0.80912515 0.32621673 0.32621673 0. ] [0. 0. 0.87959558 0.35573874 0.35573874 0. ] [0. 0. 0.97643554 0.40612145 0.40612145 0. ] [0. 0. 1.08588461 0.47868787 0.47868787 0. ] [0. 0. 1.22507284 0.5812364 0.5812364 0. ] [0. 0. 1.41293688 0.73280205 0.73280205 0. ] [0. 0. 1.64230659 0.9258585 0.9258585 0. ] [0. 0. 1.94841028 1.14939425 1.14939425 0. ] [0. 0. 2.30213195 1.39133611 1.39133611 0. ] [0. 0. 2.03685706 1.25573396 1.25573396 0. ]]
towerse.member.shear_load2stress | output | m**2 | [[1.33022717 1.33022717 0. 0. 0. 0.16310837] [1.4462727 1.4462727 0. 0. 0. 0.17786937] [1.60562555 1.60562555 0. 0. 0. 0.20306073] [1.78557268 1.78557268 0. 0. 0. 0.23934393] [2.01436189 2.01436189 0. 0. 0. 0.2906182 ] [2.32312755 2.32312755 0. 0. 0. 0.36640103] [2.70017872 2.70017872 0. 0. 0. 0.46292925] [3.20387535 3.20387535 0. 0. 0. 0.57469713] [3.78618177 3.78618177 0. 0. 0. 0.69566806] [3.34907786 3.34907786 0. 0. 0. 0.62786698]]
towerse.member.labor_hours | output | h | [1170.53851162]
towerse.tower_cost | output | USD | [2394873.37385575]
towerse.member.section_D | output | m | [10. 10. 10. 9.98766667 9.963 9.93833333 9.8455 9.6845 9.5235 9.34133333 9.138 8.93466667 8.71933333 8.492 8.26466667 8.02416667 7.7705 7.51683333 7.30983333 7.1495 6.98916667 6.88216667 6.8285 6.77483333 6.71866667 6.66 6.60133333 6.56 6.536 6.512 ]
towerse.member.section_t | output | m | [0.04226072 0.04226072 0.04226072 0.03900792 0.03900792 0.03900792 0.03614353 0.03614353 0.03614353 0.03444544 0.03444544 0.03444544 0.03285756 0.03285756 0.03285756 0.03113807 0.03113807 0.03113807 0.02911791 0.02911791 0.02911791 0.02568963 0.02568963 0.02568963 0.02228382 0.02228382 0.02228382 0.02567786 0.02567786 0.02567786]
towerse.member.section_sigma_y | output | Pa | [3.45e+08 3.45e+08 3.45e+08 3.45e+08 3.45e+08 3.45e+08 3.45e+08 3.45e+08 3.45e+08 3.45e+08 3.45e+08 3.45e+08 3.45e+08 3.45e+08 3.45e+08 3.45e+08 3.45e+08 3.45e+08 3.45e+08 3.45e+08 3.45e+08 3.45e+08 3.45e+08 3.45e+08 3.45e+08 3.45e+08 3.45e+08 3.45e+08 3.45e+08 3.45e+08]
towerse.height_constraint | output | m | [5.614]
towerse.transition_piece_height | output | m | [15.]
towerse.z_start | output | m | [15.]
af_3d.cl_corrected | output |  | [[[[ 1.00000000e-04] [ 1.00000000e-04] [ 1.00000000e-04]] [[ 1.00000000e-04] [ 1.00000000e-04] [ 1.00000000e-04]] [[ 1.00000000e-04] [ 1.00000000e-04] [ 1.00000000e-04]] ... [[ 1.00000000e-04] [ 1.00000000e-04] [ 1.00000000e-04]] [[ 1.00000000e-04] [ 1.00000000e-04] [ 1.00000000e-04]] [[ 1.00000000e-04] [ 1.00000000e-04] [ 1.00000000e-04]]] [[[ 9.83423424e-05] [ 9.83423424e-05] [ 9.83423424e-05]] [[ 9.51605687e-03] [ 9.51605687e-03] [ 9.51605687e-03]] [[ 1.91408306e-02] [ 1.91408306e-02] [ 1.91408306e-02]] ... [[-1.89403741e-02] [-1.89403741e-02] [-1.89403741e-02]] [[-9.31977220e-03] [-9.31977220e-03] [-9.31977220e-03]] [[ 1.01376167e-04] [ 1.01376167e-04] [ 1.01376167e-04]]] [[[-4.18326829e-05] [-4.18326829e-05] [-4.18326829e-05]] [[ 7.25598792e-02] [ 7.25598792e-02] [ 7.25598792e-02]] [[ 1.46382470e-01] [ 1.46382470e-01] [ 1.46382470e-01]] ... [[-1.46199491e-01] [-1.46199491e-01] [-1.46199491e-01]] [[-7.24048050e-02] [-7.24048050e-02] [-7.24048050e-02]] [[ 2.19074326e-04] [ 2.19074326e-04] [ 2.19074326e-04]]] ... [[[-2.29221546e-03] [-2.29221546e-03] [-2.29221546e-03]] [[ 7.10715368e-02] [ 7.10715368e-02] [ 7.10715368e-02]] [[ 1.41815725e-01] [ 1.41815725e-01] [ 1.41815725e-01]] ... [[-1.41815756e-01] [-1.41815756e-01] [-1.41815756e-01]] [[-7.10715368e-02] [-7.10715368e-02] [-7.10715368e-02]] [[ 2.29221546e-03] [ 2.29221546e-03] [ 2.29221546e-03]]] [[[-2.29221546e-03] [-2.29221546e-03] [-2.29221546e-03]] [[ 7.10715368e-02] [ 7.10715368e-02] [ 7.10715368e-02]] [[ 1.41815725e-01] [ 1.41815725e-01] [ 1.41815725e-01]] ... [[-1.41815756e-01] [-1.41815756e-01] [-1.41815756e-01]] [[-7.10715368e-02] [-7.10715368e-02] [-7.10715368e-02]] [[ 2.29221546e-03] [ 2.29221546e-03] [ 2.29221546e-03]]] [[[-2.29221546e-03] [-2.29221546e-03] [-2.29221546e-03]] [[ 7.10715368e-02] [ 7.10715368e-02] [ 7.10715368e-02]] [[ 1.41815725e-01] [ 1.41815725e-01] [ 1.41815725e-01]] ... [[-1.41815756e-01] [-1.41815756e-01] [-1.41815756e-01]] [[-7.10715368e-02] [-7.10715368e-02] [-7.10715368e-02]] [[ 2.29221546e-03] [ 2.29221546e-03] [ 2.29221546e-03]]]] | Lift coefficient corrected with CCBlade.Polar.
af_3d.cd_corrected | output |  | [[[[0.35 ] [0.35 ] [0.35 ]] [[0.35 ] [0.35 ] [0.35 ]] [[0.35 ] [0.35 ] [0.35 ]] ... [[0.35 ] [0.35 ] [0.35 ]] [[0.35 ] [0.35 ] [0.35 ]] [[0.35 ] [0.35 ] [0.35 ]]] [[[0.34034092] [0.34034092] [0.34034092]] [[0.34026441] [0.34026441] [0.34026441]] [[0.34002629] [0.34002629] [0.34002629]] ... [[0.34002629] [0.34002629] [0.34002629]] [[0.34026441] [0.34026441] [0.34026441]] [[0.34034092] [0.34034092] [0.34034092]]] [[[0.26353982] [0.26353982] [0.26353982]] [[0.26298696] [0.26298696] [0.26298696]] [[0.26125469] [0.26125469] [0.26125469]] ... [[0.26125469] [0.26125469] [0.26125469]] [[0.26298696] [0.26298696] [0.26298696]] [[0.26353982] [0.26353982] [0.26353982]]] ... [[[0.02464074] [0.02464074] [0.02464074]] [[0.0258057 ] [0.0258057 ] [0.0258057 ]] [[0.02942872] [0.02942872] [0.02942872]] ... [[0.02942872] [0.02942872] [0.02942872]] [[0.0258057 ] [0.0258057 ] [0.0258057 ]] [[0.02464074] [0.02464074] [0.02464074]]] [[[0.02464074] [0.02464074] [0.02464074]] [[0.0258057 ] [0.0258057 ] [0.0258057 ]] [[0.02942872] [0.02942872] [0.02942872]] ... [[0.02942872] [0.02942872] [0.02942872]] [[0.0258057 ] [0.0258057 ] [0.0258057 ]] [[0.02464074] [0.02464074] [0.02464074]]] [[[0.02464074] [0.02464074] [0.02464074]] [[0.0258057 ] [0.0258057 ] [0.0258057 ]] [[0.02942872] [0.02942872] [0.02942872]] ... [[0.02942872] [0.02942872] [0.02942872]] [[0.0258057 ] [0.0258057 ] [0.0258057 ]] [[0.02464074] [0.02464074] [0.02464074]]]] | Drag coefficient corrected with CCBlade.Polar.
af_3d.cm_corrected | output |  | [[[[-1.00000000e-04] [-1.00000000e-04] [-1.00000000e-04]] [[-1.00000000e-04] [-1.00000000e-04] [-1.00000000e-04]] [[-1.00000000e-04] [-1.00000000e-04] [-1.00000000e-04]] ... [[-1.00000000e-04] [-1.00000000e-04] [-1.00000000e-04]] [[-1.00000000e-04] [-1.00000000e-04] [-1.00000000e-04]] [[-1.00000000e-04] [-1.00000000e-04] [-1.00000000e-04]]] [[[-1.01356524e-04] [-1.01356524e-04] [-1.01356524e-04]] [[ 8.11500431e-03] [ 8.11500431e-03] [ 8.11500431e-03]] [[ 1.30419982e-02] [ 1.30419982e-02] [ 1.30419982e-02]] ... [[-1.15877923e-02] [-1.15877923e-02] [-1.15877923e-02]] [[-7.08034885e-03] [-7.08034885e-03] [-7.08034885e-03]] [[-9.84580666e-05] [-9.84580666e-05] [-9.84580666e-05]]] [[[-2.20282711e-04] [-2.20282711e-04] [-2.20282711e-04]] [[ 6.69385521e-02] [ 6.69385521e-02] [ 6.69385521e-02]] [[ 1.11914570e-01] [ 1.11914570e-01] [ 1.11914570e-01]] ... [[-1.00582323e-01] [-1.00582323e-01] [-1.00582323e-01]] [[-6.06728852e-02] [-6.06728852e-02] [-6.06728852e-02]] [[ 3.85111946e-05] [ 3.85111946e-05] [ 3.85111946e-05]]] ... [[[-3.87920021e-03] [-3.87920021e-03] [-3.87920021e-03]] [[ 1.20276966e-01] [ 1.20276966e-01] [ 1.20276966e-01]] [[ 2.39999947e-01] [ 2.39999947e-01] [ 2.39999947e-01]] ... [[-2.99999999e-01] [-2.99999999e-01] [-2.99999999e-01]] [[-1.50346207e-01] [-1.50346207e-01] [-1.50346207e-01]] [[ 4.84900026e-03] [ 4.84900026e-03] [ 4.84900026e-03]]] [[[-3.87920021e-03] [-3.87920021e-03] [-3.87920021e-03]] [[ 1.20276966e-01] [ 1.20276966e-01] [ 1.20276966e-01]] [[ 2.39999947e-01] [ 2.39999947e-01] [ 2.39999947e-01]] ... [[-2.99999999e-01] [-2.99999999e-01] [-2.99999999e-01]] [[-1.50346207e-01] [-1.50346207e-01] [-1.50346207e-01]] [[ 4.84900026e-03] [ 4.84900026e-03] [ 4.84900026e-03]]] [[[-3.87920021e-03] [-3.87920021e-03] [-3.87920021e-03]] [[ 1.20276966e-01] [ 1.20276966e-01] [ 1.20276966e-01]] [[ 2.39999947e-01] [ 2.39999947e-01] [ 2.39999947e-01]] ... [[-2.99999999e-01] [-2.99999999e-01] [-2.99999999e-01]] [[-1.50346207e-01] [-1.50346207e-01] [-1.50346207e-01]] [[ 4.84900026e-03] [ 4.84900026e-03] [ 4.84900026e-03]]]] | Moment coefficient corrected with CCblade.Polar.
airfoils.ac | output |  | [0.5 0.316 0.25 0.25 0.25 0.25 0.25 0.25 ] | 1D array of the aerodynamic centers of each airfoil.
airfoils.r_thick | output |  | [1. 0.5 0.211 0.241 0.27 0.301 0.33 0.36 ] | 1D array of the relative thicknesses of each airfoil.
airfoils.aoa | output | rad | [-3.14159265 -3.08923278 -3.0368729 -2.98451302 -2.93215314 -2.87979327 -2.82743339 -2.77507351 -2.72271363 -2.67035376 -2.61799388 -2.565634 -2.51327412 -2.46091425 -2.40855437 -2.35619449 -2.30383461 -2.25147474 -2.19911486 -2.14675498 -2.0943951 -2.04203522 -1.98967535 -1.93731547 -1.88495559 -1.83259571 -1.78023584 -1.72787596 -1.67551608 -1.6231562 -1.57079633 -1.51843645 -1.46607657 -1.41371669 -1.36135682 -1.30899694 -1.25663706 -1.20427718 -1.15191731 -1.09955743 -1.04719755 -0.99483767 -0.9424778 -0.89011792 -0.83775804 -0.78539816 -0.73303829 -0.68067841 -0.62831853 -0.57595865 -0.52359878 -0.51302102 -0.50244327 -0.49186552 -0.48128776 -0.47071001 -0.46013226 -0.4495545 -0.43897675 -0.428399 -0.41782125 -0.40724349 -0.39666574 -0.38608799 -0.37551023 -0.36493248 -0.35435473 -0.34377697 -0.33319922 -0.32262147 -0.31204371 -0.30146596 -0.29088821 -0.28031046 -0.2697327 -0.25915495 -0.2485772 -0.23799944 -0.22742169 -0.21684394 -0.20626618 -0.19568843 -0.18511068 -0.17453293 -0.16395517 -0.15337742 -0.14279967 -0.13222191 -0.12164416 -0.11106641 -0.10048865 -0.0899109 -0.07933315 -0.06875539 -0.05817764 -0.04759989 -0.03702214 -0.02644438 -0.01586663 -0.00528888 0.00528888 0.01586663 0.02644438 0.03702214 0.04759989 0.05817764 0.06875539 0.07933315 0.0899109 0.10048865 0.11106641 0.12164416 0.13222191 0.14279967 0.15337742 0.16395517 0.17453293 0.18511068 0.19568843 0.20626618 0.21684394 0.22742169 0.23799944 0.2485772 0.25915495 0.2697327 0.28031046 0.29088821 0.30146596 0.31204371 0.32262147 0.33319922 0.34377697 0.35435473 0.36493248 0.37551023 0.38608799 0.39666574 0.40724349 0.41782125 0.428399 0.43897675 0.4495545 0.46013226 0.47071001 0.48128776 0.49186552 0.50244327 0.51302102 0.52359878 0.57595865 0.62831853 0.68067841 0.73303829 0.78539816 0.83775804 0.89011792 0.9424778 0.99483767 1.04719755 1.09955743 1.15191731 1.20427718 1.25663706 1.30899694 1.36135682 1.41371669 1.46607657 1.51843645 1.57079633 1.6231562 1.67551608 1.72787596 1.78023584 1.83259571 1.88495559 1.93731547 1.98967535 2.04203522 2.0943951 2.14675498 2.19911486 2.25147474 2.30383461 2.35619449 2.40855437 2.46091425 2.51327412 2.565634 2.61799388 2.67035376 2.72271363 2.77507351 2.82743339 2.87979327 2.93215314 2.98451302 3.0368729 3.08923278 3.14159265] | 1D array of the angles of attack used to define the polars of the airfoils. All airfoils defined in openmdao share this grid.
airfoils.Re | output |  | [ 3000000. 8100000. 10000000.] | 1D array of the Reynolds numbers used to define the polars of the airfoils. All airfoils defined in openmdao share this grid.
airfoils.cl | output |  | [[[[ 1.00000000e-04] [ 1.00000000e-04] [ 1.00000000e-04]] [[ 1.00000000e-04] [ 1.00000000e-04] [ 1.00000000e-04]] [[ 1.00000000e-04] [ 1.00000000e-04] [ 1.00000000e-04]] ... [[ 1.00000000e-04] [ 1.00000000e-04] [ 1.00000000e-04]] [[ 1.00000000e-04] [ 1.00000000e-04] [ 1.00000000e-04]] [[ 1.00000000e-04] [ 1.00000000e-04] [ 1.00000000e-04]]] [[[-1.50837428e-03] [-1.50837428e-03] [-1.50837428e-03]] [[ 1.31682666e-01] [ 1.31682666e-01] [ 1.31682666e-01]] [[ 2.64729601e-01] [ 2.64729601e-01] [ 2.64729601e-01]] ... [[-2.64645726e-01] [-2.64645726e-01] [-2.64645726e-01]] [[-1.31632043e-01] [-1.31632043e-01] [-1.31632043e-01]] [[ 1.50769284e-03] [ 1.50769284e-03] [ 1.50769284e-03]]] [[[-2.29221546e-03] [-2.29221546e-03] [-2.29221546e-03]] [[ 7.10715368e-02] [ 7.10715368e-02] [ 7.10715368e-02]] [[ 1.41815725e-01] [ 1.41815725e-01] [ 1.41815725e-01]] ... [[-1.41815756e-01] [-1.41815756e-01] [-1.41815756e-01]] [[-7.10715368e-02] [-7.10715368e-02] [-7.10715368e-02]] [[ 2.29221546e-03] [ 2.29221546e-03] [ 2.29221546e-03]]] ... [[[-2.76134805e-03] [-2.76134805e-03] [-2.76134805e-03]] [[ 8.56172786e-02] [ 8.56172786e-02] [ 8.56172786e-02]] [[ 1.70840212e-01] [ 1.70840212e-01] [ 1.70840212e-01]] ... [[-1.70840249e-01] [-1.70840249e-01] [-1.70840249e-01]] [[-8.56172786e-02] [-8.56172786e-02] [-8.56172786e-02]] [[ 2.76134805e-03] [ 2.76134805e-03] [ 2.76134805e-03]]] [[[-2.95310480e-03] [-2.95310480e-03] [-2.95310480e-03]] [[ 9.15628133e-02] [ 9.15628133e-02] [ 9.15628133e-02]] [[ 1.82703897e-01] [ 1.82703897e-01] [ 1.82703897e-01]] ... [[-1.82703937e-01] [-1.82703937e-01] [-1.82703937e-01]] [[-9.15628133e-02] [-9.15628133e-02] [-9.15628133e-02]] [[ 2.95310480e-03] [ 2.95310480e-03] [ 2.95310480e-03]]] [[[-3.04559948e-03] [-3.04559948e-03] [-3.04559948e-03]] [[ 9.44306672e-02] [ 9.44306672e-02] [ 9.44306672e-02]] [[ 1.88426396e-01] [ 1.88426396e-01] [ 1.88426396e-01]] ... [[-1.88426437e-01] [-1.88426437e-01] [-1.88426437e-01]] [[-9.44306672e-02] [-9.44306672e-02] [-9.44306672e-02]] [[ 3.04559948e-03] [ 3.04559948e-03] [ 3.04559948e-03]]]] | 4D array with the lift coefficients of the airfoils. Dimension 0 is along the different airfoils defined in the yaml, dimension 1 is along the angles of attack, dimension 2 is along the Reynolds number, dimension 3 is along the number of tabs, which may describe multiple sets at the same station, for example in presence of a flap.
airfoils.cd | output |  | [[[[0.35 ] [0.35 ] [0.35 ]] [[0.35 ] [0.35 ] [0.35 ]] [[0.35 ] [0.35 ] [0.35 ]] ... [[0.35 ] [0.35 ] [0.35 ]] [[0.35 ] [0.35 ] [0.35 ]] [[0.35 ] [0.35 ] [0.35 ]]] [[[0.0844 ] [0.0844 ] [0.0844 ]] [[0.0844 ] [0.0844 ] [0.0844 ]] [[0.0844 ] [0.0844 ] [0.0844 ]] ... [[0.0844 ] [0.0844 ] [0.0844 ]] [[0.0844 ] [0.0844 ] [0.0844 ]] [[0.0844 ] [0.0844 ] [0.0844 ]]] [[[0.02464074] [0.02464074] [0.02464074]] [[0.0258057 ] [0.0258057 ] [0.0258057 ]] [[0.02942872] [0.02942872] [0.02942872]] ... [[0.02942872] [0.02942872] [0.02942872]] [[0.0258057 ] [0.0258057 ] [0.0258057 ]] [[0.02464074] [0.02464074] [0.02464074]]] ... [[[0.02453927] [0.02453927] [0.02453927]] [[0.02554479] [0.02554479] [0.02554479]] [[0.02867191] [0.02867191] [0.02867191]] ... [[0.02867191] [0.02867191] [0.02867191]] [[0.02554479] [0.02554479] [0.02554479]] [[0.02453927] [0.02453927] [0.02453927]]] [[[0.0316851 ] [0.0316851 ] [0.0316851 ]] [[0.03268111] [0.03268111] [0.03268111]] [[0.03577857] [0.03577857] [0.03577857]] ... [[0.03577858] [0.03577858] [0.03577858]] [[0.03268111] [0.03268111] [0.03268111]] [[0.0316851 ] [0.0316851 ] [0.0316851 ]]] [[[0.03714706] [0.03714706] [0.03714706]] [[0.0381358 ] [0.0381358 ] [0.0381358 ]] [[0.0412106 ] [0.0412106 ] [0.0412106 ]] ... [[0.0412106 ] [0.0412106 ] [0.0412106 ]] [[0.0381358 ] [0.0381358 ] [0.0381358 ]] [[0.03714706] [0.03714706] [0.03714706]]]] | 4D array with the drag coefficients of the airfoils. Dimension 0 is along the different airfoils defined in the yaml, dimension 1 is along the angles of attack, dimension 2 is along the Reynolds number, dimension 3 is along the number of tabs, which may describe multiple sets at the same station, for example in presence of a flap.
airfoils.cm | output |  | [[[[-1.00000000e-04] [-1.00000000e-04] [-1.00000000e-04]] [[-1.00000000e-04] [-1.00000000e-04] [-1.00000000e-04]] [[-1.00000000e-04] [-1.00000000e-04] [-1.00000000e-04]] ... [[-1.00000000e-04] [-1.00000000e-04] [-1.00000000e-04]] [[-1.00000000e-04] [-1.00000000e-04] [-1.00000000e-04]] [[-1.00000000e-04] [-1.00000000e-04] [-1.00000000e-04]]] [[[-1.64639797e-03] [-1.64639797e-03] [-1.64639797e-03]] [[ 1.37496848e-01] [ 1.37496848e-01] [ 1.37496848e-01]] [[ 2.48475797e-01] [ 2.48475797e-01] [ 2.48475797e-01]] ... [[-2.72128334e-01] [-2.72128334e-01] [-2.72128334e-01]] [[-1.45888898e-01] [-1.45888898e-01] [-1.45888898e-01]] [[ 1.75541395e-03] [ 1.75541395e-03] [ 1.75541395e-03]]] [[[-3.87920021e-03] [-3.87920021e-03] [-3.87920021e-03]] [[ 1.20276966e-01] [ 1.20276966e-01] [ 1.20276966e-01]] [[ 2.39999947e-01] [ 2.39999947e-01] [ 2.39999947e-01]] ... [[-2.99999999e-01] [-2.99999999e-01] [-2.99999999e-01]] [[-1.50346207e-01] [-1.50346207e-01] [-1.50346207e-01]] [[ 4.84900026e-03] [ 4.84900026e-03] [ 4.84900026e-03]]] ... [[[-3.87920021e-03] [-3.87920021e-03] [-3.87920021e-03]] [[ 1.20276966e-01] [ 1.20276966e-01] [ 1.20276966e-01]] [[ 2.39999947e-01] [ 2.39999947e-01] [ 2.39999947e-01]] ... [[-2.99999999e-01] [-2.99999999e-01] [-2.99999999e-01]] [[-1.50346207e-01] [-1.50346207e-01] [-1.50346207e-01]] [[ 4.84900026e-03] [ 4.84900026e-03] [ 4.84900026e-03]]] [[[-3.87920021e-03] [-3.87920021e-03] [-3.87920021e-03]] [[ 1.20276966e-01] [ 1.20276966e-01] [ 1.20276966e-01]] [[ 2.39999947e-01] [ 2.39999947e-01] [ 2.39999947e-01]] ... [[-2.99999999e-01] [-2.99999999e-01] [-2.99999999e-01]] [[-1.50346207e-01] [-1.50346207e-01] [-1.50346207e-01]] [[ 4.84900026e-03] [ 4.84900026e-03] [ 4.84900026e-03]]] [[[-3.87920021e-03] [-3.87920021e-03] [-3.87920021e-03]] [[ 1.20276966e-01] [ 1.20276966e-01] [ 1.20276966e-01]] [[ 2.39999947e-01] [ 2.39999947e-01] [ 2.39999947e-01]] ... [[-2.99999999e-01] [-2.99999999e-01] [-2.99999999e-01]] [[-1.50346207e-01] [-1.50346207e-01] [-1.50346207e-01]] [[ 4.84900026e-03] [ 4.84900026e-03] [ 4.84900026e-03]]]] | 4D array with the moment coefficients of the airfoils. Dimension 0 is along the different airfoils defined in the yaml, dimension 1 is along the angles of attack, dimension 2 is along the Reynolds number, dimension 3 is along the number of tabs, which may describe multiple sets at the same station, for example in presence of a flap.
airfoils.coord_xy | output |  | [[[ 1.00000000e+00 0.00000000e+00] [ 9.99429684e-01 -2.22597407e-02] [ 9.98063018e-01 -4.44580349e-02] ... [ 9.98120489e-01 4.38394581e-02] [ 9.99443038e-01 2.19496514e-02] [ 1.00000000e+00 -3.99929253e-18]] [[ 1.00000006e+00 0.00000000e+00] [ 9.81622478e-01 -1.18885098e-02] [ 9.54496742e-01 -1.73330123e-02] ... [ 9.62160162e-01 3.42339239e-02] [ 9.85537317e-01 1.98863800e-02] [ 1.00000006e+00 1.19262247e-18]] [[ 1.00000000e+00 -3.70000002e-04] [ 9.76017568e-01 1.85612806e-03] [ 9.52031329e-01 3.74786895e-03] ... [ 9.52381403e-01 9.04894497e-03] [ 9.76165313e-01 4.91834091e-03] [ 1.00000000e+00 9.40000004e-04]] ... [[ 1.00000000e+00 -9.10000000e-03] [ 9.75116889e-01 -4.40898297e-03] [ 9.50017014e-01 -1.26771088e-03] ... [ 9.51764407e-01 2.05476003e-02] [ 9.75878254e-01 1.48539412e-02] [ 1.00000000e+00 9.10000000e-03]] [[ 1.00000000e+00 -1.16300032e-02] [ 9.82438965e-01 -7.14313782e-03] [ 9.64617753e-01 -3.89224202e-03] ... [ 9.65605215e-01 2.12979180e-02] [ 9.82805584e-01 1.69005366e-02] [ 1.00000000e+00 1.24500035e-02]] [[ 1.00000000e+00 -1.00000098e-03] [ 9.74055687e-01 -2.58510511e-03] [ 9.48096559e-01 -3.51202334e-03] ... [ 9.50798199e-01 2.72799250e-02] [ 9.75410996e-01 2.01923015e-02] [ 1.00000000e+00 1.29800127e-02]]] | 3D array of the x and y airfoil coordinates of the n_af airfoils.
airfoils.name | output | n/a | ['circular', 'SNL-FFA-W3-500', 'FFA-W3-211', 'FFA-W3-241', 'FFA-W3-270blend', 'FFA-W3-301', 'FFA-W3-330blend', 'FFA-W3-360'] | 1D array of names of airfoils.
blade.compute_coord_xy_dim.coord_xy_dim | output | m | [[[ 2.57636364e+00 -2.71871284e-15] [ 2.57339799e+00 -1.15750652e-01] [ 2.56629133e+00 -2.31181781e-01] ... [ 2.56659018e+00 2.27965182e-01] [ 2.57346743e+00 1.14138187e-01] [ 2.57636364e+00 -2.73950916e-15]] [[ 2.72680940e+00 8.37672539e-05] [ 2.72220691e+00 -1.16199573e-01] [ 2.70785790e+00 -2.30718761e-01] ... [ 2.71214699e+00 2.29153150e-01] [ 2.72381503e+00 1.14141170e-01] [ 2.72680940e+00 8.37672539e-05]] [[ 2.94320457e+00 6.28353013e-04] [ 2.92131228e+00 -1.12817197e-01] [ 2.85338786e+00 -2.12898951e-01] ... [ 2.88489056e+00 2.28909438e-01] [ 2.93313433e+00 1.11938064e-01] [ 2.94320457e+00 6.28353013e-04]] ... [[ 1.37532737e+00 -7.78888659e-04] [ 1.32506783e+00 4.39548339e-03] [ 1.27480031e+00 8.36990802e-03] ... [ 1.27553395e+00 1.90144457e-02] [ 1.32537745e+00 1.03381016e-02] [ 1.37532737e+00 1.96645439e-03]] [[ 1.22723534e+00 -7.07084513e-04] [ 1.18160912e+00 3.99027280e-03] [ 1.13597565e+00 7.59830339e-03] ... [ 1.13664166e+00 1.72615430e-02] [ 1.18189020e+00 9.38505322e-03] [ 1.22723534e+00 1.78517100e-03]] [[ 3.15909091e-01 -1.85831812e-04] [ 3.03917875e-01 1.04870014e-03] [ 2.91924756e-01 1.99694161e-03] ... [ 2.92099792e-01 4.53657767e-03] [ 3.03991747e-01 2.46652474e-03] [ 3.15909091e-01 4.69168191e-04]]] | 3D array of the dimensional x and y airfoil coordinates of the airfoils interpolated along span for n_span stations. The origin is placed at the pitch axis.
blade.compute_coord_xy_dim.coord_xy_dim_twisted | output | m | [[[ 2.48152287e+00 6.92599337e-01] [ 2.50978344e+00 5.80312435e-01] [ 2.53396954e+00 4.67220069e-01] ... [ 2.41082571e+00 9.09545314e-01] [ 2.44804971e+00 8.01757303e-01] [ 2.48152287e+00 6.92599337e-01]] [[ 2.62776330e+00 7.28251019e-01] [ 2.65438038e+00 6.14961440e-01] [ 2.67113380e+00 5.00769226e-01] ... [ 2.55246240e+00 9.45086310e-01] [ 2.59441965e+00 8.37366823e-01] [ 2.62776330e+00 7.28251019e-01]] [[ 2.84653082e+00 7.48141599e-01] [ 2.85417005e+00 6.32855836e-01] [ 2.81389242e+00 5.18804105e-01] ... [ 2.73214877e+00 9.54125880e-01] [ 2.80851965e+00 8.53243516e-01] [ 2.84653082e+00 7.48141599e-01]] ... [[ 1.37450615e+00 -4.75272054e-02] [ 1.32445153e+00 -4.06474508e-02] [ 1.27434815e+00 -3.49666790e-02] ... [ 1.27544319e+00 -2.43532297e-02] [ 1.32496297e+00 -3.47187911e-02] [ 1.37459947e+00 -4.47834488e-02]] [[ 1.22669836e+00 -3.63071013e-02] [ 1.18122760e+00 -3.02881705e-02] [ 1.13571801e+00 -2.53578978e-02] ... [ 1.13666406e+00 -1.57180449e-02] [ 1.18166506e+00 -2.49038142e-02] [ 1.22677066e+00 -3.38158947e-02]] [[ 3.15830797e-01 -7.03534700e-03] [ 3.03869167e-01 -5.54111105e-03] [ 2.91899427e-01 -4.33305699e-03] ... [ 2.92129487e-01 -1.79781312e-03] [ 3.03973763e-01 -4.12522145e-03] [ 3.15844998e-01 -6.38050098e-03]]] | 3D array of the dimensional x and y airfoil coordinates of the airfoils interpolated along span for n_span stations. The origin is placed at the pitch axis.
blade.compute_coord_xy_dim.wetted_area | output | m**2 | [187.8352556] | The wetted (painted) surface area of the blade
blade.compute_coord_xy_dim.projected_area | output | m**2 | [189.12771545] | The projected surface area of the blade
blade.compute_reynolds.Re | output |  | [ 8866495.53191555 9118451.54273153 9622473.61882942 10345408.66618842 11213113.21450051 12142914.97025057 13025565.5616357 13756421.41277353 14202475.0671651 14437418.66562667 14598985.28316797 14816689.79316524 15062529.52371125 15259755.64435712 15415749.44098711 15540898.25781669 15645640.17505685 15729259.07024288 15778663.48619686 15777624.31114377 15709882.48347501 15585888.62426732 15409287.16415591 15159701.2742125 14814089.46637988 14348797.90946086 13765933.80710153 13065888.07028724 12254516.02839853 3324230.84431988]
blade.fatigue.sparU_sigma_ult | output | Pa | [1.546e+09]
blade.fatigue.sparU_wohlerA | output | Pa | [1.546e+09]
blade.fatigue.sparU_wohlerexp | output |  | [16.1]
blade.fatigue.sparL_sigma_ult | output | Pa | [1.546e+09]
blade.fatigue.sparL_wohlerA | output | Pa | [1.546e+09]
blade.fatigue.sparL_wohlerexp | output |  | [16.1]
blade.fatigue.teU_sigma_ult | output | Pa | [6.092e+08]
blade.fatigue.teU_wohlerA | output | Pa | [6.092e+08]
blade.fatigue.teU_wohlerexp | output |  | [10.]
blade.fatigue.teL_sigma_ult | output | Pa | [6.092e+08]
blade.fatigue.teL_wohlerA | output | Pa | [6.092e+08]
blade.fatigue.teL_wohlerexp | output |  | [10.]
blade.high_level_blade_props.rotor_diameter | output | m | [241.94] | Diameter of the rotor used in WISDEM. It is defined as two times the blade length plus the hub diameter.
blade.high_level_blade_props.r_blade | output | m | [ 3.97 8.00448276 12.03896552 16.07344828 20.10793103 24.14241379 28.17689655 32.21137931 36.24586207 40.28034483 44.31482759 48.34931034 52.3837931 56.41827586 60.45275862 64.48724138 68.52172414 72.5562069 76.59068966 80.62517241 84.65965517 88.69413793 92.72862069 96.76310345 100.79758621 104.83206897 108.86655172 112.90103448 116.93551724 120.97 ] | 1D array of the dimensional spanwise grid defined along the rotor (hub radius to blade tip projected on the plane)
blade.high_level_blade_props.rotor_radius | output | m | [120.97] | Scalar of the rotor radius, defined ignoring prebend and sweep curvatures, and cone and uptilt angles.
blade.high_level_blade_props.blade_ref_axis | output | m | [[ 0.00000000e+00 0.00000000e+00 0.00000000e+00] [ 3.42959240e-02 0.00000000e+00 4.03448276e+00] [ 8.32926257e-02 0.00000000e+00 8.06896552e+00] [ 1.39255519e-01 0.00000000e+00 1.21034483e+01] [ 1.91903317e-01 0.00000000e+00 1.61379310e+01] [ 2.32028258e-01 0.00000000e+00 2.01724138e+01] [ 2.49180429e-01 0.00000000e+00 2.42068966e+01] [ 2.49614174e-01 0.00000000e+00 2.82413793e+01] [ 2.46252569e-01 0.00000000e+00 3.22758621e+01] [ 2.40472011e-01 0.00000000e+00 3.63103448e+01] [ 2.32979267e-01 0.00000000e+00 4.03448276e+01] [ 2.17957140e-01 0.00000000e+00 4.43793103e+01] [ 1.77121181e-01 0.00000000e+00 4.84137931e+01] [ 1.00301568e-01 0.00000000e+00 5.24482759e+01] [ 1.12660591e-05 0.00000000e+00 5.64827586e+01] [-1.12312629e-01 0.00000000e+00 6.05172414e+01] [-2.43799160e-01 0.00000000e+00 6.45517241e+01] [-4.15338772e-01 0.00000000e+00 6.85862069e+01] [-6.20768435e-01 0.00000000e+00 7.26206897e+01] [-8.46243242e-01 0.00000000e+00 7.66551724e+01] [-1.07984644e+00 0.00000000e+00 8.06896552e+01] [-1.32901559e+00 0.00000000e+00 8.47241379e+01] [-1.60213698e+00 0.00000000e+00 8.87586207e+01] [-1.89489952e+00 0.00000000e+00 9.27931034e+01] [-2.20179672e+00 0.00000000e+00 9.68275862e+01] [-2.52272811e+00 0.00000000e+00 1.00862069e+02] [-2.86392159e+00 0.00000000e+00 1.04896552e+02] [-3.22483564e+00 0.00000000e+00 1.08931034e+02] [-3.60465635e+00 0.00000000e+00 1.12965517e+02] [-4.00000000e+00 0.00000000e+00 1.17000000e+02]] | 2D array of the coordinates (x,y,z) of the blade reference axis scaled based on rotor diameter, defined along blade span. The coordinate system is the one of BeamDyn: it is placed at blade root with x pointing the suction side of the blade, y pointing the trailing edge and z along the blade span. A standard configuration will have negative x values (prebend), if swept positive y values, and positive z values.
blade.high_level_blade_props.prebend | output | m | [ 0.00000000e+00 3.42959240e-02 8.32926257e-02 1.39255519e-01 1.91903317e-01 2.32028258e-01 2.49180429e-01 2.49614174e-01 2.46252569e-01 2.40472011e-01 2.32979267e-01 2.17957140e-01 1.77121181e-01 1.00301568e-01 1.12660591e-05 -1.12312629e-01 -2.43799160e-01 -4.15338772e-01 -6.20768435e-01 -8.46243242e-01 -1.07984644e+00 -1.32901559e+00 -1.60213698e+00 -1.89489952e+00 -2.20179672e+00 -2.52272811e+00 -2.86392159e+00 -3.22483564e+00 -3.60465635e+00 -4.00000000e+00] | Blade prebend at each section
blade.high_level_blade_props.prebendTip | output | m | [-4.] | Blade prebend at tip
blade.high_level_blade_props.presweep | output | m | [0. 0. 0. 0. 0. 0. 0. 0. 0. 0. 0. 0. 0. 0. 0. 0. 0. 0. 0. 0. 0. 0. 0. 0. 0. 0. 0. 0. 0. 0.] | Blade presweep at each section
blade.high_level_blade_props.presweepTip | output | m | [0.] | Blade presweep at tip
blade.high_level_blade_props.blade_length | output | m | [117.14887121] | Scalar of the 3D blade length computed along its axis, scaled based on the user defined rotor diameter.
blade.internal_structure_2d_fem.joint_position | output |  | [0.] | Spanwise position of the segmentation joint.
blade.internal_structure_2d_fem.joint_mass | output | kg | [0.] | Mass of the joint.
blade.internal_structure_2d_fem.joint_nonmaterial_cost | output | USD | [0.] | Cost of the joint.
blade.internal_structure_2d_fem.d_f | output | m | [0.03] | Diameter of the fastener
blade.internal_structure_2d_fem.sigma_max | output | Pa | [6.75e+08] | Max stress on bolt
blade.internal_structure_2d_fem.joint_bolt | output | n/a | M30 | Type of bolt: M30, M36, or M48
blade.internal_structure_2d_fem.reinforcement_layer_ss | output | n/a | joint_reinf_ss | Layer identifier for the reinforcement layer at the join where bolts are inserted, suction side
blade.internal_structure_2d_fem.reinforcement_layer_ps | output | n/a | joint_reinf_ps | Layer identifier for the reinforcement layer at the join where bolts are inserted, pressure side
blade.internal_structure_2d_fem.web_rotation | output | rad | [[-0.2721763 -0.27032136 -0.25679956 -0.23271552 -0.20321732 -0.17325891 -0.14740155 -0.12742646 -0.10871461 -0.09126429 -0.07584973 -0.06295039 -0.05200766 -0.04228859 -0.03358702 -0.02563348 -0.01844002 -0.01209022 -0.00620176 -0.00031992 0.00621137 0.01450412 0.02398669 0.03232521 0.03736348 0.03794579 0.03678035 0.03399756 0.02901262 0.02168376] [-0.2721763 -0.27032136 -0.25679956 -0.23271552 -0.20321732 -0.17325891 -0.14740155 -0.12742646 -0.10871461 -0.09126429 -0.07584973 -0.06295039 -0.05200766 -0.04228859 -0.03358702 -0.02563348 -0.01844002 -0.01209022 -0.00620176 -0.00031992 0.00621137 0.01450412 0.02398669 0.03232521 0.03736348 0.03794579 0.03678035 0.03399756 0.02901262 0.02168376]] | 2D array of the rotation angle of the shear webs in respect to the chord line. The first dimension represents each shear web, the second dimension represents each entry along blade span. If the rotation is equal to negative twist +- a constant, then the web is built straight.
blade.internal_structure_2d_fem.web_start_nd | output |  | [[0.20528324 0.21282277 0.22085214 0.26086772 0.28383167 0.30408593 0.3208162 0.33235346 0.34332384 0.34884521 0.35371039 0.36050438 0.36615051 0.37069556 0.37676675 0.3813699 0.38392907 0.38686324 0.38940988 0.39148571 0.39314447 0.39437636 0.39536244 0.39637487 0.3974933 0.39848126 0.39975476 0.4017103 0.40430554 0.30906614] [0.20528324 0.21282277 0.22085214 0.21121639 0.23187802 0.25133756 0.26717592 0.27740394 0.28566734 0.28841293 0.29020162 0.29345507 0.29603806 0.29739568 0.29953655 0.30038328 0.29938861 0.29833409 0.29652794 0.29408898 0.2906528 0.28632248 0.28134822 0.27584199 0.26936868 0.26121164 0.25139875 0.2397734 0.22557896 0.30906614]] | 2D array of the non-dimensional start point defined along the outer profile of a web. The TE suction side is 0, the TE pressure side is 1. The first dimension represents each web, the second dimension represents each entry along blade span.
blade.internal_structure_2d_fem.web_end_nd | output |  | [[0.70808026 0.70147246 0.70127399 0.67602424 0.66929513 0.66132056 0.65503106 0.6499044 0.64287381 0.64113764 0.63894274 0.63425186 0.63038872 0.62742222 0.62240796 0.61885095 0.61685096 0.61417755 0.61199985 0.61030025 0.60860435 0.60726637 0.60659321 0.60628673 0.60561824 0.60466514 0.60325671 0.60100724 0.59790391 0.69290016] [0.70808026 0.70147246 0.70127399 0.72643402 0.72237747 0.71476727 0.7093038 0.70565128 0.7011907 0.70176945 0.70282674 0.70135993 0.70057701 0.70060322 0.69937546 0.69962105 0.70125184 0.7026036 0.70475746 0.70763879 0.71111845 0.71542022 0.7207149 0.72688144 0.73371308 0.7417596 0.75123899 0.7623152 0.77571866 0.69290016]] | 2D array of the non-dimensional end point defined along the outer profile of a web. The TE suction side is 0, the TE pressure side is 1. The first dimension represents each web, the second dimension represents each entry along blade span.
blade.internal_structure_2d_fem.web_offset_y_pa | output | m | [[ 0. 0. 0. -0.35 -0.35 -0.35 -0.35 -0.35 -0.35 -0.35 -0.35 -0.35 -0.35 -0.35 -0.35 -0.35 -0.35 -0.35 -0.35 -0.35 -0.35 -0.35 -0.35 -0.35 -0.35 -0.35 -0.35 -0.35 -0.35 0. ] [ 0. 0. 0. 0.35 0.35 0.35 0.35 0.35 0.35 0.35 0.35 0.35 0.35 0.35 0.35 0.35 0.35 0.35 0.35 0.35 0.35 0.35 0.35 0.35 0.35 0.35 0.35 0.35 0.35 0. ]] | 2D array of the offset along the y axis to set the position of the shear webs. Positive values move the web towards the trailing edge, negative values towards the leading edge. The first dimension represents each shear web, the second dimension represents each entry along blade span.
blade.internal_structure_2d_fem.layer_rotation | output | rad | [[ 0. 0. 0. 0. 0. 0. 0. 0. 0. 0. 0. 0. 0. 0. 0. 0. 0. 0. 0. 0. 0. 0. 0. 0. 0. 0. 0. 0. 0. 0. ] [ 0. 0. 0. 0. 0. 0. 0. 0. 0. 0. 0. 0. 0. 0. 0. 0. 0. 0. 0. 0. 0. 0. 0. 0. 0. 0. 0. 0. 0. 0. ] [-0.2721763 -0.27032136 -0.25679956 -0.23271552 -0.20321732 -0.17325891 -0.14740155 -0.12742646 -0.10871461 -0.09126429 -0.07584973 -0.06295039 -0.05200766 -0.04228859 -0.03358702 -0.02563348 -0.01844002 -0.01209022 -0.00620176 -0.00031992 0.00621137 0.01450412 0.02398669 0.03232521 0.03736348 0.03794579 0.03678035 0.03399756 0.02901262 0.02168376] [-0.2721763 -0.27032136 -0.25679956 -0.23271552 -0.20321732 -0.17325891 -0.14740155 -0.12742646 -0.10871461 -0.09126429 -0.07584973 -0.06295039 -0.05200766 -0.04228859 -0.03358702 -0.02563348 -0.01844002 -0.01209022 -0.00620176 -0.00031992 0.00621137 0.01450412 0.02398669 0.03232521 0.03736348 0.03794579 0.03678035 0.03399756 0.02901262 0.02168376] [ 0. 0. 0. 0. 0. 0. 0. 0. 0. 0. 0. 0. 0. 0. 0. 0. 0. 0. 0. 0. 0. 0. 0. 0. 0. 0. 0. 0. 0. 0. ] [ 0. 0. 0. 0. 0. 0. 0. 0. 0. 0. 0. 0. 0. 0. 0. 0. 0. 0. 0. 0. 0. 0. 0. 0. 0. 0. 0. 0. 0. 0. ] [ 0. 0. 0. 0. 0. 0. 0. 0. 0. 0. 0. 0. 0. 0. 0. 0. 0. 0. 0. 0. 0. 0. 0. 0. 0. 0. 0. 0. 0. 0. ] [ 0. 0. 0. 0. 0. 0. 0. 0. 0. 0. 0. 0. 0. 0. 0. 0. 0. 0. 0. 0. 0. 0. 0. 0. 0. 0. 0. 0. 0. 0. ] [ 0. 0. 0. 0. 0. 0. 0. 0. 0. 0. 0. 0. 0. 0. 0. 0. 0. 0. 0. 0. 0. 0. 0. 0. 0. 0. 0. 0. 0. 0. ] [ 0. 0. 0. 0. 0. 0. 0. 0. 0. 0. 0. 0. 0. 0. 0. 0. 0. 0. 0. 0. 0. 0. 0. 0. 0. 0. 0. 0. 0. 0. ] [ 0. 0. 0. 0. 0. 0. 0. 0. 0. 0. 0. 0. 0. 0. 0. 0. 0. 0. 0. 0. 0. 0. 0. 0. 0. 0. 0. 0. 0. 0. ] [ 0. 0. 0. 0. 0. 0. 0. 0. 0. 0. 0. 0. 0. 0. 0. 0. 0. 0. 0. 0. 0. 0. 0. 0. 0. 0. 0. 0. 0. 0. ] [ 0. 0. 0. 0. 0. 0. 0. 0. 0. 0. 0. 0. 0. 0. 0. 0. 0. 0. 0. 0. 0. 0. 0. 0. 0. 0. 0. 0. 0. 0. ] [ 0. 0. 0. 0. 0. 0. 0. 0. 0. 0. 0. 0. 0. 0. 0. 0. 0. 0. 0. 0. 0. 0. 0. 0. 0. 0. 0. 0. 0. 0. ] [ 0. 0. 0. 0. 0. 0. 0. 0. 0. 0. 0. 0. 0. 0. 0. 0. 0. 0. 0. 0. 0. 0. 0. 0. 0. 0. 0. 0. 0. 0. ] [ 0. 0. 0. 0. 0. 0. 0. 0. 0. 0. 0. 0. 0. 0. 0. 0. 0. 0. 0. 0. 0. 0. 0. 0. 0. 0. 0. 0. 0. 0. ] [ 0. 0. 0. 0. 0. 0. 0. 0. 0. 0. 0. 0. 0. 0. 0. 0. 0. 0. 0. 0. 0. 0. 0. 0. 0. 0. 0. 0. 0. 0. ] [ 0. 0. 0. 0. 0. 0. 0. 0. 0. 0. 0. 0. 0. 0. 0. 0. 0. 0. 0. 0. 0. 0. 0. 0. 0. 0. 0. 0. 0. 0. ]] | 2D array of the rotation angle of a layer in respect to the chord line. The first dimension represents each layer, the second dimension represents each entry along blade span. If the rotation is equal to negative twist +- a constant, then the layer is built straight.
blade.internal_structure_2d_fem.layer_start_nd | output |  | [[0. 0. 0. 0. 0. 0. 0. 0. 0. 0. 0. 0. 0. 0. 0. 0. 0. 0. 0. 0. 0. 0. 0. 0. 0. 0. 0. 0. 0. 0. ] [0. 0. 0. 0. 0. 0. 0. 0. 0.00525852 0.01 0.01 0.01 0.01 0.01 0.01 0.01 0.01 0.01 0.01 0.01 0.01 0.01 0.01 0.01 0.01 0.01 0.01 0.01 0.01 0.01 ] [0.1777357 0.18508857 0.19116276 0.20421361 0.22449666 0.2438378 0.25954851 0.26959385 0.277462 0.27989278 0.28118727 0.2839427 0.28609138 0.28703043 0.28865601 0.28894279 0.28743778 0.28582096 0.28346625 0.2803222 0.27617943 0.27113434 0.26544176 0.25916515 0.2518012 0.2425829 0.23163416 0.22083068 0.22452602 0.16803069] [0.68053272 0.67373827 0.67158461 0.66907232 0.66219255 0.65401334 0.64757396 0.64230909 0.63477645 0.63261312 0.62995665 0.62474037 0.62043479 0.6170249 0.61149456 0.60745204 0.60492997 0.60167009 0.59896901 0.59671448 0.59439899 0.59234784 0.59088288 0.58972685 0.58805499 0.58586203 0.58307044 0.58132012 0.59570974 0.55186471] [0.49999933 0.49996543 0.49968074 0.47079051 0.46901746 0.46913966 0.46965969 0.46895339 0.46769406 0.46668924 0.46502593 0.46304362 0.46156076 0.45989896 0.45721117 0.45463713 0.4522825 0.44948084 0.44640861 0.44326688 0.43972037 0.43658667 0.43565496 0.43591142 0.49683998 0.49683998 0.49683998 0.49683998 0.49683998 0.49683998] [0. 0. 0. 0. 0. 0. 0. 0. 0. 0. 0. 0. 0. 0. 0. 0. 0. 0. 0. 0. 0. 0. 0. 0. 0. 0. 0. 0. 0. 0. ] [1. 1. 1. 0.94693522 0.94444735 0.94366032 0.94269522 0.94123518 0.93829791 0.93547087 0.93211505 0.92835647 0.92506666 0.92180554 0.9177272 0.91368566 0.90977455 0.90543043 0.90090033 0.8960726 0.89064042 0.88469068 0.87836163 0.87150661 1. 1. 1. 1. 1. 1. ] [0. 0. 0. 0.05306478 0.05555265 0.05633968 0.05730478 0.05876482 0.06170209 0.06452913 0.06788495 0.07164353 0.07493334 0.07819446 0.0822728 0.08631434 0.09022545 0.09456957 0.09909967 0.1039274 0.10935958 0.11530932 0.12163837 0.12849339 0. 0. 0. 0. 0. 0. ] [0.23283079 0.24055696 0.25054152 0.26789135 0.29115984 0.31144541 0.32831424 0.34011164 0.35150451 0.35732773 0.36264921 0.36991494 0.37601139 0.38086378 0.38738337 0.39252 0.39570833 0.39930445 0.40238586 0.40503508 0.40741092 0.40950552 0.4114078 0.41335721 0.41553859 0.41778842 0.42045495 0.42191408 0.40700885 0.45010159] [0.49999933 0.49996543 0.49968074 0.52739294 0.52827362 0.52923532 0.53078479 0.53163586 0.53350962 0.53552031 0.53743654 0.53946338 0.54148966 0.54330638 0.54496882 0.54670576 0.54852298 0.55035505 0.55211493 0.55411835 0.55620804 0.55793137 0.55809303 0.55776854 0.49683998 0.49683998 0.49683998 0.49683998 0.49683998 0.49683998] [0.7356278 0.72920666 0.73096337 0.73275005 0.72885573 0.72162096 0.71633969 0.71282687 0.70881896 0.71004807 0.7114186 0.71071261 0.71035479 0.71085824 0.71022192 0.71102925 0.71320051 0.71515358 0.71788862 0.72142736 0.72563048 0.73071902 0.73684892 0.74391892 0.75179237 0.76106755 0.77189124 0.78240352 0.77819257 0.83393561] [0. 0. 0. 0. 0. 0. 0.00414613 0.07368568 0.08 0.08 0.08 0.08 0.08 0.08 0.08 0.08 0.08 0.08 0.08 0.08 0.08 0.08 0.08 0.08 0.08 0.08 0.08 0.08 0.08 0.08 ] [0. 0. 0. 0. 0. 0. 0. 0. 0. 0. 0. 0. 0. 0. 0. 0. 0. 0. 0. 0. 0. 0. 0. 0. 0. 0. 0. 0. 0. 0. ] [0. 0. 0. 0. 0. 0. 0. 0. 0. 0. 0. 0. 0. 0. 0. 0. 0. 0. 0. 0. 0. 0. 0. 0. 0. 0. 0. 0. 0. 0. ] [0. 0. 0. 0. 0. 0. 0. 0. 0. 0. 0. 0. 0. 0. 0. 0. 0. 0. 0. 0. 0. 0. 0. 0. 0. 0. 0. 0. 0. 0. ] [0. 0. 0. 0. 0. 0. 0. 0. 0. 0. 0. 0. 0. 0. 0. 0. 0. 0. 0. 0. 0. 0. 0. 0. 0. 0. 0. 0. 0. 0. ] [0. 0. 0. 0. 0. 0. 0. 0. 0. 0. 0. 0. 0. 0. 0. 0. 0. 0. 0. 0. 0. 0. 0. 0. 0. 0. 0. 0. 0. 0. ] [0. 0. 0. 0. 0. 0. 0. 0. 0. 0. 0. 0. 0. 0. 0. 0. 0. 0. 0. 0. 0. 0. 0. 0. 0. 0. 0. 0. 0. 0. ]] | 2D array of the non-dimensional start point defined along the outer profile of a layer. The TE suction side is 0, the TE pressure side is 1. The first dimension represents each layer, the second dimension represents each entry along blade span.
blade.internal_structure_2d_fem.layer_end_nd | output |  | [[1. 1. 1. 1. 1. 1. 1. 1. 1. 1. 1. 1. 1. 1. 1. 1. 1. 1. 1. 1. 1. 1. 1. 1. 1. 1. 1. 1. 1. 1. ] [1. 1. 1. 1. 1. 1. 1. 1. 0.99474148 0.99 0.99 0.99 0.99 0.99 0.99 0.99 0.99 0.99 0.99 0.99 0.99 0.99 0.99 0.99 0.99 0.99 0.99 0.99 0.99 0.99 ] [0.23283079 0.24055696 0.25054152 0.26789135 0.29115984 0.31144541 0.32831424 0.34011164 0.35150451 0.35732773 0.36264921 0.36991494 0.37601139 0.38086378 0.38738337 0.39252 0.39570833 0.39930445 0.40238586 0.40503508 0.40741092 0.40950552 0.4114078 0.41335721 0.41553859 0.41778842 0.42045495 0.42191408 0.40700885 0.45010159] [0.7356278 0.72920666 0.73096337 0.73275005 0.72885573 0.72162096 0.71633969 0.71282687 0.70881896 0.71004807 0.7114186 0.71071261 0.71035479 0.71085824 0.71022192 0.71102925 0.71320051 0.71515358 0.71788862 0.72142736 0.72563048 0.73071902 0.73684892 0.74391892 0.75179237 0.76106755 0.77189124 0.78240352 0.77819257 0.83393561] [0.49999933 0.49996543 0.49968074 0.52739294 0.52827362 0.52923532 0.53078479 0.53163586 0.53350962 0.53552031 0.53743654 0.53946338 0.54148966 0.54330638 0.54496882 0.54670576 0.54852298 0.55035505 0.55211493 0.55411835 0.55620804 0.55793137 0.55809303 0.55776854 0.49683998 0.49683998 0.49683998 0.49683998 0.49683998 0.49683998] [0. 0. 0. 0.05306478 0.05555265 0.05633968 0.05730478 0.05876482 0.06170209 0.06452913 0.06788495 0.07164353 0.07493334 0.07819446 0.0822728 0.08631434 0.09022545 0.09456957 0.09909967 0.1039274 0.10935958 0.11530932 0.12163837 0.12849339 0. 0. 0. 0. 0. 0. ] [1. 1. 1. 1. 1. 1. 1. 1. 1. 1. 1. 1. 1. 1. 1. 1. 1. 1. 1. 1. 1. 1. 1. 1. 1. 1. 1. 1. 1. 1. ] [0.1777357 0.18508857 0.19116276 0.20421361 0.22449666 0.2438378 0.25954851 0.26959385 0.277462 0.27989278 0.28118727 0.2839427 0.28609138 0.28703043 0.28865601 0.28894279 0.28743778 0.28582096 0.28346625 0.2803222 0.27617943 0.27113434 0.26544176 0.25916515 0.2518012 0.2425829 0.23163416 0.22083068 0.22452602 0.16803069] [0.49999933 0.49996543 0.49968074 0.47079051 0.46901746 0.46913966 0.46965969 0.46895339 0.46769406 0.46668924 0.46502593 0.46304362 0.46156076 0.45989896 0.45721117 0.45463713 0.4522825 0.44948084 0.44640861 0.44326688 0.43972037 0.43658667 0.43565496 0.43591142 0.49683998 0.49683998 0.49683998 0.49683998 0.49683998 0.49683998] [0.68053272 0.67373827 0.67158461 0.66907232 0.66219255 0.65401334 0.64757396 0.64230909 0.63477645 0.63261312 0.62995665 0.62474037 0.62043479 0.6170249 0.61149456 0.60745204 0.60492997 0.60167009 0.59896901 0.59671448 0.59439899 0.59234784 0.59088288 0.58972685 0.58805499 0.58586203 0.58307044 0.58132012 0.59570974 0.55186471] [1. 1. 1. 0.94693522 0.94444735 0.94366032 0.94269522 0.94123518 0.93829791 0.93547087 0.93211505 0.92835647 0.92506666 0.92180554 0.9177272 0.91368566 0.90977455 0.90543043 0.90090033 0.8960726 0.89064042 0.88469068 0.87836163 0.87150661 1. 1. 1. 1. 1. 1. ] [1. 1. 1. 1. 1. 1. 0.99585387 0.92631432 0.92 0.92 0.92 0.92 0.92 0.92 0.92 0.92 0.92 0.92 0.92 0.92 0.92 0.92 0.92 0.92 0.92 0.92 0.92 0.92 0.92 0.92 ] [0. 0. 0. 0. 0. 0. 0. 0. 0. 0. 0. 0. 0. 0. 0. 0. 0. 0. 0. 0. 0. 0. 0. 0. 0. 0. 0. 0. 0. 0. ] [0. 0. 0. 0. 0. 0. 0. 0. 0. 0. 0. 0. 0. 0. 0. 0. 0. 0. 0. 0. 0. 0. 0. 0. 0. 0. 0. 0. 0. 0. ] [0. 0. 0. 0. 0. 0. 0. 0. 0. 0. 0. 0. 0. 0. 0. 0. 0. 0. 0. 0. 0. 0. 0. 0. 0. 0. 0. 0. 0. 0. ] [0. 0. 0. 0. 0. 0. 0. 0. 0. 0. 0. 0. 0. 0. 0. 0. 0. 0. 0. 0. 0. 0. 0. 0. 0. 0. 0. 0. 0. 0. ] [0. 0. 0. 0. 0. 0. 0. 0. 0. 0. 0. 0. 0. 0. 0. 0. 0. 0. 0. 0. 0. 0. 0. 0. 0. 0. 0. 0. 0. 0. ] [0. 0. 0. 0. 0. 0. 0. 0. 0. 0. 0. 0. 0. 0. 0. 0. 0. 0. 0. 0. 0. 0. 0. 0. 0. 0. 0. 0. 0. 0. ]] | 2D array of the non-dimensional end point defined along the outer profile of a layer. The TE suction side is 0, the TE pressure side is 1. The first dimension represents each layer, the second dimension represents each entry along blade span.
blade.internal_structure_2d_fem.layer_offset_y_pa | output | m | [[0. 0. 0. 0. 0. 0. 0. 0. 0. 0. 0. 0. 0. 0. 0. 0. 0. 0. 0. 0. 0. 0. 0. 0. 0. 0. 0. 0. 0. 0.] [0. 0. 0. 0. 0. 0. 0. 0. 0. 0. 0. 0. 0. 0. 0. 0. 0. 0. 0. 0. 0. 0. 0. 0. 0. 0. 0. 0. 0. 0.] [0. 0. 0. 0. 0. 0. 0. 0. 0. 0. 0. 0. 0. 0. 0. 0. 0. 0. 0. 0. 0. 0. 0. 0. 0. 0. 0. 0. 0. 0.] [0. 0. 0. 0. 0. 0. 0. 0. 0. 0. 0. 0. 0. 0. 0. 0. 0. 0. 0. 0. 0. 0. 0. 0. 0. 0. 0. 0. 0. 0.] [0. 0. 0. 0. 0. 0. 0. 0. 0. 0. 0. 0. 0. 0. 0. 0. 0. 0. 0. 0. 0. 0. 0. 0. 0. 0. 0. 0. 0. 0.] [0. 0. 0. 0. 0. 0. 0. 0. 0. 0. 0. 0. 0. 0. 0. 0. 0. 0. 0. 0. 0. 0. 0. 0. 0. 0. 0. 0. 0. 0.] [0. 0. 0. 0. 0. 0. 0. 0. 0. 0. 0. 0. 0. 0. 0. 0. 0. 0. 0. 0. 0. 0. 0. 0. 0. 0. 0. 0. 0. 0.] [0. 0. 0. 0. 0. 0. 0. 0. 0. 0. 0. 0. 0. 0. 0. 0. 0. 0. 0. 0. 0. 0. 0. 0. 0. 0. 0. 0. 0. 0.] [0. 0. 0. 0. 0. 0. 0. 0. 0. 0. 0. 0. 0. 0. 0. 0. 0. 0. 0. 0. 0. 0. 0. 0. 0. 0. 0. 0. 0. 0.] [0. 0. 0. 0. 0. 0. 0. 0. 0. 0. 0. 0. 0. 0. 0. 0. 0. 0. 0. 0. 0. 0. 0. 0. 0. 0. 0. 0. 0. 0.] [0. 0. 0. 0. 0. 0. 0. 0. 0. 0. 0. 0. 0. 0. 0. 0. 0. 0. 0. 0. 0. 0. 0. 0. 0. 0. 0. 0. 0. 0.] [0. 0. 0. 0. 0. 0. 0. 0. 0. 0. 0. 0. 0. 0. 0. 0. 0. 0. 0. 0. 0. 0. 0. 0. 0. 0. 0. 0. 0. 0.] [0. 0. 0. 0. 0. 0. 0. 0. 0. 0. 0. 0. 0. 0. 0. 0. 0. 0. 0. 0. 0. 0. 0. 0. 0. 0. 0. 0. 0. 0.] [0. 0. 0. 0. 0. 0. 0. 0. 0. 0. 0. 0. 0. 0. 0. 0. 0. 0. 0. 0. 0. 0. 0. 0. 0. 0. 0. 0. 0. 0.] [0. 0. 0. 0. 0. 0. 0. 0. 0. 0. 0. 0. 0. 0. 0. 0. 0. 0. 0. 0. 0. 0. 0. 0. 0. 0. 0. 0. 0. 0.] [0. 0. 0. 0. 0. 0. 0. 0. 0. 0. 0. 0. 0. 0. 0. 0. 0. 0. 0. 0. 0. 0. 0. 0. 0. 0. 0. 0. 0. 0.] [0. 0. 0. 0. 0. 0. 0. 0. 0. 0. 0. 0. 0. 0. 0. 0. 0. 0. 0. 0. 0. 0. 0. 0. 0. 0. 0. 0. 0. 0.] [0. 0. 0. 0. 0. 0. 0. 0. 0. 0. 0. 0. 0. 0. 0. 0. 0. 0. 0. 0. 0. 0. 0. 0. 0. 0. 0. 0. 0. 0.]] | 2D array of the offset along the y axis to set the position of a layer. Positive values move the layer towards the trailing edge, negative values towards the leading edge. The first dimension represents each layer, the second dimension represents each entry along blade span.
blade.internal_structure_2d_fem.layer_width | output | m | [[0. 0. 0. 0. 0. 0. 0. 0. 0. 0. 0. 0. 0. 0. 0. 0. 0. 0. 0. 0. 0. 0. 0. 0. 0. 0. 0. 0. 0. 0. ] [0. 0. 0. 0. 0. 0. 0. 0. 0. 0. 0. 0. 0. 0. 0. 0. 0. 0. 0. 0. 0. 0. 0. 0. 0. 0. 0. 0. 0. 0. ] [0.9 0.9 0.9 0.9 0.9 0.9 0.9 0.9 0.9 0.9 0.9 0.9 0.9 0.9 0.9 0.9 0.9 0.9 0.9 0.9 0.9 0.9 0.9 0.9 0.89999984 0.89997566 0.89879453 0.87845715 0.72370623 0.294 ] [0.9 0.9 0.9 0.9 0.9 0.9 0.9 0.9 0.9 0.9 0.9 0.9 0.9 0.9 0.9 0.9 0.9 0.9 0.9 0.9 0.9 0.9 0.9 0.9 0.89999984 0.89997566 0.89879453 0.87845715 0.72370623 0.294 ] [0. 0. 0. 0.8 0.8 0.8 0.8 0.8 0.8 0.8 0.8 0.8 0.8 0.8 0.8 0.8 0.8 0.8 0.8 0.79996806 0.79888528 0.78925558 0.75493084 0.71126493 0. 0. 0. 0. 0. 0. ] [0. 0. 0. 0.75 0.75 0.75 0.75 0.75 0.75 0.75 0.75 0.75 0.75 0.75 0.75 0.75 0.75 0.75 0.75 0.75 0.75 0.75 0.75 0.75 0. 0. 0. 0. 0. 0. ] [0. 0. 0. 0.75 0.75 0.75 0.75 0.75 0.75 0.75 0.75 0.75 0.75 0.75 0.75 0.75 0.75 0.75 0.75 0.75 0.75 0.75 0.75 0.75 0. 0. 0. 0. 0. 0. ] [0. 0. 0. 0. 0. 0. 0. 0. 0. 0. 0. 0. 0. 0. 0. 0. 0. 0. 0. 0. 0. 0. 0. 0. 0. 0. 0. 0. 0. 0. ] [0. 0. 0. 0. 0. 0. 0. 0. 0. 0. 0. 0. 0. 0. 0. 0. 0. 0. 0. 0. 0. 0. 0. 0. 0. 0. 0. 0. 0. 0. ] [0. 0. 0. 0. 0. 0. 0. 0. 0. 0. 0. 0. 0. 0. 0. 0. 0. 0. 0. 0. 0. 0. 0. 0. 0. 0. 0. 0. 0. 0. ] [0. 0. 0. 0. 0. 0. 0. 0. 0. 0. 0. 0. 0. 0. 0. 0. 0. 0. 0. 0. 0. 0. 0. 0. 0. 0. 0. 0. 0. 0. ] [0. 0. 0. 0. 0. 0. 0. 0. 0. 0. 0. 0. 0. 0. 0. 0. 0. 0. 0. 0. 0. 0. 0. 0. 0. 0. 0. 0. 0. 0. ] [0. 0. 0. 0. 0. 0. 0. 0. 0. 0. 0. 0. 0. 0. 0. 0. 0. 0. 0. 0. 0. 0. 0. 0. 0. 0. 0. 0. 0. 0. ] [0. 0. 0. 0. 0. 0. 0. 0. 0. 0. 0. 0. 0. 0. 0. 0. 0. 0. 0. 0. 0. 0. 0. 0. 0. 0. 0. 0. 0. 0. ] [0. 0. 0. 0. 0. 0. 0. 0. 0. 0. 0. 0. 0. 0. 0. 0. 0. 0. 0. 0. 0. 0. 0. 0. 0. 0. 0. 0. 0. 0. ] [0. 0. 0. 0. 0. 0. 0. 0. 0. 0. 0. 0. 0. 0. 0. 0. 0. 0. 0. 0. 0. 0. 0. 0. 0. 0. 0. 0. 0. 0. ] [0. 0. 0. 0. 0. 0. 0. 0. 0. 0. 0. 0. 0. 0. 0. 0. 0. 0. 0. 0. 0. 0. 0. 0. 0. 0. 0. 0. 0. 0. ] [0. 0. 0. 0. 0. 0. 0. 0. 0. 0. 0. 0. 0. 0. 0. 0. 0. 0. 0. 0. 0. 0. 0. 0. 0. 0. 0. 0. 0. 0. ]] | 2D array of the width along the outer profile of a layer. The first dimension represents each layer, the second dimension represents each entry along blade span.
blade.interp_airfoils.r_thick_interp | output |  | [1. 0.98574825 0.86454545 0.68632751 0.5327892 0.45540856 0.39835906 0.36233624 0.34602611 0.33536612 0.32534835 0.31640414 0.30784348 0.29833481 0.28751318 0.27634816 0.26575714 0.25541929 0.24561066 0.23638575 0.22613261 0.21694509 0.21151679 0.211 0.211 0.211 0.211 0.211 0.211 0.211 ] | 1D array of the relative thicknesses of the blade defined along span.
blade.interp_airfoils.ac_interp | output |  | [0.5 0.49496929 0.45186816 0.38743069 0.32954843 0.29475936 0.26502005 0.2501732 0.25 0.25 0.25 0.25 0.25 0.25 0.25 0.25 0.25 0.25 0.25 0.25 0.25 0.25 0.25 0.25 0.25 0.25 0.25 0.25 0.25 0.25 ] | 1D array of the aerodynamic center of the blade defined along span.
blade.interp_airfoils.cl_interp | output |  | [[[[ 1.00000000e-04] [ 1.00000000e-04] [ 1.00000000e-04]] [[ 1.00000000e-04] [ 1.00000000e-04] [ 1.00000000e-04]] [[ 1.00000000e-04] [ 1.00000000e-04] [ 1.00000000e-04]] ... [[ 1.00000000e-04] [ 1.00000000e-04] [ 1.00000000e-04]] [[ 1.00000000e-04] [ 1.00000000e-04] [ 1.00000000e-04]] [[ 1.00000000e-04] [ 1.00000000e-04] [ 1.00000000e-04]]] [[[ 9.83423424e-05] [ 9.83423424e-05] [ 9.83423424e-05]] [[ 9.51605687e-03] [ 9.51605687e-03] [ 9.51605687e-03]] [[ 1.91408306e-02] [ 1.91408306e-02] [ 1.91408306e-02]] ... [[-1.89403741e-02] [-1.89403741e-02] [-1.89403741e-02]] [[-9.31977220e-03] [-9.31977220e-03] [-9.31977220e-03]] [[ 1.01376167e-04] [ 1.01376167e-04] [ 1.01376167e-04]]] [[[-4.18326829e-05] [-4.18326829e-05] [-4.18326829e-05]] [[ 7.25598792e-02] [ 7.25598792e-02] [ 7.25598792e-02]] [[ 1.46382470e-01] [ 1.46382470e-01] [ 1.46382470e-01]] ... [[-1.46199491e-01] [-1.46199491e-01] [-1.46199491e-01]] [[-7.24048050e-02] [-7.24048050e-02] [-7.24048050e-02]] [[ 2.19074326e-04] [ 2.19074326e-04] [ 2.19074326e-04]]] ... [[[-2.29221546e-03] [-2.29221546e-03] [-2.29221546e-03]] [[ 7.10715368e-02] [ 7.10715368e-02] [ 7.10715368e-02]] [[ 1.41815725e-01] [ 1.41815725e-01] [ 1.41815725e-01]] ... [[-1.41815756e-01] [-1.41815756e-01] [-1.41815756e-01]] [[-7.10715368e-02] [-7.10715368e-02] [-7.10715368e-02]] [[ 2.29221546e-03] [ 2.29221546e-03] [ 2.29221546e-03]]] [[[-2.29221546e-03] [-2.29221546e-03] [-2.29221546e-03]] [[ 7.10715368e-02] [ 7.10715368e-02] [ 7.10715368e-02]] [[ 1.41815725e-01] [ 1.41815725e-01] [ 1.41815725e-01]] ... [[-1.41815756e-01] [-1.41815756e-01] [-1.41815756e-01]] [[-7.10715368e-02] [-7.10715368e-02] [-7.10715368e-02]] [[ 2.29221546e-03] [ 2.29221546e-03] [ 2.29221546e-03]]] [[[-2.29221546e-03] [-2.29221546e-03] [-2.29221546e-03]] [[ 7.10715368e-02] [ 7.10715368e-02] [ 7.10715368e-02]] [[ 1.41815725e-01] [ 1.41815725e-01] [ 1.41815725e-01]] ... [[-1.41815756e-01] [-1.41815756e-01] [-1.41815756e-01]] [[-7.10715368e-02] [-7.10715368e-02] [-7.10715368e-02]] [[ 2.29221546e-03] [ 2.29221546e-03] [ 2.29221546e-03]]]] | 4D array with the lift coefficients of the airfoils. Dimension 0 is along the blade span for n_span stations, dimension 1 is along the angles of attack, dimension 2 is along the Reynolds number, dimension 3 is along the number of tabs, which may describe multiple sets at the same station, for example in presence of a flap.
blade.interp_airfoils.cd_interp | output |  | [[[[0.35 ] [0.35 ] [0.35 ]] [[0.35 ] [0.35 ] [0.35 ]] [[0.35 ] [0.35 ] [0.35 ]] ... [[0.35 ] [0.35 ] [0.35 ]] [[0.35 ] [0.35 ] [0.35 ]] [[0.35 ] [0.35 ] [0.35 ]]] [[[0.34034092] [0.34034092] [0.34034092]] [[0.34026441] [0.34026441] [0.34026441]] [[0.34002629] [0.34002629] [0.34002629]] ... [[0.34002629] [0.34002629] [0.34002629]] [[0.34026441] [0.34026441] [0.34026441]] [[0.34034092] [0.34034092] [0.34034092]]] [[[0.26353982] [0.26353982] [0.26353982]] [[0.26298696] [0.26298696] [0.26298696]] [[0.26125469] [0.26125469] [0.26125469]] ... [[0.26125469] [0.26125469] [0.26125469]] [[0.26298696] [0.26298696] [0.26298696]] [[0.26353982] [0.26353982] [0.26353982]]] ... [[[0.02464074] [0.02464074] [0.02464074]] [[0.0258057 ] [0.0258057 ] [0.0258057 ]] [[0.02942872] [0.02942872] [0.02942872]] ... [[0.02942872] [0.02942872] [0.02942872]] [[0.0258057 ] [0.0258057 ] [0.0258057 ]] [[0.02464074] [0.02464074] [0.02464074]]] [[[0.02464074] [0.02464074] [0.02464074]] [[0.0258057 ] [0.0258057 ] [0.0258057 ]] [[0.02942872] [0.02942872] [0.02942872]] ... [[0.02942872] [0.02942872] [0.02942872]] [[0.0258057 ] [0.0258057 ] [0.0258057 ]] [[0.02464074] [0.02464074] [0.02464074]]] [[[0.02464074] [0.02464074] [0.02464074]] [[0.0258057 ] [0.0258057 ] [0.0258057 ]] [[0.02942872] [0.02942872] [0.02942872]] ... [[0.02942872] [0.02942872] [0.02942872]] [[0.0258057 ] [0.0258057 ] [0.0258057 ]] [[0.02464074] [0.02464074] [0.02464074]]]] | 4D array with the drag coefficients of the airfoils. Dimension 0 is along the blade span for n_span stations, dimension 1 is along the angles of attack, dimension 2 is along the Reynolds number, dimension 3 is along the number of tabs, which may describe multiple sets at the same station, for example in presence of a flap.
blade.interp_airfoils.cm_interp | output |  | [[[[-1.00000000e-04] [-1.00000000e-04] [-1.00000000e-04]] [[-1.00000000e-04] [-1.00000000e-04] [-1.00000000e-04]] [[-1.00000000e-04] [-1.00000000e-04] [-1.00000000e-04]] ... [[-1.00000000e-04] [-1.00000000e-04] [-1.00000000e-04]] [[-1.00000000e-04] [-1.00000000e-04] [-1.00000000e-04]] [[-1.00000000e-04] [-1.00000000e-04] [-1.00000000e-04]]] [[[-1.01356524e-04] [-1.01356524e-04] [-1.01356524e-04]] [[ 8.11500431e-03] [ 8.11500431e-03] [ 8.11500431e-03]] [[ 1.30419982e-02] [ 1.30419982e-02] [ 1.30419982e-02]] ... [[-1.15877923e-02] [-1.15877923e-02] [-1.15877923e-02]] [[-7.08034885e-03] [-7.08034885e-03] [-7.08034885e-03]] [[-9.84580666e-05] [-9.84580666e-05] [-9.84580666e-05]]] [[[-2.20282711e-04] [-2.20282711e-04] [-2.20282711e-04]] [[ 6.69385521e-02] [ 6.69385521e-02] [ 6.69385521e-02]] [[ 1.11914570e-01] [ 1.11914570e-01] [ 1.11914570e-01]] ... [[-1.00582323e-01] [-1.00582323e-01] [-1.00582323e-01]] [[-6.06728852e-02] [-6.06728852e-02] [-6.06728852e-02]] [[ 3.85111946e-05] [ 3.85111946e-05] [ 3.85111946e-05]]] ... [[[-3.87920021e-03] [-3.87920021e-03] [-3.87920021e-03]] [[ 1.20276966e-01] [ 1.20276966e-01] [ 1.20276966e-01]] [[ 2.39999947e-01] [ 2.39999947e-01] [ 2.39999947e-01]] ... [[-2.99999999e-01] [-2.99999999e-01] [-2.99999999e-01]] [[-1.50346207e-01] [-1.50346207e-01] [-1.50346207e-01]] [[ 4.84900026e-03] [ 4.84900026e-03] [ 4.84900026e-03]]] [[[-3.87920021e-03] [-3.87920021e-03] [-3.87920021e-03]] [[ 1.20276966e-01] [ 1.20276966e-01] [ 1.20276966e-01]] [[ 2.39999947e-01] [ 2.39999947e-01] [ 2.39999947e-01]] ... [[-2.99999999e-01] [-2.99999999e-01] [-2.99999999e-01]] [[-1.50346207e-01] [-1.50346207e-01] [-1.50346207e-01]] [[ 4.84900026e-03] [ 4.84900026e-03] [ 4.84900026e-03]]] [[[-3.87920021e-03] [-3.87920021e-03] [-3.87920021e-03]] [[ 1.20276966e-01] [ 1.20276966e-01] [ 1.20276966e-01]] [[ 2.39999947e-01] [ 2.39999947e-01] [ 2.39999947e-01]] ... [[-2.99999999e-01] [-2.99999999e-01] [-2.99999999e-01]] [[-1.50346207e-01] [-1.50346207e-01] [-1.50346207e-01]] [[ 4.84900026e-03] [ 4.84900026e-03] [ 4.84900026e-03]]]] | 4D array with the moment coefficients of the airfoils. Dimension 0 is along the blade span for n_span stations, dimension 1 is along the angles of attack, dimension 2 is along the Reynolds number, dimension 3 is along the number of tabs, which may describe multiple sets at the same station, for example in presence of a flap.
blade.interp_airfoils.coord_xy_interp | output |  | [[[ 1.00000000e+00 -5.22829393e-16] [ 9.99429684e-01 -2.22597407e-02] [ 9.98063018e-01 -4.44580349e-02] ... [ 9.98120489e-01 4.38394581e-02] [ 9.99443038e-01 2.19496514e-02] [ 1.00000000e+00 -5.26828685e-16]] [[ 1.00000000e+00 1.60273967e-05] [ 9.99119395e-01 -2.22327527e-02] [ 9.96373964e-01 -4.41439934e-02] ... [ 9.97194605e-01 4.38444411e-02] [ 9.99427080e-01 2.18389134e-02] [ 1.00000000e+00 1.60273967e-05]] [[ 1.00000000e+00 1.18124776e-04] [ 9.95884445e-01 -2.12086293e-02] [ 9.83115257e-01 -4.00231086e-02] ... [ 9.89037485e-01 4.30329377e-02] [ 9.98106884e-01 2.10433601e-02] [ 1.00000000e+00 1.18124776e-04]] ... [[ 1.00000000e+00 -3.71663624e-04] [ 9.76017568e-01 2.09740027e-03] [ 9.52031329e-01 3.99388323e-03] ... [ 9.52381403e-01 9.07315534e-03] [ 9.76165313e-01 4.93304949e-03] [ 1.00000000e+00 9.38336381e-04]] [[ 1.00000000e+00 -3.71663624e-04] [ 9.76017568e-01 2.09740027e-03] [ 9.52031329e-01 3.99388323e-03] ... [ 9.52381403e-01 9.07315534e-03] [ 9.76165313e-01 4.93304949e-03] [ 1.00000000e+00 9.38336381e-04]] [[ 1.00000000e+00 -3.71663624e-04] [ 9.76017568e-01 2.09740027e-03] [ 9.52031329e-01 3.99388323e-03] ... [ 9.52381403e-01 9.07315534e-03] [ 9.76165313e-01 4.93304949e-03] [ 1.00000000e+00 9.38336381e-04]]] | 3D array of the non-dimensional x and y airfoil coordinates of the airfoils interpolated along span for n_span stations. The leading edge is place at x=0 and y=0.
blade.opt_var.s_opt_twist | output |  | [0. 0.03448276 0.06896552 0.10344828 0.13793103 0.17241379 0.20689655 0.24137931 0.27586207 0.31034483 0.34482759 0.37931034 0.4137931 0.44827586 0.48275862 0.51724138 0.55172414 0.5862069 0.62068966 0.65517241 0.68965517 0.72413793 0.75862069 0.79310345 0.82758621 0.86206897 0.89655172 0.93103448 0.96551724 1. ]
blade.opt_var.s_opt_chord | output |  | [0. 0.03448276 0.06896552 0.10344828 0.13793103 0.17241379 0.20689655 0.24137931 0.27586207 0.31034483 0.34482759 0.37931034 0.4137931 0.44827586 0.48275862 0.51724138 0.55172414 0.5862069 0.62068966 0.65517241 0.68965517 0.72413793 0.75862069 0.79310345 0.82758621 0.86206897 0.89655172 0.93103448 0.96551724 1. ]
blade.opt_var.twist_opt | output | rad | [ 0.2721763 0.27032136 0.25679956 0.23271552 0.20321732 0.17325891 0.14740155 0.12742646 0.10871461 0.09126429 0.07584973 0.06295039 0.05200766 0.04228859 0.03358702 0.02563348 0.01844002 0.01209022 0.00620176 0.00031992 -0.00621137 -0.01450412 -0.02398669 -0.03232521 -0.03736348 -0.03794579 -0.03678035 -0.03399756 -0.02901262 -0.02168376]
blade.opt_var.chord_opt | output | m | [5.2 5.22650407 5.31940068 5.45807455 5.60303811 5.71828659 5.76463061 5.71505311 5.53918229 5.29078046 5.03400569 4.81566004 4.62323753 4.43204022 4.24519817 4.06576739 3.89604023 3.73508417 3.57920635 3.42458014 3.26794659 3.11185969 2.95714018 2.80002199 2.63678999 2.46413177 2.28345025 2.09568171 1.90248511 0.5 ]
blade.opt_var.af_position | output |  | [0. 0.02 0.15 0.24517032 0.32884395 0.43917935 0.53767141 0.63820766 0.77174385 1. ]
blade.opt_var.s_opt_layer_0 | output |  | [0. 0.03448276 0.06896552 0.10344828 0.13793103 0.17241379 0.20689655 0.24137931 0.27586207 0.31034483 0.34482759 0.37931034 0.4137931 0.44827586 0.48275862 0.51724138 0.55172414 0.5862069 0.62068966 0.65517241 0.68965517 0.72413793 0.75862069 0.79310345 0.82758621 0.86206897 0.89655172 0.93103448 0.96551724 1. ]
blade.opt_var.layer_0_opt | output | m | [0.001 0.001 0.001 0.001 0.001 0.001 0.001 0.001 0.001 0.001 0.001 0.001 0.001 0.001 0.001 0.001 0.001 0.001 0.001 0.001 0.001 0.001 0.001 0.001 0.001 0.001 0.001 0.001 0.001 0.001]
blade.opt_var.s_opt_layer_1 | output |  | [0. 0.03448276 0.06896552 0.10344828 0.13793103 0.17241379 0.20689655 0.24137931 0.27586207 0.31034483 0.34482759 0.37931034 0.4137931 0.44827586 0.48275862 0.51724138 0.55172414 0.5862069 0.62068966 0.65517241 0.68965517 0.72413793 0.75862069 0.79310345 0.82758621 0.86206897 0.89655172 0.93103448 0.96551724 1. ]
blade.opt_var.layer_1_opt | output | m | [0.05 0.04082222 0.03227314 0.02414597 0.01570557 0.0087801 0.00479636 0.00312972 0.00228269 0.00203697 0.00200075 0.00200004 0.002 0.002 0.002 0.002 0.002 0.002 0.002 0.002 0.002 0.002 0.002 0.002 0.0017995 0.00131595 0.00104388 0.00100193 0.001 0.001 ]
blade.opt_var.s_opt_layer_2 | output |  | [0. 0.03448276 0.06896552 0.10344828 0.13793103 0.17241379 0.20689655 0.24137931 0.27586207 0.31034483 0.34482759 0.37931034 0.4137931 0.44827586 0.48275862 0.51724138 0.55172414 0.5862069 0.62068966 0.65517241 0.68965517 0.72413793 0.75862069 0.79310345 0.82758621 0.86206897 0.89655172 0.93103448 0.96551724 1. ]
blade.opt_var.layer_2_opt | output | m | [0.0001 0.00441988 0.01509082 0.03038211 0.04744079 0.06353773 0.07594814 0.08316375 0.08936991 0.0944703 0.09767621 0.09829738 0.09732817 0.09510225 0.09225053 0.08925817 0.08634924 0.08326352 0.07969893 0.07545926 0.06996617 0.06112109 0.04860983 0.03553265 0.02471021 0.01776949 0.01195955 0.00695429 0.00332756 0.001 ]
blade.opt_var.s_opt_layer_3 | output |  | [0. 0.03448276 0.06896552 0.10344828 0.13793103 0.17241379 0.20689655 0.24137931 0.27586207 0.31034483 0.34482759 0.37931034 0.4137931 0.44827586 0.48275862 0.51724138 0.55172414 0.5862069 0.62068966 0.65517241 0.68965517 0.72413793 0.75862069 0.79310345 0.82758621 0.86206897 0.89655172 0.93103448 0.96551724 1. ]
blade.opt_var.layer_3_opt | output | m | [0.0001 0.00441988 0.01509082 0.03038211 0.04744079 0.06353773 0.07594814 0.08316375 0.08936991 0.0944703 0.09767621 0.09829738 0.09732817 0.09510225 0.09225053 0.08925817 0.08634924 0.08326352 0.07969893 0.07545926 0.06996617 0.06112109 0.04860983 0.03553265 0.02471021 0.01776949 0.01195955 0.00695429 0.00332756 0.001 ]
blade.opt_var.s_opt_layer_4 | output |  | [0. 0.03448276 0.06896552 0.10344828 0.13793103 0.17241379 0.20689655 0.24137931 0.27586207 0.31034483 0.34482759 0.37931034 0.4137931 0.44827586 0.48275862 0.51724138 0.55172414 0.5862069 0.62068966 0.65517241 0.68965517 0.72413793 0.75862069 0.79310345 0.82758621 0.86206897 0.89655172 0.93103448 0.96551724 1. ]
blade.opt_var.layer_4_opt | output | m | [0. 0. 0. 0.00299682 0.00294581 0.00289655 0.00284729 0.00279803 0.00274877 0.00269951 0.00265025 0.00260099 0.00255172 0.00250246 0.0024532 0.00240394 0.00235468 0.00230542 0.00225616 0.0022069 0.00215764 0.00210837 0.00205911 0.00201276 0. 0. 0. 0. 0. 0. ]
blade.opt_var.s_opt_layer_5 | output |  | [0. 0.03448276 0.06896552 0.10344828 0.13793103 0.17241379 0.20689655 0.24137931 0.27586207 0.31034483 0.34482759 0.37931034 0.4137931 0.44827586 0.48275862 0.51724138 0.55172414 0.5862069 0.62068966 0.65517241 0.68965517 0.72413793 0.75862069 0.79310345 0.82758621 0.86206897 0.89655172 0.93103448 0.96551724 1. ]
blade.opt_var.layer_5_opt | output | m | [0. 0. 0.00479173 0.014413 0.02704746 0.0304599 0.03 0.03 0.03 0.03 0.03 0.03 0.03 0.03 0.03 0.03 0.02977162 0.02271292 0.01506313 0.00770197 0.00463488 0.00310578 0.00200401 0.00026361 0. 0. 0. 0. 0. 0. ]
blade.opt_var.s_opt_layer_6 | output |  | [0. 0.03448276 0.06896552 0.10344828 0.13793103 0.17241379 0.20689655 0.24137931 0.27586207 0.31034483 0.34482759 0.37931034 0.4137931 0.44827586 0.48275862 0.51724138 0.55172414 0.5862069 0.62068966 0.65517241 0.68965517 0.72413793 0.75862069 0.79310345 0.82758621 0.86206897 0.89655172 0.93103448 0.96551724 1. ]
blade.opt_var.layer_6_opt | output | m | [0. 0. 0.00479173 0.014413 0.02704746 0.0304599 0.03 0.03 0.03 0.03 0.03 0.03 0.03 0.03 0.03 0.03 0.02977162 0.02271292 0.01506313 0.00770197 0.00463488 0.00310578 0.00200401 0.00026361 0. 0. 0. 0. 0. 0. ]
blade.opt_var.s_opt_layer_7 | output |  | [0. 0.03448276 0.06896552 0.10344828 0.13793103 0.17241379 0.20689655 0.24137931 0.27586207 0.31034483 0.34482759 0.37931034 0.4137931 0.44827586 0.48275862 0.51724138 0.55172414 0.5862069 0.62068966 0.65517241 0.68965517 0.72413793 0.75862069 0.79310345 0.82758621 0.86206897 0.89655172 0.93103448 0.96551724 1. ]
blade.opt_var.layer_7_opt | output | m | [0. 0. 0. 0.05982492 0.0570197 0.05431034 0.05160099 0.04889163 0.04618227 0.04347291 0.04076355 0.03805419 0.03534483 0.03263547 0.02992611 0.02721675 0.02450739 0.02179803 0.01908867 0.01637931 0.01366995 0.01096059 0.00825123 0.00563011 0. 0. 0. 0. 0. 0. ]
blade.opt_var.s_opt_layer_8 | output |  | [0. 0.03448276 0.06896552 0.10344828 0.13793103 0.17241379 0.20689655 0.24137931 0.27586207 0.31034483 0.34482759 0.37931034 0.4137931 0.44827586 0.48275862 0.51724138 0.55172414 0.5862069 0.62068966 0.65517241 0.68965517 0.72413793 0.75862069 0.79310345 0.82758621 0.86206897 0.89655172 0.93103448 0.96551724 1. ]
blade.opt_var.layer_8_opt | output | m | [0. 0. 0. 0.05982492 0.0570197 0.05431034 0.05160099 0.04889163 0.04618227 0.04347291 0.04076355 0.03805419 0.03534483 0.03263547 0.02992611 0.02721675 0.02450739 0.02179803 0.01908867 0.01637931 0.01366995 0.01096059 0.00825123 0.00563011 0. 0. 0. 0. 0. 0. ]
blade.opt_var.s_opt_layer_9 | output |  | [0. 0.03448276 0.06896552 0.10344828 0.13793103 0.17241379 0.20689655 0.24137931 0.27586207 0.31034483 0.34482759 0.37931034 0.4137931 0.44827586 0.48275862 0.51724138 0.55172414 0.5862069 0.62068966 0.65517241 0.68965517 0.72413793 0.75862069 0.79310345 0.82758621 0.86206897 0.89655172 0.93103448 0.96551724 1. ]
blade.opt_var.layer_9_opt | output | m | [0. 0. 0. 0.05982492 0.0570197 0.05431034 0.05160099 0.04889163 0.04618227 0.04347291 0.04076355 0.03805419 0.03534483 0.03263547 0.02992611 0.02721675 0.02450739 0.02179803 0.01908867 0.01637931 0.01366995 0.01096059 0.00825123 0.00563011 0. 0. 0. 0. 0. 0. ]
blade.opt_var.s_opt_layer_10 | output |  | [0. 0.03448276 0.06896552 0.10344828 0.13793103 0.17241379 0.20689655 0.24137931 0.27586207 0.31034483 0.34482759 0.37931034 0.4137931 0.44827586 0.48275862 0.51724138 0.55172414 0.5862069 0.62068966 0.65517241 0.68965517 0.72413793 0.75862069 0.79310345 0.82758621 0.86206897 0.89655172 0.93103448 0.96551724 1. ]
blade.opt_var.layer_10_opt | output | m | [0. 0. 0. 0.05982492 0.0570197 0.05431034 0.05160099 0.04889163 0.04618227 0.04347291 0.04076355 0.03805419 0.03534483 0.03263547 0.02992611 0.02721675 0.02450739 0.02179803 0.01908867 0.01637931 0.01366995 0.01096059 0.00825123 0.00563011 0. 0. 0. 0. 0. 0. ]
blade.opt_var.s_opt_layer_11 | output |  | [0. 0.03448276 0.06896552 0.10344828 0.13793103 0.17241379 0.20689655 0.24137931 0.27586207 0.31034483 0.34482759 0.37931034 0.4137931 0.44827586 0.48275862 0.51724138 0.55172414 0.5862069 0.62068966 0.65517241 0.68965517 0.72413793 0.75862069 0.79310345 0.82758621 0.86206897 0.89655172 0.93103448 0.96551724 1. ]
blade.opt_var.layer_11_opt | output | m | [0.05 0.04082222 0.03227314 0.02414597 0.01570557 0.0087801 0.00479636 0.00312972 0.00228269 0.00203697 0.00200075 0.00200004 0.002 0.002 0.002 0.002 0.002 0.002 0.002 0.002 0.002 0.002 0.002 0.002 0.0017995 0.00131595 0.00104388 0.00100193 0.001 0.001 ]
blade.opt_var.s_opt_layer_12 | output |  | [0. 0.03448276 0.06896552 0.10344828 0.13793103 0.17241379 0.20689655 0.24137931 0.27586207 0.31034483 0.34482759 0.37931034 0.4137931 0.44827586 0.48275862 0.51724138 0.55172414 0.5862069 0.62068966 0.65517241 0.68965517 0.72413793 0.75862069 0.79310345 0.82758621 0.86206897 0.89655172 0.93103448 0.96551724 1. ]
blade.opt_var.layer_12_opt | output | m | [0. 0. 0. 0.00199607 0.00193306 0.00187221 0.00181136 0.00175051 0.00168966 0.0016288 0.00156795 0.0015071 0.00144625 0.0013854 0.00132454 0.00126369 0.00120284 0.00114199 0.00108114 0.00102028 0.00095943 0.00089858 0.00083773 0.00077688 0.00071602 0.00065517 0.00059432 0.00053805 0. 0. ]
blade.opt_var.s_opt_layer_13 | output |  | [0. 0.03448276 0.06896552 0.10344828 0.13793103 0.17241379 0.20689655 0.24137931 0.27586207 0.31034483 0.34482759 0.37931034 0.4137931 0.44827586 0.48275862 0.51724138 0.55172414 0.5862069 0.62068966 0.65517241 0.68965517 0.72413793 0.75862069 0.79310345 0.82758621 0.86206897 0.89655172 0.93103448 0.96551724 1. ]
blade.opt_var.layer_13_opt | output | m | [0. 0. 0. 0.04290038 0.04130426 0.03976268 0.0382211 0.03667951 0.03513793 0.03359635 0.03205477 0.03051318 0.0289716 0.02743002 0.02588844 0.02434686 0.02280527 0.02126369 0.02003703 0.02 0.02 0.02 0.02 0.02 0.02 0.02 0.02 0.02 0. 0. ]
blade.opt_var.s_opt_layer_14 | output |  | [0. 0.03448276 0.06896552 0.10344828 0.13793103 0.17241379 0.20689655 0.24137931 0.27586207 0.31034483 0.34482759 0.37931034 0.4137931 0.44827586 0.48275862 0.51724138 0.55172414 0.5862069 0.62068966 0.65517241 0.68965517 0.72413793 0.75862069 0.79310345 0.82758621 0.86206897 0.89655172 0.93103448 0.96551724 1. ]
blade.opt_var.layer_14_opt | output | m | [0. 0. 0. 0.00199607 0.00193306 0.00187221 0.00181136 0.00175051 0.00168966 0.0016288 0.00156795 0.0015071 0.00144625 0.0013854 0.00132454 0.00126369 0.00120284 0.00114199 0.00108114 0.00102028 0.00095943 0.00089858 0.00083773 0.00077688 0.00071602 0.00065517 0.00059432 0.00053805 0. 0. ]
blade.opt_var.s_opt_layer_15 | output |  | [0. 0.03448276 0.06896552 0.10344828 0.13793103 0.17241379 0.20689655 0.24137931 0.27586207 0.31034483 0.34482759 0.37931034 0.4137931 0.44827586 0.48275862 0.51724138 0.55172414 0.5862069 0.62068966 0.65517241 0.68965517 0.72413793 0.75862069 0.79310345 0.82758621 0.86206897 0.89655172 0.93103448 0.96551724 1. ]
blade.opt_var.layer_15_opt | output | m | [0. 0. 0. 0.00199607 0.00193306 0.00187221 0.00181136 0.00175051 0.00168966 0.0016288 0.00156795 0.0015071 0.00144625 0.0013854 0.00132454 0.00126369 0.00120284 0.00114199 0.00108114 0.00102028 0.00095943 0.00089858 0.00083773 0.00077688 0.00071602 0.00065517 0.00059432 0.00053805 0. 0. ]
blade.opt_var.s_opt_layer_16 | output |  | [0. 0.03448276 0.06896552 0.10344828 0.13793103 0.17241379 0.20689655 0.24137931 0.27586207 0.31034483 0.34482759 0.37931034 0.4137931 0.44827586 0.48275862 0.51724138 0.55172414 0.5862069 0.62068966 0.65517241 0.68965517 0.72413793 0.75862069 0.79310345 0.82758621 0.86206897 0.89655172 0.93103448 0.96551724 1. ]
blade.opt_var.layer_16_opt | output | m | [0. 0. 0. 0.04290038 0.04130426 0.03976268 0.0382211 0.03667951 0.03513793 0.03359635 0.03205477 0.03051318 0.0289716 0.02743002 0.02588844 0.02434686 0.02280527 0.02126369 0.02003703 0.02 0.02 0.02 0.02 0.02 0.02 0.02 0.02 0.02 0. 0. ]
blade.opt_var.s_opt_layer_17 | output |  | [0. 0.03448276 0.06896552 0.10344828 0.13793103 0.17241379 0.20689655 0.24137931 0.27586207 0.31034483 0.34482759 0.37931034 0.4137931 0.44827586 0.48275862 0.51724138 0.55172414 0.5862069 0.62068966 0.65517241 0.68965517 0.72413793 0.75862069 0.79310345 0.82758621 0.86206897 0.89655172 0.93103448 0.96551724 1. ]
blade.opt_var.layer_17_opt | output | m | [0. 0. 0. 0.00199607 0.00193306 0.00187221 0.00181136 0.00175051 0.00168966 0.0016288 0.00156795 0.0015071 0.00144625 0.0013854 0.00132454 0.00126369 0.00120284 0.00114199 0.00108114 0.00102028 0.00095943 0.00089858 0.00083773 0.00077688 0.00071602 0.00065517 0.00059432 0.00053805 0. 0. ]
blade.outer_shape_bem.af_position | output |  | [0. 0.02 0.15 0.24517032 0.32884395 0.43917935 0.53767141 0.63820766 0.77174385 1. ] | 1D array of the non dimensional positions of the airfoils af_used defined along blade span.
blade.outer_shape_bem.s | output |  | [0. 0.03448276 0.06896552 0.10344828 0.13793103 0.17241379 0.20689655 0.24137931 0.27586207 0.31034483 0.34482759 0.37931034 0.4137931 0.44827586 0.48275862 0.51724138 0.55172414 0.5862069 0.62068966 0.65517241 0.68965517 0.72413793 0.75862069 0.79310345 0.82758621 0.86206897 0.89655172 0.93103448 0.96551724 1. ] | 1D array of the non-dimensional spanwise grid defined along blade axis (0-blade root, 1-blade tip)
blade.outer_shape_bem.chord | output | m | [5.2 5.22650407 5.31940068 5.45807455 5.60303811 5.71828659 5.76463061 5.71505311 5.53918229 5.29078046 5.03400569 4.81566004 4.62323753 4.43204022 4.24519817 4.06576739 3.89604023 3.73508417 3.57920635 3.42458014 3.26794659 3.11185969 2.95714018 2.80002199 2.63678999 2.46413177 2.28345025 2.09568171 1.90248511 0.5 ] | 1D array of the chord values defined along blade span.
blade.outer_shape_bem.twist | output | rad | [ 0.2721763 0.27032136 0.25679956 0.23271552 0.20321732 0.17325891 0.14740155 0.12742646 0.10871461 0.09126429 0.07584973 0.06295039 0.05200766 0.04228859 0.03358702 0.02563348 0.01844002 0.01209022 0.00620176 0.00031992 -0.00621137 -0.01450412 -0.02398669 -0.03232521 -0.03736348 -0.03794579 -0.03678035 -0.03399756 -0.02901262 -0.02168376] | 1D array of the twist values defined along blade span. The twist is defined positive for negative rotations around the z axis (the same as in BeamDyn).
blade.outer_shape_bem.pitch_axis | output |  | [0.50454545 0.47827279 0.44670373 0.41436717 0.38523403 0.35900232 0.33870888 0.32516685 0.31656844 0.31090127 0.30683535 0.30292985 0.29844984 0.2940508 0.29066184 0.28847105 0.28784166 0.28831579 0.29015462 0.29322837 0.2972375 0.30199603 0.30725011 0.31256727 0.31843499 0.32575139 0.33426619 0.3437327 0.35493039 0.36818182] | 1D array of the chordwise position of the pitch axis (0-LE, 1-TE), defined along blade span.
blade.outer_shape_bem.r_thick_yaml_interp | output |  | [0. 0. 0. 0. 0. 0. 0. 0. 0. 0. 0. 0. 0. 0. 0. 0. 0. 0. 0. 0. 0. 0. 0. 0. 0. 0. 0. 0. 0. 0.] | 1D array of the relative thickness values defined along blade span.
blade.outer_shape_bem.ref_axis | output | m | [[ 0.00000000e+00 0.00000000e+00 0.00000000e+00] [ 3.42959240e-02 0.00000000e+00 4.03448276e+00] [ 8.32926257e-02 0.00000000e+00 8.06896552e+00] [ 1.39255519e-01 0.00000000e+00 1.21034483e+01] [ 1.91903317e-01 0.00000000e+00 1.61379310e+01] [ 2.32028258e-01 0.00000000e+00 2.01724138e+01] [ 2.49180429e-01 0.00000000e+00 2.42068966e+01] [ 2.49614174e-01 0.00000000e+00 2.82413793e+01] [ 2.46252569e-01 0.00000000e+00 3.22758621e+01] [ 2.40472011e-01 0.00000000e+00 3.63103448e+01] [ 2.32979267e-01 0.00000000e+00 4.03448276e+01] [ 2.17957140e-01 0.00000000e+00 4.43793103e+01] [ 1.77121181e-01 0.00000000e+00 4.84137931e+01] [ 1.00301568e-01 0.00000000e+00 5.24482759e+01] [ 1.12660591e-05 0.00000000e+00 5.64827586e+01] [-1.12312629e-01 0.00000000e+00 6.05172414e+01] [-2.43799160e-01 0.00000000e+00 6.45517241e+01] [-4.15338772e-01 0.00000000e+00 6.85862069e+01] [-6.20768435e-01 0.00000000e+00 7.26206897e+01] [-8.46243242e-01 0.00000000e+00 7.66551724e+01] [-1.07984644e+00 0.00000000e+00 8.06896552e+01] [-1.32901559e+00 0.00000000e+00 8.47241379e+01] [-1.60213698e+00 0.00000000e+00 8.87586207e+01] [-1.89489952e+00 0.00000000e+00 9.27931034e+01] [-2.20179672e+00 0.00000000e+00 9.68275862e+01] [-2.52272811e+00 0.00000000e+00 1.00862069e+02] [-2.86392159e+00 0.00000000e+00 1.04896552e+02] [-3.22483564e+00 0.00000000e+00 1.08931034e+02] [-3.60465635e+00 0.00000000e+00 1.12965517e+02] [-4.00000000e+00 0.00000000e+00 1.17000000e+02]] | 2D array of the coordinates (x,y,z) of the blade reference axis, defined along blade span. The coordinate system is the one of BeamDyn: it is placed at blade root with x pointing the suction side of the blade, y pointing the trailing edge and z along the blade span. A standard configuration will have negative x values (prebend), if swept positive y values, and positive z values.
blade.pa.twist_param | output | rad | [ 0.2721763 0.27032136 0.25679956 0.23271552 0.20321732 0.17325891 0.14740155 0.12742646 0.10871461 0.09126429 0.07584973 0.06295039 0.05200766 0.04228859 0.03358702 0.02563348 0.01844002 0.01209022 0.00620176 0.00031992 -0.00621137 -0.01450412 -0.02398669 -0.03232521 -0.03736348 -0.03794579 -0.03678035 -0.03399756 -0.02901262 -0.02168376] | 1D array of the twist values defined along blade span. The twist is the result of the parameterization.
blade.pa.chord_param | output | m | [5.2 5.22650407 5.31940068 5.45807455 5.60303811 5.71828659 5.76463061 5.71505311 5.53918229 5.29078046 5.03400569 4.81566004 4.62323753 4.43204022 4.24519817 4.06576739 3.89604023 3.73508417 3.57920635 3.42458014 3.26794659 3.11185969 2.95714018 2.80002199 2.63678999 2.46413177 2.28345025 2.09568171 1.90248511 0.5 ] | 1D array of the chord values defined along blade span. The chord is the result of the parameterization.
blade.pa.max_chord_constr | output |  | [1.09473684 1.10031665 1.11987383 1.14906833 1.17958697 1.20384981 1.21360644 1.20316908 1.16614364 1.11384852 1.05979067 1.01382317 0.97331316 0.9330611 0.89372593 0.85595103 0.820219 0.78633351 0.75351713 0.72096424 0.68798876 0.65512836 0.62255583 0.58947831 0.55511368 0.51876458 0.48072637 0.44119615 0.40052318 0.10526316] | 1D array of the ratio between chord values and maximum chord along blade span.
blade.ps.layer_thickness_param | output | m | [[0.001 0.001 0.001 0.001 0.001 0.001 0.001 0.001 0.001 0.001 0.001 0.001 0.001 0.001 0.001 0.001 0.001 0.001 0.001 0.001 0.001 0.001 0.001 0.001 0.001 0.001 0.001 0.001 0.001 0.001 ] [0.05 0.04082222 0.03227314 0.02414597 0.01570557 0.0087801 0.00479636 0.00312972 0.00228269 0.00203697 0.00200075 0.00200004 0.002 0.002 0.002 0.002 0.002 0.002 0.002 0.002 0.002 0.002 0.002 0.002 0.0017995 0.00131595 0.00104388 0.00100193 0.001 0.001 ] [0.0001 0.00441988 0.01509082 0.03038211 0.04744079 0.06353773 0.07594814 0.08316375 0.08936991 0.0944703 0.09767621 0.09829738 0.09732817 0.09510225 0.09225053 0.08925817 0.08634924 0.08326352 0.07969893 0.07545926 0.06996617 0.06112109 0.04860983 0.03553265 0.02471021 0.01776949 0.01195955 0.00695429 0.00332756 0.001 ] [0.0001 0.00441988 0.01509082 0.03038211 0.04744079 0.06353773 0.07594814 0.08316375 0.08936991 0.0944703 0.09767621 0.09829738 0.09732817 0.09510225 0.09225053 0.08925817 0.08634924 0.08326352 0.07969893 0.07545926 0.06996617 0.06112109 0.04860983 0.03553265 0.02471021 0.01776949 0.01195955 0.00695429 0.00332756 0.001 ] [0. 0. 0. 0.00299682 0.00294581 0.00289655 0.00284729 0.00279803 0.00274877 0.00269951 0.00265025 0.00260099 0.00255172 0.00250246 0.0024532 0.00240394 0.00235468 0.00230542 0.00225616 0.0022069 0.00215764 0.00210837 0.00205911 0.00201276 0. 0. 0. 0. 0. 0. ] [0. 0. 0.00479173 0.014413 0.02704746 0.0304599 0.03 0.03 0.03 0.03 0.03 0.03 0.03 0.03 0.03 0.03 0.02977162 0.02271292 0.01506313 0.00770197 0.00463488 0.00310578 0.00200401 0.00026361 0. 0. 0. 0. 0. 0. ] [0. 0. 0.00479173 0.014413 0.02704746 0.0304599 0.03 0.03 0.03 0.03 0.03 0.03 0.03 0.03 0.03 0.03 0.02977162 0.02271292 0.01506313 0.00770197 0.00463488 0.00310578 0.00200401 0.00026361 0. 0. 0. 0. 0. 0. ] [0. 0. 0. 0.05982492 0.0570197 0.05431034 0.05160099 0.04889163 0.04618227 0.04347291 0.04076355 0.03805419 0.03534483 0.03263547 0.02992611 0.02721675 0.02450739 0.02179803 0.01908867 0.01637931 0.01366995 0.01096059 0.00825123 0.00563011 0. 0. 0. 0. 0. 0. ] [0. 0. 0. 0.05982492 0.0570197 0.05431034 0.05160099 0.04889163 0.04618227 0.04347291 0.04076355 0.03805419 0.03534483 0.03263547 0.02992611 0.02721675 0.02450739 0.02179803 0.01908867 0.01637931 0.01366995 0.01096059 0.00825123 0.00563011 0. 0. 0. 0. 0. 0. ] [0. 0. 0. 0.05982492 0.0570197 0.05431034 0.05160099 0.04889163 0.04618227 0.04347291 0.04076355 0.03805419 0.03534483 0.03263547 0.02992611 0.02721675 0.02450739 0.02179803 0.01908867 0.01637931 0.01366995 0.01096059 0.00825123 0.00563011 0. 0. 0. 0. 0. 0. ] [0. 0. 0. 0.05982492 0.0570197 0.05431034 0.05160099 0.04889163 0.04618227 0.04347291 0.04076355 0.03805419 0.03534483 0.03263547 0.02992611 0.02721675 0.02450739 0.02179803 0.01908867 0.01637931 0.01366995 0.01096059 0.00825123 0.00563011 0. 0. 0. 0. 0. 0. ] [0.05 0.04082222 0.03227314 0.02414597 0.01570557 0.0087801 0.00479636 0.00312972 0.00228269 0.00203697 0.00200075 0.00200004 0.002 0.002 0.002 0.002 0.002 0.002 0.002 0.002 0.002 0.002 0.002 0.002 0.0017995 0.00131595 0.00104388 0.00100193 0.001 0.001 ] [0. 0. 0. 0.00199607 0.00193306 0.00187221 0.00181136 0.00175051 0.00168966 0.0016288 0.00156795 0.0015071 0.00144625 0.0013854 0.00132454 0.00126369 0.00120284 0.00114199 0.00108114 0.00102028 0.00095943 0.00089858 0.00083773 0.00077688 0.00071602 0.00065517 0.00059432 0.00053805 0. 0. ] [0. 0. 0. 0.04290038 0.04130426 0.03976268 0.0382211 0.03667951 0.03513793 0.03359635 0.03205477 0.03051318 0.0289716 0.02743002 0.02588844 0.02434686 0.02280527 0.02126369 0.02003703 0.02 0.02 0.02 0.02 0.02 0.02 0.02 0.02 0.02 0. 0. ] [0. 0. 0. 0.00199607 0.00193306 0.00187221 0.00181136 0.00175051 0.00168966 0.0016288 0.00156795 0.0015071 0.00144625 0.0013854 0.00132454 0.00126369 0.00120284 0.00114199 0.00108114 0.00102028 0.00095943 0.00089858 0.00083773 0.00077688 0.00071602 0.00065517 0.00059432 0.00053805 0. 0. ] [0. 0. 0. 0.00199607 0.00193306 0.00187221 0.00181136 0.00175051 0.00168966 0.0016288 0.00156795 0.0015071 0.00144625 0.0013854 0.00132454 0.00126369 0.00120284 0.00114199 0.00108114 0.00102028 0.00095943 0.00089858 0.00083773 0.00077688 0.00071602 0.00065517 0.00059432 0.00053805 0. 0. ] [0. 0. 0. 0.04290038 0.04130426 0.03976268 0.0382211 0.03667951 0.03513793 0.03359635 0.03205477 0.03051318 0.0289716 0.02743002 0.02588844 0.02434686 0.02280527 0.02126369 0.02003703 0.02 0.02 0.02 0.02 0.02 0.02 0.02 0.02 0.02 0. 0. ] [0. 0. 0. 0.00199607 0.00193306 0.00187221 0.00181136 0.00175051 0.00168966 0.0016288 0.00156795 0.0015071 0.00144625 0.0013854 0.00132454 0.00126369 0.00120284 0.00114199 0.00108114 0.00102028 0.00095943 0.00089858 0.00083773 0.00077688 0.00071602 0.00065517 0.00059432 0.00053805 0. 0. ]] | 2D array of the thickness of the layers of the blade structure after the parametrization. The first dimension represents each layer, the second dimension represents each entry along blade span.
bos.plant_turbine_spacing | output |  | [7.] | Distance between turbines in rotor diameters
bos.plant_row_spacing | output |  | [7.] | Distance between turbine rows in rotor diameters
bos.commissioning_pct | output |  | [0.01]
bos.decommissioning_pct | output |  | [0.15]
bos.distance_to_substation | output | km | [1.]
bos.distance_to_interconnection | output | km | [8.5]
bos.site_distance | output | km | [115.]
bos.distance_to_landfall | output | km | [50.]
bos.port_cost_per_month | output | USD/mo | [2000000.]
bos.site_auction_price | output | USD | [1.e+08]
bos.site_assessment_plan_cost | output | USD | [1000000.]
bos.site_assessment_cost | output | USD | [25000000.]
bos.construction_operations_plan_cost | output | USD | [2500000.]
bos.boem_review_cost | output | USD | [0.]
bos.design_install_plan_cost | output | USD | [2500000.]
configuration.rated_power | output | W | [15000000.] | Electrical rated power of the generator.
configuration.lifetime | output | year | [25.] | Turbine design lifetime.
configuration.rotor_diameter_user | output | m | [241.94] | Diameter of the rotor specified by the user. It is defined as two times the blade length plus the hub diameter.
configuration.hub_height_user | output | m | [150.] | Height of the hub center over the ground (land-based) or the mean sea level (offshore) specified by the user.
configuration.ws_class | output | n/a | I | IEC wind turbine class. I - offshore, II coastal, III - land-based, IV - low wind speed site.
configuration.turb_class | output | n/a | B | IEC wind turbine category. A - high turbulence intensity (land-based), B - mid turbulence, C - low turbulence (offshore).
configuration.gearbox_type | output | n/a | direct_drive | Gearbox configuration (geared, direct-drive, etc.).
configuration.rotor_orientation | output | n/a | upwind | Rotor orientation, either upwind or downwind.
configuration.upwind | output | n/a | TRUE | Convenient boolean for upwind (True) or downwind (False).
configuration.n_blades | output | n/a | 3 | Number of blades of the rotor.
control.V_in | output | m/s | [3.] | Cut in wind speed. This is the wind speed where region II begins.
control.V_out | output | m/s | [25.] | Cut out wind speed. This is the wind speed where region III ends.
control.minOmega | output | rad/s | [0.52359878] | Minimum allowed rotor speed.
control.maxOmega | output | rad/s | [0.79168135] | Maximum allowed rotor speed.
control.max_TS | output | m/s | [95.] | Maximum allowed blade tip speed.
control.max_pitch_rate | output | rad/s | [0.03490659] | Maximum allowed blade pitch rate
control.max_torque_rate | output | N*m/s | [1500000.] | Maximum allowed generator torque rate
control.rated_TSR | output |  | [9.] | Constant tip speed ratio in region II.
control.rated_pitch | output | rad | [0.] | Constant pitch angle in region II.
costs.offset_tcc_per_kW | output | USD/kW | [0.] | Offset to turbine capital cost
costs.bos_per_kW | output | USD/kW | [4053.] | Balance of station/plant capital cost
costs.opex_per_kW | output | USD/kW/year | [137.] | Average annual operational expenditures of the turbine
costs.wake_loss_factor | output |  | [0.15] | The losses in AEP due to waked conditions
costs.fixed_charge_rate | output |  | [0.056] | Fixed charge rate for coe calculation
costs.labor_rate | output | USD/h | [58.8]
costs.painting_rate | output | USD/m**2 | [30.]
costs.blade_mass_cost_coeff | output | USD/kg | [14.6]
costs.hub_mass_cost_coeff | output | USD/kg | [3.9]
costs.pitch_system_mass_cost_coeff | output | USD/kg | [22.1]
costs.spinner_mass_cost_coeff | output | USD/kg | [11.1]
costs.lss_mass_cost_coeff | output | USD/kg | [11.9]
costs.bearing_mass_cost_coeff | output | USD/kg | [4.5]
costs.gearbox_torque_cost | output | USD/kN/m | [50.]
costs.hss_mass_cost_coeff | output | USD/kg | [6.8]
costs.generator_mass_cost_coeff | output | USD/kg | [12.4]
costs.bedplate_mass_cost_coeff | output | USD/kg | [2.9]
costs.yaw_mass_cost_coeff | output | USD/kg | [8.3]
costs.converter_mass_cost_coeff | output | USD/kg | [18.8]
costs.transformer_mass_cost_coeff | output | USD/kg | [18.8]
costs.hvac_mass_cost_coeff | output | USD/kg | [124.]
costs.cover_mass_cost_coeff | output | USD/kg | [5.7]
costs.elec_connec_machine_rating_cost_coeff | output | USD/kW | [41.85]
costs.platforms_mass_cost_coeff | output | USD/kg | [17.1]
costs.tower_mass_cost_coeff | output | USD/kg | [2.9]
costs.controls_machine_rating_cost_coeff | output | USD/kW | [21.15]
costs.crane_cost | output | USD | [12000.]
costs.electricity_price | output | USD/kW/h | [0.04]
costs.reserve_margin_price | output | USD/kW/year | [120.]
costs.capacity_credit | output |  | [1.]
costs.benchmark_price | output | USD/kW/h | [0.071]
costs.turbine_number | output | n/a | 40 | Number of turbines at plant
env.rho_air | output | kg/m**3 | [1.225] | Density of air
env.mu_air | output | kg/m/s | [1.81e-05] | Dynamic viscosity of air
env.shear_exp | output |  | [0.12] | Shear exponent of the wind.
env.speed_sound_air | output | m/s | [340.] | Speed of sound in air.
env.weibull_k | output |  | [2.] | Shape parameter of the Weibull probability density function of the wind.
env.rho_water | output | kg/m**3 | [1025.] | Density of ocean water
env.mu_water | output | kg/m/s | [0.0013351] | Dynamic viscosity of ocean water
env.water_depth | output | m | [30.] | Water depth for analysis. Values > 0 mean offshore
env.Hsig_wave | output | m | [4.52] | Significant wave height
env.Tsig_wave | output | s | [9.45] | Significant wave period
env.G_soil | output | N/m**2 | [1.4e+08] | Shear stress of soil
env.nu_soil | output |  | [0.4] | Poisson ratio of soil
generator.B_r | output | T | [1.279]
generator.P_Fe0e | output | W/kg | [1.]
generator.P_Fe0h | output | W/kg | [4.]
generator.S_N | output |  | [-0.002]
generator.alpha_p | output |  | [1.09955743]
generator.b_r_tau_r | output |  | [0.45]
generator.b_ro | output | m | [0.004]
generator.b_s_tau_s | output |  | [0.45]
generator.b_so | output | m | [0.004]
generator.cofi | output |  | [0.9]
generator.freq | output | Hz | [60.]
generator.h_i | output | m | [0.004]
generator.h_sy0 | output |  | [0.]
generator.h_w | output | m | [0.005]
generator.k_fes | output |  | [0.8]
generator.k_fillr | output |  | [0.55]
generator.k_fills | output |  | [0.65]
generator.k_s | output |  | [0.2]
generator.mu_0 | output | m*kg/s**2/A**2 | [1.25663706e-06]
generator.mu_r | output | m*kg/s**2/A**2 | [1.06]
generator.p | output |  | [100.]
generator.phi | output | rad | [1.57079633]
generator.ratio_mw2pp | output |  | [0.8]
generator.resist_Cu | output | ohm/m | [2.52e-08]
generator.sigma | output | Pa | [60000.]
generator.y_tau_p | output |  | [0.8]
generator.y_tau_pr | output |  | [0.8333333]
generator.I_0 | output | A | [0.]
generator.d_r | output | m | [0.]
generator.h_m | output | m | [0.09953851]
generator.h_0 | output | m | [0.05]
generator.h_s | output | m | [0.37694491]
generator.len_s | output | m | [2.23961662]
generator.n_r | output |  | [0.]
generator.rad_ag | output | m | [5.12623359]
generator.t_wr | output | m | [0.]
generator.n_s | output |  | [0.]
generator.b_st | output | m | [0.]
generator.d_s | output | m | [0.]
generator.t_ws | output | m | [0.]
generator.rho_Copper | output | kg/m**3 | [8900.]
generator.rho_Fe | output | kg/m**3 | [7700.]
generator.rho_Fes | output | kg/m**3 | [7850.]
generator.rho_PM | output | kg/m**3 | [7450.]
generator.C_Cu | output | USD/kg | [4.786]
generator.C_Fe | output | USD/kg | [0.556]
generator.C_Fes | output | USD/kg | [0.50139]
generator.C_PM | output | USD/kg | [50.]
generator.N_c | output |  | [2.]
generator.b | output |  | [2.]
generator.c | output |  | [5.]
generator.E_p | output | V | [1905.25588833]
generator.h_yr | output | m | [0.03617595]
generator.h_ys | output | m | [0.03618115]
generator.h_sr | output | m | [0.04677116] | Structural Mass
generator.h_ss | output | m | [0.04650826]
generator.t_r | output | m | [0.06076571]
generator.t_s | output | m | [0.06065214]
generator.u_allow_pcent | output |  | [8.5]
generator.y_allow_pcent | output |  | [1.]
generator.z_allow_deg | output | deg | [0.05]
generator.B_tmax | output | T | [1.9]
generator.m | output | n/a | 3
generator.q1 | output | n/a | 5
generator.q2 | output | n/a | 4
high_level_tower_props.tower_ref_axis | output | m | [[ 0. 0. 15. ] [ 0. 0. 28. ] [ 0. 0. 41. ] [ 0. 0. 54. ] [ 0. 0. 67. ] [ 0. 0. 80. ] [ 0. 0. 93. ] [ 0. 0. 106. ] [ 0. 0. 119. ] [ 0. 0. 132. ] [ 0. 0. 144.386]] | 2D array of the coordinates (x,y,z) of the tower reference axis. The coordinate system is the global coordinate system of OpenFAST: it is placed at tower base with x pointing downwind, y pointing on the side and z pointing vertically upwards. A standard tower configuration will have zero x and y values and positive z values.
high_level_tower_props.hub_height | output | m | [150.] | Height of the hub in the global reference system, i.e. distance rotor center to ground.
hub.radius | output | m | [3.97] | Radius of the hub. It defines the distance of the blade root from the rotor center along the coned line.
hub.cone | output | rad | [0.06981317] | Cone angle of the rotor. It defines the angle between the rotor plane and the blade pitch axis. A standard machine has positive values.
hub.flange_t2shell_t | output |  | [6.]
hub.flange_OD2hub_D | output |  | [0.6]
hub.flange_ID2flange_OD | output |  | [0.8]
hub.hub_stress_concentration | output |  | [3.]
hub.clearance_hub_spinner | output | m | [0.5]
hub.spin_hole_incr | output |  | [1.2]
hub.pitch_system_scaling_factor | output |  | [0.75]
hub.hub_in2out_circ | output |  | [1.2]
hub.n_front_brackets | output | n/a | 5
hub.n_rear_brackets | output | n/a | 5
hub.hub_material | output | n/a | cast_iron
hub.spinner_material | output | n/a | glass_uni
materials.ply_t | output | m | [0. 0. 0. 0. 0.005 0.00515873 0.001 0.001 0. 0. 0. ] | 1D array of the ply thicknesses of the materials. Non-composite materials are kept at 0.
materials.fvf | output |  | [0. 0. 0. 0. 0.57 0.10769231 0.57 0.57 0. 0. 0. ] | 1D array of the non-dimensional fiber volume fraction of the composite materials. Non-composite materials are kept at 0.
materials.fwf | output |  | [0. 0. 0. 0. 0.74506827 0.15889029 0.74506827 0.74506827 0. 0. 0. ] | 1D array of the non-dimensional fiber weight- fraction of the composite materials. Non-composite materials are kept at 0.
materials.E | output | Pa | [[3.440e+09 3.440e+09 3.440e+09] [2.000e+11 2.000e+11 2.000e+11] [2.050e+11 2.050e+11 2.050e+11] [1.180e+11 1.180e+11 1.180e+11] [4.460e+10 1.700e+10 1.670e+10] [1.145e+11 8.390e+09 8.390e+09] [1.110e+10 1.110e+10 1.670e+10] [2.870e+10 1.660e+10 1.670e+10] [1.292e+08 1.292e+08 1.292e+08] [1.000e+06 1.000e+06 1.000e+06] [4.560e+06 4.560e+06 4.560e+06]] | 2D array of the Youngs moduli of the materials. Each row represents a material, the three columns represent E11, E22 and E33.
materials.G | output | Pa | [[1.32300000e+09 1.32300000e+09 1.32300000e+09] [7.93000000e+10 7.93000000e+10 7.93000000e+10] [8.00000000e+10 8.00000000e+10 8.00000000e+10] [4.76000000e+10 4.76000000e+10 4.76000000e+10] [3.27000000e+09 3.48000000e+09 3.50000000e+09] [5.99000000e+09 5.99000000e+09 5.99000000e+09] [1.35300000e+10 3.49000000e+09 3.49000000e+09] [8.40000000e+09 3.49000000e+09 3.49000000e+09] [4.89469697e+07 4.89469697e+07 4.89469697e+07] [3.12500000e+05 3.12500000e+05 3.12500000e+05] [1.52000000e+06 1.52000000e+06 1.52000000e+06]] | 2D array of the shear moduli of the materials. Each row represents a material, the three columns represent G12, G13 and G23.
materials.nu | output |  | [[0.3 0.3 0.3 ] [0.3 0.3 0.3 ] [0.3 0.3 0.3 ] [0.3 0.3 0.3 ] [0.262 0.35 0.264] [0.27 0.27 0.27 ] [0.5 0. 0.066] [0.5 0. 0.17 ] [0.32 0.32 0.32 ] [0.3 0.3 0.3 ] [0.49 0.49 0.49 ]] | 2D array of the Poisson ratio of the materials. Each row represents a material, the three columns represent nu12, nu13 and nu23.
materials.Xt | output | Pa | [[7.400e+01 7.400e+01 7.400e+01] [4.500e+08 4.500e+08 4.500e+08] [8.140e+08 8.140e+08 8.140e+08] [3.100e+08 3.100e+08 3.100e+08] [6.092e+08 3.810e+07 1.529e+07] [1.546e+09 0.000e+00 0.000e+00] [4.290e+07 4.260e+07 1.530e+07] [3.960e+08 7.640e+07 1.530e+07] [2.083e+06 2.083e+06 2.083e+06] [0.000e+00 0.000e+00 0.000e+00] [6.900e+05 6.900e+05 6.900e+05]] | 2D array of the Ultimate Tensile Strength (UTS) of the materials. Each row represents a material, the three columns represent Xt12, Xt13 and Xt23.
materials.Xc | output | Pa | [[8.7000e+01 8.7000e+01 8.7000e+01] [4.5000e+08 4.5000e+08 4.5000e+08] [8.1400e+08 8.1400e+08 8.1400e+08] [3.1000e+08 3.1000e+08 3.1000e+08] [4.7471e+08 1.1264e+08 1.1322e+08] [1.0470e+09 0.0000e+00 0.0000e+00] [7.0700e+07 7.0700e+07 1.1320e+08] [4.4890e+08 1.7470e+08 1.1320e+08] [1.5630e+06 1.5630e+06 1.5630e+06] [0.0000e+00 0.0000e+00 0.0000e+00] [4.0000e+05 4.0000e+05 4.0000e+05]] | 2D array of the Ultimate Compressive Strength (UCS) of the materials. Each row represents a material, the three columns represent Xc12, Xc13 and Xc23.
materials.S | output | Pa | [[2.126e+07 2.126e+07 2.126e+07] [0.000e+00 0.000e+00 0.000e+00] [0.000e+00 0.000e+00 0.000e+00] [0.000e+00 0.000e+00 0.000e+00] [1.891e+07 1.724e+07 1.316e+07] [0.000e+00 0.000e+00 0.000e+00] [1.034e+08 1.720e+07 1.320e+07] [1.034e+08 1.720e+07 1.320e+07] [1.250e+06 1.250e+06 1.250e+06] [0.000e+00 0.000e+00 0.000e+00] [3.100e+05 3.100e+05 3.100e+05]] | 2D array of the Ultimate Shear Strength (USS) of the materials. Each row represents a material, the three columns represent S12, S13 and S23.
materials.sigma_y | output | Pa | [0.00e+00 3.45e+08 4.85e+08 2.65e+08 0.00e+00 0.00e+00 0.00e+00 0.00e+00 0.00e+00 0.00e+00 0.00e+00] | Yield stress of the material (in the principle direction for composites).
materials.wohler_exp | output |  | [ 1. 3. 3. 3. 10. 16.1 10. 10. 1. 1. 1. ] | Exponent of S-N Wohler fatigue curve in the form of S = A*N^-(1/m).
materials.wohler_intercept | output |  | [8.70000000e+01 3.55346484e+10 3.55346484e+10 3.10000000e+08 6.09200000e+08 1.54600000e+09 1.13200000e+08 4.48900000e+08 2.08300000e+06 0.00000000e+00 6.90000000e+05] | Stress-intercept (A) of S-N Wohler fatigue curve in the form of S = A*N^-(1/m), taken as ultimate stress unless otherwise specified.
materials.unit_cost | output | USD/kg | [ 7.23 0.7 0.9 0.5 1.87 30. 3. 2.86 13. 3.63 9. ] | 1D array of the unit costs of the materials.
materials.waste | output |  | [0.25 0. 0. 0. 0.05 0.05 0.15 0.15 0.2 0. 0. ] | 1D array of the non-dimensional waste fraction of the materials.
materials.roll_mass | output | kg | [ 0. 0. 0. 0. 0. 0. 181.4368 181.4368 0. 0. 0. ] | 1D array of the roll mass of the composite fabrics. Non-composite materials are kept at 0.
materials.orth | output | n/a | [0. 0. 0. 0. 1. 1. 1. 1. 0. 0. 0.] | 1D array of flags to set whether a material is isotropic (0) or orthtropic (1). Each entry represents a material.
monopile.s | output |  | [0. 0.5 0.61111111 0.72222222 0.83333333 0.94444444 1. ] | 1D array of the non-dimensional grid defined along the tower axis (0-tower base, 1-tower top)
monopile.height | output | m | [90.] | Scalar of the tower height computed along the z axis.
monopile.length | output | m | [90.] | Scalar of the tower length computed along its curved axis. A standard straight tower will be as high as long.
monopile.foundation_height | output | m | [-75.] | Foundation height in respect to the ground level.
monopile.diameter | output | m | [10. 10. 10. 10. 10. 10. 10.] | 1D array of the outer diameter values defined along the tower axis.
monopile.layer_thickness | output | m | [[0.055341 0.055341 0.055341 0.047677 0.047357 0.039697 0.042419]] | 2D array of the thickness of the layers of the tower structure. The first dimension represents each layer, the second dimension represents each piecewise-constant entry of the tower sections.
monopile.outfitting_factor | output |  | [1.07] | Multiplier that accounts for secondary structure mass inside of tower
monopile.transition_piece_mass | output | kg | [100000.] | point mass of transition piece
monopile.transition_piece_cost | output | USD | [0.] | cost of transition piece
monopile.gravity_foundation_mass | output | kg | [0.] | extra mass of gravity foundation
monopile.layer_name | output | n/a | ['monopile_wall'] | 1D array of the names of the layers modeled in the tower structure.
monopile.layer_mat | output | n/a | ['steel'] | 1D array of the names of the materials of each layer modeled in the tower structure.
nacelle.uptilt | output | rad | [0.10471976] | Nacelle uptilt angle. A standard machine has positive values.
nacelle.distance_tt_hub | output | m | [5.614] | Vertical distance from tower top plane to hub flange
nacelle.overhang | output | m | [12.0313] | Horizontal distance from tower top edge to hub flange
nacelle.gearbox_efficiency | output |  | [1.] | Efficiency of the gearbox. Set to 1.0 for direct-drive
nacelle.gearbox_mass_user | output | kg | [0.] | User override of gearbox mass.
nacelle.gearbox_torque_density | output | N*m/kg | [0.] | Torque density of the gearbox.
nacelle.gearbox_radius_user | output | m | [0.] | User override of gearbox radius (only used if gearbox_mass_user is > 0).
nacelle.gearbox_length_user | output | m | [0.] | User override of gearbox length (only used if gearbox_mass_user is > 0).
nacelle.gear_ratio | output |  | [1.] | Total gear ratio of drivetrain (use 1.0 for direct)
nacelle.distance_hub_mb | output | m | [1.] | Distance from hub flange to first main bearing along shaft
nacelle.distance_mb_mb | output | m | [1.2] | Distance from first to second main bearing along shaft
nacelle.L_generator | output | m | [2.15] | Generator length along shaft
nacelle.lss_diameter | output | m | [3. 3.] | Diameter of low speed shaft
nacelle.lss_wall_thickness | output | m | [0.1 0.1] | Thickness of low speed shaft
nacelle.damping_ratio | output |  | [0.005] | Damping ratio for the drivetrain system
nacelle.brake_mass_user | output | kg | [0.] | Override regular regression-based calculation of brake mass with this value
nacelle.hvac_mass_coeff | output | kg/kW/m | [0.025] | Regression-based scaling coefficient on machine rating to get HVAC system mass
nacelle.converter_mass_user | output | kg | [0.] | Override regular regression-based calculation of converter mass with this value
nacelle.transformer_mass_user | output | kg | [0.] | Override regular regression-based calculation of transformer mass with this value
nacelle.nose_diameter | output | m | [2.2 2.2] | Diameter of nose (also called turret or spindle)
nacelle.nose_wall_thickness | output | m | [0.1 0.1] | Thickness of nose (also called turret or spindle)
nacelle.bedplate_wall_thickness | output | m | [0.05 0.05 0.05 0.05] | Thickness of hollow elliptical bedplate
nacelle.mb1Type | output | n/a | CARB | Type of main bearing: CARB / CRB / SRB / TRB
nacelle.mb2Type | output | n/a | SRB | Type of main bearing: CARB / CRB / SRB / TRB
nacelle.uptower | output | n/a | TRUE | If power electronics are located uptower (True) or at tower base (False)
nacelle.lss_material | output | n/a | steel_drive | Material name identifier for the low speed shaft
nacelle.hss_material | output | n/a | steel | Material name identifier for the high speed shaft
nacelle.bedplate_material | output | n/a | steel_drive | Material name identifier for the bedplate
tower.ref_axis | output | m | [[ 0. 0. 15. ] [ 0. 0. 28. ] [ 0. 0. 41. ] [ 0. 0. 54. ] [ 0. 0. 67. ] [ 0. 0. 80. ] [ 0. 0. 93. ] [ 0. 0. 106. ] [ 0. 0. 119. ] [ 0. 0. 132. ] [ 0. 0. 144.386]] | 2D array of the coordinates (x,y,z) of the tower reference axis. The coordinate system is the global coordinate system of OpenFAST: it is placed at tower base with x pointing downwind, y pointing on the side and z pointing vertically upwards. A standard tower configuration will have zero x and y values and positive z values.
tower.diameter | output | m | [10. 10. 9.926 9.443 8.833 8.151 7.39 6.909 6.748 6.572 6.5 ] | 1D array of the outer diameter values defined along the tower axis.
tower.cd | output |  | [0.5 0.5 0.5 0.5 0.5 0.5 0.5 0.5 0.5 0.5 0.5] | 1D array of the drag coefficients defined along the tower height.
tower.layer_thickness | output | m | [[0.039496 0.039496 0.033416 0.034142 0.030242 0.031174 0.027028 0.027398 0.02062 0.021032 0.026964]] | 2D array of the thickness of the layers of the tower structure. The first dimension represents each layer, the second dimension represents each piecewise-constant entry of the tower sections.
tower.outfitting_factor | output |  | [1.07] | Multiplier that accounts for secondary structure mass inside of tower
tower.layer_name | output | n/a | ['tower_wall'] | 1D array of the names of the layers modeled in the tower structure.
tower.layer_mat | output | n/a | ['steel'] | 1D array of the names of the materials of each layer modeled in the tower structure.
tower_grid.s | output |  | [0. 0.10047455 0.2009491 0.30142365 0.4018982 0.50237275 0.60284729 0.70332184 0.80379639 0.90427094 1. ] | 1D array of the non-dimensional grid defined along the tower axis (0-tower base, 1-tower top)
tower_grid.height | output | m | [129.386] | Scalar of the tower height computed along the z axis.
tower_grid.length | output | m | [129.386] | Scalar of the tower length computed along its curved axis. A standard straight tower will be as high as long.
tower_grid.foundation_height | output | m | [15.] | Foundation height in respect to the ground level.
drivese.bear1.mb_max_defl_ang | output | rad | [0.00872665]
drivese.bear1.mb_mass | output | kg | [48092.00178654]
drivese.bear1.mb_I | output | kg*m**2 | [59002.87469186 29771.95485598 29771.95485598]
drivese.bear2.mb_max_defl_ang | output | rad | [0.078]
drivese.bear2.mb_mass | output | kg | [13479.28387693]
drivese.bear2.mb_I | output | kg*m**2 | [16537.39640651 8344.51917506 8344.51917506]
drivese.drivetrain_spring_constant | output | N*m/rad | [6.97376449e+10]
drivese.drivetrain_damping_coefficient | output | N*m*s/rad | [49368950.95698911]
drivese.stage_ratios | output |  | [0. 0. 0.]
drivese.L_gearbox | output | m | [0.]
drivese.D_gearbox | output | m | [0.]
drivese.generator.con_uas | output | m | [-0.00438577]
drivese.generator.con_zas | output | m | [0.]
drivese.generator.con_yas | output | m | [-0.00954482]
drivese.generator.con_bst | output | m | [0.]
drivese.generator.con_uar | output | m | [-0.00033433]
drivese.generator.con_yar | output | m | [-0.01083609]
drivese.generator.con_zar | output | m | [0.]
drivese.generator.con_br | output | m | [0.]
drivese.generator.TCr | output | m**3 | [15.4421838]
drivese.generator.TCs | output | m**3 | [9.91171195]
drivese.generator.con_TC2r | output | m**3 | [9.91171195]
drivese.generator.con_TC2s | output | m**3 | [9.91171195]
drivese.generator.con_Bsmax | output | T | [1.36816703]
drivese.generator.K_rad_L | output |  | [0.2184466]
drivese.generator.K_rad_U | output |  | [0.2184466]
drivese.generator.D_ratio_L | output |  | [0.]
drivese.generator.D_ratio_U | output |  | [0.]
drivese.generator.converter_efficiency | output |  | [0.98545929 0.98546873 0.98547516 0.9854788 0.98547984 0.98547848 0.98547486 0.98546915 0.98546147 0.98545196 0.98544073 0.98542788 0.98541351 0.98539771 0.98538057 0.98536215 0.98534254 0.98532179 0.98529996 0.98527712]
drivese.generator.transformer_efficiency | output |  | [0.99774909 0.99768596 0.9976212 0.99755479 0.99748674 0.99741706 0.99734573 0.99727277 0.99719816 0.99712192 0.99704404 0.99696452 0.99688336 0.99680056 0.99671612 0.99663004 0.99654232 0.99645296 0.99636197 0.99626933]
drivese.generator_efficiency | output |  | [0.95685173 0.95907002 0.96087274 0.96233529 0.96351467 0.96445535 0.96517918 0.96574875 0.96616559 0.96545077 0.96439746 0.96342967 0.96252043 0.96168932 0.96089331 0.96016782 0.95945934 0.95878584 0.95814328 0.95756221]
drivese.generator_cost | output | USD | [5003334.96944369]
drivese.generator.B_rymax | output | T | [1.63478983]
drivese.generator.B_trmax | output | T | [0.]
drivese.generator.B_tsmax | output | T | [0.]
drivese.generator.B_g1 | output | T | [0.]
drivese.generator.B_pm1 | output |  | [1.14758177]
drivese.generator.N_s | output |  | [115.]
drivese.generator.b_s | output | m | [0.05075157]
drivese.generator.b_t | output | m | [0.0808961]
drivese.generator.A_Curcalc | output | mm**2 | [0.]
drivese.generator.A_Cuscalc | output | mm**2 | [534.58358258]
drivese.generator.b_m | output |  | [0.1288363]
drivese.generator.f | output |  | [ 8.33333333 8.55256499 8.77179665 8.99102832 9.21025998 9.42949164 9.6487233 9.86795496 10.08718662 10.30641828 10.52564994 10.7448816 10.96411326 11.18334492 11.40257658 11.62180824 11.84103991 12.06027157 12.27950323 12.49873489]
drivese.generator.I_s | output | A | [1860.51169656 1679.5863476 1505.25013895 1334.28751785 1163.21269898 987.4365403 799.43660812 582.66096243 267.32701924 411.03736867 620.55454269 761.43200601 869.16613463 956.1334963 1028.50105721 1089.90680251 1142.72430343 1188.60974336 1228.7754606 1264.14127598]
drivese.generator.R_s | output | ohm | [0.03928075 0.03837253 0.0374643 0.03655608 0.03564785 0.03473962 0.03405846 0.03315023 0.03246906 0.03178789 0.03110672 0.03042555 0.02997144 0.02929027 0.02883616 0.02815499 0.02770088 0.02724676 0.02679265 0.02611148]
drivese.generator.L_s | output |  | [0.01948024]
drivese.generator.J_s | output | A/m**2 | [6. 6. 6. 6. 6. 6. 6. 6. 6. 6. 6. 6. 6. 6. 6. 6. 6. 6. 6. 6.]
drivese.generator.A_1 | output |  | [59958.60193509 52876.41840465 46266.38955031 40017.34664168 34019.80165282 28143.20895106 22338.20544331 15846.80696328 7121.17868702 10719.69261868 15837.02186424 19006.79612577 21372.22401964 22976.36032543 24332.20425079 25175.84397017 25970.13963334 26570.12037661 27010.18301841 27081.10881447]
drivese.generator.Losses | output | W | [420429.88971997 384268.07083703 354652.01489947 330384.22674328 310560.20839885 294474.75173113 281782.72557106 271489.54554234 263573.34636847 273642.69187217 289058.20780549 303062.56365035 316087.01957011 327820.46982672 338950.27408472 348912.61545983 358561.98546667 367612.52242068 376129.57731538 383626.4505029 ]
drivese.generator.S | output |  | [240.]
drivese.generator.Slot_aspect_ratio | output |  | [7.42725566]
drivese.generator.Slot_aspect_ratio1 | output |  | [0.]
drivese.generator.Slot_aspect_ratio2 | output |  | [0.]
drivese.generator.J_r | output |  | [0. 0. 0. 0. 0. 0. 0. 0. 0. 0. 0. 0. 0. 0. 0. 0. 0. 0. 0. 0.]
drivese.generator.L_sm | output |  | [0.]
drivese.generator.Q_r | output |  | [0.]
drivese.generator.R_R | output |  | [0.]
drivese.generator.b_r | output |  | [0.]
drivese.generator.b_tr | output |  | [0.]
drivese.generator.b_trmin | output |  | [0.]
drivese.generator.B_symax | output | T | [1.63455514]
drivese.generator.tau_p | output | m | [0.16104538]
drivese.generator.q | output | N/m**2 | [768352.15212278]
drivese.generator.len_ag | output | m | [0.01025247]
drivese.generator.h_t | output | m | [0.43194491]
drivese.generator.tau_s | output | m | [0.13393607]
drivese.generator.J_actual | output | A/m**2 | [2.46094433 2.22162995 1.99103118 1.76489474 1.53860989 1.30610647 1.05743436 0.77069991 0.35359999 0.54368918 0.82082267 1.00716474 1.14966731 1.26470116 1.36042351 1.44164639 1.51150939 1.57220318 1.62533136 1.67211059]
drivese.generator.T_e | output | N*m | [22187153.3217761]
drivese.generator.twist_r | output | deg | [0.00044422]
drivese.generator.twist_s | output | deg | [9.06759922e-05]
drivese.generator.Structural_mass_rotor | output | kg | [66168.75073986]
drivese.generator.Structural_mass_stator | output | kg | [61098.33578311]
drivese.generator.Mass_tooth_stator | output | kg | [159099.60833031]
drivese.generator.Mass_yoke_rotor | output | kg | [20554.89809625]
drivese.generator.Mass_yoke_stator | output | kg | [18292.21340911]
drivese.hub_system_cost | output | USD | [15625.41690272]
drivese.constr_hub_diameter | output | m | [0.73466864]
drivese.spinner.spinner_diameter | output | m | [8.94]
drivese.L_lss | output | m | [2.2]
drivese.s_generator | output | m | [1.525]
drivese.constr_length | output | m | [1.7500302]
drivese.L_nose | output | m | [2.1]
drivese.D_bearing1 | output | m | [0.3]
drivese.D_bearing2 | output | m | [0.3]
drivese.constr_access | output | m | [[0.1 0. ] [0.1 0. ]]
drivese.constr_ecc | output | m | [0.12504644]
drivese.torq_deflection | output | m | [3.78555552e-05]
drivese.torq_angle | output | rad | [0.00013134]
drivese.lss_axial_stress | output | Pa | [[17546878.68320179] [17451154.43480987] [22134912.2686561 ] [22586336.34144981]]
drivese.lss_shear_stress | output | Pa | [[ 148792.25647746] [ 1141404.55204771] [ 7057102.80106539] [58794293.79927485]]
drivese.constr_lss_vonmises | output |  | [[0.06350122] [0.06355191] [0.09149744] [0.37744945]]
drivese.F_torq | output | N | [[-0.] [-0.] [-0.]]
drivese.M_torq | output | N*m | [[72079626.3300724] [ -0. ] [ -0. ]]
drivese.lss_axial_load2stress | output | m**2 | [1.0976203 0. 0. 0. 1.56430446 1.56430446]
drivese.lss_shear_load2stress | output | m**2 | [0. 1.77770979 1.77770979 0.78215223 0. 0. ]
drivese.constr_shaft_deflection | output |  | [0.66436499]
drivese.constr_shaft_angle | output |  | [0.23049737]
drivese.hub_E | output | Pa | [1.18e+11]
drivese.hub_G | output | Pa | [4.76e+10]
drivese.hub_rho | output | kg/m**3 | [7200.]
drivese.hub_Xy | output | Pa | [2.65e+08]
drivese.hub_wohler_exp | output |  | [3.]
drivese.hub_wohler_A | output |  | [3.1e+08]
drivese.hub_mat_cost | output | USD/kg | [0.5]
drivese.spinner_rho | output | kg/m**3 | [1940.]
drivese.spinner_Xt | output | Pa | [38100000.]
drivese.spinner_mat_cost | output | USD/kg | [1.87]
drivese.lss_Xt | output | Pa | [8.14e+08]
drivese.lss_wohler_exp | output |  | [3.]
drivese.lss_wohler_A | output |  | [3.55346484e+10]
drivese.lss_cost | output | USD/kg | [0.9]
drivese.hss_E | output | Pa | [0.]
drivese.hss_G | output | Pa | [0.]
drivese.hss_rho | output | kg/m**3 | [0.]
drivese.hss_Xy | output | Pa | [0.]
drivese.hss_Xt | output | Pa | [0.]
drivese.hss_wohler_exp | output |  | [0.]
drivese.hss_wohler_A | output |  | [0.]
drivese.hss_cost | output | USD/kg | [0.]
drivese.bedplate_mat_cost | output | USD/kg | [0.9]
drivese.cover_length | output | m | [5.50003322]
drivese.cover_height | output | m | [11.67918228]
drivese.cover_width | output | m | [11.67918228]
drivese.mean_bearing_mass | output | kg | [30785.64283173]
drivese.total_bedplate_mass | output | kg | [53149.99694271]
drivese.above_yaw_mass | output | kg | [644856.54808961]
drivese.above_yaw_cm | output | m | [-5.12469487 -0.1464817 4.31450212]
drivese.nacelle_I | output | kg*m**2 | [ 9957241.36086054 11772170.69243139 11217741.27568671 464613.90473436 2771143.2069914 -219758.58096327]
drivese.above_yaw_I | output | kg*m**2 | [ 9474045.43701301 10608608.72269065 10536262.58048949 484077.04684545 2197871.80529478 -236144.68199636]
drivese.above_yaw_I_TT | output | kg*m**2 | [2.14918406e+07 3.95481108e+07 2.74856427e+07 1.16415322e-10 1.64559770e+07 1.71401815e+05]
drivese.mb1_deflection | output | m | [0.00332026]
drivese.mb2_deflection | output | m | [0.00245376]
drivese.stator_deflection | output | m | [0.00214877]
drivese.mb1_angle | output | rad | [0.0001419]
drivese.mb2_angle | output | rad | [0.00016938]
drivese.stator_angle | output | rad | [0.00010305]
drivese.base_F | output | N | [[ 3787067.18771775] [ 22429.54651143] [-6897497.34575751]]
drivese.base_M | output | N*m | [[ -1132298.92199137] [-13755550.8666574 ] [ 9736605.32523692]]
drivese.bedplate_nose_axial_stress | output | Pa | [[15682385.46755308] [17369933.41038958] [19251779.0581967 ] [21463158.61490293] [24182961.89397196] [27663024.66592079] [32265728.63697725] [38478133.79430592] [46721106.14931427] [56288073.01372196] [62935720.69245337] [34882407.98904648] [35729614.25831919] [10437645.54774101] [ 5324289.46724609]]
drivese.bedplate_nose_shear_stress | output | Pa | [[12077807.38913683] [ 9371409.14327421] [ 6592580.398733 ] [ 3642020.43600591] [ 6795345.94722139] [11205384.96388981] [16628293.16585984] [23489534.51557497] [32135484.10143142] [41958645.05997095] [49512109.06579461] [26083976.30036081] [14634314.25158945] [13845723.5202938 ] [13697988.86720142]]
drivese.bedplate_nose_bending_stress | output | Pa | [[ 7125802.46436921] [ 8101123.53400693] [ 9262687.24310944] [10709275.41077317] [12575347.7035572 ] [15063585.30231843] [18503996.18243609] [23440491.01913064] [30583675.88678393] [39691815.02992484] [46685315.85295576] [ 0. ] [ 0. ] [ 0. ] [ 0. ]]
drivese.constr_bedplate_vonmises | output |  | [[0.09028897] [0.08010807] [0.07313528] [0.0710283 ] [0.08694903] [0.1116565 ] [0.14546106] [0.19090593] [0.25037138] [0.31940185] [0.37178969] [0.20654016] [0.15851983] [0.09464146] [0.0879877 ]]
drivese.constr_mb1_defl | output |  | [0.01626076]
drivese.constr_mb2_defl | output |  | [0.00217157]
drivese.constr_stator_deflection | output |  | [37.71097379]
drivese.constr_stator_angle | output |  | [0.18085487]
drivese.rotor_mass | output | kg | [278229.03396284]
drivese.rna_mass | output | kg | [951334.48341961]
drivese.rna_cm | output | m | [-7.33983021 -0.09929177 4.60295305]
drivese.rna_I_TT | output | kg*m**2 | [3.78224314e+08 2.72487855e+08 2.53187505e+08 8.52611923e+02 1.94199094e+07 1.70683998e+05]
drivese.lss_rpm | output | rpm | [5. 5.131539 5.26307799 5.39461699 5.52615599 5.65769498 5.78923398 5.92077298 6.05231197 6.18385097 6.31538996 6.44692896 6.57846796 6.71000695 6.84154595 6.97308495 7.10462394 7.23616294 7.36770194 7.49924093]
drivese.hss_rpm | output | rpm | [5. 5.131539 5.26307799 5.39461699 5.52615599 5.65769498 5.78923398 5.92077298 6.05231197 6.18385097 6.31538996 6.44692896 6.57846796 6.71000695 6.84154595 6.97308495 7.10462394 7.23616294 7.36770194 7.49924093]
rotorse.rp.AEP | output | kW*h | [77903757.92369372] | annual energy production
rotorse.rp.cdf.F | output | m/s | [0.06824543 0.07317592 0.07825729 0.08348677 0.08886153 0.09437864 0.10003514 0.10582799 0.11175409 0.1178103 0.12399341 0.13030017 0.13672727 0.14327136 0.14992906 0.15669694 0.16357153 0.17054933 0.17762681 0.18480043 0.19206659 0.19942169 0.20686212 0.21438424 0.2219844 0.22965893 0.23740419 0.24521648 0.25309215 0.26102753 0.26901895 0.27706275 0.28515528 0.29329292 0.30147203 0.30968902 0.31794031 0.32622234 0.33453157 0.3428645 0.35121765 0.35958758 0.36797088 0.37636417 0.38476413 0.39316746 0.4015709 0.40997127 0.41836538 0.42675014 0.43512249 0.4434794 0.45181794 0.46013518 0.4684283 0.4766945 0.48493104 0.49313527 0.50130457 0.50943638 0.51752823 0.5255777 0.53358242 0.54154011 0.54944853 0.55730553 0.56510902 0.57285696 0.5805474 0.58817845 0.59574828 0.60325515 0.61069736 0.6180733 0.62538141 0.63262022 0.63978832 0.64688436 0.65390705 0.6608552 0.66772765 0.67452333 0.68124122 0.68788039 0.69443994 0.70091905 0.70731698 0.71363303 0.71986656 0.726017 0.73208386 0.73806666 0.74396502 0.7497786 0.75550712 0.76115035 0.76670812 0.77218031 0.77756684 0.78286771 0.78808294 0.79321261 0.79825684 0.80321582 0.80808974 0.81287887 0.81758352 0.82220402 0.82674074 0.83119412 0.8355646 0.83985268 0.84405887 0.84818374 0.85222787 0.85619189 0.86007643 0.86388218 0.86760984 0.87126013 0.8748338 0.87833164 0.88175443 0.88510299 0.88837815 0.89158077 0.89471172 0.89777188 0.90076215 0.90368344 0.90653669 0.90932282 0.91204279 0.91469754 0.91728805 0.91981528 0.92228022 0.92468385 0.92702715 0.92931111 0.93153673 0.93370501 0.93581694 0.93787353 0.93987575 0.94182462 0.94372112 0.94556625 0.94736099 0.94910633 0.95080325 0.95245271 0.9540557 0.95561316 0.95712606 0.95859534 0.96002195 0.96140681 0.96275085 0.96405498 0.96532012 0.96654715 0.96773696 0.96889042 0.97000841 0.97109177 0.97214134 0.97315796 0.97414245 0.97509561 0.97601824 0.97691112 0.97777502 0.97861071 0.97941893 0.98020041 0.98095587 0.98168602 0.98239156 0.98307317 0.98373152 0.98436726 0.98498105 0.9855735 0.98614525 0.98669689 0.98722901 0.98774221 0.98823704 0.98871406 0.98917382 0.98961684 0.99004365 0.99045474 0.99085061 0.99123175 0.99159863 0.9919517 0.99229141 0.99261821] | magnitude of wind speed at each z location
rotorse.rp.gust.V_gust | output | m/s | [19.72022938] | gust wind speed
rotorse.rp.powercurve.pitch | output | deg | [3.89978606e+00 3.56030795e+00 2.55002257e+00 1.48879803e+00 6.66518195e-01 2.54272812e-01 1.68530681e-01 0.00000000e+00 0.00000000e+00 0.00000000e+00 0.00000000e+00 6.91178885e-19 3.41050971e+00 7.60268362e+00 1.06777490e+01 1.34127300e+01 1.59689446e+01 1.83990433e+01 2.07185523e+01 2.29265336e+01] | rotor pitch schedule
rotorse.rp.powercurve.P_aero | output | W | [ 47659.67352067 786857.27887246 1788914.40432029 2825254.9700152 3652376.33770074 4072810.64983991 4160307.13573239 4791363.82261629 6089937.45467795 8345740.13367747 12001139.6214413 15664778.90894889 15664781.03452674 15664845.67298615 15664780.06680143 15664779.07668406 15664571.23889257 15664914.52128544 15664820.66718118 15664779.12123056] | rotor mechanical power
rotorse.rp.powercurve.T | output | N | [ 201492.69130923 395338.05906435 614685.7749814 808126.30308364 946709.55366284 1013202.19744521 1026773.85745242 1114693.28977214 1307950.09998319 1613711.36992883 2055879.29511529 2431340.5634383 1985265.12987128 1548732.94643207 1304236.69807605 1132760.87931783 1004739.65195855 906642.51630852 830457.37640307 770931.26715385] | rotor aerodynamic thrust
rotorse.rp.powercurve.Q | output | N*m | [ 91023.27152352 1502786.70528468 3416574.8425904 5395839.52767437 6975524.97812336 7778495.36639203 7945601.34518754 8953754.10936892 10506086.01489641 12962108.00083775 16513814.02929933 19947034.78542682 19947037.49207053 19947119.80064352 19947036.25979967 19947034.99901548 19946770.34493509 19947207.46989368 19947087.95904112 19947035.05573958] | rotor aerodynamic torque
rotorse.rp.powercurve.M | output | N*m | [ 5915904.26408721 10896962.42609973 16559294.51555626 21570075.24680994 25174146.67346795 26910715.32446129 27265897.51112703 29565431.67769516 34691255.14049897 42801076.93561456 54528864.03375054 64435479.94704624 51552300.56088063 38152247.4951073 30044529.94574922 23905495.91418727 18933863.92294431 14773652.76867866 11222846.34689177 8156300.73148075] | blade root moment
rotorse.rp.powercurve.Cp | output |  | [0.06055496 0.34621875 0.41127631 0.43120777 0.43813492 0.44027138 0.44063656 0.44258393 0.44483334 0.44578585 0.44334277 0.44227538 0.39152832 0.2639652 0.17907353 0.12326114 0.08652324 0.06211897 0.04567691 0.03441827] | rotor electrical power coefficient
rotorse.rp.powercurve.Cp_aero | output |  | [0.06328562 0.36183115 0.42982241 0.45065267 0.45789219 0.46012499 0.46050664 0.4616464 0.4616464 0.4616464 0.4616464 0.46187641 0.4088803 0.27566377 0.18700982 0.1287239 0.09035782 0.064872 0.04770124 0.03594364] | rotor aerodynamic power coefficient
rotorse.rp.powercurve.Ct_aero | output |  | [0.80266543 0.77663068 0.78335524 0.78374485 0.78195392 0.78077 0.78052664 0.77249352 0.77249352 0.77249352 0.77249352 0.76516082 0.57602192 0.34550275 0.22464103 0.15210171 0.1065592 0.07709535 0.05752979 0.04422353] | rotor aerodynamic thrust coefficient
rotorse.rp.powercurve.Cq_aero | output |  | [0.00301172 0.02452055 0.03616458 0.04346517 0.04785509 0.04978626 0.05016797 0.05153847 0.05153847 0.05153847 0.05153847 0.05214013 0.04807129 0.03696086 0.02853632 0.02224647 0.01757102 0.01408838 0.01147735 0.00950392] | rotor aerodynamic torque coefficient
rotorse.rp.powercurve.Cm_aero | output |  | [0.19574166 0.17780265 0.17528078 0.17375367 0.17270544 0.17224202 0.17215498 0.1701808 0.1701808 0.1701808 0.1701808 0.16842977 0.12423828 0.0706939 0.04298183 0.02666125 0.01667875 0.01043438 0.00645751 0.00388613] | rotor aerodynamic moment coefficient
rotorse.rp.powercurve.ax_induct_rotor | output |  | [0.34970848 0.29646882 0.29333553 0.29302507 0.29247275 0.29214881 0.29208622 0.28745548 0.28745548 0.28745548 0.28745548 0.2831818 0.1922876 0.10949421 0.07127742 0.0490776 0.03514051 0.025977 0.01974052 0.01537944] | rotor aerodynamic induction
rotorse.rp.powercurve.V_R25 | output | m/s | [10.55555556] | region 2.5 transition wind speed
rotorse.rp.powercurve.rated_V | output | m/s | [10.67346478] | rated wind speed
rotorse.rp.powercurve.rated_Omega | output | rpm | [7.49924093] | rotor rotation speed at rated
rotorse.rp.powercurve.rated_pitch | output | deg | [6.91178885e-19] | pitch setting at rated
rotorse.rp.powercurve.rated_T | output | N | [2431340.5634383] | rotor aerodynamic thrust at rated
rotorse.rp.powercurve.rated_Q | output | N*m | [19947034.78542682] | rotor aerodynamic torque at rated
rotorse.rp.powercurve.rated_mech | output | W | [15664778.90894889] | Mechanical shaft power at rated
rotorse.rp.powercurve.ax_induct_regII | output |  | [0.07330693 0.03898605 0.06022132 0.16971785 0.22177637 0.25508132 0.28656543 0.30248121 0.30772483 0.30675165 0.30614527 0.30368935 0.30302611 0.30071282 0.2990296 0.29769063 0.29618057 0.29370728 0.29113842 0.28864152 0.28975418 0.29103913 0.29516327 0.2993491 0.29795511 0.29057371 0.28616851 0.29292174 0.33856578 0.14779108] | rotor axial induction at cut-in wind speed along blade span
rotorse.rp.powercurve.tang_induct_regII | output |  | [-0.07324852 -0.02491891 0.01841024 0.07190792 0.063571 0.05171427 0.04350703 0.03561799 0.02873751 0.023315 0.01933013 0.01623462 0.01385849 0.01196554 0.0104241 0.00917867 0.00812929 0.0073021 0.00654627 0.00584472 0.00537051 0.00489373 0.00452035 0.00419282 0.00385895 0.00351944 0.00323321 0.00303889 0.00302381 0.00167528] | rotor tangential induction at cut-in wind speed along blade span
rotorse.rp.powercurve.aoa_regII | output | deg | [53.57959084 43.55375894 31.42862495 19.93603688 14.77868956 11.96374161 9.98857883 8.76836585 8.15541355 7.8836591 7.69500949 7.5550697 7.40209301 7.30506057 7.22320777 7.16263645 7.11831344 7.08384487 7.06453148 7.07912166 7.12555495 7.3001411 7.5430007 7.7440801 7.8226259 7.70798706 7.48138607 7.09218718 6.3189007 7.10640472] | angle of attack distribution along blade span at cut-in wind speed
rotorse.rp.powercurve.L_D | output |  | [2.85714286e-04 1.80957472e-01 1.66591990e+00 8.51783457e+00 1.61776362e+01 2.57355824e+01 5.03964972e+01 8.47977948e+01 9.30189636e+01 8.83912375e+01 8.83361556e+01 8.87771969e+01 8.88952334e+01 9.29839210e+01 9.44615977e+01 9.78579480e+01 9.92929674e+01 1.14087658e+02 1.17626208e+02 1.06806292e+02 1.20596678e+02 1.15390594e+02 1.16741303e+02 1.18784382e+02 1.19319526e+02 1.18540740e+02 1.17041882e+02 1.14578029e+02 1.09994482e+02 1.14665845e+02] | Lift over drag distribution along blade span at cut-in wind speed
rotorse.rp.powercurve.Cp_regII | output |  | [0.4616464] | power coefficient at cut-in wind speed
rotorse.rp.powercurve.Ct_regII | output |  | [0.77249352] | thrust coefficient at cut-in wind speed
rotorse.rp.powercurve.cl_regII | output |  | [1.00000000e-04 6.49825424e-02 5.55955946e-01 1.68507505e+00 1.83795392e+00 1.78655133e+00 1.72219898e+00 1.62712793e+00 1.54824826e+00 1.48752862e+00 1.44442261e+00 1.39808523e+00 1.35973342e+00 1.32597931e+00 1.30054247e+00 1.28096880e+00 1.26446133e+00 1.24855572e+00 1.23596089e+00 1.22796971e+00 1.23435448e+00 1.24476505e+00 1.26490060e+00 1.28767353e+00 1.29664980e+00 1.28354741e+00 1.25762252e+00 1.21301312e+00 1.12406273e+00 1.21464457e+00] | lift coefficient distribution along blade span at cut-in wind speed
rotorse.rp.powercurve.cd_regII | output |  | [0.35 0.35910395 0.33372309 0.19782904 0.11361078 0.0694195 0.03417299 0.01918833 0.01664444 0.01682891 0.01635143 0.01574825 0.01529591 0.01426031 0.01376795 0.01309008 0.01273465 0.01094383 0.01050753 0.01149717 0.01023539 0.0107874 0.01083507 0.01084043 0.01086704 0.0108279 0.01074506 0.01058679 0.01021926 0.01059291] | drag coefficient distribution along blade span at cut-in wind speed
rotorse.rp.powercurve.rated_efficiency | output |  | [0.95756219] | Efficiency at rated conditions
rotorse.rp.powercurve.V_spline | output | m/s | [ 3. 3.11055276 3.22110553 3.33165829 3.44221106 3.55276382 3.66331658 3.77386935 3.88442211 3.99497487 4.10552764 4.2160804 4.32663317 4.43718593 4.54773869 4.65829146 4.76884422 4.87939698 4.98994975 5.10050251 5.21105528 5.32160804 5.4321608 5.54271357 5.65326633 5.7638191 5.87437186 5.98492462 6.09547739 6.20603015 6.31658291 6.42713568 6.53768844 6.64824121 6.75879397 6.86934673 6.9798995 7.09045226 7.20100503 7.31155779 7.42211055 7.53266332 7.64321608 7.75376884 7.86432161 7.97487437 8.08542714 8.1959799 8.30653266 8.41708543 8.52763819 8.63819095 8.74874372 8.85929648 8.96984925 9.08040201 9.19095477 9.30150754 9.4120603 9.52261307 9.63316583 9.74371859 9.85427136 9.96482412 10.07537688 10.18592965 10.29648241 10.40703518 10.51758794 10.6281407 10.73869347 10.84924623 10.95979899 11.07035176 11.18090452 11.29145729 11.40201005 11.51256281 11.62311558 11.73366834 11.84422111 11.95477387 12.06532663 12.1758794 12.28643216 12.39698492 12.50753769 12.61809045 12.72864322 12.83919598 12.94974874 13.06030151 13.17085427 13.28140704 13.3919598 13.50251256 13.61306533 13.72361809 13.83417085 13.94472362 14.05527638 14.16582915 14.27638191 14.38693467 14.49748744 14.6080402 14.71859296 14.82914573 14.93969849 15.05025126 15.16080402 15.27135678 15.38190955 15.49246231 15.60301508 15.71356784 15.8241206 15.93467337 16.04522613 16.15577889 16.26633166 16.37688442 16.48743719 16.59798995 16.70854271 16.81909548 16.92964824 17.04020101 17.15075377 17.26130653 17.3718593 17.48241206 17.59296482 17.70351759 17.81407035 17.92462312 18.03517588 18.14572864 18.25628141 18.36683417 18.47738693 18.5879397 18.69849246 18.80904523 18.91959799 19.03015075 19.14070352 19.25125628 19.36180905 19.47236181 19.58291457 19.69346734 19.8040201 19.91457286 20.02512563 20.13567839 20.24623116 20.35678392 20.46733668 20.57788945 20.68844221 20.79899497 20.90954774 21.0201005 21.13065327 21.24120603 21.35175879 21.46231156 21.57286432 21.68341709 21.79396985 21.90452261 22.01507538 22.12562814 22.2361809 22.34673367 22.45728643 22.5678392 22.67839196 22.78894472 22.89949749 23.01005025 23.12060302 23.23115578 23.34170854 23.45226131 23.56281407 23.67336683 23.7839196 23.89447236 24.00502513 24.11557789 24.22613065 24.33668342 24.44723618 24.55778894 24.66834171 24.77889447 24.88944724 25. ] | wind vector
rotorse.rp.powercurve.P_spline | output | W | [ 45603.23963503 86810.89268316 132831.23728793 183362.81278064 238104.15849259 296753.81375506 359010.31789937 424572.2102568 493138.03015866 564406.31693624 638075.60992085 713844.44844377 792071.05585949 876419.58779339 967042.9523516 1063389.96652171 1164909.44729134 1271050.21164809 1381261.07657956 1494990.85907337 1611688.37611711 1730877.89206852 1855739.402953 1987628.68964314 2125763.09285931 2269359.95332189 2417636.61175124 2569810.40886775 2725165.49639358 2887022.6378884 3056431.57507956 3231777.51782771 3411445.67599346 3595261.27810583 3787242.82311964 3984065.4958453 4187216.10972681 4394713.81325388 4610129.1501123 4832580.32492564 5060275.36813571 5293959.15666285 5534376.5674274 5782272.47734972 6037899.04599491 6300077.77732439 6568804.95489237 6844194.39344194 7126359.90771618 7415415.31245817 7711474.42241099 8014651.05231772 8324948.40132747 8642264.85688869 8966664.17200133 9298213.08445224 9636978.33202824 9983026.65251617 10336424.78370284 10697239.46337511 11065537.42931978 11441385.41932371 11857076.63805414 12361870.15280662 12916884.15730518 13480316.36450954 14010364.48737941 14465226.23887451 14803099.33195456 14982181.47957927 15000000.45227556 15000000.9334703 15000001.27879005 15000001.74658346 15000002.77654205 15000005.19913954 15000008.8783885 15000013.5744245 15000019.04738309 15000025.05739984 15000031.36461031 15000037.72915006 15000043.91115465 15000049.67075966 15000054.76810062 15000058.96331312 15000062.01653271 15000063.68789495 15000063.77295723 15000062.42929203 15000059.87046088 15000056.28376539 15000051.85650713 15000046.77598771 15000041.22950869 15000035.40437169 15000029.48787827 15000023.66733003 15000018.13002855 15000013.06327543 15000008.65437225 15000005.0906206 15000002.55932207 15000001.24777825 15000001.04372913 15000000.95388937 15000000.87933741 15000000.81791011 15000000.76744432 15000000.72577691 15000000.69074473 15000000.66018464 15000000.63193349 15000000.60382814 15000000.57370544 15000000.53940227 15000000.49875546 15000000.44960188 15000000.38977838 15000000.31712182 15000000.22946906 14999999.93865029 14999997.09876693 14999991.29408626 14999982.89959547 14999972.29028173 14999959.84113222 14999945.92713412 14999930.9232746 14999915.20454086 14999899.14592006 14999883.12239938 14999867.50896601 14999852.68060712 14999839.01230988 14999826.87906149 14999816.65584912 14999808.71765994 14999803.43948113 14999801.19629988 14999802.87448727 14999809.30837048 14999819.98717348 14999834.37264147 14999851.92651964 14999872.11055319 14999894.38648731 14999918.21606719 14999943.06103804 14999968.38314505 14999993.64413341 15000018.30574833 15000041.829735 15000063.6778386 15000083.31180435 15000100.19337744 15000113.78430305 15000123.54632639 15000128.94119265 15000129.77268036 15000128.84956441 15000126.98688745 15000124.27787015 15000120.81573321 15000116.69369733 15000112.00498321 15000106.84281152 15000101.30040297 15000095.47097826 15000089.44775807 15000083.3239631 15000077.19281405 15000071.1475316 15000065.28133645 15000059.6874493 15000054.45909085 15000049.68948177 15000045.47184277 15000041.89939455 15000039.0154677 15000036.31610023 15000033.6528321 15000031.03295894 15000028.46377636 15000025.95257996 15000023.50666538 15000021.13332823 15000018.83986412 15000016.63356867 15000014.5217375 15000012.51166622 15000010.61065044 15000008.82598579 15000007.16496788 15000005.63489232 15000004.24305474 15000002.99675074 15000001.90327595 15000000.96992598 15000000.20399644] | rotor electrical power
rotorse.rp.powercurve.Omega_spline | output | rpm | [5. 5. 5. 5. 5. 5. 5. 5. 5. 5. 5. 5. 5. 5. 5. 5. 5. 5. 5. 5. 5. 5. 5. 5. 5. 5. 5. 5. 5. 5. 5. 5. 5. 5. 5. 5.00000561 5.01908661 5.06297582 5.11381445 5.17410995 5.24973748 5.33464692 5.42278814 5.508111 5.58724192 5.66578462 5.74432732 5.82287002 5.90141271 5.97995541 6.05849811 6.13704081 6.21595888 6.2957002 6.375943 6.45635365 6.53659852 6.61634397 6.69525639 6.77300214 6.8492476 6.92365914 7.00054786 7.08702188 7.17779517 7.26716617 7.34943334 7.41889512 7.46984996 7.49659631 7.49924093 7.49924093 7.49924093 7.49924093 7.49924093 7.49924093 7.49924093 7.49924093 7.49924093 7.49924093 7.49924093 7.49924093 7.49924093 7.49924093 7.49924093 7.49924093 7.49924093 7.49924093 7.49924093 7.49924093 7.49924093 7.49924093 7.49924093 7.49924093 7.49924093 7.49924093 7.49924093 7.49924093 7.49924093 7.49924093 7.49924093 7.49924093 7.49924093 7.49924093 7.49924093 7.49924093 7.49924093 7.49924093 7.49924093 7.49924093 7.49924093 7.49924093 7.49924093 7.49924093 7.49924093 7.49924093 7.49924093 7.49924093 7.49924093 7.49924093 7.49924093 7.49924093 7.49924093 7.49924093 7.49924093 7.49924093 7.49924093 7.49924093 7.49924093 7.49924093 7.49924093 7.49924093 7.49924093 7.49924093 7.49924093 7.49924093 7.49924093 7.49924093 7.49924093 7.49924093 7.49924093 7.49924093 7.49924093 7.49924093 7.49924093 7.49924093 7.49924093 7.49924093 7.49924093 7.49924093 7.49924093 7.49924093 7.49924093 7.49924093 7.49924093 7.49924093 7.49924093 7.49924093 7.49924093 7.49924093 7.49924093 7.49924093 7.49924093 7.49924093 7.49924093 7.49924093 7.49924093 7.49924093 7.49924093 7.49924093 7.49924093 7.49924093 7.49924093 7.49924093 7.49924093 7.49924093 7.49924093 7.49924093 7.49924093 7.49924093 7.49924093 7.49924093 7.49924093 7.49924093 7.49924093 7.49924093 7.49924093 7.49924093 7.49924093 7.49924093 7.49924093 7.49924093 7.49924093 7.49924093 7.49924093 7.49924093 7.49924093 7.49924093 7.49924093 7.49924093] | omega
rotorse.rs.aero_gust.loads_r | output | m | [ 3.97 8.00448276 12.03896552 16.07344828 20.10793103 24.14241379 28.17689655 32.21137931 36.24586207 40.28034483 44.31482759 48.34931034 52.3837931 56.41827586 60.45275862 64.48724138 68.52172414 72.5562069 76.59068966 80.62517241 84.65965517 88.69413793 92.72862069 96.76310345 100.79758621 104.83206897 108.86655172 112.90103448 116.93551724 120.97 ]
rotorse.rs.aero_gust.loads_Px | output | N/m | [ 383.70394821 477.8761437 855.75986225 1550.19339904 2481.31252551 3372.79577231 4462.50209031 5450.68180305 6370.064353 7239.68519392 7943.3807602 8675.75196047 9663.10606562 10570.85469573 11188.82788251 11924.71002108 13123.47637414 14592.35512724 15895.42652284 16874.17266833 17415.90209694 17847.47344526 18275.72002055 18769.80950105 19171.74712559 19363.41548597 19237.20972741 18714.06638647 17582.81254156 4924.68786149]
rotorse.rs.aero_gust.loads_Py | output | N/m | [ 78.01299046 81.06093983 -130.04529201 -715.51190192 -1409.83037828 -1859.01660622 -2318.42046606 -2619.95646727 -2862.49159597 -3076.58957096 -3166.30257063 -3262.36235861 -3465.8253716 -3632.28377072 -3627.6285407 -3665.53284608 -3879.82155797 -4205.79965551 -4432.51925182 -4492.26861183 -4439.87879344 -4324.14451083 -4215.81030261 -4143.37574281 -4074.21435081 -3984.9093393 -3829.17387398 -3579.58433337 -3148.14116531 -962.53967076]
rotorse.rs.aero_gust.loads_Pz | output | N/m | [0. 0. 0. 0. 0. 0. 0. 0. 0. 0. 0. 0. 0. 0. 0. 0. 0. 0. 0. 0. 0. 0. 0. 0. 0. 0. 0. 0. 0. 0.]
rotorse.rs.aero_hub_loads.P | output | W | [56605476.57565412] | Rotor aerodynamic power
rotorse.rs.aero_hub_loads.Mb | output | N/m | [1.01807081e+08] | Aerodynamic blade root flapwise moment
rotorse.rs.aero_hub_loads.Fhub | output | N | [3812052.5814461 22429.54651141 39248.36805788] | Aerodynamic forces at hub center in the hub c.s.
rotorse.rs.aero_hub_loads.Mhub | output | N*m | [72079626.3300724 3925874.32914515 9976011.05518872] | Aerodynamic moments at hub center in the hub c.s.
rotorse.rs.aero_hub_loads.CP | output |  | [0.26463077] | Rotor aerodynamic power coefficient
rotorse.rs.aero_hub_loads.CMb | output |  | [0.07795764] | Aerodynamic blade root flapwise moment coefficient
rotorse.rs.aero_hub_loads.CFhub | output |  | [0.35144125 0.00206783 0.00361839] | Aerodynamic force coefficients at hub center in the hub c.s.
rotorse.rs.aero_hub_loads.CMhub | output |  | [0.05519417 0.00300619 0.00763902] | Aerodynamic moment coefficients at hub center in the hub c.s.
rotorse.rs.brs.d_r | output | m | [7.91768771] | Root fastener circle diameter
rotorse.rs.brs.ratio | output |  | [1.53756437] | Ratio of recommended diameter over actual diameter. It can be constrained to be smaller than 1
rotorse.rs.constr.constr_max_strainU_spar | output |  | [4.24471125e-01 4.98457522e-01 6.01163428e-01 7.45941360e-01 9.20079379e-01 9.75175760e-01 9.74174771e-01 9.86269268e-01 9.81346968e-01 9.17851729e-01 8.67359538e-01 8.73483848e-01 8.45381865e-01 8.14273833e-01 8.16718510e-01 8.14402034e-01 7.80892856e-01 7.64066892e-01 7.35772324e-01 6.90016288e-01 6.58483337e-01 6.47833728e-01 6.51833269e-01 6.52318498e-01 6.51286109e-01 5.87195802e-01 4.87835299e-01 3.50192168e-01 1.51154074e-01 2.53443630e-04] | constraint for maximum strain in spar cap suction side
rotorse.rs.constr.constr_max_strainL_spar | output |  | [4.20021131e-01 4.86195713e-01 6.14085075e-01 7.72847994e-01 9.04790211e-01 8.95811437e-01 8.84030653e-01 9.07755946e-01 9.05825323e-01 8.34707966e-01 8.00526504e-01 8.08102154e-01 7.82615909e-01 7.54054954e-01 7.64002768e-01 7.62103741e-01 7.34594562e-01 7.22227612e-01 6.99516753e-01 6.60600757e-01 6.34278728e-01 6.26432831e-01 6.30817526e-01 6.35434212e-01 6.32514209e-01 5.71681226e-01 4.76137833e-01 3.41250523e-01 1.45280087e-01 2.54422222e-04] | constraint for maximum strain in spar cap pressure side
rotorse.rs.constr.constr_max_strainU_te | output |  | [2.63840098e-02 5.92848273e-02 1.73070405e-01 1.84060955e-01 5.48906791e-02 9.66719125e-02 3.21432883e-01 1.72496281e-01 3.07352743e-01 3.13525949e-01 3.02001793e-01 2.85791419e-01 2.84667196e-01 2.75887312e-01 1.04637047e-01 9.94782721e-02 9.55086273e-02 1.29189654e-01 1.80004018e-01 2.57973475e-01 2.87047893e-01 2.98722975e-01 3.04669907e-01 3.39590029e-01 1.28329204e-01 1.13733307e-01 8.41547856e-02 4.57669520e-02 1.50283756e-02 1.68668980e-05] | constraint for maximum strain in trailing edge suction side
rotorse.rs.constr.constr_max_strainL_te | output |  | [2.63840098e-02 5.92848273e-02 1.73070405e-01 5.62896267e-02 2.11502040e-01 3.43079839e-01 3.84135437e-01 3.68421928e-01 4.22538617e-01 4.42725902e-01 4.25533425e-01 4.07974480e-01 3.93774705e-01 3.71612350e-01 2.67380550e-01 2.49128576e-01 2.32649398e-01 2.53759604e-01 2.89912189e-01 3.59817847e-01 3.77799945e-01 3.77438889e-01 3.76369714e-01 4.10837826e-01 1.28329204e-01 1.13733307e-01 8.41547856e-02 4.57669520e-02 1.50283756e-02 1.68668980e-05] | constraint for maximum strain in trailing edge pressure side
rotorse.rs.constr.constr_flap_f_margin | output |  | [-0.11672879 -1.07649324 -2.55972159 -4.66239988 -7.32103933] | constraint on flap blade frequency such that ratio of 3P/f is above or below gamma with constraint <= 0
rotorse.rs.constr.constr_edge_f_margin | output |  | [ -0.28357305 -1.65170454 -3.69470487 -6.64020801 -10.12043145] | constraint on edge blade frequency such that ratio of 3P/f is above or below gamma with constraint <= 0
rotorse.rs.curvature.s | output | m | [ 3.97 8.00462853 12.03940879 16.07427967 20.10910592 24.14378821 28.17830743 32.21279021 36.24727437 40.28176127 44.31625099 48.35076171 52.38545113 56.42066517 60.45639426 64.49244032 68.52906513 72.56719303 76.60690249 80.64768088 84.68892098 88.73109075 92.77480765 96.81989863 100.86603717 104.91326438 108.96214868 113.01274247 117.06506464 121.11887121] | cumulative path length along blade
rotorse.rs.curvature.blades_cg_hubcc | output | m | [2.46175853] | cg of all blades relative to hub along shaft axis. Distance is should be interpreted as negative for upwind and positive for downwind turbines
rotorse.rs.frame.root_F | output | N | [-1441743.86786178 -359686.29914642 645850.60191936] | Blade root forces in blade c.s.
rotorse.rs.frame.root_M | output | N*m | [ 2.37074465e+07 -1.01682413e+08 -0.00000000e+00] | Blade root moment in blade c.s.
rotorse.rs.frame.flap_mode_shapes | output |  | [[-1.40328269e-02 2.38760071e+00 -2.55002900e+00 1.82565887e+00 -6.49197751e-01] [-5.41596859e-01 8.16949965e-01 -7.99868711e+00 1.59541028e+01 -7.23076881e+00] [-2.85255239e+00 3.07356029e+01 -8.18821808e+01 7.73472463e+01 -2.23481160e+01] [-4.76302590e-01 -2.11057397e+01 1.05735813e+02 -1.60901023e+02 7.77472514e+01] [ 2.32841842e+01 -1.73819324e+02 4.54432552e+02 -4.99504490e+02 1.96607078e+02]] | 6-degree polynomial coefficients of mode shapes in the flap direction (x^2..x^6, no linear or constant term)
rotorse.rs.frame.edge_mode_shapes | output |  | [[ 6.69193673e-03 4.70684373e+00 -9.37360544e+00 8.60148498e+00 -2.94141521e+00] [-1.62922150e+00 7.04947496e+00 -2.04111060e+01 2.67074144e+01 -1.07165619e+01] [-1.63668189e+00 2.76209207e+01 -8.44514722e+01 8.80349972e+01 -2.85677639e+01] [-5.12183132e+00 1.35424554e+01 1.84280990e+01 -7.00506466e+01 4.42019236e+01] [ 2.28753864e+01 -1.72349308e+02 4.52595662e+02 -4.98537741e+02 1.96416001e+02]] | 6-degree polynomial coefficients of mode shapes in the edge direction (x^2..x^6, no linear or constant term)
rotorse.rs.frame.tors_mode_shapes | output |  | [[0. 0. 0. 0. 0.] [0. 0. 0. 0. 0.] [0. 0. 0. 0. 0.] [0. 0. 0. 0. 0.] [0. 0. 0. 0. 0.]] | 6-degree polynomial coefficients of mode shapes in the torsional direction (x^2..x^6, no linear or constant term)
rotorse.rs.frame.all_mode_shapes | output |  | [[-1.40328269e-02 2.38760071e+00 -2.55002900e+00 1.82565887e+00 -6.49197751e-01] [ 6.69193673e-03 4.70684373e+00 -9.37360544e+00 8.60148498e+00 -2.94141521e+00] [-5.41596859e-01 8.16949965e-01 -7.99868711e+00 1.59541028e+01 -7.23076881e+00] [-1.62922150e+00 7.04947496e+00 -2.04111060e+01 2.67074144e+01 -1.07165619e+01] [-2.85255239e+00 3.07356029e+01 -8.18821808e+01 7.73472463e+01 -2.23481160e+01] [-1.63668189e+00 2.76209207e+01 -8.44514722e+01 8.80349972e+01 -2.85677639e+01] [-4.76302590e-01 -2.11057397e+01 1.05735813e+02 -1.60901023e+02 7.77472514e+01] [-5.12183132e+00 1.35424554e+01 1.84280990e+01 -7.00506466e+01 4.42019236e+01] [ 2.32841842e+01 -1.73819324e+02 4.54432552e+02 -4.99504490e+02 1.96607078e+02] [ 2.28753864e+01 -1.72349308e+02 4.52595662e+02 -4.98537741e+02 1.96416001e+02]] | 6-degree polynomial coefficients of mode shapes in the edge direction (x^2..x^6, no linear or constant term)
rotorse.rs.frame.flap_mode_freqs | output | Hz | [0.54632315 1.6127281 3.2607596 5.5970688 8.55111264] | Frequencies associated with mode shapes in the flap direction
rotorse.rs.frame.edge_mode_freqs | output | Hz | [ 0.73170566 2.25185176 4.52185213 7.7946334 11.66154833] | Frequencies associated with mode shapes in the edge direction
rotorse.rs.frame.tors_mode_freqs | output | Hz | [0. 0. 0. 0. 0.] | Frequencies associated with mode shapes in the torsional direction
rotorse.rs.frame.freqs | output | Hz | [0.54632315 0.73170566 1.6127281 2.25185176 3.2607596 3.51534989 4.52185213 5.5970688 6.436378 7.7946334 ] | ration of 2nd and 1st natural frequencies, should be ratio of edgewise to flapwise
rotorse.rs.frame.freq_distance | output |  | [1.33932757] | ration of 2nd and 1st natural frequencies, should be ratio of edgewise to flapwise
rotorse.rs.frame.dx | output | m | [-0.00000000e+00 5.79498655e-03 2.43774466e-02 6.00206137e-02 1.21306602e-01 2.19369376e-01 3.62586639e-01 5.57024631e-01 8.09711489e-01 1.12622230e+00 1.50823991e+00 1.95770046e+00 2.47929484e+00 3.07638039e+00 3.75146290e+00 4.51021322e+00 5.35928502e+00 6.30395241e+00 7.34968704e+00 8.50097760e+00 9.76072773e+00 1.11337477e+01 1.26285769e+01 1.42555365e+01 1.60236957e+01 1.79389128e+01 1.99987885e+01 2.21898012e+01 2.44786845e+01 2.68187452e+01] | deflection of blade section in airfoil x-direction
rotorse.rs.frame.dy | output | m | [ 0.00000000e+00 -1.37557503e-03 -5.97323282e-03 -1.56420178e-02 -3.35064352e-02 -6.30695723e-02 -1.06764345e-01 -1.65685483e-01 -2.40309689e-01 -3.30321709e-01 -4.34733921e-01 -5.52662230e-01 -6.83524416e-01 -8.26620613e-01 -9.81164552e-01 -1.14645806e+00 -1.32177478e+00 -1.50653591e+00 -1.70073060e+00 -1.90502524e+00 -2.12051423e+00 -2.34771778e+00 -2.58606443e+00 -2.83482456e+00 -3.09385043e+00 -3.36279375e+00 -3.64048549e+00 -3.92492275e+00 -4.21348321e+00 -4.50395511e+00] | deflection of blade section in airfoil y-direction
rotorse.rs.frame.dz | output | m | [-0.00000000e+00 -6.43510723e-05 -1.48913105e-04 -2.45071520e-04 -3.63208826e-04 -4.92473036e-04 -6.26018906e-04 -7.57864081e-04 -8.83926106e-04 -1.00173690e-03 -1.11104339e-03 -1.21337235e-03 -1.31003518e-03 -1.40144107e-03 -1.48758321e-03 -1.56806960e-03 -1.64215991e-03 -1.70991169e-03 -1.77198315e-03 -1.82848809e-03 -1.87926446e-03 -1.92469725e-03 -1.96648817e-03 -2.00657192e-03 -2.04587793e-03 -2.08382738e-03 -2.11859974e-03 -2.14962146e-03 -2.17338518e-03 -2.18827044e-03] | deflection of blade section in airfoil z-direction
rotorse.rs.frame.EI11 | output | N*m**2 | [1.52445944e+11 1.23872280e+11 8.14879396e+10 4.95972732e+10 3.11078143e+10 2.49906958e+10 2.09691059e+10 1.68777586e+10 1.39991880e+10 1.30705206e+10 1.16972583e+10 9.47768715e+09 8.27475469e+09 7.30602545e+09 5.84195526e+09 4.68012967e+09 3.89401685e+09 3.06970417e+09 2.46449121e+09 1.99687531e+09 1.53537510e+09 1.10809393e+09 7.64722527e+08 5.16666248e+08 3.28021581e+08 2.07091013e+08 1.20099028e+08 5.92206998e+07 2.21895135e+07 1.85925022e+05] | stiffness w.r.t principal axis 1
rotorse.rs.frame.EI22 | output | N*m**2 | [1.52572176e+11 1.27539952e+11 9.09679113e+10 7.02180957e+10 5.57582050e+10 4.45074536e+10 3.70017283e+10 3.19123338e+10 2.88452117e+10 2.64740019e+10 2.39501425e+10 2.16889477e+10 1.98336121e+10 1.80790401e+10 1.63718926e+10 1.47930677e+10 1.32896618e+10 9.87581989e+09 6.72106454e+09 4.08537425e+09 2.88547217e+09 2.17763786e+09 1.61247028e+09 1.01436920e+09 6.70958340e+08 4.42357542e+08 2.88500553e+08 1.79685386e+08 8.85606641e+07 1.60211457e+06] | stiffness w.r.t principal axis 2
rotorse.rs.frame.alpha | output | deg | [ 7.32540106e+01 6.25365458e+01 2.97492476e+01 1.62743737e+01 1.22465727e+01 1.39095279e+01 1.39366226e+01 1.08530016e+01 7.99529306e+00 7.26785907e+00 6.36496983e+00 4.81754662e+00 4.10335408e+00 3.68433106e+00 2.82999586e+00 2.20637323e+00 1.92794289e+00 1.71232766e+00 1.48258488e+00 1.23708736e+00 5.23188340e-01 -1.63834096e-01 -5.86716743e-01 -9.48004580e-01 -1.01757134e+00 -9.08603793e-01 -5.37783199e-01 -3.88005857e-02 3.20500254e-01 6.73340419e-01] | Angle between blade c.s. and principal axes
rotorse.rs.frame.M1 | output | N*m | [-3.51744888e+07 -3.30702586e+07 -6.16047299e+07 -7.90752751e+07 -7.84680554e+07 -7.37280763e+07 -6.83937559e+07 -6.35130403e+07 -5.86625714e+07 -5.36372955e+07 -4.86760072e+07 -4.38528182e+07 -3.92001467e+07 -3.47782120e+07 -3.05742446e+07 -2.65949521e+07 -2.28736450e+07 -1.94163887e+07 -1.62258785e+07 -1.33116928e+07 -1.06726636e+07 -8.31445687e+06 -6.25026775e+06 -4.48187516e+06 -3.01122543e+06 -1.83849829e+06 -9.60125403e+05 -3.71795674e+05 -6.62102877e+04 3.65165609e+00] | distribution along blade span of bending moment w.r.t principal axis 1
rotorse.rs.frame.M2 | output | N*m | [ 9.83062548e+07 9.27156138e+07 6.90151902e+07 3.54077043e+07 1.94595971e+07 1.45197614e+07 1.26622494e+07 8.64334060e+06 3.86675626e+06 9.74249579e+05 -5.27491332e+05 -1.96383880e+06 -2.93833128e+06 -3.26028322e+06 -3.44630141e+06 -3.52822361e+06 -3.35590550e+06 -3.03332864e+06 -2.67026825e+06 -2.30223183e+06 -1.98604410e+06 -1.70142116e+06 -1.38912182e+06 -1.06210471e+06 -7.41078092e+05 -4.53618161e+05 -2.30580200e+05 -8.52681455e+04 -1.47318493e+04 1.99302703e-01] | distribution along blade span of bending moment w.r.t principal axis 2
rotorse.rs.frame.F2 | output | N | [ 5.22141951e+05 5.21367531e+05 1.00002726e+06 1.34235283e+06 1.40683864e+06 1.40260834e+06 1.38376882e+06 1.36710267e+06 1.34479551e+06 1.31246838e+06 1.27468190e+06 1.23236540e+06 1.18537223e+06 1.13471549e+06 1.08039624e+06 1.02280352e+06 9.61708469e+05 8.95730822e+05 8.24716522e+05 7.49677895e+05 6.71615361e+05 5.91599471e+05 5.11160625e+05 4.30791966e+05 3.50840112e+05 2.71627179e+05 1.93304285e+05 1.16656714e+05 4.34723864e+04 -1.32513586e+03] | distribution along blade span of force w.r.t principal axis 2
rotorse.rs.frame.F3 | output | N | [6.45850602e+05 7.18685648e+05 7.53583878e+05 7.62617506e+05 7.56186464e+05 7.41587666e+05 7.23401003e+05 7.02804447e+05 6.79400357e+05 6.52320649e+05 6.21037803e+05 5.85851845e+05 5.47220420e+05 5.05506048e+05 4.61202145e+05 4.14701219e+05 3.66226861e+05 3.17496269e+05 2.70594972e+05 2.26321786e+05 1.84501958e+05 1.45133302e+05 1.09585619e+05 7.93402181e+04 5.51294048e+04 3.64964020e+04 2.23049921e+04 1.15231712e+04 3.79769903e+03 1.52340363e-11] | axial resultant along blade span
rotorse.rs.strains.strainU_spar | output |  | [-1.69788450e-03 -1.99383009e-03 -2.40465371e-03 -2.98376544e-03 -3.68031752e-03 -3.90070304e-03 -3.89669908e-03 -3.94507707e-03 -3.92538787e-03 -3.67140692e-03 -3.46943815e-03 -3.49393539e-03 -3.38152746e-03 -3.25709533e-03 -3.26687404e-03 -3.25760813e-03 -3.12357142e-03 -3.05626757e-03 -2.94308930e-03 -2.76006515e-03 -2.63393335e-03 -2.59133491e-03 -2.60733308e-03 -2.60927399e-03 -2.60514443e-03 -2.34878321e-03 -1.95134120e-03 -1.40076867e-03 -6.04616296e-04 1.01377452e-06] | strain in spar cap on upper surface at location xu,yu_strain with loads P_strain
rotorse.rs.strains.strainL_spar | output |  | [ 1.68008452e-03 1.94478285e-03 2.45634030e-03 3.09139198e-03 3.61916084e-03 3.58324575e-03 3.53612261e-03 3.63102378e-03 3.62330129e-03 3.33883186e-03 3.20210601e-03 3.23240861e-03 3.13046364e-03 3.01621981e-03 3.05601107e-03 3.04841496e-03 2.93837825e-03 2.88891045e-03 2.79806701e-03 2.64240303e-03 2.53711491e-03 2.50573132e-03 2.52327011e-03 2.54173685e-03 2.53005684e-03 2.28672490e-03 1.90455133e-03 1.36500209e-03 5.81120347e-04 -1.01768889e-06] | strain in spar cap on lower surface at location xl,yl_strain with loads P_strain
rotorse.rs.strains.strainU_te | output |  | [-1.05536039e-04 2.37139309e-04 6.92281621e-04 -7.36243819e-04 -2.19562716e-04 3.86687650e-04 1.28573153e-03 6.89985126e-04 1.22941097e-03 1.25410380e-03 1.20800717e-03 1.14316567e-03 1.13866878e-03 1.10354925e-03 4.18548186e-04 3.97913088e-04 3.82034509e-04 5.16758617e-04 7.20016071e-04 1.03189390e-03 1.14819157e-03 1.19489190e-03 1.21867963e-03 1.35836012e-03 -5.13316816e-04 -4.54933229e-04 -3.36619142e-04 -1.83067808e-04 -6.01135023e-05 -6.74675920e-08] | strain in trailing-edge panels on upper surface at location xu,yu_te with loads P_te
rotorse.rs.strains.strainL_te | output |  | [-1.05536039e-04 2.37139309e-04 6.92281621e-04 2.25158507e-04 8.46008158e-04 1.37231936e-03 1.53654175e-03 1.47368771e-03 1.69015447e-03 1.77090361e-03 1.70213370e-03 1.63189792e-03 1.57509882e-03 1.48644940e-03 1.06952220e-03 9.96514305e-04 9.30597592e-04 1.01503842e-03 1.15964875e-03 1.43927139e-03 1.51119978e-03 1.50975556e-03 1.50547886e-03 1.64335130e-03 -5.13316816e-04 -4.54933229e-04 -3.36619142e-04 -1.83067808e-04 -6.01135023e-05 -6.74675920e-08] | strain in trailing-edge panels on lower surface at location xl,yl_te with loads P_te
rotorse.rs.strains.axial_root_sparU_load2stress | output | m**2 | [ 0. 0. -0.60604043 -0.13246489 0.46641843 0. ] | Linear conversion factors between loads [Fx-z; Mx-z] and axial stress in the upper spar cap at blade root
rotorse.rs.strains.axial_root_sparL_load2stress | output | m**2 | [ 0. 0. -0.60604043 0.12434011 -0.46865071 0. ] | Linear conversion factors between loads [Fx-z; Mx-z] and axial stress in the lower spar cap at blade root
rotorse.rs.strains.axial_maxc_teU_load2stress | output | m**2 | [ 0. 0. -1.01905517 -2.08397943 -0.29556172 0. ] | Linear conversion factors between loads [Fx-z; Mx-z] and axial stress in the upper trailing edge at blade max chord
rotorse.rs.strains.axial_maxc_teL_load2stress | output | m**2 | [ 0. 0. -1.01905517 -2.09349281 -0.37506553 0. ] | Linear conversion factors between loads [Fx-z; Mx-z] and axial stress in the lower trailing edge at blade max chord
rotorse.rs.tip_pos.tip_deflection | output | m | [25.83182623] | deflection at tip in yaw x-direction
rotorse.rs.tot_loads_gust.Px_af | output | N/m | [ 2116.57424202 2284.82329819 2541.27277672 3306.92550958 4063.47099256 4745.94809102 5723.39649378 6667.14276961 7586.65863666 8499.61788318 9246.46327118 10039.19494987 11131.76180746 12140.99858694 12815.21978536 13604.68791688 14904.09191499 16390.85526646 17642.13093783 18503.74119573 18956.27568224 19272.16223096 19508.98764935 19748.6483357 19888.45903569 19885.88510377 19618.00450161 18997.98913446 17763.74896039 4969.85818839] | total distributed loads in airfoil x-direction
rotorse.rs.tot_loads_gust.Py_af | output | N/m | [ 671.73580005 717.24958734 532.87759094 48.43929412 -602.12497523 -1056.66681234 -1494.0358506 -1787.1733366 -2051.44561639 -2311.57447562 -2472.7427916 -2636.02969724 -2891.0584047 -3121.80210444 -3199.08867283 -3317.92554139 -3605.61835114 -4007.92840454 -4323.19082094 -4486.34907594 -4557.71034336 -4604.14472801 -4685.06920774 -4784.14301561 -4820.50795877 -4742.72786324 -4553.6480443 -4227.78825297 -3664.98407787 -1070.54808675] | total distributed loads in airfoil y-direction
rotorse.rs.tot_loads_gust.Pz_af | output | N/m | [-23450.8523364 -12655.42248838 -4644.55941247 166.34983215 3021.68899108 4215.32403411 4800.28952069 5409.97167567 6192.05972407 7232.07299545 8275.6673879 9166.94889918 9983.67743013 10695.24824923 11267.37793731 11784.37016079 12245.65977771 11911.3922566 11338.83104501 10608.56682662 10122.63777426 9393.45397907 8228.47810042 6764.97305374 5236.97271947 3999.90342374 3035.15664088 2309.67889301 1520.04348373 362.57714096] | total distributed loads in airfoil z-direction
rotorse.stall_check.no_stall_constraint | output |  | [0. 0. 0. 0. 0. 0. 0. 0.91969395 0.85280638 0.80574135 0.77889699 0.75931647 0.73819726 0.72201688 0.7149284 0.71295019 0.70869007 0.70126685 0.69303506 0.68850949 0.69317319 0.71109836 0.73165235 0.74596079 0.75141509 0.74345445 0.72771906 0.7006927 0.64699491 0.70167998] | Constraint, ratio between angle of attack plus a margin and stall angle
rotorse.stall_check.stall_angle_along_span | output | deg | [1.00000000e-06 2.40408779e+01 1.68326006e+01 1.93941270e+01 1.57622498e+01 1.37725007e+01 1.28792081e+01 1.27940973e+01 1.30788207e+01 1.35055092e+01 1.37287701e+01 1.38984971e+01 1.40888915e+01 1.42702325e+01 1.42972303e+01 1.42519417e+01 1.42750717e+01 1.43770278e+01 1.45199286e+01 1.46365590e+01 1.46050701e+01 1.44824258e+01 1.44075103e+01 1.44007143e+01 1.44007143e+01 1.44007143e+01 1.44007143e+01 1.44007143e+01 1.44007143e+01 1.44007143e+01] | Stall angle along blade span